## Table
Manufacturer | Brand | Model Number | Coil Model Number | Geothermal HP Type | Central HP Type | HeatEnergySource | Voltage | Phase | Variable Refrigerant Flow | Heat Recovery | Refrigerant Type | Compressor Motor Design | Compressor Electric Input (Watts) | Indoor Fan Electric Input | Outdoor Fan Electric Input | Cooling Capacity (BTUH) | Electric Input (Watts) | Energy Efficiency Ratio (EER) | EER Std | Heating Capacity (BTUH) | Electric Input Heating (Watts) | Coefficient of Performance (COP) | COP Std | Regulatory Status | Add Date | Reference Number | Modified Date
Inter-City Products Corp. | McQuay | CCH024C*G |  | Water-Source | WBAHP: Heat Pump Packaged Unit | Heat Pump | 208 | 1 |  |  | No Match | No Match |  |  |  | 23500 | 2009 | 11.7 | 9.3 | 30400 | 2346 | 3.8 | 3.8 | Non Federally-Regulated | 07/31/1991 |  | 03/31/1998
Trane U.S. Inc. | Trane | GEVA009 |  | Water-Source | WBAHP: Heat Pump Packaged Unit | Heat Pump | 208 | 1 |  |  | No Match | No Match |  |  |  | 8655 | 673 | 12.9 | 10 | 10628 | 690 | 4.5 |  | Federally-Regulated Commercial & Industrial Equipment | 04/12/2000 |  | 09/25/2002
Waterfurnace International, Inc. | Premier | ATV/ATH022A |  | Ground-Water-Source | WBAHP: Heat Pump Packaged Unit | Heat Pump | 230 | 1 |  |  | No Match | No Match |  |  |  | 23600 | 1494 | 15.8 | 11 | 23800 | 1516 | 4.6 | 3.4 | Non Federally-Regulated | 07/31/1991 |  | 03/31/1998
Climate Control / Snyder General | Trane | WPHA52XG* |  | Water-Source | WBAHP: Heat Pump Packaged Unit | Heat Pump | 460 | 3 |  |  | No Match | No Match |  |  |  | 50000 | 4850 | 10.3 | 7.5 | 65000 | 4900 | 3.9 | 2.5 | Non Federally-Regulated | 05/16/1984 |  | 05/11/1988
Waterfurnace International, Inc. | Waterfurnace International, Inc. | P034D | N-VSB2006A/G+FD03624A | Ground-Water-Source | WBAHP-CB: Heat Pump Split Syst | Heat Pump | 230 | 1 |  |  | No Match | No Match |  |  |  | 34500 | 2593 | 13.3 | 9 | 24300 | 2373 | 3 |  | Non Federally-Regulated | 05/19/2000 |  | 01/18/2001
Enertech Global, LLC | Enertech | GRT036A | MPD036 | Ground-Source | WBAHP-CB: Heat Pump Split Syst | Heat Pump | 230 | 1 |  |  | No Match | Single-Speed |  |  |  | 37200 | 2150 | 17.3 | 13.4 | 28200 | 2119 | 3.9 | 3.1 | Non Federally-Regulated | 09/03/2012 |  | 12/12/2012
Waterfurnace International, Inc. | Johnson Controls | RJTV/RJTH038**3 |  | Ground-Water-Source | WBAHP: Heat Pump Packaged Unit | Heat Pump | 230 | 3 |  |  | No Match | Dual-Speed |  |  |  | 39400 | 1635 | 24.1 | 16.2 | 34800 | 2040 | 5 | 3.6 | Non Federally-Regulated | 01/24/2011 |  | 06/23/2011
Waterfurnace International, Inc. | Waterfurnace International, Inc. | NTV024A1(P) |  | Ground-Source | WBAH: Heating Only Packaged Un | Heat Pump | 208 | 1 |  |  | No Match | No Match | [7 empty] | 18100 | 1607 | 3.3 |  | Non Federally-Regulated | 03/31/1998 |  | 05/10/1998
Mammoth | Hydrobank II | E020VLG |  | Ground-Water-Source | WBAHP: Heat Pump Packaged Unit | Heat Pump | 265 | 1 |  |  | No Match | No Match |  |  |  | 19500 | 1392 | 14 | 9 | 15000 | 1417 | 3.1 |  | Non Federally-Regulated | 07/22/2002 |  | 03/12/2009
Florida Heat Pump | Florida Heat Pump | GT062-1VT/HZ/CF |  | Water-Source | WBAHP-CB: Heat Pump Split Syst | Heat Pump | 208 | 1 |  |  | No Match | No Match |  |  |  | 61500 | 4920 | 12.5 | 9 | 78000 | 6015 | 3.8 | 3.5 | Non Federally-Regulated | 02/02/1998 |  | 10/02/1998
Mammoth | Hydrobank II | E035VHG |  | Water-Source | WBAHP: Heat Pump Packaged Unit | Heat Pump | 265 | 1 |  |  | No Match | No Match |  |  |  | 37000 | 2624 | 14.1 | 10 | 45000 | 2866 | 4.6 |  | Federally-Regulated Commercial & Industrial Equipment | 05/23/2000 |  | 11/14/2000
McQuay International | McQuay | CCH/CCW/HWH/HWW012C-A |  | Water-Source | WBAHP: Heat Pump Packaged Unit | Heat Pump | 115 | 1 |  |  | No Match | No Match |  |  |  | 11700 | 1063 | 11 | 10 | 14200 | 1094 | 3.8 |  | Federally-Regulated Commercial & Industrial Equipment | 12/14/1998 |  | 10/05/1999
Econar | Econar | GV592 |  | Water-Source | WBAHP-CB: Heat Pump Split Syst | Heat Pump | 208 | 1 |  |  | No Match | No Match |  |  |  | 54000 | 4285 | 12.6 | 9 | 78000 | 6178 | 3.7 | 3.5 | Non Federally-Regulated | 12/14/1998 |  | 04/12/2000
Snyder General Corp. | McQuay | CCW060A*T |  | Water-Source | WBAHP: Heat Pump Packaged Unit | Heat Pump | 460 | 3 |  |  | No Match | No Match |  |  |  | 61000 | 5754 | 10.6 | 9 | 71000 | 5945 | 3.5 | 3.2 | Non Federally-Regulated | 02/22/1990 |  | 07/31/1991
ClimateMaster Inc. | Climate Master Series | HS/HL/VS/VL015G |  | Water-Source | WBAHP: Heat Pump Packaged Unit | Heat Pump | 230 | 1 |  |  | No Match | No Match |  |  |  | 14100 | 1281 | 11 | 10 | 18800 | 1377 | 4 |  | Federally-Regulated Commercial & Industrial Equipment | 01/18/2001 |  | 11/19/2001
Waterfurnace International, Inc. | Waterfurnace International, Inc. | NSV/NSH022G1*0 |  | Ground-Source | WBAHP: Heat Pump Packaged Unit | Heat Pump | 230 | 1 |  |  | No Match | Single-Speed |  |  |  | 21500 | 1049 | 20.5 | 13.4 | 14200 | 1125 | 3.7 | 3.1 | Non Federally-Regulated | 09/03/2012 |  | 04/19/2013
McQuay International | McQuay | W-FDD/FDE/FME-1-007-A |  | Water-Source | WBAHP: Heat Pump Packaged Unit | Heat Pump | 115 | 1 |  |  | No Match | No Match |  |  |  | 6800 | 653 | 10.4 | 10 | 9800 | 736 | 3.9 |  | Federally-Regulated Commercial & Industrial Equipment | 09/25/2002 |  | 03/12/2009
Waterfurnace International, Inc. | Standard Range | WSH/WSV049A*3*** |  | Water-Source | WBAHP: Heat Pump Packaged Unit | Heat Pump | 230 | 3 |  |  | No Match | No Match |  |  |  | 50500 | 4856 | 10.4 | 9 | 60500 | 4923 | 3.6 | 3.2 | Federally-Regulated Commercial & Industrial Equipment | 09/13/1989 |  | 10/10/1989
Waterfurnace International, Inc. | Waterfurnace International, Inc. | VLH070A4 |  | Water-Source | WBAHP: Heat Pump Packaged Unit | Heat Pump | 460 | 3 |  |  | No Match | No Match |  |  |  | 68000 | 5528 | 12.3 | 9 | 83200 | 5805 | 4.2 | 3.8 | Federally-Regulated Commercial & Industrial Equipment | 07/29/1998 |  | 10/02/1998
Mammoth | Geox | ZD043VSC |  | Water-Source | WBAHP: Heat Pump Packaged Unit | Heat Pump | 208 | 1 |  |  | No Match | No Match |  |  |  | 41000 | 3888 | 10.5 | 7.5 | 47500 | 3965 | 3.5 | 2.5 | Non Federally-Regulated | 06/11/1985 |  | 05/11/1988
Mammoth | Hydrobank II | F072HHF |  | Water-Source | WBAHP: Heat Pump Packaged Unit | Heat Pump | 230 | 3 |  |  | No Match | No Match |  |  |  | 69000 | 6272 | 11 | 10.5 | 87000 | 6889 | 3.7 | 3.8 | Non Federally-Regulated | 07/31/1991 |  | 03/31/1998
McQuay / Snyder General | Electro-Hydronics | FW610F5 |  | Water-Source | WBAHP: Heat Pump Packaged Unit | Heat Pump | 208 | 1 |  |  | No Match | No Match |  |  |  | 61500 | 5850 | 10.5 | 9 | 77000 | 5785 | 3.9 | 3.2 | Non Federally-Regulated | 05/11/1988 |  | 03/15/1989
Waterfurnace International, Inc. | Rybacki - Hart Enterprises | ZS060**0*4 |  | Water-Source | WBAHP: Heat Pump Packaged Unit | Heat Pump | 230 | 1 |  |  | No Match | Single-Speed |  |  |  | 58400 | 3817 | 15.3 | 12 | 72500 | 4521 | 4.7 | 4.2 | Federally-Regulated Commercial & Industrial Equipment | 03/02/2012 |  | 04/19/2013
California Heat Pump | California Heat Pump | CHP-10R*-13-** |  | Water-Source | WBAHP: Heat Pump Packaged Unit | Heat Pump | 265 | 1 |  |  | No Match | No Match |  |  |  | 8500 | 850 | 10 | 7.5 | 10000 | 900 | 3.2 | 2.5 | Non Federally-Regulated | 05/16/1984 |  | 06/11/1985
ClimateMaster Inc. | Climate Master Series | HS/HL 096 G |  | Water-Source | WBAHP: Heat Pump Packaged Unit | Heat Pump | 208 | 1 |  |  | No Match | No Match |  |  |  | 95000 | 8636 | 11 | 9 | 114000 | 8792 | 3.8 | 3.8 | Federally-Regulated Commercial & Industrial Equipment | 02/02/1998 |  | 03/31/1998
ClimateMaster Inc. | Carrier Corp. | 50YCS0243 | FK4CNF003 | Ground-Water-Source | WBAHP-CB: Heat Pump Split Syst | Heat Pump | 230 | 1 |  |  | No Match | Single-Speed |  |  |  | 25700 | 1248 | 20.6 | 16.2 | 22800 | 1714 | 3.9 | 3.6 | Non Federally-Regulated | 09/15/2009 |  | 02/17/2011
Mammoth | Hydrobank II | D052HHG/VHG |  | Water-Source | WBAHP: Heat Pump Packaged Unit | Heat Pump | 208 | 1 |  |  | No Match | No Match |  |  |  | 53000 | 4690 | 11.3 | 10 | 69000 | 5183 | 3.9 |  | Federally-Regulated Commercial & Industrial Equipment | 10/05/1999 |  | 05/23/2000
ClimateMaster Inc. | Climate Master Series | VS/VL100H |  | Water-Source | WBAHP: Heat Pump Packaged Unit | Heat Pump | 230 | 3 |  |  | No Match | No Match |  |  |  | 101000 | 8782 | 11.5 | 9 | 109000 | 8404 | 3.8 | 3.8 | Federally-Regulated Commercial & Industrial Equipment | 04/12/2000 |  | 03/12/2009
Florida Heat Pump | Florida Heat Pump | GT048-5CF/HZ/VT |  | Water-Source | WBAHP-CB: Heat Pump Split Syst | Heat Pump | 575 | 3 |  |  | No Match | No Match |  |  |  | 50200 | 4016 | 12.5 | 9 | 60000 | 4507 | 3.9 | 3.5 | Non Federally-Regulated | 07/22/2002 |  | 03/12/2009
Waterfurnace International, Inc. | Johnson Controls | RKV/RKH042**0*1 |  | Ground-Source | WBAHP: Heat Pump Packaged Unit | Heat Pump | 230 | 1 |  |  | No Match | Single-Speed |  |  |  | 41600 | 2237 | 18.6 | 13.4 | 27500 | 2178 | 3.7 | 3.1 | Non Federally-Regulated | 09/03/2012 |  | 01/09/2014
Enertech Global, LLC | Enertech | HXT036C2 |  | Ground-Source | WBAHP: Heat Pump Packaged Unit | Heat Pump | 230 | 3 |  |  | No Match | Single-Speed |  |  |  | 37500 | 2038 | 18.4 | 13.4 | 28100 | 2009 | 4.1 | 3.1 | Non Federally-Regulated | 12/12/2012 |  | 04/21/2014
Waterfurnace International, Inc. | Waterfurnace International, Inc. | SXH019C2 |  | Ground-Water-Source | WBAHP: Heat Pump Packaged Unit | Heat Pump | 265 | 1 |  |  | No Match | No Match |  |  |  | 19500 | 1402 | 13.9 | 11 | 22800 | 1629 | 4.1 | 3.5 | Non Federally-Regulated | 03/31/1998 |  | 05/10/1998
Florida Heat Pump | Florida Heat Pump | AP049-1CF/HZ/VT |  | Water-Source | WBAHP: Heat Pump Packaged Unit | Heat Pump | 230 | 1 |  |  | No Match | Single-Speed |  |  |  | 50000 | 2959 | 15.8 | 12 | 53000 | 2986 | 5.2 | 4.2 | Federally-Regulated Commercial & Industrial Equipment | 06/23/2011 |  | 04/20/2015
Command-Aire | Command-Aire | SWPH-541 |  | Water-Source | WBAHP: Heat Pump Packaged Unit | Heat Pump | 208 | 1 |  |  | No Match | No Match |  |  |  | 56000 | 5800 | 9.7 | 9 | 71000 | 5800 | 3.6 | 3.2 | Federally-Regulated Commercial & Industrial Equipment | 01/23/1988 |  | 05/11/1988
Mammoth | Mammoth | F086V |  | Water-Source | WBAHP: Heat Pump Packaged Unit | Heat Pump | 208 | 3 |  |  | No Match | No Match |  |  |  | 79000 | 8775 | 9 | 7.5 | 88000 | 8900 | 2.9 | 2.2 | Non Federally-Regulated | 09/08/1982 |  | 05/16/1984
Mammoth | Hydrobank II | F110HHT/VHT |  | Water-Source | WBAHP: Heat Pump Packaged Unit | Heat Pump | 230 | 3 |  |  | No Match | No Match |  |  |  | 104000 | 7536 | 13.8 | 9 | 131000 | 8531 | 4.5 | 3.8 | Federally-Regulated Commercial & Industrial Equipment | 02/02/1998 |  | 03/31/1998
American Air Filter | Enercon | EHW-19 |  | Water-Source | WBAHP: Heat Pump Packaged Unit | Heat Pump | 230 | 1 |  |  | No Match | No Match |  |  |  | 18500 | 1652 | 11.2 | 9 | 24000 | 1795 | 4 | 3.2 | Non Federally-Regulated | 05/11/1988 |  | 03/15/1989
California Heat Pump | California Heat Pump | CHP-61V*-12-** |  | Water-Source | WBAHP: Heat Pump Packaged Unit | Heat Pump | 208 | 1 |  |  | No Match | No Match |  |  |  | 60000 | 7200 | 8.3 | 7.5 | 69000 | 7300 | 2.8 | 2.5 | Non Federally-Regulated | 01/05/1982 |  | 06/11/1985
Command-Aire | Command-Aire | SWP-211 |  | Water-Source | WBAHP: Heat Pump Packaged Unit | Heat Pump | 230 | 1 |  |  | No Match | No Match |  |  |  | 22000 | 2275 | 9.7 | 7.5 | 28500 | 2350 | 3.6 | 2.5 | Non Federally-Regulated | 01/05/1982 |  | 05/11/1988
Econar | Econar | GV591 |  | Water-Source | WBAHP-CB: Heat Pump Split Syst | Heat Pump | 208 | 1 |  |  | No Match | No Match |  |  |  | 54000 | 4285 | 12.6 | 9 | 78000 | 6178 | 3.7 | 3.5 | Non Federally-Regulated | 02/02/1998 |  | 10/02/1998
Waterfurnace International, Inc. | Standard Range | WSH/WSV049A*3*** |  | Water-Source | WBAHP: Heat Pump Packaged Unit | Heat Pump | 230 | 3 |  |  | No Match | No Match |  |  |  | 50500 | 4856 | 10.4 | 9 | 60500 | 4923 | 3.6 | 3.2 | Non Federally-Regulated | 03/15/1989 |  | 09/13/1989
Waterfurnace International, Inc. | Waterfurnace International, Inc. | SXH048C3 |  | Ground-Source | WBAHP: Heat Pump Packaged Unit | Heat Pump | 230 | 3 |  |  | No Match | No Match |  |  |  | 51500 | 3843 | 13.4 |  | 36000 | 3403 | 3.1 |  | Non Federally-Regulated | 03/31/1998 |  | 05/10/1998
ClimateMaster Inc. | Carrier Corp. | 50P1H/V024 |  | Ground-Water-Source | WBAHP: Heat Pump Packaged Unit | Heat Pump | 230 | 1 |  |  | No Match | Single-Speed |  |  |  | 26700 | 1278 | 20.9 | 16.2 | 24000 | 1716 | 4.1 | 3.6 | Non Federally-Regulated | 10/24/2014 |  | 04/22/2015
Florida Heat Pump | Geomaster, LLC | ES070-1CS | ES070-1AV/AH | Ground-Source | WBAHP-CB: Heat Pump Split Syst | Heat Pump | 230 | 1 |  |  | No Match | Single-Speed | 3958 | 803 | 1 | 68500 | 4477 | 15.3 | 13.4 | 52000 | 4621 | 3.3 | 3.1 | Non Federally-Regulated | 06/15/2009 |  | 05/01/2015
Florida Heat Pump | Geomaster, LLC | EC024-2CF/HZ/VT |  | Water-Source | WBAHP: Heat Pump Packaged Unit | Heat Pump | 265 | 1 |  |  | No Match | Single-Speed |  |  |  | 25000 | 1812 | 13.8 | 12 | 30000 | 1953 | 4.5 | 4.2 | Federally-Regulated Commercial & Industrial Equipment | 04/23/2009 |  | 04/20/2015
Mammoth | Hydrobank II | F130HHT/VHT |  | Water-Source | WBAHP: Heat Pump Packaged Unit | Heat Pump | 230 | 3 |  |  | No Match | No Match |  |  |  | 124000 | 9538 | 13 | 10.5 | 159000 | 11650 | 4 | 3.8 | Federally-Regulated Commercial & Industrial Equipment | 03/31/1998 |  | 05/10/1998
Econar | Econar | GH180 |  | Water-Source | WBAHP-CB: Heat Pump Split Syst | Heat Pump | 208 | 1 |  |  | No Match | No Match |  |  |  | 18400 | 1333 | 13.8 | 9 | 21700 | 1718 | 3.7 | 3.5 | Non Federally-Regulated | 02/02/1998 |  | 10/02/1998
Waterfurnace International, Inc. | Geotility Geothermal Installations | ZS024**0*1 |  | Ground-Water-Source | WBAHP: Heat Pump Packaged Unit | Heat Pump | 208 | 1 |  |  | No Match | Single-Speed |  |  |  | 26400 | 1128 | 23.4 | 16.2 | 22300 | 1452 | 4.5 | 3.6 | Non Federally-Regulated | 01/24/2011 |  | 04/19/2013
Bard Manufacturing Company, Inc. | Bard | GV27S2AA |  | Ground-Water-Source | WBAHP: Heat Pump Packaged Unit | Both Heat Pump and Electric Re | 208 | 1 |  |  |  | Dual-Speed |  |  |  | 26800 | 1155 | 23.2 | 16.2 | 26200 | 1536 | 5 | 3.6 | Non Federally-Regulated | 04/08/2015 |  | 11/12/2015
Bard Manufacturing Company, Inc. | Bard | GV27S2AA |  | Ground-Water-Source | WBAHP: Heat Pump Packaged Unit | Both Heat Pump and Electric Re | 230 | 1 |  |  |  | Dual-Speed |  |  |  | 26800 | 1155 | 23.2 | 16.2 | 26200 | 1536 | 5 | 3.6 | Non Federally-Regulated | 04/08/2015 |  | 11/12/2015
Bard Manufacturing Company, Inc. | Bard | GV27S2AA |  | Ground-Source | WBAHP: Heat Pump Packaged Unit | Both Heat Pump and Electric Re | 208 | 1 |  |  |  | Dual-Speed |  |  |  | 26600 | 1486 | 17.9 | 13.4 | 20200 | 1644 | 3.6 | 3.1 | Non Federally-Regulated | 04/08/2015 |  | 11/12/2015
Bard Manufacturing Company, Inc. | Bard | GV27S2AA |  | Ground-Source | WBAHP: Heat Pump Packaged Unit | Both Heat Pump and Electric Re | 230 | 1 |  |  |  | Dual-Speed |  |  |  | 26600 | 1486 | 17.9 | 13.4 | 20200 | 1644 | 3.6 | 3.1 | Non Federally-Regulated | 04/08/2015 |  | 11/12/2015
Enertech Global, LLC | GEOCOMFORT | GVS018*****1 |  | Water-Source | WBAHP: Heat Pump Packaged Unit | Heat Pump | 208 | 1 |  |  |  | Single-Speed |  |  |  | 20700 | 1101 | 18.8 | 11.2 | 23700 | 1120 | 6.2 | 4.2 | Federally-Regulated Commercial & Industrial Equipment | 11/12/2015 |  | 02/16/2016
Enertech Global, LLC | GEOCOMFORT | GVS018*****1 |  | Water-Source | WBAHP: Heat Pump Packaged Unit | Heat Pump | 230 | 1 |  |  |  | Single-Speed |  |  |  | 20700 | 1101 | 18.8 | 11.2 | 23700 | 1120 | 6.2 | 4.2 | Federally-Regulated Commercial & Industrial Equipment | 11/12/2015 |  | 02/16/2016
Enertech Global, LLC | GEOCOMFORT | GVS018*****1 |  | Ground-Water-Source | WBAHP: Heat Pump Packaged Unit | Heat Pump | 208 | 1 |  |  |  | Single-Speed |  |  |  | 23200 | 760 | 30.5 | 16.2 | 19600 | 1083 | 5.3 | 3.6 | Non Federally-Regulated | 11/12/2015 |  | 02/16/2016
Enertech Global, LLC | GEOCOMFORT | GVS018*****1 |  | Ground-Water-Source | WBAHP: Heat Pump Packaged Unit | Heat Pump | 230 | 1 |  |  |  | Single-Speed |  |  |  | 23200 | 760 | 30.5 | 16.2 | 19600 | 1083 | 5.3 | 3.6 | Non Federally-Regulated | 11/12/2015 |  | 02/16/2016
Enertech Global, LLC | GEOCOMFORT | GVS018*****1 |  | Ground-Source | WBAHP: Heat Pump Packaged Unit | Heat Pump | 208 | 1 |  |  |  | Single-Speed |  |  |  | 21700 | 977 | 22.2 | 13.4 | 15700 | 1122 | 4.1 | 3.1 | Non Federally-Regulated | 11/12/2015 |  | 02/16/2016
Enertech Global, LLC | GEOCOMFORT | GVS018*****1 |  | Ground-Source | WBAHP: Heat Pump Packaged Unit | Heat Pump | 230 | 1 |  |  |  | Single-Speed |  |  |  | 21700 | 977 | 22.2 | 13.4 | 15700 | 1122 | 4.1 | 3.1 | Non Federally-Regulated | 11/12/2015 |  | 02/16/2016
Enertech Global, LLC | GEOCOMFORT | GVS018*A |  | Water-Source | WBAHP: Heat Pump Packaged Unit | Heat Pump | 265 | 1 |  |  |  | Single-Speed |  |  |  | 20500 | 1213 | 16.9 | 11.2 | 24200 | 1222 | 5.8 | 4.2 | Federally-Regulated Commercial & Industrial Equipment | 11/12/2015 |  | 02/16/2016
Enertech Global, LLC | GEOCOMFORT | GVS018*A |  | Ground-Water-Source | WBAHP: Heat Pump Packaged Unit | Heat Pump | 265 | 1 |  |  |  | Single-Speed |  |  |  | 23200 | 843 | 27.5 | 16.2 | 20100 | 1178 | 5 | 3.6 | Non Federally-Regulated | 11/12/2015 |  | 02/16/2016
Enertech Global, LLC | GEOCOMFORT | GVS018*A |  | Ground-Source | WBAHP: Heat Pump Packaged Unit | Heat Pump | 265 | 1 |  |  |  | Single-Speed |  |  |  | 21400 | 1070 | 20 | 13.4 | 16300 | 1224 | 3.9 | 3.1 | Non Federally-Regulated | 11/12/2015 |  | 02/16/2016
Enertech Global, LLC | GEOCOMFORT | GVS018*A***1 |  | Water-Source | WBAHP: Heat Pump Packaged Unit | Heat Pump | 265 | 1 |  |  |  | Single-Speed |  |  |  | 20700 | 1101 | 18.8 | 11.2 | 23700 | 1120 | 6.2 | 4.2 | Federally-Regulated Commercial & Industrial Equipment | 11/12/2015 |  | 02/16/2016
Enertech Global, LLC | GEOCOMFORT | GVS018*A***1 |  | Ground-Water-Source | WBAHP: Heat Pump Packaged Unit | Heat Pump | 265 | 1 |  |  |  | Single-Speed |  |  |  | 23200 | 760 | 30.5 | 16.2 | 19600 | 1083 | 5.3 | 3.6 | Non Federally-Regulated | 11/12/2015 |  | 02/16/2016
Enertech Global, LLC | GEOCOMFORT | GVS018*A***1 |  | Ground-Source | WBAHP: Heat Pump Packaged Unit | Heat Pump | 265 | 1 |  |  |  | Single-Speed |  |  |  | 21700 | 977 | 22.2 | 13.4 | 15700 | 1122 | 4.1 | 3.1 | Non Federally-Regulated | 11/12/2015 |  | 02/16/2016
Enertech Global, LLC | GEOCOMFORT | GVS024*****1 |  | Water-Source | WBAHP: Heat Pump Packaged Unit | Heat Pump | 208 | 1 |  |  |  | Single-Speed |  |  |  | 25900 | 1407 | 18.4 | 11.2 | 29800 | 1480 | 5.9 | 4.2 | Federally-Regulated Commercial & Industrial Equipment | 11/12/2015 |  | 02/16/2016
Enertech Global, LLC | GEOCOMFORT | GVS024*****1 |  | Water-Source | WBAHP: Heat Pump Packaged Unit | Heat Pump | 230 | 1 |  |  |  | Single-Speed |  |  |  | 25900 | 1407 | 18.4 | 11.2 | 29800 | 1480 | 5.9 | 4.2 | Federally-Regulated Commercial & Industrial Equipment | 11/12/2015 |  | 02/16/2016
Enertech Global, LLC | GEOCOMFORT | GVS024*****1 |  | Ground-Water-Source | WBAHP: Heat Pump Packaged Unit | Heat Pump | 208 | 1 |  |  |  | Single-Speed |  |  |  | 29400 | 996 | 29.5 | 16.2 | 24000 | 1379 | 5.1 | 3.6 | Non Federally-Regulated | 11/12/2015 |  | 02/16/2016
Enertech Global, LLC | GEOCOMFORT | GVS024*****1 |  | Ground-Water-Source | WBAHP: Heat Pump Packaged Unit | Heat Pump | 230 | 1 |  |  |  | Single-Speed |  |  |  | 29400 | 996 | 29.5 | 16.2 | 24000 | 1379 | 5.1 | 3.6 | Non Federally-Regulated | 11/12/2015 |  | 02/16/2016
Enertech Global, LLC | GEOCOMFORT | GVS024*****1 |  | Ground-Source | WBAHP: Heat Pump Packaged Unit | Heat Pump | 208 | 1 |  |  |  | Single-Speed |  |  |  | 27000 | 1250 | 21.6 | 13.4 | 19300 | 1346 | 4.2 | 3.1 | Non Federally-Regulated | 11/12/2015 |  | 02/16/2016
Enertech Global, LLC | GEOCOMFORT | GVS024*****1 |  | Ground-Source | WBAHP: Heat Pump Packaged Unit | Heat Pump | 230 | 1 |  |  |  | Single-Speed |  |  |  | 27000 | 1250 | 21.6 | 13.4 | 19300 | 1346 | 4.2 | 3.1 | Non Federally-Regulated | 11/12/2015 |  | 02/16/2016
Enertech Global, LLC | GEOCOMFORT | GVS024*2 |  | Water-Source | WBAHP: Heat Pump Packaged Unit | Heat Pump | 208 | 3 |  |  |  | Single-Speed |  |  |  | 24800 | 1476 | 16.8 | 11.2 | 30000 | 1570 | 5.6 | 4.2 | Federally-Regulated Commercial & Industrial Equipment | 11/12/2015 |  | 02/16/2016
Enertech Global, LLC | GEOCOMFORT | GVS024*2 |  | Water-Source | WBAHP: Heat Pump Packaged Unit | Heat Pump | 230 | 3 |  |  |  | Single-Speed |  |  |  | 24800 | 1476 | 16.8 | 11.2 | 30000 | 1570 | 5.6 | 4.2 | Federally-Regulated Commercial & Industrial Equipment | 11/12/2015 |  | 02/16/2016
Enertech Global, LLC | GEOCOMFORT | GVS024*2 |  | Ground-Water-Source | WBAHP: Heat Pump Packaged Unit | Heat Pump | 208 | 3 |  |  |  | Single-Speed |  |  |  | 28100 | 1080 | 26 | 16.2 | 24200 | 1447 | 4.9 | 3.6 | Non Federally-Regulated | 11/12/2015 |  | 02/16/2016
Enertech Global, LLC | GEOCOMFORT | GVS024*2 |  | Ground-Water-Source | WBAHP: Heat Pump Packaged Unit | Heat Pump | 230 | 3 |  |  |  | Single-Speed |  |  |  | 28100 | 1080 | 26 | 16.2 | 24200 | 1447 | 4.9 | 3.6 | Non Federally-Regulated | 11/12/2015 |  | 02/16/2016
Enertech Global, LLC | GEOCOMFORT | GVS024*2 |  | Ground-Source | WBAHP: Heat Pump Packaged Unit | Heat Pump | 208 | 3 |  |  |  | Single-Speed |  |  |  | 26000 | 1319 | 19.7 | 13.4 | 19400 | 1421 | 4 | 3.1 | Non Federally-Regulated | 11/12/2015 |  | 02/16/2016
Enertech Global, LLC | GEOCOMFORT | GVS024*2 |  | Ground-Source | WBAHP: Heat Pump Packaged Unit | Heat Pump | 230 | 3 |  |  |  | Single-Speed |  |  |  | 26000 | 1319 | 19.7 | 13.4 | 19400 | 1421 | 4 | 3.1 | Non Federally-Regulated | 11/12/2015 |  | 02/16/2016
Enertech Global, LLC | GEOCOMFORT | GVS024*2***1 |  | Water-Source | WBAHP: Heat Pump Packaged Unit | Heat Pump | 208 | 3 |  |  |  | Single-Speed |  |  |  | 25900 | 1407 | 18.4 | 11.2 | 29800 | 1480 | 5.9 | 4.2 | Federally-Regulated Commercial & Industrial Equipment | 11/12/2015 |  | 02/16/2016
Enertech Global, LLC | GEOCOMFORT | GVS024*2***1 |  | Water-Source | WBAHP: Heat Pump Packaged Unit | Heat Pump | 230 | 3 |  |  |  | Single-Speed |  |  |  | 25900 | 1407 | 18.4 | 11.2 | 29800 | 1480 | 5.9 | 4.2 | Federally-Regulated Commercial & Industrial Equipment | 11/12/2015 |  | 02/16/2016
Enertech Global, LLC | GEOCOMFORT | GVS024*2***1 |  | Ground-Water-Source | WBAHP: Heat Pump Packaged Unit | Heat Pump | 208 | 3 |  |  |  | Single-Speed |  |  |  | 29400 | 996 | 29.5 | 16.2 | 24000 | 1379 | 5.1 | 3.6 | Non Federally-Regulated | 11/12/2015 |  | 02/16/2016
Enertech Global, LLC | GEOCOMFORT | GVS024*2***1 |  | Ground-Water-Source | WBAHP: Heat Pump Packaged Unit | Heat Pump | 230 | 3 |  |  |  | Single-Speed |  |  |  | 29400 | 996 | 29.5 | 16.2 | 24000 | 1379 | 5.1 | 3.6 | Non Federally-Regulated | 11/12/2015 |  | 02/16/2016
Enertech Global, LLC | GEOCOMFORT | GVS024*2***1 |  | Ground-Source | WBAHP: Heat Pump Packaged Unit | Heat Pump | 208 | 3 |  |  |  | Single-Speed |  |  |  | 27000 | 1250 | 21.6 | 13.4 | 19300 | 1346 | 4.2 | 3.1 | Non Federally-Regulated | 11/12/2015 |  | 02/16/2016
Enertech Global, LLC | GEOCOMFORT | GVS024*2***1 |  | Ground-Source | WBAHP: Heat Pump Packaged Unit | Heat Pump | 230 | 3 |  |  |  | Single-Speed |  |  |  | 27000 | 1250 | 21.6 | 13.4 | 19300 | 1346 | 4.2 | 3.1 | Non Federally-Regulated | 11/12/2015 |  | 02/16/2016
Enertech Global, LLC | GEOCOMFORT | GVS024*3 |  | Water-Source | WBAHP: Heat Pump Packaged Unit | Heat Pump | 460 | 3 |  |  |  | Single-Speed |  |  |  | 24800 | 1476 | 16.8 | 11.2 | 30000 | 1570 | 5.6 | 4.2 | Federally-Regulated Commercial & Industrial Equipment | 11/12/2015 |  | 02/16/2016
Enertech Global, LLC | GEOCOMFORT | GVS024*3 |  | Ground-Water-Source | WBAHP: Heat Pump Packaged Unit | Heat Pump | 460 | 3 |  |  |  | Single-Speed |  |  |  | 28100 | 1080 | 26 | 16.2 | 24200 | 1447 | 4.9 | 3.6 | Non Federally-Regulated | 11/12/2015 |  | 02/16/2016
Enertech Global, LLC | GEOCOMFORT | GVS024*3 |  | Ground-Source | WBAHP: Heat Pump Packaged Unit | Heat Pump | 460 | 3 |  |  |  | Single-Speed |  |  |  | 26000 | 1319 | 19.7 | 13.4 | 19400 | 1421 | 4 | 3.1 | Non Federally-Regulated | 11/12/2015 |  | 02/16/2016
Enertech Global, LLC | GEOCOMFORT | GVS024*3***1 |  | Water-Source | WBAHP: Heat Pump Packaged Unit | Heat Pump | 460 | 3 |  |  |  | Single-Speed |  |  |  | 25900 | 1407 | 18.4 | 11.2 | 29800 | 1480 | 5.9 | 4.2 | Federally-Regulated Commercial & Industrial Equipment | 11/12/2015 |  | 02/16/2016
Enertech Global, LLC | GEOCOMFORT | GVS024*3***1 |  | Ground-Water-Source | WBAHP: Heat Pump Packaged Unit | Heat Pump | 460 | 3 |  |  |  | Single-Speed |  |  |  | 29400 | 996 | 29.5 | 16.2 | 24000 | 1379 | 5.1 | 3.6 | Non Federally-Regulated | 11/12/2015 |  | 02/16/2016
Enertech Global, LLC | GEOCOMFORT | GVS024*3***1 |  | Ground-Source | WBAHP: Heat Pump Packaged Unit | Heat Pump | 460 | 3 |  |  |  | Single-Speed |  |  |  | 27000 | 1250 | 21.6 | 13.4 | 19300 | 1346 | 4.2 | 3.1 | Non Federally-Regulated | 11/12/2015 |  | 02/16/2016
Enertech Global, LLC | GEOCOMFORT | GVS024*4 |  | Water-Source | WBAHP: Heat Pump Packaged Unit | Heat Pump | 575 | 3 |  |  |  | Single-Speed |  |  |  | 24800 | 1476 | 16.8 | 11.2 | 30000 | 1570 | 5.6 | 4.2 | Federally-Regulated Commercial & Industrial Equipment | 11/12/2015 |  | 02/16/2016
Enertech Global, LLC | GEOCOMFORT | GVS024*4 |  | Ground-Water-Source | WBAHP: Heat Pump Packaged Unit | Heat Pump | 575 | 3 |  |  |  | Single-Speed |  |  |  | 28100 | 1080 | 26 | 16.2 | 24200 | 1447 | 4.9 | 3.6 | Non Federally-Regulated | 11/12/2015 |  | 02/16/2016
Enertech Global, LLC | GEOCOMFORT | GVS024*4 |  | Ground-Source | WBAHP: Heat Pump Packaged Unit | Heat Pump | 575 | 3 |  |  |  | Single-Speed |  |  |  | 26000 | 1319 | 19.7 | 13.4 | 19400 | 1421 | 4 | 3.1 | Non Federally-Regulated | 11/12/2015 |  | 02/16/2016
Enertech Global, LLC | GEOCOMFORT | GVS024*A |  | Water-Source | WBAHP: Heat Pump Packaged Unit | Heat Pump | 265 | 1 |  |  |  | Single-Speed |  |  |  | 24800 | 1476 | 16.8 | 11.2 | 30000 | 1570 | 5.6 | 4.2 | Federally-Regulated Commercial & Industrial Equipment | 11/12/2015 |  | 02/16/2016
Enertech Global, LLC | GEOCOMFORT | GVS024*A |  | Ground-Water-Source | WBAHP: Heat Pump Packaged Unit | Heat Pump | 265 | 1 |  |  |  | Single-Speed |  |  |  | 28100 | 1080 | 26 | 16.2 | 24200 | 1447 | 4.9 | 3.6 | Non Federally-Regulated | 11/12/2015 |  | 02/16/2016
Enertech Global, LLC | GEOCOMFORT | GVS024*A |  | Ground-Source | WBAHP: Heat Pump Packaged Unit | Heat Pump | 265 | 1 |  |  |  | Single-Speed |  |  |  | 26000 | 1319 | 19.7 | 13.4 | 19400 | 1421 | 4 | 3.1 | Non Federally-Regulated | 11/12/2015 |  | 02/16/2016
Enertech Global, LLC | GEOCOMFORT | GVS024*A***1 |  | Water-Source | WBAHP: Heat Pump Packaged Unit | Heat Pump | 265 | 1 |  |  |  | Single-Speed |  |  |  | 25900 | 1407 | 18.4 | 11.2 | 29800 | 1480 | 5.9 | 4.2 | Federally-Regulated Commercial & Industrial Equipment | 11/12/2015 |  | 02/16/2016
Enertech Global, LLC | GEOCOMFORT | GVS024*A***1 |  | Ground-Water-Source | WBAHP: Heat Pump Packaged Unit | Heat Pump | 265 | 1 |  |  |  | Single-Speed |  |  |  | 29400 | 996 | 29.5 | 16.2 | 24000 | 1379 | 5.1 | 3.6 | Non Federally-Regulated | 11/12/2015 |  | 02/16/2016
Enertech Global, LLC | GEOCOMFORT | GVS024*A***1 |  | Ground-Source | WBAHP: Heat Pump Packaged Unit | Heat Pump | 265 | 1 |  |  |  | Single-Speed |  |  |  | 27000 | 1250 | 21.6 | 13.4 | 19300 | 1346 | 4.2 | 3.1 | Non Federally-Regulated | 11/12/2015 |  | 02/16/2016
Enertech Global, LLC | GEOCOMFORT | GVS030*****1 |  | Water-Source | WBAHP: Heat Pump Packaged Unit | Heat Pump | 208 | 1 |  |  |  | Single-Speed |  |  |  | 30100 | 1710 | 17.6 | 11.2 | 36200 | 1798 | 5.9 | 4.2 | Federally-Regulated Commercial & Industrial Equipment | 11/12/2015 |  | 02/16/2016
Enertech Global, LLC | GEOCOMFORT | GVS030*****1 |  | Water-Source | WBAHP: Heat Pump Packaged Unit | Heat Pump | 230 | 1 |  |  |  | Single-Speed |  |  |  | 30100 | 1710 | 17.6 | 11.2 | 36200 | 1798 | 5.9 | 4.2 | Federally-Regulated Commercial & Industrial Equipment | 11/12/2015 |  | 02/16/2016
Enertech Global, LLC | GEOCOMFORT | GVS030*****1 |  | Ground-Water-Source | WBAHP: Heat Pump Packaged Unit | Heat Pump | 208 | 1 |  |  |  | Single-Speed |  |  |  | 34000 | 1236 | 27.5 | 16.2 | 29200 | 1677 | 5.1 | 3.6 | Non Federally-Regulated | 11/12/2015 |  | 02/16/2016
Enertech Global, LLC | GEOCOMFORT | GVS030*****1 |  | Ground-Water-Source | WBAHP: Heat Pump Packaged Unit | Heat Pump | 230 | 1 |  |  |  | Single-Speed |  |  |  | 34000 | 1236 | 27.5 | 16.2 | 29200 | 1677 | 5.1 | 3.6 | Non Federally-Regulated | 11/12/2015 |  | 02/16/2016
Enertech Global, LLC | GEOCOMFORT | GVS030*****1 |  | Ground-Source | WBAHP: Heat Pump Packaged Unit | Heat Pump | 208 | 1 |  |  |  | Single-Speed |  |  |  | 31400 | 1539 | 20.4 | 13.4 | 23200 | 1618 | 4.2 | 3.1 | Non Federally-Regulated | 11/12/2015 |  | 02/16/2016
Enertech Global, LLC | GEOCOMFORT | GVS030*****1 |  | Ground-Source | WBAHP: Heat Pump Packaged Unit | Heat Pump | 230 | 1 |  |  |  | Single-Speed |  |  |  | 31400 | 1539 | 20.4 | 13.4 | 23200 | 1618 | 4.2 | 3.1 | Non Federally-Regulated | 11/12/2015 |  | 02/16/2016
Enertech Global, LLC | GEOCOMFORT | GVS030*2 |  | Water-Source | WBAHP: Heat Pump Packaged Unit | Heat Pump | 208 | 3 |  |  |  | Single-Speed |  |  |  | 29100 | 1818 | 16 | 11.2 | 37000 | 1936 | 5.6 | 4.2 | Federally-Regulated Commercial & Industrial Equipment | 11/12/2015 |  | 02/16/2016
Enertech Global, LLC | GEOCOMFORT | GVS030*2 |  | Water-Source | WBAHP: Heat Pump Packaged Unit | Heat Pump | 230 | 3 |  |  |  | Single-Speed |  |  |  | 29100 | 1818 | 16 | 11.2 | 37000 | 1936 | 5.6 | 4.2 | Federally-Regulated Commercial & Industrial Equipment | 11/12/2015 |  | 02/16/2016
Enertech Global, LLC | GEOCOMFORT | GVS030*2 |  | Ground-Water-Source | WBAHP: Heat Pump Packaged Unit | Heat Pump | 208 | 3 |  |  |  | Single-Speed |  |  |  | 33100 | 1356 | 24.4 | 16.2 | 29800 | 1782 | 4.9 | 3.6 | Non Federally-Regulated | 11/12/2015 |  | 02/16/2016
Enertech Global, LLC | GEOCOMFORT | GVS030*2 |  | Ground-Water-Source | WBAHP: Heat Pump Packaged Unit | Heat Pump | 230 | 3 |  |  |  | Single-Speed |  |  |  | 33100 | 1356 | 24.4 | 16.2 | 29800 | 1782 | 4.9 | 3.6 | Non Federally-Regulated | 11/12/2015 |  | 02/16/2016
Enertech Global, LLC | GEOCOMFORT | GVS030*2 |  | Ground-Source | WBAHP: Heat Pump Packaged Unit | Heat Pump | 208 | 3 |  |  |  | Single-Speed |  |  |  | 30600 | 1654 | 18.5 | 13.4 | 23900 | 1751 | 4 | 3.1 | Non Federally-Regulated | 11/12/2015 |  | 02/16/2016
Enertech Global, LLC | GEOCOMFORT | GVS030*2 |  | Ground-Source | WBAHP: Heat Pump Packaged Unit | Heat Pump | 230 | 3 |  |  |  | Single-Speed |  |  |  | 30600 | 1654 | 18.5 | 13.4 | 23900 | 1751 | 4 | 3.1 | Non Federally-Regulated | 11/12/2015 |  | 02/16/2016
Enertech Global, LLC | GEOCOMFORT | GVS030*2***1 |  | Water-Source | WBAHP: Heat Pump Packaged Unit | Heat Pump | 208 | 3 |  |  |  | Single-Speed |  |  |  | 30100 | 1710 | 17.6 | 11.2 | 36200 | 1798 | 5.9 | 4.2 | Federally-Regulated Commercial & Industrial Equipment | 11/12/2015 |  | 02/16/2016
Enertech Global, LLC | GEOCOMFORT | GVS030*2***1 |  | Water-Source | WBAHP: Heat Pump Packaged Unit | Heat Pump | 230 | 3 |  |  |  | Single-Speed |  |  |  | 30100 | 1710 | 17.6 | 11.2 | 36200 | 1798 | 5.9 | 4.2 | Federally-Regulated Commercial & Industrial Equipment | 11/12/2015 |  | 02/16/2016
Enertech Global, LLC | GEOCOMFORT | GVS030*2***1 |  | Ground-Water-Source | WBAHP: Heat Pump Packaged Unit | Heat Pump | 208 | 3 |  |  |  | Single-Speed |  |  |  | 34000 | 1236 | 27.5 | 16.2 | 29200 | 1677 | 5.1 | 3.6 | Non Federally-Regulated | 11/12/2015 |  | 02/16/2016
Enertech Global, LLC | GEOCOMFORT | GVS030*2***1 |  | Ground-Water-Source | WBAHP: Heat Pump Packaged Unit | Heat Pump | 230 | 3 |  |  |  | Single-Speed |  |  |  | 34000 | 1236 | 27.5 | 16.2 | 29200 | 1677 | 5.1 | 3.6 | Non Federally-Regulated | 11/12/2015 |  | 02/16/2016
Enertech Global, LLC | GEOCOMFORT | GVS030*2***1 |  | Ground-Source | WBAHP: Heat Pump Packaged Unit | Heat Pump | 208 | 3 |  |  |  | Single-Speed |  |  |  | 31400 | 1539 | 20.4 | 13.4 | 23200 | 1618 | 4.2 | 3.1 | Non Federally-Regulated | 11/12/2015 |  | 02/16/2016
Enertech Global, LLC | GEOCOMFORT | GVS030*2***1 |  | Ground-Source | WBAHP: Heat Pump Packaged Unit | Heat Pump | 230 | 3 |  |  |  | Single-Speed |  |  |  | 31400 | 1539 | 20.4 | 13.4 | 23200 | 1618 | 4.2 | 3.1 | Non Federally-Regulated | 11/12/2015 |  | 02/16/2016
Enertech Global, LLC | GEOCOMFORT | GVS030*3 |  | Water-Source | WBAHP: Heat Pump Packaged Unit | Heat Pump | 460 | 3 |  |  |  | Single-Speed |  |  |  | 29100 | 1818 | 16 | 11.2 | 37000 | 1936 | 5.6 | 4.2 | Federally-Regulated Commercial & Industrial Equipment | 11/12/2015 |  | 02/16/2016
Enertech Global, LLC | GEOCOMFORT | GVS030*3 |  | Ground-Water-Source | WBAHP: Heat Pump Packaged Unit | Heat Pump | 460 | 3 |  |  |  | Single-Speed |  |  |  | 33100 | 1356 | 24.4 | 16.2 | 29800 | 1782 | 4.9 | 3.6 | Non Federally-Regulated | 11/12/2015 |  | 02/16/2016
Enertech Global, LLC | GEOCOMFORT | GVS030*3 |  | Ground-Source | WBAHP: Heat Pump Packaged Unit | Heat Pump | 460 | 3 |  |  |  | Single-Speed |  |  |  | 30600 | 1654 | 18.5 | 13.4 | 23900 | 1751 | 4 | 3.1 | Non Federally-Regulated | 11/12/2015 |  | 02/16/2016
Enertech Global, LLC | GEOCOMFORT | GVS030*3***1 |  | Water-Source | WBAHP: Heat Pump Packaged Unit | Heat Pump | 460 | 3 |  |  |  | Single-Speed |  |  |  | 30100 | 1710 | 17.6 | 11.2 | 36200 | 1798 | 5.9 | 4.2 | Federally-Regulated Commercial & Industrial Equipment | 11/12/2015 |  | 02/16/2016
Enertech Global, LLC | GEOCOMFORT | GVS030*3***1 |  | Ground-Water-Source | WBAHP: Heat Pump Packaged Unit | Heat Pump | 460 | 3 |  |  |  | Single-Speed |  |  |  | 34000 | 1236 | 27.5 | 16.2 | 29200 | 1677 | 5.1 | 3.6 | Non Federally-Regulated | 11/12/2015 |  | 02/16/2016
Enertech Global, LLC | GEOCOMFORT | GVS030*3***1 |  | Ground-Source | WBAHP: Heat Pump Packaged Unit | Heat Pump | 460 | 3 |  |  |  | Single-Speed |  |  |  | 31400 | 1539 | 20.4 | 13.4 | 23200 | 1618 | 4.2 | 3.1 | Non Federally-Regulated | 11/12/2015 |  | 02/16/2016
Enertech Global, LLC | GEOCOMFORT | GVS030*4 |  | Water-Source | WBAHP: Heat Pump Packaged Unit | Heat Pump | 575 | 3 |  |  |  | Single-Speed |  |  |  | 29100 | 1818 | 16 | 11.2 | 37000 | 1936 | 5.6 | 4.2 | Federally-Regulated Commercial & Industrial Equipment | 11/12/2015 |  | 02/16/2016
Enertech Global, LLC | GEOCOMFORT | GVS030*4 |  | Ground-Water-Source | WBAHP: Heat Pump Packaged Unit | Heat Pump | 575 | 3 |  |  |  | Single-Speed |  |  |  | 33100 | 1356 | 24.4 | 16.2 | 29800 | 1782 | 4.9 | 3.6 | Non Federally-Regulated | 11/12/2015 |  | 02/16/2016
Enertech Global, LLC | GEOCOMFORT | GVS030*4 |  | Ground-Source | WBAHP: Heat Pump Packaged Unit | Heat Pump | 575 | 3 |  |  |  | Single-Speed |  |  |  | 30600 | 1654 | 18.5 | 13.4 | 23900 | 1751 | 4 | 3.1 | Non Federally-Regulated | 11/12/2015 |  | 02/16/2016
Enertech Global, LLC | GEOCOMFORT | GVS030*A |  | Water-Source | WBAHP: Heat Pump Packaged Unit | Heat Pump | 265 | 1 |  |  |  | Single-Speed |  |  |  | 29100 | 1818 | 16 | 11.2 | 37000 | 1936 | 5.6 | 4.2 | Federally-Regulated Commercial & Industrial Equipment | 11/12/2015 |  | 02/16/2016
Enertech Global, LLC | GEOCOMFORT | GVS030*A |  | Ground-Water-Source | WBAHP: Heat Pump Packaged Unit | Heat Pump | 265 | 1 |  |  |  | Single-Speed |  |  |  | 33100 | 1356 | 24.4 | 16.2 | 29800 | 1782 | 4.9 | 3.6 | Non Federally-Regulated | 11/12/2015 |  | 02/16/2016
Enertech Global, LLC | GEOCOMFORT | GVS030*A |  | Ground-Source | WBAHP: Heat Pump Packaged Unit | Heat Pump | 265 | 1 |  |  |  | Single-Speed |  |  |  | 30600 | 1654 | 18.5 | 13.4 | 23900 | 1751 | 4 | 3.1 | Non Federally-Regulated | 11/12/2015 |  | 02/16/2016
Enertech Global, LLC | GEOCOMFORT | GVS030*A***1 |  | Water-Source | WBAHP: Heat Pump Packaged Unit | Heat Pump | 265 | 1 |  |  |  | Single-Speed |  |  |  | 30100 | 1710 | 17.6 | 11.2 | 36200 | 1798 | 5.9 | 4.2 | Federally-Regulated Commercial & Industrial Equipment | 11/12/2015 |  | 02/16/2016
Enertech Global, LLC | GEOCOMFORT | GVS030*A***1 |  | Ground-Water-Source | WBAHP: Heat Pump Packaged Unit | Heat Pump | 265 | 1 |  |  |  | Single-Speed |  |  |  | 34000 | 1236 | 27.5 | 16.2 | 29200 | 1677 | 5.1 | 3.6 | Non Federally-Regulated | 11/12/2015 |  | 02/16/2016
Enertech Global, LLC | GEOCOMFORT | GVS030*A***1 |  | Ground-Source | WBAHP: Heat Pump Packaged Unit | Heat Pump | 265 | 1 |  |  |  | Single-Speed |  |  |  | 31400 | 1539 | 20.4 | 13.4 | 23200 | 1618 | 4.2 | 3.1 | Non Federally-Regulated | 11/12/2015 |  | 02/16/2016
Enertech Global, LLC | GEOCOMFORT | GVS036*****1 |  | Water-Source | WBAHP: Heat Pump Packaged Unit | Heat Pump | 208 | 1 |  |  |  | Single-Speed |  |  |  | 37100 | 2262 | 16.4 | 11.2 | 46200 | 2507 | 5.4 | 4.2 | Federally-Regulated Commercial & Industrial Equipment | 11/12/2015 |  | 02/16/2016
Enertech Global, LLC | GEOCOMFORT | GVS036*****1 |  | Water-Source | WBAHP: Heat Pump Packaged Unit | Heat Pump | 230 | 1 |  |  |  | Single-Speed |  |  |  | 37100 | 2262 | 16.4 | 11.2 | 46200 | 2507 | 5.4 | 4.2 | Federally-Regulated Commercial & Industrial Equipment | 11/12/2015 |  | 02/16/2016
Enertech Global, LLC | GEOCOMFORT | GVS036*****1 |  | Ground-Water-Source | WBAHP: Heat Pump Packaged Unit | Heat Pump | 208 | 1 |  |  |  | Single-Speed |  |  |  | 41600 | 1631 | 25.5 | 16.2 | 36900 | 2253 | 4.8 | 3.6 | Non Federally-Regulated | 11/12/2015 |  | 02/16/2016
Enertech Global, LLC | GEOCOMFORT | GVS036*****1 |  | Ground-Water-Source | WBAHP: Heat Pump Packaged Unit | Heat Pump | 230 | 1 |  |  |  | Single-Speed |  |  |  | 41600 | 1631 | 25.5 | 16.2 | 36900 | 2253 | 4.8 | 3.6 | Non Federally-Regulated | 11/12/2015 |  | 02/16/2016
Enertech Global, LLC | GEOCOMFORT | GVS036*****1 |  | Ground-Source | WBAHP: Heat Pump Packaged Unit | Heat Pump | 208 | 1 |  |  |  | Single-Speed |  |  |  | 38800 | 2020 | 19.2 | 13.4 | 29600 | 2224 | 3.9 | 3.1 | Non Federally-Regulated | 11/12/2015 |  | 02/16/2016
Enertech Global, LLC | GEOCOMFORT | GVS036*****1 |  | Ground-Source | WBAHP: Heat Pump Packaged Unit | Heat Pump | 230 | 1 |  |  |  | Single-Speed |  |  |  | 38800 | 2020 | 19.2 | 13.4 | 29600 | 2224 | 3.9 | 3.1 | Non Federally-Regulated | 11/12/2015 |  | 02/16/2016
Enertech Global, LLC | GEOCOMFORT | GVS036*2 |  | Water-Source | WBAHP: Heat Pump Packaged Unit | Heat Pump | 208 | 3 |  |  |  | Single-Speed |  |  |  | 36000 | 2322 | 15.5 | 11.2 | 46500 | 2620 | 5.2 | 4.2 | Federally-Regulated Commercial & Industrial Equipment | 11/12/2015 |  | 02/16/2016
Enertech Global, LLC | GEOCOMFORT | GVS036*2 |  | Water-Source | WBAHP: Heat Pump Packaged Unit | Heat Pump | 230 | 3 |  |  |  | Single-Speed |  |  |  | 36000 | 2322 | 15.5 | 11.2 | 46500 | 2620 | 5.2 | 4.2 | Federally-Regulated Commercial & Industrial Equipment | 11/12/2015 |  | 02/16/2016
Enertech Global, LLC | GEOCOMFORT | GVS036*2 |  | Ground-Water-Source | WBAHP: Heat Pump Packaged Unit | Heat Pump | 208 | 3 |  |  |  | Single-Speed |  |  |  | 40500 | 1723 | 23.5 | 16.2 | 37600 | 2395 | 4.6 | 3.6 | Non Federally-Regulated | 11/12/2015 |  | 02/16/2016
Enertech Global, LLC | GEOCOMFORT | GVS036*2 |  | Ground-Water-Source | WBAHP: Heat Pump Packaged Unit | Heat Pump | 230 | 3 |  |  |  | Single-Speed |  |  |  | 40500 | 1723 | 23.5 | 16.2 | 37600 | 2395 | 4.6 | 3.6 | Non Federally-Regulated | 11/12/2015 |  | 02/16/2016
Enertech Global, LLC | GEOCOMFORT | GVS036*2 |  | Ground-Source | WBAHP: Heat Pump Packaged Unit | Heat Pump | 208 | 3 |  |  |  | Single-Speed |  |  |  | 37800 | 2100 | 18 | 13.4 | 30200 | 2269 | 3.9 | 3.1 | Non Federally-Regulated | 11/12/2015 |  | 02/16/2016
Enertech Global, LLC | GEOCOMFORT | GVS036*2 |  | Ground-Source | WBAHP: Heat Pump Packaged Unit | Heat Pump | 230 | 3 |  |  |  | Single-Speed |  |  |  | 37800 | 2100 | 18 | 13.4 | 30200 | 2269 | 3.9 | 3.1 | Non Federally-Regulated | 11/12/2015 |  | 02/16/2016
Enertech Global, LLC | GEOCOMFORT | GVS036*2***1 |  | Water-Source | WBAHP: Heat Pump Packaged Unit | Heat Pump | 208 | 3 |  |  |  | Single-Speed |  |  |  | 37100 | 2262 | 16.4 | 11.2 | 46200 | 2507 | 5.4 | 4.2 | Federally-Regulated Commercial & Industrial Equipment | 11/12/2015 |  | 02/16/2016
Enertech Global, LLC | GEOCOMFORT | GVS036*2***1 |  | Water-Source | WBAHP: Heat Pump Packaged Unit | Heat Pump | 230 | 3 |  |  |  | Single-Speed |  |  |  | 37100 | 2262 | 16.4 | 11.2 | 46200 | 2507 | 5.4 | 4.2 | Federally-Regulated Commercial & Industrial Equipment | 11/12/2015 |  | 02/16/2016
Enertech Global, LLC | GEOCOMFORT | GVS036*2***1 |  | Ground-Water-Source | WBAHP: Heat Pump Packaged Unit | Heat Pump | 208 | 3 |  |  |  | Single-Speed |  |  |  | 41600 | 1631 | 25.5 | 16.2 | 36900 | 2253 | 4.8 | 3.6 | Non Federally-Regulated | 11/12/2015 |  | 02/16/2016
Enertech Global, LLC | GEOCOMFORT | GVS036*2***1 |  | Ground-Water-Source | WBAHP: Heat Pump Packaged Unit | Heat Pump | 230 | 3 |  |  |  | Single-Speed |  |  |  | 41600 | 1631 | 25.5 | 16.2 | 36900 | 2253 | 4.8 | 3.6 | Non Federally-Regulated | 11/12/2015 |  | 02/16/2016
Enertech Global, LLC | GEOCOMFORT | GVS036*2***1 |  | Ground-Source | WBAHP: Heat Pump Packaged Unit | Heat Pump | 208 | 3 |  |  |  | Single-Speed |  |  |  | 38800 | 2020 | 19.2 | 13.4 | 29600 | 2224 | 3.9 | 3.1 | Non Federally-Regulated | 11/12/2015 |  | 02/16/2016
Enertech Global, LLC | GEOCOMFORT | GVS036*2***1 |  | Ground-Source | WBAHP: Heat Pump Packaged Unit | Heat Pump | 230 | 3 |  |  |  | Single-Speed |  |  |  | 38800 | 2020 | 19.2 | 13.4 | 29600 | 2224 | 3.9 | 3.1 | Non Federally-Regulated | 11/12/2015 |  | 02/16/2016
Enertech Global, LLC | GEOCOMFORT | GVS036*3 |  | Water-Source | WBAHP: Heat Pump Packaged Unit | Heat Pump | 460 | 3 |  |  |  | Single-Speed |  |  |  | 36000 | 2322 | 15.5 | 11.2 | 46500 | 2620 | 5.2 | 4.2 | Federally-Regulated Commercial & Industrial Equipment | 11/12/2015 |  | 02/16/2016
Enertech Global, LLC | GEOCOMFORT | GVS036*3 |  | Ground-Water-Source | WBAHP: Heat Pump Packaged Unit | Heat Pump | 460 | 3 |  |  |  | Single-Speed |  |  |  | 40500 | 1723 | 23.5 | 16.2 | 37600 | 2395 | 4.6 | 3.6 | Non Federally-Regulated | 11/12/2015 |  | 02/16/2016
Enertech Global, LLC | GEOCOMFORT | GVS036*3 |  | Ground-Source | WBAHP: Heat Pump Packaged Unit | Heat Pump | 460 | 3 |  |  |  | Single-Speed |  |  |  | 37800 | 2100 | 18 | 13.4 | 30200 | 2269 | 3.9 | 3.1 | Non Federally-Regulated | 11/12/2015 |  | 02/16/2016
Enertech Global, LLC | GEOCOMFORT | GVS036*3***1 |  | Water-Source | WBAHP: Heat Pump Packaged Unit | Heat Pump | 460 | 3 |  |  |  | Single-Speed |  |  |  | 37100 | 2262 | 16.4 | 11.2 | 46200 | 2507 | 5.4 | 4.2 | Federally-Regulated Commercial & Industrial Equipment | 11/12/2015 |  | 02/16/2016
Enertech Global, LLC | GEOCOMFORT | GVS036*3***1 |  | Ground-Water-Source | WBAHP: Heat Pump Packaged Unit | Heat Pump | 460 | 3 |  |  |  | Single-Speed |  |  |  | 41600 | 1631 | 25.5 | 16.2 | 36900 | 2253 | 4.8 | 3.6 | Non Federally-Regulated | 11/12/2015 |  | 02/16/2016
Enertech Global, LLC | GEOCOMFORT | GVS036*3***1 |  | Ground-Source | WBAHP: Heat Pump Packaged Unit | Heat Pump | 460 | 3 |  |  |  | Single-Speed |  |  |  | 38800 | 2020 | 19.2 | 13.4 | 29600 | 2224 | 3.9 | 3.1 | Non Federally-Regulated | 11/12/2015 |  | 02/16/2016
Enertech Global, LLC | GEOCOMFORT | GVS036*4 |  | Water-Source | WBAHP: Heat Pump Packaged Unit | Heat Pump | 575 | 3 |  |  |  | Single-Speed |  |  |  | 36000 | 2322 | 15.5 | 11.2 | 46500 | 2620 | 5.2 | 4.2 | Federally-Regulated Commercial & Industrial Equipment | 11/12/2015 |  | 02/16/2016
Enertech Global, LLC | GEOCOMFORT | GVS036*4 |  | Ground-Water-Source | WBAHP: Heat Pump Packaged Unit | Heat Pump | 575 | 3 |  |  |  | Single-Speed |  |  |  | 40500 | 1723 | 23.5 | 16.2 | 37600 | 2395 | 4.6 | 3.6 | Non Federally-Regulated | 11/12/2015 |  | 02/16/2016
Enertech Global, LLC | GEOCOMFORT | GVS036*4 |  | Ground-Source | WBAHP: Heat Pump Packaged Unit | Heat Pump | 575 | 3 |  |  |  | Single-Speed |  |  |  | 37800 | 2100 | 18 | 13.4 | 30200 | 2269 | 3.9 | 3.1 | Non Federally-Regulated | 11/12/2015 |  | 02/16/2016
Enertech Global, LLC | GEOCOMFORT | GVS036*A |  | Water-Source | WBAHP: Heat Pump Packaged Unit | Heat Pump | 265 | 1 |  |  |  | Single-Speed |  |  |  | 36000 | 2322 | 15.5 | 11.2 | 46500 | 2620 | 5.2 | 4.2 | Federally-Regulated Commercial & Industrial Equipment | 11/12/2015 |  | 02/16/2016
Enertech Global, LLC | GEOCOMFORT | GVS036*A |  | Ground-Water-Source | WBAHP: Heat Pump Packaged Unit | Heat Pump | 265 | 1 |  |  |  | Single-Speed |  |  |  | 40500 | 1723 | 23.5 | 16.2 | 37600 | 2395 | 4.6 | 3.6 | Non Federally-Regulated | 11/12/2015 |  | 02/16/2016
Enertech Global, LLC | GEOCOMFORT | GVS036*A |  | Ground-Source | WBAHP: Heat Pump Packaged Unit | Heat Pump | 265 | 1 |  |  |  | Single-Speed |  |  |  | 37800 | 2100 | 18 | 13.4 | 30200 | 2269 | 3.9 | 3.1 | Non Federally-Regulated | 11/12/2015 |  | 02/16/2016
Enertech Global, LLC | GEOCOMFORT | GVS036*A***1 |  | Water-Source | WBAHP: Heat Pump Packaged Unit | Heat Pump | 265 | 1 |  |  |  | Single-Speed |  |  |  | 37100 | 2262 | 16.4 | 11.2 | 46200 | 2507 | 5.4 | 4.2 | Federally-Regulated Commercial & Industrial Equipment | 11/12/2015 |  | 02/16/2016
Enertech Global, LLC | GEOCOMFORT | GVS036*A***1 |  | Ground-Water-Source | WBAHP: Heat Pump Packaged Unit | Heat Pump | 265 | 1 |  |  |  | Single-Speed |  |  |  | 41600 | 1631 | 25.5 | 16.2 | 36900 | 2253 | 4.8 | 3.6 | Non Federally-Regulated | 11/12/2015 |  | 02/16/2016
Enertech Global, LLC | GEOCOMFORT | GVS036*A***1 |  | Ground-Source | WBAHP: Heat Pump Packaged Unit | Heat Pump | 265 | 1 |  |  |  | Single-Speed |  |  |  | 38800 | 2020 | 19.2 | 13.4 | 29600 | 2224 | 3.9 | 3.1 | Non Federally-Regulated | 11/12/2015 |  | 02/16/2016
Enertech Global, LLC | Hydron Module | HVS018*****1 |  | Water-Source | WBAHP: Heat Pump Packaged Unit | Heat Pump | 208 | 1 |  |  |  | Single-Speed |  |  |  | 20700 | 1101 | 18.8 | 11.2 | 23700 | 1120 | 6.2 | 4.2 | Federally-Regulated Commercial & Industrial Equipment | 11/13/2015 |  | 02/16/2016
Enertech Global, LLC | Hydron Module | HVS018*****1 |  | Water-Source | WBAHP: Heat Pump Packaged Unit | Heat Pump | 230 | 1 |  |  |  | Single-Speed |  |  |  | 20700 | 1101 | 18.8 | 11.2 | 23700 | 1120 | 6.2 | 4.2 | Federally-Regulated Commercial & Industrial Equipment | 11/13/2015 |  | 02/16/2016
Enertech Global, LLC | Hydron Module | HVS018*****1 |  | Ground-Water-Source | WBAHP: Heat Pump Packaged Unit | Heat Pump | 208 | 1 |  |  |  | Single-Speed |  |  |  | 23200 | 760 | 30.5 | 16.2 | 19600 | 1083 | 5.3 | 3.6 | Non Federally-Regulated | 11/13/2015 |  | 02/16/2016
Enertech Global, LLC | Hydron Module | HVS018*****1 |  | Ground-Water-Source | WBAHP: Heat Pump Packaged Unit | Heat Pump | 230 | 1 |  |  |  | Single-Speed |  |  |  | 23200 | 760 | 30.5 | 16.2 | 19600 | 1083 | 5.3 | 3.6 | Non Federally-Regulated | 11/13/2015 |  | 02/16/2016
Enertech Global, LLC | Hydron Module | HVS018*****1 |  | Ground-Source | WBAHP: Heat Pump Packaged Unit | Heat Pump | 208 | 1 |  |  |  | Single-Speed |  |  |  | 21700 | 977 | 22.2 | 13.4 | 15700 | 1122 | 4.1 | 3.1 | Non Federally-Regulated | 11/13/2015 |  | 02/16/2016
Enertech Global, LLC | Hydron Module | HVS018*****1 |  | Ground-Source | WBAHP: Heat Pump Packaged Unit | Heat Pump | 230 | 1 |  |  |  | Single-Speed |  |  |  | 21700 | 977 | 22.2 | 13.4 | 15700 | 1122 | 4.1 | 3.1 | Non Federally-Regulated | 11/13/2015 |  | 02/16/2016
Enertech Global, LLC | Hydron Module | HVS018*A |  | Water-Source | WBAHP: Heat Pump Packaged Unit | Heat Pump | 265 | 1 |  |  |  | Single-Speed |  |  |  | 20500 | 1213 | 16.9 | 11.2 | 24200 | 1222 | 5.8 | 4.2 | Federally-Regulated Commercial & Industrial Equipment | 11/13/2015 |  | 02/16/2016
Enertech Global, LLC | Hydron Module | HVS018*A |  | Ground-Water-Source | WBAHP: Heat Pump Packaged Unit | Heat Pump | 265 | 1 |  |  |  | Single-Speed |  |  |  | 23200 | 843 | 27.5 | 16.2 | 20100 | 1178 | 5 | 3.6 | Non Federally-Regulated | 11/13/2015 |  | 02/16/2016
Enertech Global, LLC | Hydron Module | HVS018*A |  | Ground-Source | WBAHP: Heat Pump Packaged Unit | Heat Pump | 265 | 1 |  |  |  | Single-Speed |  |  |  | 21400 | 1070 | 20 | 13.4 | 16300 | 1224 | 3.9 | 3.1 | Non Federally-Regulated | 11/13/2015 |  | 02/16/2016
Enertech Global, LLC | Hydron Module | HVS018*A***1 |  | Water-Source | WBAHP: Heat Pump Packaged Unit | Heat Pump | 265 | 1 |  |  |  | Single-Speed |  |  |  | 20700 | 1101 | 18.8 | 11.2 | 23700 | 1120 | 6.2 | 4.2 | Federally-Regulated Commercial & Industrial Equipment | 11/13/2015 |  | 02/16/2016
Enertech Global, LLC | Hydron Module | HVS018*A***1 |  | Ground-Water-Source | WBAHP: Heat Pump Packaged Unit | Heat Pump | 265 | 1 |  |  |  | Single-Speed |  |  |  | 23200 | 760 | 30.5 | 16.2 | 19600 | 1083 | 5.3 | 3.6 | Non Federally-Regulated | 11/13/2015 |  | 02/16/2016
Enertech Global, LLC | Hydron Module | HVS018*A***1 |  | Ground-Source | WBAHP: Heat Pump Packaged Unit | Heat Pump | 265 | 1 |  |  |  | Single-Speed |  |  |  | 21700 | 977 | 22.2 | 13.4 | 15700 | 1122 | 4.1 | 3.1 | Non Federally-Regulated | 11/13/2015 |  | 02/16/2016
Enertech Global, LLC | Hydron Module | HVS024*****1 |  | Water-Source | WBAHP: Heat Pump Packaged Unit | Heat Pump | 208 | 1 |  |  |  | Single-Speed |  |  |  | 25900 | 1407 | 18.4 | 11.2 | 29800 | 1480 | 5.9 | 4.2 | Federally-Regulated Commercial & Industrial Equipment | 11/13/2015 |  | 02/16/2016
Enertech Global, LLC | Hydron Module | HVS024*****1 |  | Water-Source | WBAHP: Heat Pump Packaged Unit | Heat Pump | 230 | 1 |  |  |  | Single-Speed |  |  |  | 25900 | 1407 | 18.4 | 11.2 | 29800 | 1480 | 5.9 | 4.2 | Federally-Regulated Commercial & Industrial Equipment | 11/13/2015 |  | 02/16/2016
Enertech Global, LLC | Hydron Module | HVS024*****1 |  | Ground-Water-Source | WBAHP: Heat Pump Packaged Unit | Heat Pump | 208 | 1 |  |  |  | Single-Speed |  |  |  | 29400 | 996 | 29.5 | 16.2 | 24000 | 1379 | 5.1 | 3.6 | Non Federally-Regulated | 11/13/2015 |  | 02/16/2016
Enertech Global, LLC | Hydron Module | HVS024*****1 |  | Ground-Water-Source | WBAHP: Heat Pump Packaged Unit | Heat Pump | 230 | 1 |  |  |  | Single-Speed |  |  |  | 29400 | 996 | 29.5 | 16.2 | 24000 | 1379 | 5.1 | 3.6 | Non Federally-Regulated | 11/13/2015 |  | 02/16/2016
Enertech Global, LLC | Hydron Module | HVS024*****1 |  | Ground-Source | WBAHP: Heat Pump Packaged Unit | Heat Pump | 208 | 1 |  |  |  | Single-Speed |  |  |  | 27000 | 1250 | 21.6 | 13.4 | 19300 | 1346 | 4.2 | 3.1 | Non Federally-Regulated | 11/13/2015 |  | 02/16/2016
Enertech Global, LLC | Hydron Module | HVS024*****1 |  | Ground-Source | WBAHP: Heat Pump Packaged Unit | Heat Pump | 230 | 1 |  |  |  | Single-Speed |  |  |  | 27000 | 1250 | 21.6 | 13.4 | 19300 | 1346 | 4.2 | 3.1 | Non Federally-Regulated | 11/13/2015 |  | 02/16/2016
Enertech Global, LLC | Hydron Module | HVS024*2 |  | Water-Source | WBAHP: Heat Pump Packaged Unit | Heat Pump | 208 | 3 |  |  |  | Single-Speed |  |  |  | 24800 | 1476 | 16.8 | 11.2 | 30000 | 1570 | 5.6 | 4.2 | Federally-Regulated Commercial & Industrial Equipment | 11/13/2015 |  | 02/16/2016
Enertech Global, LLC | Hydron Module | HVS024*2 |  | Water-Source | WBAHP: Heat Pump Packaged Unit | Heat Pump | 230 | 3 |  |  |  | Single-Speed |  |  |  | 24800 | 1476 | 16.8 | 11.2 | 30000 | 1570 | 5.6 | 4.2 | Federally-Regulated Commercial & Industrial Equipment | 11/13/2015 |  | 02/16/2016
Enertech Global, LLC | Hydron Module | HVS024*2 |  | Ground-Water-Source | WBAHP: Heat Pump Packaged Unit | Heat Pump | 208 | 3 |  |  |  | Single-Speed |  |  |  | 28100 | 1080 | 26 | 16.2 | 24200 | 1447 | 4.9 | 3.6 | Non Federally-Regulated | 11/13/2015 |  | 02/16/2016
Enertech Global, LLC | Hydron Module | HVS024*2 |  | Ground-Water-Source | WBAHP: Heat Pump Packaged Unit | Heat Pump | 230 | 3 |  |  |  | Single-Speed |  |  |  | 28100 | 1080 | 26 | 16.2 | 24200 | 1447 | 4.9 | 3.6 | Non Federally-Regulated | 11/13/2015 |  | 02/16/2016
Enertech Global, LLC | Hydron Module | HVS024*2 |  | Ground-Source | WBAHP: Heat Pump Packaged Unit | Heat Pump | 208 | 3 |  |  |  | Single-Speed |  |  |  | 26000 | 1319 | 19.7 | 13.4 | 19400 | 1421 | 4 | 3.1 | Non Federally-Regulated | 11/13/2015 |  | 02/16/2016
Enertech Global, LLC | Hydron Module | HVS024*2 |  | Ground-Source | WBAHP: Heat Pump Packaged Unit | Heat Pump | 230 | 3 |  |  |  | Single-Speed |  |  |  | 26000 | 1319 | 19.7 | 13.4 | 19400 | 1421 | 4 | 3.1 | Non Federally-Regulated | 11/13/2015 |  | 02/16/2016
Enertech Global, LLC | Hydron Module | HVS024*2***1 |  | Water-Source | WBAHP: Heat Pump Packaged Unit | Heat Pump | 208 | 3 |  |  |  | Single-Speed |  |  |  | 25900 | 1407 | 18.4 | 11.2 | 29800 | 1480 | 5.9 | 4.2 | Federally-Regulated Commercial & Industrial Equipment | 11/13/2015 |  | 02/16/2016
Enertech Global, LLC | Hydron Module | HVS024*2***1 |  | Water-Source | WBAHP: Heat Pump Packaged Unit | Heat Pump | 230 | 3 |  |  |  | Single-Speed |  |  |  | 25900 | 1407 | 18.4 | 11.2 | 29800 | 1480 | 5.9 | 4.2 | Federally-Regulated Commercial & Industrial Equipment | 11/13/2015 |  | 02/16/2016
Enertech Global, LLC | Hydron Module | HVS024*2***1 |  | Ground-Water-Source | WBAHP: Heat Pump Packaged Unit | Heat Pump | 208 | 3 |  |  |  | Single-Speed |  |  |  | 29400 | 996 | 29.5 | 16.2 | 24000 | 1379 | 5.1 | 3.6 | Non Federally-Regulated | 11/13/2015 |  | 02/16/2016
Enertech Global, LLC | Hydron Module | HVS024*2***1 |  | Ground-Water-Source | WBAHP: Heat Pump Packaged Unit | Heat Pump | 230 | 3 |  |  |  | Single-Speed |  |  |  | 29400 | 996 | 29.5 | 16.2 | 24000 | 1379 | 5.1 | 3.6 | Non Federally-Regulated | 11/13/2015 |  | 02/16/2016
Enertech Global, LLC | Hydron Module | HVS024*2***1 |  | Ground-Source | WBAHP: Heat Pump Packaged Unit | Heat Pump | 208 | 3 |  |  |  | Single-Speed |  |  |  | 27000 | 1250 | 21.6 | 13.4 | 19300 | 1346 | 4.2 | 3.1 | Non Federally-Regulated | 11/13/2015 |  | 02/16/2016
Enertech Global, LLC | Hydron Module | HVS024*2***1 |  | Ground-Source | WBAHP: Heat Pump Packaged Unit | Heat Pump | 230 | 3 |  |  |  | Single-Speed |  |  |  | 27000 | 1250 | 21.6 | 13.4 | 19300 | 1346 | 4.2 | 3.1 | Non Federally-Regulated | 11/13/2015 |  | 02/16/2016
Enertech Global, LLC | Hydron Module | HVS024*3 |  | Water-Source | WBAHP: Heat Pump Packaged Unit | Heat Pump | 460 | 3 |  |  |  | Single-Speed |  |  |  | 24800 | 1476 | 16.8 | 11.2 | 30000 | 1570 | 5.6 | 4.2 | Federally-Regulated Commercial & Industrial Equipment | 11/13/2015 |  | 02/16/2016
Enertech Global, LLC | Hydron Module | HVS024*3 |  | Ground-Water-Source | WBAHP: Heat Pump Packaged Unit | Heat Pump | 460 | 3 |  |  |  | Single-Speed |  |  |  | 28100 | 1080 | 26 | 16.2 | 24200 | 1447 | 4.9 | 3.6 | Non Federally-Regulated | 11/13/2015 |  | 02/16/2016
Enertech Global, LLC | Hydron Module | HVS024*3 |  | Ground-Source | WBAHP: Heat Pump Packaged Unit | Heat Pump | 460 | 3 |  |  |  | Single-Speed |  |  |  | 26000 | 1319 | 19.7 | 13.4 | 19400 | 1421 | 4 | 3.1 | Non Federally-Regulated | 11/13/2015 |  | 02/16/2016
Enertech Global, LLC | Hydron Module | HVS024*3***1 |  | Water-Source | WBAHP: Heat Pump Packaged Unit | Heat Pump | 460 | 3 |  |  |  | Single-Speed |  |  |  | 25900 | 1407 | 18.4 | 11.2 | 29800 | 1480 | 5.9 | 4.2 | Federally-Regulated Commercial & Industrial Equipment | 11/13/2015 |  | 02/16/2016
Enertech Global, LLC | Hydron Module | HVS024*3***1 |  | Ground-Water-Source | WBAHP: Heat Pump Packaged Unit | Heat Pump | 460 | 3 |  |  |  | Single-Speed |  |  |  | 29400 | 996 | 29.5 | 16.2 | 24000 | 1379 | 5.1 | 3.6 | Non Federally-Regulated | 11/13/2015 |  | 02/16/2016
Enertech Global, LLC | Hydron Module | HVS024*3***1 |  | Ground-Source | WBAHP: Heat Pump Packaged Unit | Heat Pump | 460 | 3 |  |  |  | Single-Speed |  |  |  | 27000 | 1250 | 21.6 | 13.4 | 19300 | 1346 | 4.2 | 3.1 | Non Federally-Regulated | 11/13/2015 |  | 02/16/2016
Enertech Global, LLC | Hydron Module | HVS024*4 |  | Water-Source | WBAHP: Heat Pump Packaged Unit | Heat Pump | 575 | 3 |  |  |  | Single-Speed |  |  |  | 24800 | 1476 | 16.8 | 11.2 | 30000 | 1570 | 5.6 | 4.2 | Federally-Regulated Commercial & Industrial Equipment | 11/13/2015 |  | 02/16/2016
Enertech Global, LLC | Hydron Module | HVS024*4 |  | Ground-Water-Source | WBAHP: Heat Pump Packaged Unit | Heat Pump | 575 | 3 |  |  |  | Single-Speed |  |  |  | 28100 | 1080 | 26 | 16.2 | 24200 | 1447 | 4.9 | 3.6 | Non Federally-Regulated | 11/13/2015 |  | 02/16/2016
Enertech Global, LLC | Hydron Module | HVS024*4 |  | Ground-Source | WBAHP: Heat Pump Packaged Unit | Heat Pump | 575 | 3 |  |  |  | Single-Speed |  |  |  | 26000 | 1319 | 19.7 | 13.4 | 19400 | 1421 | 4 | 3.1 | Non Federally-Regulated | 11/13/2015 |  | 02/16/2016
Enertech Global, LLC | Hydron Module | HVS024*A |  | Water-Source | WBAHP: Heat Pump Packaged Unit | Heat Pump | 265 | 1 |  |  |  | Single-Speed |  |  |  | 24800 | 1476 | 16.8 | 11.2 | 30000 | 1570 | 5.6 | 4.2 | Federally-Regulated Commercial & Industrial Equipment | 11/13/2015 |  | 02/16/2016
Enertech Global, LLC | Hydron Module | HVS024*A |  | Ground-Water-Source | WBAHP: Heat Pump Packaged Unit | Heat Pump | 265 | 1 |  |  |  | Single-Speed |  |  |  | 28100 | 1080 | 26 | 16.2 | 24200 | 1447 | 4.9 | 3.6 | Non Federally-Regulated | 11/13/2015 |  | 02/16/2016
Enertech Global, LLC | Hydron Module | HVS024*A |  | Ground-Source | WBAHP: Heat Pump Packaged Unit | Heat Pump | 265 | 1 |  |  |  | Single-Speed |  |  |  | 26000 | 1319 | 19.7 | 13.4 | 19400 | 1421 | 4 | 3.1 | Non Federally-Regulated | 11/13/2015 |  | 02/16/2016
Enertech Global, LLC | Hydron Module | HVS024*A***1 |  | Water-Source | WBAHP: Heat Pump Packaged Unit | Heat Pump | 265 | 1 |  |  |  | Single-Speed |  |  |  | 25900 | 1407 | 18.4 | 11.2 | 29800 | 1480 | 5.9 | 4.2 | Federally-Regulated Commercial & Industrial Equipment | 11/13/2015 |  | 02/16/2016
Enertech Global, LLC | Hydron Module | HVS024*A***1 |  | Ground-Water-Source | WBAHP: Heat Pump Packaged Unit | Heat Pump | 265 | 1 |  |  |  | Single-Speed |  |  |  | 29400 | 996 | 29.5 | 16.2 | 24000 | 1379 | 5.1 | 3.6 | Non Federally-Regulated | 11/13/2015 |  | 02/16/2016
Enertech Global, LLC | Hydron Module | HVS024*A***1 |  | Ground-Source | WBAHP: Heat Pump Packaged Unit | Heat Pump | 265 | 1 |  |  |  | Single-Speed |  |  |  | 27000 | 1250 | 21.6 | 13.4 | 19300 | 1346 | 4.2 | 3.1 | Non Federally-Regulated | 11/13/2015 |  | 02/16/2016
Enertech Global, LLC | Hydron Module | HVS030*****1 |  | Water-Source | WBAHP: Heat Pump Packaged Unit | Heat Pump | 208 | 1 |  |  |  | Single-Speed |  |  |  | 30100 | 1710 | 17.6 | 11.2 | 36200 | 1798 | 5.9 | 4.2 | Federally-Regulated Commercial & Industrial Equipment | 11/13/2015 |  | 02/16/2016
Enertech Global, LLC | Hydron Module | HVS030*****1 |  | Water-Source | WBAHP: Heat Pump Packaged Unit | Heat Pump | 230 | 1 |  |  |  | Single-Speed |  |  |  | 30100 | 1710 | 17.6 | 11.2 | 36200 | 1798 | 5.9 | 4.2 | Federally-Regulated Commercial & Industrial Equipment | 11/13/2015 |  | 02/16/2016
Enertech Global, LLC | Hydron Module | HVS030*****1 |  | Ground-Water-Source | WBAHP: Heat Pump Packaged Unit | Heat Pump | 208 | 1 |  |  |  | Single-Speed |  |  |  | 34000 | 1236 | 27.5 | 16.2 | 29200 | 1677 | 5.1 | 3.6 | Non Federally-Regulated | 11/13/2015 |  | 02/16/2016
Enertech Global, LLC | Hydron Module | HVS030*****1 |  | Ground-Water-Source | WBAHP: Heat Pump Packaged Unit | Heat Pump | 230 | 1 |  |  |  | Single-Speed |  |  |  | 34000 | 1236 | 27.5 | 16.2 | 29200 | 1677 | 5.1 | 3.6 | Non Federally-Regulated | 11/13/2015 |  | 02/16/2016
Enertech Global, LLC | Hydron Module | HVS030*****1 |  | Ground-Source | WBAHP: Heat Pump Packaged Unit | Heat Pump | 208 | 1 |  |  |  | Single-Speed |  |  |  | 31400 | 1539 | 20.4 | 13.4 | 23200 | 1618 | 4.2 | 3.1 | Non Federally-Regulated | 11/13/2015 |  | 02/16/2016
Enertech Global, LLC | Hydron Module | HVS030*****1 |  | Ground-Source | WBAHP: Heat Pump Packaged Unit | Heat Pump | 230 | 1 |  |  |  | Single-Speed |  |  |  | 31400 | 1539 | 20.4 | 13.4 | 23200 | 1618 | 4.2 | 3.1 | Non Federally-Regulated | 11/13/2015 |  | 02/16/2016
Enertech Global, LLC | Hydron Module | HVS030*2 |  | Water-Source | WBAHP: Heat Pump Packaged Unit | Heat Pump | 208 | 3 |  |  |  | Single-Speed |  |  |  | 29100 | 1818 | 16 | 11.2 | 37000 | 1936 | 5.6 | 4.2 | Federally-Regulated Commercial & Industrial Equipment | 11/13/2015 |  | 02/16/2016
Enertech Global, LLC | Hydron Module | HVS030*2 |  | Water-Source | WBAHP: Heat Pump Packaged Unit | Heat Pump | 230 | 3 |  |  |  | Single-Speed |  |  |  | 29100 | 1818 | 16 | 11.2 | 37000 | 1936 | 5.6 | 4.2 | Federally-Regulated Commercial & Industrial Equipment | 11/13/2015 |  | 02/16/2016
Enertech Global, LLC | Hydron Module | HVS030*2 |  | Ground-Water-Source | WBAHP: Heat Pump Packaged Unit | Heat Pump | 208 | 3 |  |  |  | Single-Speed |  |  |  | 33100 | 1356 | 24.4 | 16.2 | 29800 | 1782 | 4.9 | 3.6 | Non Federally-Regulated | 11/13/2015 |  | 02/16/2016
Enertech Global, LLC | Hydron Module | HVS030*2 |  | Ground-Water-Source | WBAHP: Heat Pump Packaged Unit | Heat Pump | 230 | 3 |  |  |  | Single-Speed |  |  |  | 33100 | 1356 | 24.4 | 16.2 | 29800 | 1782 | 4.9 | 3.6 | Non Federally-Regulated | 11/13/2015 |  | 02/16/2016
Enertech Global, LLC | Hydron Module | HVS030*2 |  | Ground-Source | WBAHP: Heat Pump Packaged Unit | Heat Pump | 208 | 3 |  |  |  | Single-Speed |  |  |  | 30600 | 1654 | 18.5 | 13.4 | 23900 | 1751 | 4 | 3.1 | Non Federally-Regulated | 11/13/2015 |  | 02/16/2016
Enertech Global, LLC | Hydron Module | HVS030*2 |  | Ground-Source | WBAHP: Heat Pump Packaged Unit | Heat Pump | 230 | 3 |  |  |  | Single-Speed |  |  |  | 30600 | 1654 | 18.5 | 13.4 | 23900 | 1751 | 4 | 3.1 | Non Federally-Regulated | 11/13/2015 |  | 02/16/2016
Enertech Global, LLC | Hydron Module | HVS030*2***1 |  | Water-Source | WBAHP: Heat Pump Packaged Unit | Heat Pump | 208 | 3 |  |  |  | Single-Speed |  |  |  | 30100 | 1710 | 17.6 | 11.2 | 36200 | 1798 | 5.9 | 4.2 | Federally-Regulated Commercial & Industrial Equipment | 11/13/2015 |  | 02/16/2016
Enertech Global, LLC | Hydron Module | HVS030*2***1 |  | Water-Source | WBAHP: Heat Pump Packaged Unit | Heat Pump | 230 | 3 |  |  |  | Single-Speed |  |  |  | 30100 | 1710 | 17.6 | 11.2 | 36200 | 1798 | 5.9 | 4.2 | Federally-Regulated Commercial & Industrial Equipment | 11/13/2015 |  | 02/16/2016
Enertech Global, LLC | Hydron Module | HVS030*2***1 |  | Ground-Water-Source | WBAHP: Heat Pump Packaged Unit | Heat Pump | 208 | 3 |  |  |  | Single-Speed |  |  |  | 34000 | 1236 | 27.5 | 16.2 | 29200 | 1677 | 5.1 | 3.6 | Non Federally-Regulated | 11/13/2015 |  | 02/16/2016
Enertech Global, LLC | Hydron Module | HVS030*2***1 |  | Ground-Water-Source | WBAHP: Heat Pump Packaged Unit | Heat Pump | 230 | 3 |  |  |  | Single-Speed |  |  |  | 34000 | 1236 | 27.5 | 16.2 | 29200 | 1677 | 5.1 | 3.6 | Non Federally-Regulated | 11/13/2015 |  | 02/16/2016
Enertech Global, LLC | Hydron Module | HVS030*2***1 |  | Ground-Source | WBAHP: Heat Pump Packaged Unit | Heat Pump | 208 | 3 |  |  |  | Single-Speed |  |  |  | 31400 | 1539 | 20.4 | 13.4 | 23200 | 1618 | 4.2 | 3.1 | Non Federally-Regulated | 11/13/2015 |  | 02/16/2016
Enertech Global, LLC | Hydron Module | HVS030*2***1 |  | Ground-Source | WBAHP: Heat Pump Packaged Unit | Heat Pump | 230 | 3 |  |  |  | Single-Speed |  |  |  | 31400 | 1539 | 20.4 | 13.4 | 23200 | 1618 | 4.2 | 3.1 | Non Federally-Regulated | 11/13/2015 |  | 02/16/2016
Enertech Global, LLC | Hydron Module | HVS030*3 |  | Water-Source | WBAHP: Heat Pump Packaged Unit | Heat Pump | 460 | 3 |  |  |  | Single-Speed |  |  |  | 29100 | 1818 | 16 | 11.2 | 37000 | 1936 | 5.6 | 4.2 | Federally-Regulated Commercial & Industrial Equipment | 11/13/2015 |  | 02/16/2016
Enertech Global, LLC | Hydron Module | HVS030*3 |  | Ground-Water-Source | WBAHP: Heat Pump Packaged Unit | Heat Pump | 460 | 3 |  |  |  | Single-Speed |  |  |  | 33100 | 1356 | 24.4 | 16.2 | 29800 | 1782 | 4.9 | 3.6 | Non Federally-Regulated | 11/13/2015 |  | 02/16/2016
Enertech Global, LLC | Hydron Module | HVS030*3 |  | Ground-Source | WBAHP: Heat Pump Packaged Unit | Heat Pump | 460 | 3 |  |  |  | Single-Speed |  |  |  | 30600 | 1654 | 18.5 | 13.4 | 23900 | 1751 | 4 | 3.1 | Non Federally-Regulated | 11/13/2015 |  | 02/16/2016
Enertech Global, LLC | Hydron Module | HVS030*3***1 |  | Water-Source | WBAHP: Heat Pump Packaged Unit | Heat Pump | 460 | 3 |  |  |  | Single-Speed |  |  |  | 30100 | 1710 | 17.6 | 11.2 | 36200 | 1798 | 5.9 | 4.2 | Federally-Regulated Commercial & Industrial Equipment | 11/13/2015 |  | 02/16/2016
Enertech Global, LLC | Hydron Module | HVS030*3***1 |  | Ground-Water-Source | WBAHP: Heat Pump Packaged Unit | Heat Pump | 460 | 3 |  |  |  | Single-Speed |  |  |  | 34000 | 1236 | 27.5 | 16.2 | 29200 | 1677 | 5.1 | 3.6 | Non Federally-Regulated | 11/13/2015 |  | 02/16/2016
Enertech Global, LLC | Hydron Module | HVS030*3***1 |  | Ground-Source | WBAHP: Heat Pump Packaged Unit | Heat Pump | 460 | 3 |  |  |  | Single-Speed |  |  |  | 31400 | 1539 | 20.4 | 13.4 | 23200 | 1618 | 4.2 | 3.1 | Non Federally-Regulated | 11/13/2015 |  | 02/16/2016
Enertech Global, LLC | Hydron Module | HVS030*4 |  | Water-Source | WBAHP: Heat Pump Packaged Unit | Heat Pump | 575 | 3 |  |  |  | Single-Speed |  |  |  | 29100 | 1818 | 16 | 11.2 | 37000 | 1936 | 5.6 | 4.2 | Federally-Regulated Commercial & Industrial Equipment | 11/13/2015 |  | 02/16/2016
Enertech Global, LLC | Hydron Module | HVS030*4 |  | Ground-Water-Source | WBAHP: Heat Pump Packaged Unit | Heat Pump | 575 | 3 |  |  |  | Single-Speed |  |  |  | 33100 | 1356 | 24.4 | 16.2 | 29800 | 1782 | 4.9 | 3.6 | Non Federally-Regulated | 11/13/2015 |  | 02/16/2016
Enertech Global, LLC | Hydron Module | HVS030*4 |  | Ground-Source | WBAHP: Heat Pump Packaged Unit | Heat Pump | 575 | 3 |  |  |  | Single-Speed |  |  |  | 30600 | 1654 | 18.5 | 13.4 | 23900 | 1751 | 4 | 3.1 | Non Federally-Regulated | 11/13/2015 |  | 02/16/2016
Enertech Global, LLC | Hydron Module | HVS030*A |  | Water-Source | WBAHP: Heat Pump Packaged Unit | Heat Pump | 265 | 1 |  |  |  | Single-Speed |  |  |  | 29100 | 1818 | 16 | 11.2 | 37000 | 1936 | 5.6 | 4.2 | Federally-Regulated Commercial & Industrial Equipment | 11/13/2015 |  | 02/16/2016
Enertech Global, LLC | Hydron Module | HVS030*A |  | Ground-Water-Source | WBAHP: Heat Pump Packaged Unit | Heat Pump | 265 | 1 |  |  |  | Single-Speed |  |  |  | 33100 | 1356 | 24.4 | 16.2 | 29800 | 1782 | 4.9 | 3.6 | Non Federally-Regulated | 11/13/2015 |  | 02/16/2016
Enertech Global, LLC | Hydron Module | HVS030*A |  | Ground-Source | WBAHP: Heat Pump Packaged Unit | Heat Pump | 265 | 1 |  |  |  | Single-Speed |  |  |  | 30600 | 1654 | 18.5 | 13.4 | 23900 | 1751 | 4 | 3.1 | Non Federally-Regulated | 11/13/2015 |  | 02/16/2016
Enertech Global, LLC | Hydron Module | HVS030*A***1 |  | Water-Source | WBAHP: Heat Pump Packaged Unit | Heat Pump | 265 | 1 |  |  |  | Single-Speed |  |  |  | 30100 | 1710 | 17.6 | 11.2 | 36200 | 1798 | 5.9 | 4.2 | Federally-Regulated Commercial & Industrial Equipment | 11/13/2015 |  | 02/16/2016
Enertech Global, LLC | Hydron Module | HVS030*A***1 |  | Ground-Water-Source | WBAHP: Heat Pump Packaged Unit | Heat Pump | 265 | 1 |  |  |  | Single-Speed |  |  |  | 34000 | 1236 | 27.5 | 16.2 | 29200 | 1677 | 5.1 | 3.6 | Non Federally-Regulated | 11/13/2015 |  | 02/16/2016
Enertech Global, LLC | Hydron Module | HVS030*A***1 |  | Ground-Source | WBAHP: Heat Pump Packaged Unit | Heat Pump | 265 | 1 |  |  |  | Single-Speed |  |  |  | 31400 | 1539 | 20.4 | 13.4 | 23200 | 1618 | 4.2 | 3.1 | Non Federally-Regulated | 11/13/2015 |  | 02/16/2016
Enertech Global, LLC | Hydron Module | HVS036*****1 |  | Water-Source | WBAHP: Heat Pump Packaged Unit | Heat Pump | 208 | 1 |  |  |  | Single-Speed |  |  |  | 37100 | 2262 | 16.4 | 11.2 | 46200 | 2507 | 5.4 | 4.2 | Federally-Regulated Commercial & Industrial Equipment | 11/13/2015 |  | 02/16/2016
Enertech Global, LLC | Hydron Module | HVS036*****1 |  | Water-Source | WBAHP: Heat Pump Packaged Unit | Heat Pump | 230 | 1 |  |  |  | Single-Speed |  |  |  | 37100 | 2262 | 16.4 | 11.2 | 46200 | 2507 | 5.4 | 4.2 | Federally-Regulated Commercial & Industrial Equipment | 11/13/2015 |  | 02/16/2016
Enertech Global, LLC | Hydron Module | HVS036*****1 |  | Ground-Water-Source | WBAHP: Heat Pump Packaged Unit | Heat Pump | 208 | 1 |  |  |  | Single-Speed |  |  |  | 41600 | 1631 | 25.5 | 16.2 | 36900 | 2253 | 4.8 | 3.6 | Non Federally-Regulated | 11/13/2015 |  | 02/16/2016
Enertech Global, LLC | Hydron Module | HVS036*****1 |  | Ground-Water-Source | WBAHP: Heat Pump Packaged Unit | Heat Pump | 230 | 1 |  |  |  | Single-Speed |  |  |  | 41600 | 1631 | 25.5 | 16.2 | 36900 | 2253 | 4.8 | 3.6 | Non Federally-Regulated | 11/13/2015 |  | 02/16/2016
Enertech Global, LLC | Hydron Module | HVS036*****1 |  | Ground-Source | WBAHP: Heat Pump Packaged Unit | Heat Pump | 208 | 1 |  |  |  | Single-Speed |  |  |  | 38800 | 2020 | 19.2 | 13.4 | 29600 | 2224 | 3.9 | 3.1 | Non Federally-Regulated | 11/13/2015 |  | 02/16/2016
Enertech Global, LLC | Hydron Module | HVS036*****1 |  | Ground-Source | WBAHP: Heat Pump Packaged Unit | Heat Pump | 230 | 1 |  |  |  | Single-Speed |  |  |  | 38800 | 2020 | 19.2 | 13.4 | 29600 | 2224 | 3.9 | 3.1 | Non Federally-Regulated | 11/13/2015 |  | 02/16/2016
Enertech Global, LLC | Hydron Module | HVS036*2 |  | Water-Source | WBAHP: Heat Pump Packaged Unit | Heat Pump | 208 | 3 |  |  |  | Single-Speed |  |  |  | 36000 | 2322 | 15.5 | 11.2 | 46500 | 2620 | 5.2 | 4.2 | Federally-Regulated Commercial & Industrial Equipment | 11/13/2015 |  | 02/16/2016
Enertech Global, LLC | Hydron Module | HVS036*2 |  | Water-Source | WBAHP: Heat Pump Packaged Unit | Heat Pump | 230 | 3 |  |  |  | Single-Speed |  |  |  | 36000 | 2322 | 15.5 | 11.2 | 46500 | 2620 | 5.2 | 4.2 | Federally-Regulated Commercial & Industrial Equipment | 11/13/2015 |  | 02/16/2016
Enertech Global, LLC | Hydron Module | HVS036*2 |  | Ground-Water-Source | WBAHP: Heat Pump Packaged Unit | Heat Pump | 208 | 3 |  |  |  | Single-Speed |  |  |  | 40500 | 1723 | 23.5 | 16.2 | 37600 | 2395 | 4.6 | 3.6 | Non Federally-Regulated | 11/13/2015 |  | 02/16/2016
Enertech Global, LLC | Hydron Module | HVS036*2 |  | Ground-Water-Source | WBAHP: Heat Pump Packaged Unit | Heat Pump | 230 | 3 |  |  |  | Single-Speed |  |  |  | 40500 | 1723 | 23.5 | 16.2 | 37600 | 2395 | 4.6 | 3.6 | Non Federally-Regulated | 11/13/2015 |  | 02/16/2016
Enertech Global, LLC | Hydron Module | HVS036*2 |  | Ground-Source | WBAHP: Heat Pump Packaged Unit | Heat Pump | 208 | 3 |  |  |  | Single-Speed |  |  |  | 37800 | 2100 | 18 | 13.4 | 30200 | 2269 | 3.9 | 3.1 | Non Federally-Regulated | 11/13/2015 |  | 02/16/2016
Enertech Global, LLC | Hydron Module | HVS036*2 |  | Ground-Source | WBAHP: Heat Pump Packaged Unit | Heat Pump | 230 | 3 |  |  |  | Single-Speed |  |  |  | 37800 | 2100 | 18 | 13.4 | 30200 | 2269 | 3.9 | 3.1 | Non Federally-Regulated | 11/13/2015 |  | 02/16/2016
Enertech Global, LLC | Hydron Module | HVS036*2***1 |  | Water-Source | WBAHP: Heat Pump Packaged Unit | Heat Pump | 208 | 3 |  |  |  | Single-Speed |  |  |  | 37100 | 2262 | 16.4 | 11.2 | 46200 | 2507 | 5.4 | 4.2 | Federally-Regulated Commercial & Industrial Equipment | 11/13/2015 |  | 02/16/2016
Enertech Global, LLC | Hydron Module | HVS036*2***1 |  | Water-Source | WBAHP: Heat Pump Packaged Unit | Heat Pump | 230 | 3 |  |  |  | Single-Speed |  |  |  | 37100 | 2262 | 16.4 | 11.2 | 46200 | 2507 | 5.4 | 4.2 | Federally-Regulated Commercial & Industrial Equipment | 11/13/2015 |  | 02/16/2016
Enertech Global, LLC | Hydron Module | HVS036*2***1 |  | Ground-Water-Source | WBAHP: Heat Pump Packaged Unit | Heat Pump | 208 | 3 |  |  |  | Single-Speed |  |  |  | 41600 | 1631 | 25.5 | 16.2 | 36900 | 2253 | 4.8 | 3.6 | Non Federally-Regulated | 11/13/2015 |  | 02/16/2016
Enertech Global, LLC | Hydron Module | HVS036*2***1 |  | Ground-Water-Source | WBAHP: Heat Pump Packaged Unit | Heat Pump | 230 | 3 |  |  |  | Single-Speed |  |  |  | 41600 | 1631 | 25.5 | 16.2 | 36900 | 2253 | 4.8 | 3.6 | Non Federally-Regulated | 11/13/2015 |  | 02/16/2016
Enertech Global, LLC | Hydron Module | HVS036*2***1 |  | Ground-Source | WBAHP: Heat Pump Packaged Unit | Heat Pump | 208 | 3 |  |  |  | Single-Speed |  |  |  | 38800 | 2020 | 19.2 | 13.4 | 29600 | 2224 | 3.9 | 3.1 | Non Federally-Regulated | 11/13/2015 |  | 02/16/2016
Enertech Global, LLC | Hydron Module | HVS036*2***1 |  | Ground-Source | WBAHP: Heat Pump Packaged Unit | Heat Pump | 230 | 3 |  |  |  | Single-Speed |  |  |  | 38800 | 2020 | 19.2 | 13.4 | 29600 | 2224 | 3.9 | 3.1 | Non Federally-Regulated | 11/13/2015 |  | 02/16/2016
Enertech Global, LLC | Hydron Module | HVS036*3 |  | Water-Source | WBAHP: Heat Pump Packaged Unit | Heat Pump | 460 | 3 |  |  |  | Single-Speed |  |  |  | 36000 | 2322 | 15.5 | 11.2 | 46500 | 2620 | 5.2 | 4.2 | Federally-Regulated Commercial & Industrial Equipment | 11/13/2015 |  | 02/16/2016
Enertech Global, LLC | Hydron Module | HVS036*3 |  | Ground-Water-Source | WBAHP: Heat Pump Packaged Unit | Heat Pump | 460 | 3 |  |  |  | Single-Speed |  |  |  | 40500 | 1723 | 23.5 | 16.2 | 37600 | 2395 | 4.6 | 3.6 | Non Federally-Regulated | 11/13/2015 |  | 02/16/2016
Enertech Global, LLC | Hydron Module | HVS036*3 |  | Ground-Source | WBAHP: Heat Pump Packaged Unit | Heat Pump | 460 | 3 |  |  |  | Single-Speed |  |  |  | 37800 | 2100 | 18 | 13.4 | 30200 | 2269 | 3.9 | 3.1 | Non Federally-Regulated | 11/13/2015 |  | 02/16/2016
Enertech Global, LLC | Hydron Module | HVS036*3***1 |  | Water-Source | WBAHP: Heat Pump Packaged Unit | Heat Pump | 460 | 3 |  |  |  | Single-Speed |  |  |  | 37100 | 2262 | 16.4 | 11.2 | 46200 | 2507 | 5.4 | 4.2 | Federally-Regulated Commercial & Industrial Equipment | 11/13/2015 |  | 02/16/2016
Enertech Global, LLC | Hydron Module | HVS036*3***1 |  | Ground-Water-Source | WBAHP: Heat Pump Packaged Unit | Heat Pump | 460 | 3 |  |  |  | Single-Speed |  |  |  | 41600 | 1631 | 25.5 | 16.2 | 36900 | 2253 | 4.8 | 3.6 | Non Federally-Regulated | 11/13/2015 |  | 02/16/2016
Enertech Global, LLC | Hydron Module | HVS036*3***1 |  | Ground-Source | WBAHP: Heat Pump Packaged Unit | Heat Pump | 460 | 3 |  |  |  | Single-Speed |  |  |  | 38800 | 2020 | 19.2 | 13.4 | 29600 | 2224 | 3.9 | 3.1 | Non Federally-Regulated | 11/13/2015 |  | 02/16/2016
Enertech Global, LLC | Hydron Module | HVS036*4 |  | Water-Source | WBAHP: Heat Pump Packaged Unit | Heat Pump | 575 | 3 |  |  |  | Single-Speed |  |  |  | 36000 | 2322 | 15.5 | 11.2 | 46500 | 2620 | 5.2 | 4.2 | Federally-Regulated Commercial & Industrial Equipment | 11/13/2015 |  | 02/16/2016
Enertech Global, LLC | Hydron Module | HVS036*4 |  | Ground-Water-Source | WBAHP: Heat Pump Packaged Unit | Heat Pump | 575 | 3 |  |  |  | Single-Speed |  |  |  | 40500 | 1723 | 23.5 | 16.2 | 37600 | 2395 | 4.6 | 3.6 | Non Federally-Regulated | 11/13/2015 |  | 02/16/2016
Enertech Global, LLC | Hydron Module | HVS036*4 |  | Ground-Source | WBAHP: Heat Pump Packaged Unit | Heat Pump | 575 | 3 |  |  |  | Single-Speed |  |  |  | 37800 | 2100 | 18 | 13.4 | 30200 | 2269 | 3.9 | 3.1 | Non Federally-Regulated | 11/13/2015 |  | 02/16/2016
Enertech Global, LLC | Hydron Module | HVS036*A |  | Water-Source | WBAHP: Heat Pump Packaged Unit | Heat Pump | 265 | 1 |  |  |  | Single-Speed |  |  |  | 36000 | 2322 | 15.5 | 11.2 | 46500 | 2620 | 5.2 | 4.2 | Federally-Regulated Commercial & Industrial Equipment | 11/13/2015 |  | 02/16/2016
Enertech Global, LLC | Hydron Module | HVS036*A |  | Ground-Water-Source | WBAHP: Heat Pump Packaged Unit | Heat Pump | 265 | 1 |  |  |  | Single-Speed |  |  |  | 40500 | 1723 | 23.5 | 16.2 | 37600 | 2395 | 4.6 | 3.6 | Non Federally-Regulated | 11/13/2015 |  | 02/16/2016
Enertech Global, LLC | Hydron Module | HVS036*A |  | Ground-Source | WBAHP: Heat Pump Packaged Unit | Heat Pump | 265 | 1 |  |  |  | Single-Speed |  |  |  | 37800 | 2100 | 18 | 13.4 | 30200 | 2269 | 3.9 | 3.1 | Non Federally-Regulated | 11/13/2015 |  | 02/16/2016
Enertech Global, LLC | Hydron Module | HVS036*A***1 |  | Water-Source | WBAHP: Heat Pump Packaged Unit | Heat Pump | 265 | 1 |  |  |  | Single-Speed |  |  |  | 37100 | 2262 | 16.4 | 11.2 | 46200 | 2507 | 5.4 | 4.2 | Federally-Regulated Commercial & Industrial Equipment | 11/13/2015 |  | 02/16/2016
Enertech Global, LLC | Hydron Module | HVS036*A***1 |  | Ground-Water-Source | WBAHP: Heat Pump Packaged Unit | Heat Pump | 265 | 1 |  |  |  | Single-Speed |  |  |  | 41600 | 1631 | 25.5 | 16.2 | 36900 | 2253 | 4.8 | 3.6 | Non Federally-Regulated | 11/13/2015 |  | 02/16/2016
Enertech Global, LLC | Hydron Module | HVS036*A***1 |  | Ground-Source | WBAHP: Heat Pump Packaged Unit | Heat Pump | 265 | 1 |  |  |  | Single-Speed |  |  |  | 38800 | 2020 | 19.2 | 13.4 | 29600 | 2224 | 3.9 | 3.1 | Non Federally-Regulated | 11/13/2015 |  | 02/16/2016
Enertech Global, LLC | Tetco | TVS018*****1 |  | Water-Source | WBAHP: Heat Pump Packaged Unit | Heat Pump | 208 | 1 |  |  |  | Single-Speed |  |  |  | 20700 | 1101 | 18.8 | 11.2 | 23700 | 1120 | 6.2 | 4.2 | Federally-Regulated Commercial & Industrial Equipment | 11/13/2015 |  | 02/16/2016
Enertech Global, LLC | Tetco | TVS018*****1 |  | Water-Source | WBAHP: Heat Pump Packaged Unit | Heat Pump | 230 | 1 |  |  |  | Single-Speed |  |  |  | 20700 | 1101 | 18.8 | 11.2 | 23700 | 1120 | 6.2 | 4.2 | Federally-Regulated Commercial & Industrial Equipment | 11/13/2015 |  | 02/16/2016
Enertech Global, LLC | Tetco | TVS018*****1 |  | Ground-Water-Source | WBAHP: Heat Pump Packaged Unit | Heat Pump | 208 | 1 |  |  |  | Single-Speed |  |  |  | 23200 | 760 | 30.5 | 16.2 | 19600 | 1083 | 5.3 | 3.6 | Non Federally-Regulated | 11/13/2015 |  | 02/16/2016
Enertech Global, LLC | Tetco | TVS018*****1 |  | Ground-Water-Source | WBAHP: Heat Pump Packaged Unit | Heat Pump | 230 | 1 |  |  |  | Single-Speed |  |  |  | 23200 | 760 | 30.5 | 16.2 | 19600 | 1083 | 5.3 | 3.6 | Non Federally-Regulated | 11/13/2015 |  | 02/16/2016
Enertech Global, LLC | Tetco | TVS018*****1 |  | Ground-Source | WBAHP: Heat Pump Packaged Unit | Heat Pump | 208 | 1 |  |  |  | Single-Speed |  |  |  | 21700 | 977 | 22.2 | 13.4 | 15700 | 1122 | 4.1 | 3.1 | Non Federally-Regulated | 11/13/2015 |  | 02/16/2016
Enertech Global, LLC | Tetco | TVS018*****1 |  | Ground-Source | WBAHP: Heat Pump Packaged Unit | Heat Pump | 230 | 1 |  |  |  | Single-Speed |  |  |  | 21700 | 977 | 22.2 | 13.4 | 15700 | 1122 | 4.1 | 3.1 | Non Federally-Regulated | 11/13/2015 |  | 02/16/2016
Enertech Global, LLC | Tetco | TVS018*A |  | Water-Source | WBAHP: Heat Pump Packaged Unit | Heat Pump | 265 | 1 |  |  |  | Single-Speed |  |  |  | 20500 | 1213 | 16.9 | 11.2 | 24200 | 1222 | 5.8 | 4.2 | Federally-Regulated Commercial & Industrial Equipment | 11/13/2015 |  | 02/16/2016
Enertech Global, LLC | Tetco | TVS018*A |  | Ground-Water-Source | WBAHP: Heat Pump Packaged Unit | Heat Pump | 265 | 1 |  |  |  | Single-Speed |  |  |  | 23200 | 843 | 27.5 | 16.2 | 20100 | 1178 | 5 | 3.6 | Non Federally-Regulated | 11/13/2015 |  | 02/16/2016
Enertech Global, LLC | Tetco | TVS018*A |  | Ground-Source | WBAHP: Heat Pump Packaged Unit | Heat Pump | 265 | 1 |  |  |  | Single-Speed |  |  |  | 21400 | 1070 | 20 | 13.4 | 16300 | 1224 | 3.9 | 3.1 | Non Federally-Regulated | 11/13/2015 |  | 02/16/2016
Enertech Global, LLC | Tetco | TVS018*A***1 |  | Water-Source | WBAHP: Heat Pump Packaged Unit | Heat Pump | 265 | 1 |  |  |  | Single-Speed |  |  |  | 20700 | 1101 | 18.8 | 11.2 | 23700 | 1120 | 6.2 | 4.2 | Federally-Regulated Commercial & Industrial Equipment | 11/13/2015 |  | 02/16/2016
Enertech Global, LLC | Tetco | TVS018*A***1 |  | Ground-Water-Source | WBAHP: Heat Pump Packaged Unit | Heat Pump | 265 | 1 |  |  |  | Single-Speed |  |  |  | 23200 | 760 | 30.5 | 16.2 | 19600 | 1083 | 5.3 | 3.6 | Non Federally-Regulated | 11/13/2015 |  | 02/16/2016
Enertech Global, LLC | Tetco | TVS018*A***1 |  | Ground-Source | WBAHP: Heat Pump Packaged Unit | Heat Pump | 265 | 1 |  |  |  | Single-Speed |  |  |  | 21700 | 977 | 22.2 | 13.4 | 15700 | 1122 | 4.1 | 3.1 | Non Federally-Regulated | 11/13/2015 |  | 02/16/2016
Enertech Global, LLC | Tetco | TVS024*****1 |  | Water-Source | WBAHP: Heat Pump Packaged Unit | Heat Pump | 208 | 1 |  |  |  | Single-Speed |  |  |  | 25900 | 1407 | 18.4 | 11.2 | 29800 | 1480 | 5.9 | 4.2 | Federally-Regulated Commercial & Industrial Equipment | 11/13/2015 |  | 02/16/2016
Enertech Global, LLC | Tetco | TVS024*****1 |  | Water-Source | WBAHP: Heat Pump Packaged Unit | Heat Pump | 230 | 1 |  |  |  | Single-Speed |  |  |  | 25900 | 1407 | 18.4 | 11.2 | 29800 | 1480 | 5.9 | 4.2 | Federally-Regulated Commercial & Industrial Equipment | 11/13/2015 |  | 02/16/2016
Enertech Global, LLC | Tetco | TVS024*****1 |  | Ground-Water-Source | WBAHP: Heat Pump Packaged Unit | Heat Pump | 208 | 1 |  |  |  | Single-Speed |  |  |  | 29400 | 996 | 29.5 | 16.2 | 24000 | 1379 | 5.1 | 3.6 | Non Federally-Regulated | 11/13/2015 |  | 02/16/2016
Enertech Global, LLC | Tetco | TVS024*****1 |  | Ground-Water-Source | WBAHP: Heat Pump Packaged Unit | Heat Pump | 230 | 1 |  |  |  | Single-Speed |  |  |  | 29400 | 996 | 29.5 | 16.2 | 24000 | 1379 | 5.1 | 3.6 | Non Federally-Regulated | 11/13/2015 |  | 02/16/2016
Enertech Global, LLC | Tetco | TVS024*****1 |  | Ground-Source | WBAHP: Heat Pump Packaged Unit | Heat Pump | 208 | 1 |  |  |  | Single-Speed |  |  |  | 27000 | 1250 | 21.6 | 13.4 | 19300 | 1346 | 4.2 | 3.1 | Non Federally-Regulated | 11/13/2015 |  | 02/16/2016
Enertech Global, LLC | Tetco | TVS024*****1 |  | Ground-Source | WBAHP: Heat Pump Packaged Unit | Heat Pump | 230 | 1 |  |  |  | Single-Speed |  |  |  | 27000 | 1250 | 21.6 | 13.4 | 19300 | 1346 | 4.2 | 3.1 | Non Federally-Regulated | 11/13/2015 |  | 02/16/2016
Enertech Global, LLC | Tetco | TVS024*2 |  | Water-Source | WBAHP: Heat Pump Packaged Unit | Heat Pump | 208 | 3 |  |  |  | Single-Speed |  |  |  | 24800 | 1476 | 16.8 | 11.2 | 30000 | 1570 | 5.6 | 4.2 | Federally-Regulated Commercial & Industrial Equipment | 11/13/2015 |  | 02/16/2016
Enertech Global, LLC | Tetco | TVS024*2 |  | Water-Source | WBAHP: Heat Pump Packaged Unit | Heat Pump | 230 | 3 |  |  |  | Single-Speed |  |  |  | 24800 | 1476 | 16.8 | 11.2 | 30000 | 1570 | 5.6 | 4.2 | Federally-Regulated Commercial & Industrial Equipment | 11/13/2015 |  | 02/16/2016
Enertech Global, LLC | Tetco | TVS024*2 |  | Ground-Water-Source | WBAHP: Heat Pump Packaged Unit | Heat Pump | 208 | 3 |  |  |  | Single-Speed |  |  |  | 28100 | 1080 | 26 | 16.2 | 24200 | 1447 | 4.9 | 3.6 | Non Federally-Regulated | 11/13/2015 |  | 02/16/2016
Enertech Global, LLC | Tetco | TVS024*2 |  | Ground-Water-Source | WBAHP: Heat Pump Packaged Unit | Heat Pump | 230 | 3 |  |  |  | Single-Speed |  |  |  | 28100 | 1080 | 26 | 16.2 | 24200 | 1447 | 4.9 | 3.6 | Non Federally-Regulated | 11/13/2015 |  | 02/16/2016
Enertech Global, LLC | Tetco | TVS024*2 |  | Ground-Source | WBAHP: Heat Pump Packaged Unit | Heat Pump | 208 | 3 |  |  |  | Single-Speed |  |  |  | 26000 | 1319 | 19.7 | 13.4 | 19400 | 1421 | 4 | 3.1 | Non Federally-Regulated | 11/13/2015 |  | 02/16/2016
Enertech Global, LLC | Tetco | TVS024*2 |  | Ground-Source | WBAHP: Heat Pump Packaged Unit | Heat Pump | 230 | 3 |  |  |  | Single-Speed |  |  |  | 26000 | 1319 | 19.7 | 13.4 | 19400 | 1421 | 4 | 3.1 | Non Federally-Regulated | 11/13/2015 |  | 02/16/2016
Enertech Global, LLC | Tetco | TVS024*2***1 |  | Water-Source | WBAHP: Heat Pump Packaged Unit | Heat Pump | 208 | 3 |  |  |  | Single-Speed |  |  |  | 25900 | 1407 | 18.4 | 11.2 | 29800 | 1480 | 5.9 | 4.2 | Federally-Regulated Commercial & Industrial Equipment | 11/13/2015 |  | 02/16/2016
Enertech Global, LLC | Tetco | TVS024*2***1 |  | Water-Source | WBAHP: Heat Pump Packaged Unit | Heat Pump | 230 | 3 |  |  |  | Single-Speed |  |  |  | 25900 | 1407 | 18.4 | 11.2 | 29800 | 1480 | 5.9 | 4.2 | Federally-Regulated Commercial & Industrial Equipment | 11/13/2015 |  | 02/16/2016
Enertech Global, LLC | Tetco | TVS024*2***1 |  | Ground-Water-Source | WBAHP: Heat Pump Packaged Unit | Heat Pump | 208 | 3 |  |  |  | Single-Speed |  |  |  | 29400 | 996 | 29.5 | 16.2 | 24000 | 1379 | 5.1 | 3.6 | Non Federally-Regulated | 11/13/2015 |  | 02/16/2016
Enertech Global, LLC | Tetco | TVS024*2***1 |  | Ground-Water-Source | WBAHP: Heat Pump Packaged Unit | Heat Pump | 230 | 3 |  |  |  | Single-Speed |  |  |  | 29400 | 996 | 29.5 | 16.2 | 24000 | 1379 | 5.1 | 3.6 | Non Federally-Regulated | 11/13/2015 |  | 02/16/2016
Enertech Global, LLC | Tetco | TVS024*2***1 |  | Ground-Source | WBAHP: Heat Pump Packaged Unit | Heat Pump | 208 | 3 |  |  |  | Single-Speed |  |  |  | 27000 | 1250 | 21.6 | 13.4 | 19300 | 1346 | 4.2 | 3.1 | Non Federally-Regulated | 11/13/2015 |  | 02/16/2016
Enertech Global, LLC | Tetco | TVS024*2***1 |  | Ground-Source | WBAHP: Heat Pump Packaged Unit | Heat Pump | 230 | 3 |  |  |  | Single-Speed |  |  |  | 27000 | 1250 | 21.6 | 13.4 | 19300 | 1346 | 4.2 | 3.1 | Non Federally-Regulated | 11/13/2015 |  | 02/16/2016
Enertech Global, LLC | Tetco | TVS024*3 |  | Water-Source | WBAHP: Heat Pump Packaged Unit | Heat Pump | 460 | 3 |  |  |  | Single-Speed |  |  |  | 24800 | 1476 | 16.8 | 11.2 | 30000 | 1570 | 5.6 | 4.2 | Federally-Regulated Commercial & Industrial Equipment | 11/13/2015 |  | 02/16/2016
Enertech Global, LLC | Tetco | TVS024*3 |  | Ground-Water-Source | WBAHP: Heat Pump Packaged Unit | Heat Pump | 460 | 3 |  |  |  | Single-Speed |  |  |  | 28100 | 1080 | 26 | 16.2 | 24200 | 1447 | 4.9 | 3.6 | Non Federally-Regulated | 11/13/2015 |  | 02/16/2016
Enertech Global, LLC | Tetco | TVS024*3 |  | Ground-Source | WBAHP: Heat Pump Packaged Unit | Heat Pump | 460 | 3 |  |  |  | Single-Speed |  |  |  | 26000 | 1319 | 19.7 | 13.4 | 19400 | 1421 | 4 | 3.1 | Non Federally-Regulated | 11/13/2015 |  | 02/16/2016
Enertech Global, LLC | Tetco | TVS024*3***1 |  | Water-Source | WBAHP: Heat Pump Packaged Unit | Heat Pump | 460 | 3 |  |  |  | Single-Speed |  |  |  | 25900 | 1407 | 18.4 | 11.2 | 29800 | 1480 | 5.9 | 4.2 | Federally-Regulated Commercial & Industrial Equipment | 11/13/2015 |  | 02/16/2016
Enertech Global, LLC | Tetco | TVS024*3***1 |  | Ground-Water-Source | WBAHP: Heat Pump Packaged Unit | Heat Pump | 460 | 3 |  |  |  | Single-Speed |  |  |  | 29400 | 996 | 29.5 | 16.2 | 24000 | 1379 | 5.1 | 3.6 | Non Federally-Regulated | 11/13/2015 |  | 02/16/2016
Enertech Global, LLC | Tetco | TVS024*3***1 |  | Ground-Source | WBAHP: Heat Pump Packaged Unit | Heat Pump | 460 | 3 |  |  |  | Single-Speed |  |  |  | 27000 | 1250 | 21.6 | 13.4 | 19300 | 1346 | 4.2 | 3.1 | Non Federally-Regulated | 11/13/2015 |  | 02/16/2016
Enertech Global, LLC | Tetco | TVS024*4 |  | Water-Source | WBAHP: Heat Pump Packaged Unit | Heat Pump | 575 | 3 |  |  |  | Single-Speed |  |  |  | 24800 | 1476 | 16.8 | 11.2 | 30000 | 1570 | 5.6 | 4.2 | Federally-Regulated Commercial & Industrial Equipment | 11/13/2015 |  | 02/16/2016
Enertech Global, LLC | Tetco | TVS024*4 |  | Ground-Water-Source | WBAHP: Heat Pump Packaged Unit | Heat Pump | 575 | 3 |  |  |  | Single-Speed |  |  |  | 28100 | 1080 | 26 | 16.2 | 24200 | 1447 | 4.9 | 3.6 | Non Federally-Regulated | 11/13/2015 |  | 02/16/2016
Enertech Global, LLC | Tetco | TVS024*4 |  | Ground-Source | WBAHP: Heat Pump Packaged Unit | Heat Pump | 575 | 3 |  |  |  | Single-Speed |  |  |  | 26000 | 1319 | 19.7 | 13.4 | 19400 | 1421 | 4 | 3.1 | Non Federally-Regulated | 11/13/2015 |  | 02/16/2016
Enertech Global, LLC | Tetco | TVS024*A |  | Water-Source | WBAHP: Heat Pump Packaged Unit | Heat Pump | 265 | 1 |  |  |  | Single-Speed |  |  |  | 24800 | 1476 | 16.8 | 11.2 | 30000 | 1570 | 5.6 | 4.2 | Federally-Regulated Commercial & Industrial Equipment | 11/13/2015 |  | 02/16/2016
Enertech Global, LLC | Tetco | TVS024*A |  | Ground-Water-Source | WBAHP: Heat Pump Packaged Unit | Heat Pump | 265 | 1 |  |  |  | Single-Speed |  |  |  | 28100 | 1080 | 26 | 16.2 | 24200 | 1447 | 4.9 | 3.6 | Non Federally-Regulated | 11/13/2015 |  | 02/16/2016
Enertech Global, LLC | Tetco | TVS024*A |  | Ground-Source | WBAHP: Heat Pump Packaged Unit | Heat Pump | 265 | 1 |  |  |  | Single-Speed |  |  |  | 26000 | 1319 | 19.7 | 13.4 | 19400 | 1421 | 4 | 3.1 | Non Federally-Regulated | 11/13/2015 |  | 02/16/2016
Enertech Global, LLC | Tetco | TVS024*A***1 |  | Water-Source | WBAHP: Heat Pump Packaged Unit | Heat Pump | 265 | 1 |  |  |  | Single-Speed |  |  |  | 25900 | 1407 | 18.4 | 11.2 | 29800 | 1480 | 5.9 | 4.2 | Federally-Regulated Commercial & Industrial Equipment | 11/13/2015 |  | 02/16/2016
Enertech Global, LLC | Tetco | TVS024*A***1 |  | Ground-Water-Source | WBAHP: Heat Pump Packaged Unit | Heat Pump | 265 | 1 |  |  |  | Single-Speed |  |  |  | 29400 | 996 | 29.5 | 16.2 | 24000 | 1379 | 5.1 | 3.6 | Non Federally-Regulated | 11/13/2015 |  | 02/16/2016
Enertech Global, LLC | Tetco | TVS024*A***1 |  | Ground-Source | WBAHP: Heat Pump Packaged Unit | Heat Pump | 265 | 1 |  |  |  | Single-Speed |  |  |  | 27000 | 1250 | 21.6 | 13.4 | 19300 | 1346 | 4.2 | 3.1 | Non Federally-Regulated | 11/13/2015 |  | 02/16/2016
Enertech Global, LLC | Tetco | TVS030*****1 |  | Water-Source | WBAHP: Heat Pump Packaged Unit | Heat Pump | 208 | 1 |  |  |  | Single-Speed |  |  |  | 30100 | 1710 | 17.6 | 11.2 | 36200 | 1798 | 5.9 | 4.2 | Federally-Regulated Commercial & Industrial Equipment | 11/13/2015 |  | 02/16/2016
Enertech Global, LLC | Tetco | TVS030*****1 |  | Water-Source | WBAHP: Heat Pump Packaged Unit | Heat Pump | 230 | 1 |  |  |  | Single-Speed |  |  |  | 30100 | 1710 | 17.6 | 11.2 | 36200 | 1798 | 5.9 | 4.2 | Federally-Regulated Commercial & Industrial Equipment | 11/13/2015 |  | 02/16/2016
Enertech Global, LLC | Tetco | TVS030*****1 |  | Ground-Water-Source | WBAHP: Heat Pump Packaged Unit | Heat Pump | 208 | 1 |  |  |  | Single-Speed |  |  |  | 34000 | 1236 | 27.5 | 16.2 | 29200 | 1677 | 5.1 | 3.6 | Non Federally-Regulated | 11/13/2015 |  | 02/16/2016
Enertech Global, LLC | Tetco | TVS030*****1 |  | Ground-Water-Source | WBAHP: Heat Pump Packaged Unit | Heat Pump | 230 | 1 |  |  |  | Single-Speed |  |  |  | 34000 | 1236 | 27.5 | 16.2 | 29200 | 1677 | 5.1 | 3.6 | Non Federally-Regulated | 11/13/2015 |  | 02/16/2016
Enertech Global, LLC | Tetco | TVS030*****1 |  | Ground-Source | WBAHP: Heat Pump Packaged Unit | Heat Pump | 208 | 1 |  |  |  | Single-Speed |  |  |  | 31400 | 1539 | 20.4 | 13.4 | 23200 | 1618 | 4.2 | 3.1 | Non Federally-Regulated | 11/13/2015 |  | 02/16/2016
Enertech Global, LLC | Tetco | TVS030*****1 |  | Ground-Source | WBAHP: Heat Pump Packaged Unit | Heat Pump | 230 | 1 |  |  |  | Single-Speed |  |  |  | 31400 | 1539 | 20.4 | 13.4 | 23200 | 1618 | 4.2 | 3.1 | Non Federally-Regulated | 11/13/2015 |  | 02/16/2016
Enertech Global, LLC | Tetco | TVS030*2 |  | Water-Source | WBAHP: Heat Pump Packaged Unit | Heat Pump | 208 | 3 |  |  |  | Single-Speed |  |  |  | 29100 | 1818 | 16 | 11.2 | 37000 | 1936 | 5.6 | 4.2 | Federally-Regulated Commercial & Industrial Equipment | 11/13/2015 |  | 02/16/2016
Enertech Global, LLC | Tetco | TVS030*2 |  | Water-Source | WBAHP: Heat Pump Packaged Unit | Heat Pump | 230 | 3 |  |  |  | Single-Speed |  |  |  | 29100 | 1818 | 16 | 11.2 | 37000 | 1936 | 5.6 | 4.2 | Federally-Regulated Commercial & Industrial Equipment | 11/13/2015 |  | 02/16/2016
Enertech Global, LLC | Tetco | TVS030*2 |  | Ground-Water-Source | WBAHP: Heat Pump Packaged Unit | Heat Pump | 208 | 3 |  |  |  | Single-Speed |  |  |  | 33100 | 1356 | 24.4 | 16.2 | 29800 | 1782 | 4.9 | 3.6 | Non Federally-Regulated | 11/13/2015 |  | 02/16/2016
Enertech Global, LLC | Tetco | TVS030*2 |  | Ground-Water-Source | WBAHP: Heat Pump Packaged Unit | Heat Pump | 230 | 3 |  |  |  | Single-Speed |  |  |  | 33100 | 1356 | 24.4 | 16.2 | 29800 | 1782 | 4.9 | 3.6 | Non Federally-Regulated | 11/13/2015 |  | 02/16/2016
Enertech Global, LLC | Tetco | TVS030*2 |  | Ground-Source | WBAHP: Heat Pump Packaged Unit | Heat Pump | 208 | 3 |  |  |  | Single-Speed |  |  |  | 30600 | 1654 | 18.5 | 13.4 | 23900 | 1751 | 4 | 3.1 | Non Federally-Regulated | 11/13/2015 |  | 02/16/2016
Enertech Global, LLC | Tetco | TVS030*2 |  | Ground-Source | WBAHP: Heat Pump Packaged Unit | Heat Pump | 230 | 3 |  |  |  | Single-Speed |  |  |  | 30600 | 1654 | 18.5 | 13.4 | 23900 | 1751 | 4 | 3.1 | Non Federally-Regulated | 11/13/2015 |  | 02/16/2016
Enertech Global, LLC | Tetco | TVS030*2***1 |  | Water-Source | WBAHP: Heat Pump Packaged Unit | Heat Pump | 208 | 3 |  |  |  | Single-Speed |  |  |  | 30100 | 1710 | 17.6 | 11.2 | 36200 | 1798 | 5.9 | 4.2 | Federally-Regulated Commercial & Industrial Equipment | 11/13/2015 |  | 02/16/2016
Enertech Global, LLC | Tetco | TVS030*2***1 |  | Water-Source | WBAHP: Heat Pump Packaged Unit | Heat Pump | 230 | 3 |  |  |  | Single-Speed |  |  |  | 30100 | 1710 | 17.6 | 11.2 | 36200 | 1798 | 5.9 | 4.2 | Federally-Regulated Commercial & Industrial Equipment | 11/13/2015 |  | 02/16/2016
Enertech Global, LLC | Tetco | TVS030*2***1 |  | Ground-Water-Source | WBAHP: Heat Pump Packaged Unit | Heat Pump | 208 | 3 |  |  |  | Single-Speed |  |  |  | 34000 | 1236 | 27.5 | 16.2 | 29200 | 1677 | 5.1 | 3.6 | Non Federally-Regulated | 11/13/2015 |  | 02/16/2016
Enertech Global, LLC | Tetco | TVS030*2***1 |  | Ground-Water-Source | WBAHP: Heat Pump Packaged Unit | Heat Pump | 230 | 3 |  |  |  | Single-Speed |  |  |  | 34000 | 1236 | 27.5 | 16.2 | 29200 | 1677 | 5.1 | 3.6 | Non Federally-Regulated | 11/13/2015 |  | 02/16/2016
Enertech Global, LLC | Tetco | TVS030*2***1 |  | Ground-Source | WBAHP: Heat Pump Packaged Unit | Heat Pump | 208 | 3 |  |  |  | Single-Speed |  |  |  | 31400 | 1539 | 20.4 | 13.4 | 23200 | 1618 | 4.2 | 3.1 | Non Federally-Regulated | 11/13/2015 |  | 02/16/2016
Enertech Global, LLC | Tetco | TVS030*2***1 |  | Ground-Source | WBAHP: Heat Pump Packaged Unit | Heat Pump | 230 | 3 |  |  |  | Single-Speed |  |  |  | 31400 | 1539 | 20.4 | 13.4 | 23200 | 1618 | 4.2 | 3.1 | Non Federally-Regulated | 11/13/2015 |  | 02/16/2016
Enertech Global, LLC | Tetco | TVS030*3 |  | Water-Source | WBAHP: Heat Pump Packaged Unit | Heat Pump | 460 | 3 |  |  |  | Single-Speed |  |  |  | 29100 | 1818 | 16 | 11.2 | 37000 | 1936 | 5.6 | 4.2 | Federally-Regulated Commercial & Industrial Equipment | 11/13/2015 |  | 02/16/2016
Enertech Global, LLC | Tetco | TVS030*3 |  | Ground-Water-Source | WBAHP: Heat Pump Packaged Unit | Heat Pump | 460 | 3 |  |  |  | Single-Speed |  |  |  | 33100 | 1356 | 24.4 | 16.2 | 29800 | 1782 | 4.9 | 3.6 | Non Federally-Regulated | 11/13/2015 |  | 02/16/2016
Enertech Global, LLC | Tetco | TVS030*3 |  | Ground-Source | WBAHP: Heat Pump Packaged Unit | Heat Pump | 460 | 3 |  |  |  | Single-Speed |  |  |  | 30600 | 1654 | 18.5 | 13.4 | 23900 | 1751 | 4 | 3.1 | Non Federally-Regulated | 11/13/2015 |  | 02/16/2016
Enertech Global, LLC | Tetco | TVS030*3***1 |  | Water-Source | WBAHP: Heat Pump Packaged Unit | Heat Pump | 460 | 3 |  |  |  | Single-Speed |  |  |  | 30100 | 1710 | 17.6 | 11.2 | 36200 | 1798 | 5.9 | 4.2 | Federally-Regulated Commercial & Industrial Equipment | 11/13/2015 |  | 02/16/2016
Enertech Global, LLC | Tetco | TVS030*3***1 |  | Ground-Water-Source | WBAHP: Heat Pump Packaged Unit | Heat Pump | 460 | 3 |  |  |  | Single-Speed |  |  |  | 34000 | 1236 | 27.5 | 16.2 | 29200 | 1677 | 5.1 | 3.6 | Non Federally-Regulated | 11/13/2015 |  | 02/16/2016
Enertech Global, LLC | Tetco | TVS030*3***1 |  | Ground-Source | WBAHP: Heat Pump Packaged Unit | Heat Pump | 460 | 3 |  |  |  | Single-Speed |  |  |  | 31400 | 1539 | 20.4 | 13.4 | 23200 | 1618 | 4.2 | 3.1 | Non Federally-Regulated | 11/13/2015 |  | 02/16/2016
Enertech Global, LLC | Tetco | TVS030*4 |  | Water-Source | WBAHP: Heat Pump Packaged Unit | Heat Pump | 575 | 3 |  |  |  | Single-Speed |  |  |  | 29100 | 1818 | 16 | 11.2 | 37000 | 1936 | 5.6 | 4.2 | Federally-Regulated Commercial & Industrial Equipment | 11/13/2015 |  | 02/16/2016
Enertech Global, LLC | Tetco | TVS030*4 |  | Ground-Water-Source | WBAHP: Heat Pump Packaged Unit | Heat Pump | 575 | 3 |  |  |  | Single-Speed |  |  |  | 33100 | 1356 | 24.4 | 16.2 | 29800 | 1782 | 4.9 | 3.6 | Non Federally-Regulated | 11/13/2015 |  | 02/16/2016
Enertech Global, LLC | Tetco | TVS030*4 |  | Ground-Source | WBAHP: Heat Pump Packaged Unit | Heat Pump | 575 | 3 |  |  |  | Single-Speed |  |  |  | 30600 | 1654 | 18.5 | 13.4 | 23900 | 1751 | 4 | 3.1 | Non Federally-Regulated | 11/13/2015 |  | 02/16/2016
Enertech Global, LLC | Tetco | TVS030*A |  | Water-Source | WBAHP: Heat Pump Packaged Unit | Heat Pump | 265 | 1 |  |  |  | Single-Speed |  |  |  | 29100 | 1818 | 16 | 11.2 | 37000 | 1936 | 5.6 | 4.2 | Federally-Regulated Commercial & Industrial Equipment | 11/13/2015 |  | 02/16/2016
Enertech Global, LLC | Tetco | TVS030*A |  | Ground-Water-Source | WBAHP: Heat Pump Packaged Unit | Heat Pump | 265 | 1 |  |  |  | Single-Speed |  |  |  | 33100 | 1356 | 24.4 | 16.2 | 29800 | 1782 | 4.9 | 3.6 | Non Federally-Regulated | 11/13/2015 |  | 02/16/2016
Enertech Global, LLC | Tetco | TVS030*A |  | Ground-Source | WBAHP: Heat Pump Packaged Unit | Heat Pump | 265 | 1 |  |  |  | Single-Speed |  |  |  | 30600 | 1654 | 18.5 | 13.4 | 23900 | 1751 | 4 | 3.1 | Non Federally-Regulated | 11/13/2015 |  | 02/16/2016
Enertech Global, LLC | Tetco | TVS030*A***1 |  | Water-Source | WBAHP: Heat Pump Packaged Unit | Heat Pump | 265 | 1 |  |  |  | Single-Speed |  |  |  | 30100 | 1710 | 17.6 | 11.2 | 36200 | 1798 | 5.9 | 4.2 | Federally-Regulated Commercial & Industrial Equipment | 11/13/2015 |  | 02/16/2016
Enertech Global, LLC | Tetco | TVS030*A***1 |  | Ground-Water-Source | WBAHP: Heat Pump Packaged Unit | Heat Pump | 265 | 1 |  |  |  | Single-Speed |  |  |  | 34000 | 1236 | 27.5 | 16.2 | 29200 | 1677 | 5.1 | 3.6 | Non Federally-Regulated | 11/13/2015 |  | 02/16/2016
Enertech Global, LLC | Tetco | TVS030*A***1 |  | Ground-Source | WBAHP: Heat Pump Packaged Unit | Heat Pump | 265 | 1 |  |  |  | Single-Speed |  |  |  | 31400 | 1539 | 20.4 | 13.4 | 23200 | 1618 | 4.2 | 3.1 | Non Federally-Regulated | 11/13/2015 |  | 02/16/2016
Enertech Global, LLC | Tetco | TVS036*****1 |  | Water-Source | WBAHP: Heat Pump Packaged Unit | Heat Pump | 208 | 1 |  |  |  | Single-Speed |  |  |  | 37100 | 2262 | 16.4 | 11.2 | 46200 | 2507 | 5.4 | 4.2 | Federally-Regulated Commercial & Industrial Equipment | 11/13/2015 |  | 02/16/2016
Enertech Global, LLC | Tetco | TVS036*****1 |  | Water-Source | WBAHP: Heat Pump Packaged Unit | Heat Pump | 230 | 1 |  |  |  | Single-Speed |  |  |  | 37100 | 2262 | 16.4 | 11.2 | 46200 | 2507 | 5.4 | 4.2 | Federally-Regulated Commercial & Industrial Equipment | 11/13/2015 |  | 02/16/2016
Enertech Global, LLC | Tetco | TVS036*****1 |  | Ground-Water-Source | WBAHP: Heat Pump Packaged Unit | Heat Pump | 208 | 1 |  |  |  | Single-Speed |  |  |  | 41600 | 1631 | 25.5 | 16.2 | 36900 | 2253 | 4.8 | 3.6 | Non Federally-Regulated | 11/13/2015 |  | 02/16/2016
Enertech Global, LLC | Tetco | TVS036*****1 |  | Ground-Water-Source | WBAHP: Heat Pump Packaged Unit | Heat Pump | 230 | 1 |  |  |  | Single-Speed |  |  |  | 41600 | 1631 | 25.5 | 16.2 | 36900 | 2253 | 4.8 | 3.6 | Non Federally-Regulated | 11/13/2015 |  | 02/16/2016
Enertech Global, LLC | Tetco | TVS036*****1 |  | Ground-Source | WBAHP: Heat Pump Packaged Unit | Heat Pump | 208 | 1 |  |  |  | Single-Speed |  |  |  | 38800 | 2020 | 19.2 | 13.4 | 29600 | 2224 | 3.9 | 3.1 | Non Federally-Regulated | 11/13/2015 |  | 02/16/2016
Enertech Global, LLC | Tetco | TVS036*****1 |  | Ground-Source | WBAHP: Heat Pump Packaged Unit | Heat Pump | 230 | 1 |  |  |  | Single-Speed |  |  |  | 38800 | 2020 | 19.2 | 13.4 | 29600 | 2224 | 3.9 | 3.1 | Non Federally-Regulated | 11/13/2015 |  | 02/16/2016
Enertech Global, LLC | Tetco | TVS036*2 |  | Water-Source | WBAHP: Heat Pump Packaged Unit | Heat Pump | 208 | 3 |  |  |  | Single-Speed |  |  |  | 36000 | 2322 | 15.5 | 11.2 | 46500 | 2620 | 5.2 | 4.2 | Federally-Regulated Commercial & Industrial Equipment | 11/13/2015 |  | 02/16/2016
Enertech Global, LLC | Tetco | TVS036*2 |  | Water-Source | WBAHP: Heat Pump Packaged Unit | Heat Pump | 230 | 3 |  |  |  | Single-Speed |  |  |  | 36000 | 2322 | 15.5 | 11.2 | 46500 | 2620 | 5.2 | 4.2 | Federally-Regulated Commercial & Industrial Equipment | 11/13/2015 |  | 02/16/2016
Enertech Global, LLC | Tetco | TVS036*2 |  | Ground-Water-Source | WBAHP: Heat Pump Packaged Unit | Heat Pump | 208 | 3 |  |  |  | Single-Speed |  |  |  | 40500 | 1723 | 23.5 | 16.2 | 37600 | 2395 | 4.6 | 3.6 | Non Federally-Regulated | 11/13/2015 |  | 02/16/2016
Enertech Global, LLC | Tetco | TVS036*2 |  | Ground-Water-Source | WBAHP: Heat Pump Packaged Unit | Heat Pump | 230 | 3 |  |  |  | Single-Speed |  |  |  | 40500 | 1723 | 23.5 | 16.2 | 37600 | 2395 | 4.6 | 3.6 | Non Federally-Regulated | 11/13/2015 |  | 02/16/2016
Enertech Global, LLC | Tetco | TVS036*2 |  | Ground-Source | WBAHP: Heat Pump Packaged Unit | Heat Pump | 208 | 3 |  |  |  | Single-Speed |  |  |  | 37800 | 2100 | 18 | 13.4 | 30200 | 2269 | 3.9 | 3.1 | Non Federally-Regulated | 11/13/2015 |  | 02/16/2016
Enertech Global, LLC | Tetco | TVS036*2 |  | Ground-Source | WBAHP: Heat Pump Packaged Unit | Heat Pump | 230 | 3 |  |  |  | Single-Speed |  |  |  | 37800 | 2100 | 18 | 13.4 | 30200 | 2269 | 3.9 | 3.1 | Non Federally-Regulated | 11/13/2015 |  | 02/16/2016
Enertech Global, LLC | Tetco | TVS036*2***1 |  | Water-Source | WBAHP: Heat Pump Packaged Unit | Heat Pump | 208 | 3 |  |  |  | Single-Speed |  |  |  | 37100 | 2262 | 16.4 | 11.2 | 46200 | 2507 | 5.4 | 4.2 | Federally-Regulated Commercial & Industrial Equipment | 11/13/2015 |  | 02/16/2016
Enertech Global, LLC | Tetco | TVS036*2***1 |  | Water-Source | WBAHP: Heat Pump Packaged Unit | Heat Pump | 230 | 3 |  |  |  | Single-Speed |  |  |  | 37100 | 2262 | 16.4 | 11.2 | 46200 | 2507 | 5.4 | 4.2 | Federally-Regulated Commercial & Industrial Equipment | 11/13/2015 |  | 02/16/2016
Enertech Global, LLC | Tetco | TVS036*2***1 |  | Ground-Water-Source | WBAHP: Heat Pump Packaged Unit | Heat Pump | 208 | 3 |  |  |  | Single-Speed |  |  |  | 41600 | 1631 | 25.5 | 16.2 | 36900 | 2253 | 4.8 | 3.6 | Non Federally-Regulated | 11/13/2015 |  | 02/16/2016
Enertech Global, LLC | Tetco | TVS036*2***1 |  | Ground-Water-Source | WBAHP: Heat Pump Packaged Unit | Heat Pump | 230 | 3 |  |  |  | Single-Speed |  |  |  | 41600 | 1631 | 25.5 | 16.2 | 36900 | 2253 | 4.8 | 3.6 | Non Federally-Regulated | 11/13/2015 |  | 02/16/2016
Enertech Global, LLC | Tetco | TVS036*2***1 |  | Ground-Source | WBAHP: Heat Pump Packaged Unit | Heat Pump | 208 | 3 |  |  |  | Single-Speed |  |  |  | 38800 | 2020 | 19.2 | 13.4 | 29600 | 2224 | 3.9 | 3.1 | Non Federally-Regulated | 11/13/2015 |  | 02/16/2016
Enertech Global, LLC | Tetco | TVS036*2***1 |  | Ground-Source | WBAHP: Heat Pump Packaged Unit | Heat Pump | 230 | 3 |  |  |  | Single-Speed |  |  |  | 38800 | 2020 | 19.2 | 13.4 | 29600 | 2224 | 3.9 | 3.1 | Non Federally-Regulated | 11/13/2015 |  | 02/16/2016
Enertech Global, LLC | Tetco | TVS036*3 |  | Water-Source | WBAHP: Heat Pump Packaged Unit | Heat Pump | 460 | 3 |  |  |  | Single-Speed |  |  |  | 36000 | 2322 | 15.5 | 11.2 | 46500 | 2620 | 5.2 | 4.2 | Federally-Regulated Commercial & Industrial Equipment | 11/13/2015 |  | 02/16/2016
Enertech Global, LLC | Tetco | TVS036*3 |  | Ground-Water-Source | WBAHP: Heat Pump Packaged Unit | Heat Pump | 460 | 3 |  |  |  | Single-Speed |  |  |  | 40500 | 1723 | 23.5 | 16.2 | 37600 | 2395 | 4.6 | 3.6 | Non Federally-Regulated | 11/13/2015 |  | 02/16/2016
Enertech Global, LLC | Tetco | TVS036*3 |  | Ground-Source | WBAHP: Heat Pump Packaged Unit | Heat Pump | 460 | 3 |  |  |  | Single-Speed |  |  |  | 37800 | 2100 | 18 | 13.4 | 30200 | 2269 | 3.9 | 3.1 | Non Federally-Regulated | 11/13/2015 |  | 02/16/2016
Enertech Global, LLC | Tetco | TVS036*3***1 |  | Water-Source | WBAHP: Heat Pump Packaged Unit | Heat Pump | 460 | 3 |  |  |  | Single-Speed |  |  |  | 37100 | 2262 | 16.4 | 11.2 | 46200 | 2507 | 5.4 | 4.2 | Federally-Regulated Commercial & Industrial Equipment | 11/13/2015 |  | 02/16/2016
Enertech Global, LLC | Tetco | TVS036*3***1 |  | Ground-Water-Source | WBAHP: Heat Pump Packaged Unit | Heat Pump | 460 | 3 |  |  |  | Single-Speed |  |  |  | 41600 | 1631 | 25.5 | 16.2 | 36900 | 2253 | 4.8 | 3.6 | Non Federally-Regulated | 11/13/2015 |  | 02/16/2016
Enertech Global, LLC | Tetco | TVS036*3***1 |  | Ground-Source | WBAHP: Heat Pump Packaged Unit | Heat Pump | 460 | 3 |  |  |  | Single-Speed |  |  |  | 38800 | 2020 | 19.2 | 13.4 | 29600 | 2224 | 3.9 | 3.1 | Non Federally-Regulated | 11/13/2015 |  | 02/16/2016
Enertech Global, LLC | Tetco | TVS036*4 |  | Water-Source | WBAHP: Heat Pump Packaged Unit | Heat Pump | 575 | 3 |  |  |  | Single-Speed |  |  |  | 36000 | 2322 | 15.5 | 11.2 | 46500 | 2620 | 5.2 | 4.2 | Federally-Regulated Commercial & Industrial Equipment | 11/13/2015 |  | 02/16/2016
Enertech Global, LLC | Tetco | TVS036*4 |  | Ground-Water-Source | WBAHP: Heat Pump Packaged Unit | Heat Pump | 575 | 3 |  |  |  | Single-Speed |  |  |  | 40500 | 1723 | 23.5 | 16.2 | 37600 | 2395 | 4.6 | 3.6 | Non Federally-Regulated | 11/13/2015 |  | 02/16/2016
Enertech Global, LLC | Tetco | TVS036*4 |  | Ground-Source | WBAHP: Heat Pump Packaged Unit | Heat Pump | 575 | 3 |  |  |  | Single-Speed |  |  |  | 37800 | 2100 | 18 | 13.4 | 30200 | 2269 | 3.9 | 3.1 | Non Federally-Regulated | 11/13/2015 |  | 02/16/2016
Enertech Global, LLC | Tetco | TVS036*A |  | Water-Source | WBAHP: Heat Pump Packaged Unit | Heat Pump | 265 | 1 |  |  |  | Single-Speed |  |  |  | 36000 | 2322 | 15.5 | 11.2 | 46500 | 2620 | 5.2 | 4.2 | Federally-Regulated Commercial & Industrial Equipment | 11/13/2015 |  | 02/16/2016
Enertech Global, LLC | Tetco | TVS036*A |  | Ground-Water-Source | WBAHP: Heat Pump Packaged Unit | Heat Pump | 265 | 1 |  |  |  | Single-Speed |  |  |  | 40500 | 1723 | 23.5 | 16.2 | 37600 | 2395 | 4.6 | 3.6 | Non Federally-Regulated | 11/13/2015 |  | 02/16/2016
Enertech Global, LLC | Tetco | TVS036*A |  | Ground-Source | WBAHP: Heat Pump Packaged Unit | Heat Pump | 265 | 1 |  |  |  | Single-Speed |  |  |  | 37800 | 2100 | 18 | 13.4 | 30200 | 2269 | 3.9 | 3.1 | Non Federally-Regulated | 11/13/2015 |  | 02/16/2016
Enertech Global, LLC | Tetco | TVS036*A***1 |  | Water-Source | WBAHP: Heat Pump Packaged Unit | Heat Pump | 265 | 1 |  |  |  | Single-Speed |  |  |  | 37100 | 2262 | 16.4 | 11.2 | 46200 | 2507 | 5.4 | 4.2 | Federally-Regulated Commercial & Industrial Equipment | 11/13/2015 |  | 02/16/2016
Enertech Global, LLC | Tetco | TVS036*A***1 |  | Ground-Water-Source | WBAHP: Heat Pump Packaged Unit | Heat Pump | 265 | 1 |  |  |  | Single-Speed |  |  |  | 41600 | 1631 | 25.5 | 16.2 | 36900 | 2253 | 4.8 | 3.6 | Non Federally-Regulated | 11/13/2015 |  | 02/16/2016
Enertech Global, LLC | Tetco | TVS036*A***1 |  | Ground-Source | WBAHP: Heat Pump Packaged Unit | Heat Pump | 265 | 1 |  |  |  | Single-Speed |  |  |  | 38800 | 2020 | 19.2 | 13.4 | 29600 | 2224 | 3.9 | 3.1 | Non Federally-Regulated | 11/13/2015 |  | 02/16/2016
Enertech Global, LLC | GEOCOMFORT | GVT024 |  | Water-Source | WBAHP: Heat Pump Packaged Unit | Heat Pump | 208 | 1 |  |  |  | Single-Speed |  |  |  | 24600 | 1527 | 16.1 | 11.2 | 29100 | 1640 | 5.2 | 4.2 | Federally-Regulated Commercial & Industrial Equipment | 11/12/2015 |  | 02/16/2016
Enertech Global, LLC | GEOCOMFORT | GVT024 |  | Water-Source | WBAHP: Heat Pump Packaged Unit | Heat Pump | 230 | 1 |  |  |  | Single-Speed |  |  |  | 24600 | 1527 | 16.1 | 11.2 | 29100 | 1640 | 5.2 | 4.2 | Federally-Regulated Commercial & Industrial Equipment | 11/12/2015 |  | 02/16/2016
Enertech Global, LLC | GEOCOMFORT | GVT024 |  | Ground-Water-Source | WBAHP: Heat Pump Packaged Unit | Heat Pump | 208 | 1 |  |  |  | Single-Speed |  |  |  | 27600 | 1159 | 23.8 | 16.2 | 23900 | 1522 | 4.6 | 3.6 | Non Federally-Regulated | 11/12/2015 |  | 02/16/2016
Enertech Global, LLC | GEOCOMFORT | GVT024 |  | Ground-Water-Source | WBAHP: Heat Pump Packaged Unit | Heat Pump | 230 | 1 |  |  |  | Single-Speed |  |  |  | 27600 | 1159 | 23.8 | 16.2 | 23900 | 1522 | 4.6 | 3.6 | Non Federally-Regulated | 11/12/2015 |  | 02/16/2016
Enertech Global, LLC | GEOCOMFORT | GVT024 |  | Ground-Source | WBAHP: Heat Pump Packaged Unit | Heat Pump | 208 | 1 |  |  |  | Single-Speed |  |  |  | 25800 | 1387 | 18.6 | 13.4 | 19400 | 1421 | 4 | 3.1 | Non Federally-Regulated | 11/12/2015 |  | 02/16/2016
Enertech Global, LLC | GEOCOMFORT | GVT024 |  | Ground-Source | WBAHP: Heat Pump Packaged Unit | Heat Pump | 230 | 1 |  |  |  | Single-Speed |  |  |  | 25800 | 1387 | 18.6 | 13.4 | 19400 | 1421 | 4 | 3.1 | Non Federally-Regulated | 11/12/2015 |  | 02/16/2016
Enertech Global, LLC | GEOCOMFORT | GVT024*2 |  | Water-Source | WBAHP: Heat Pump Packaged Unit | Heat Pump | 208 | 3 |  |  |  | Single-Speed |  |  |  | 24600 | 1527 | 16.1 | 11.2 | 29100 | 1640 | 5.2 | 4.2 | Federally-Regulated Commercial & Industrial Equipment | 11/12/2015 |  | 02/16/2016
Enertech Global, LLC | GEOCOMFORT | GVT024*2 |  | Water-Source | WBAHP: Heat Pump Packaged Unit | Heat Pump | 230 | 3 |  |  |  | Single-Speed |  |  |  | 24600 | 1527 | 16.1 | 11.2 | 29100 | 1640 | 5.2 | 4.2 | Federally-Regulated Commercial & Industrial Equipment | 11/12/2015 |  | 02/16/2016
Enertech Global, LLC | GEOCOMFORT | GVT024*2 |  | Ground-Water-Source | WBAHP: Heat Pump Packaged Unit | Heat Pump | 208 | 3 |  |  |  | Single-Speed |  |  |  | 27600 | 1159 | 23.8 | 16.2 | 23900 | 1522 | 4.6 | 3.6 | Non Federally-Regulated | 11/12/2015 |  | 02/16/2016
Enertech Global, LLC | GEOCOMFORT | GVT024*2 |  | Ground-Water-Source | WBAHP: Heat Pump Packaged Unit | Heat Pump | 230 | 3 |  |  |  | Single-Speed |  |  |  | 27600 | 1159 | 23.8 | 16.2 | 23900 | 1522 | 4.6 | 3.6 | Non Federally-Regulated | 11/12/2015 |  | 02/16/2016
Enertech Global, LLC | GEOCOMFORT | GVT024*2 |  | Ground-Source | WBAHP: Heat Pump Packaged Unit | Heat Pump | 208 | 3 |  |  |  | Single-Speed |  |  |  | 25800 | 1387 | 18.6 | 13.4 | 19400 | 1421 | 4 | 3.1 | Non Federally-Regulated | 11/12/2015 |  | 02/16/2016
Enertech Global, LLC | GEOCOMFORT | GVT024*2 |  | Ground-Source | WBAHP: Heat Pump Packaged Unit | Heat Pump | 230 | 3 |  |  |  | Single-Speed |  |  |  | 25800 | 1387 | 18.6 | 13.4 | 19400 | 1421 | 4 | 3.1 | Non Federally-Regulated | 11/12/2015 |  | 02/16/2016
Enertech Global, LLC | GEOCOMFORT | GVT024*3 |  | Water-Source | WBAHP: Heat Pump Packaged Unit | Heat Pump | 460 | 3 |  |  |  | Single-Speed |  |  |  | 24600 | 1527 | 16.1 | 11.2 | 29100 | 1640 | 5.2 | 4.2 | Federally-Regulated Commercial & Industrial Equipment | 11/12/2015 |  | 02/16/2016
Enertech Global, LLC | GEOCOMFORT | GVT024*3 |  | Ground-Water-Source | WBAHP: Heat Pump Packaged Unit | Heat Pump | 460 | 3 |  |  |  | Single-Speed |  |  |  | 27600 | 1159 | 23.8 | 16.2 | 23900 | 1522 | 4.6 | 3.6 | Non Federally-Regulated | 11/12/2015 |  | 02/16/2016
Enertech Global, LLC | GEOCOMFORT | GVT024*3 |  | Ground-Source | WBAHP: Heat Pump Packaged Unit | Heat Pump | 460 | 3 |  |  |  | Single-Speed |  |  |  | 25800 | 1387 | 18.6 | 13.4 | 19400 | 1421 | 4 | 3.1 | Non Federally-Regulated | 11/12/2015 |  | 02/16/2016
Enertech Global, LLC | GEOCOMFORT | GVT024*A |  | Water-Source | WBAHP: Heat Pump Packaged Unit | Heat Pump | 265 | 1 |  |  |  | Single-Speed |  |  |  | 24600 | 1527 | 16.1 | 11.2 | 29100 | 1640 | 5.2 | 4.2 | Federally-Regulated Commercial & Industrial Equipment | 11/12/2015 |  | 02/16/2016
Enertech Global, LLC | GEOCOMFORT | GVT024*A |  | Ground-Water-Source | WBAHP: Heat Pump Packaged Unit | Heat Pump | 265 | 1 |  |  |  | Single-Speed |  |  |  | 27600 | 1159 | 23.8 | 16.2 | 23900 | 1522 | 4.6 | 3.6 | Non Federally-Regulated | 11/12/2015 |  | 02/16/2016
Enertech Global, LLC | GEOCOMFORT | GVT024*A |  | Ground-Source | WBAHP: Heat Pump Packaged Unit | Heat Pump | 265 | 1 |  |  |  | Single-Speed |  |  |  | 25800 | 1387 | 18.6 | 13.4 | 19400 | 1421 | 4 | 3.1 | Non Federally-Regulated | 11/12/2015 |  | 02/16/2016
Enertech Global, LLC | GEOCOMFORT | GVT036 |  | Water-Source | WBAHP: Heat Pump Packaged Unit | Heat Pump | 208 | 1 |  |  |  | Single-Speed |  |  |  | 35800 | 2324 | 15.4 | 11.2 | 45500 | 2614 | 5.1 | 4.2 | Federally-Regulated Commercial & Industrial Equipment | 11/12/2015 |  | 02/16/2016
Enertech Global, LLC | GEOCOMFORT | GVT036 |  | Water-Source | WBAHP: Heat Pump Packaged Unit | Heat Pump | 230 | 1 |  |  |  | Single-Speed |  |  |  | 35800 | 2324 | 15.4 | 11.2 | 45500 | 2614 | 5.1 | 4.2 | Federally-Regulated Commercial & Industrial Equipment | 11/12/2015 |  | 02/16/2016
Enertech Global, LLC | GEOCOMFORT | GVT036 |  | Ground-Water-Source | WBAHP: Heat Pump Packaged Unit | Heat Pump | 208 | 1 |  |  |  | Single-Speed |  |  |  | 40000 | 1754 | 22.8 | 16.2 | 36900 | 2350 | 4.6 | 3.6 | Non Federally-Regulated | 11/12/2015 |  | 02/16/2016
Enertech Global, LLC | GEOCOMFORT | GVT036 |  | Ground-Water-Source | WBAHP: Heat Pump Packaged Unit | Heat Pump | 230 | 1 |  |  |  | Single-Speed |  |  |  | 40000 | 1754 | 22.8 | 16.2 | 36900 | 2350 | 4.6 | 3.6 | Non Federally-Regulated | 11/12/2015 |  | 02/16/2016
Enertech Global, LLC | GEOCOMFORT | GVT036 |  | Ground-Source | WBAHP: Heat Pump Packaged Unit | Heat Pump | 208 | 1 |  |  |  | Single-Speed |  |  |  | 37400 | 2112 | 17.7 | 13.4 | 29500 | 2216 | 3.9 | 3.1 | Non Federally-Regulated | 11/12/2015 |  | 02/16/2016
Enertech Global, LLC | GEOCOMFORT | GVT036 |  | Ground-Source | WBAHP: Heat Pump Packaged Unit | Heat Pump | 230 | 1 |  |  |  | Single-Speed |  |  |  | 37400 | 2112 | 17.7 | 13.4 | 29500 | 2216 | 3.9 | 3.1 | Non Federally-Regulated | 11/12/2015 |  | 02/16/2016
Enertech Global, LLC | GEOCOMFORT | GVT036*2 |  | Water-Source | WBAHP: Heat Pump Packaged Unit | Heat Pump | 208 | 3 |  |  |  | Single-Speed |  |  |  | 35800 | 2324 | 15.4 | 11.2 | 45500 | 2614 | 5.1 | 4.2 | Federally-Regulated Commercial & Industrial Equipment | 11/12/2015 |  | 02/16/2016
Enertech Global, LLC | GEOCOMFORT | GVT036*2 |  | Water-Source | WBAHP: Heat Pump Packaged Unit | Heat Pump | 230 | 3 |  |  |  | Single-Speed |  |  |  | 35800 | 2324 | 15.4 | 11.2 | 45500 | 2614 | 5.1 | 4.2 | Federally-Regulated Commercial & Industrial Equipment | 11/12/2015 |  | 02/16/2016
Enertech Global, LLC | GEOCOMFORT | GVT036*2 |  | Ground-Water-Source | WBAHP: Heat Pump Packaged Unit | Heat Pump | 208 | 3 |  |  |  | Single-Speed |  |  |  | 40000 | 1754 | 22.8 | 16.2 | 36900 | 2350 | 4.6 | 3.6 | Non Federally-Regulated | 11/12/2015 |  | 02/16/2016
Enertech Global, LLC | GEOCOMFORT | GVT036*2 |  | Ground-Water-Source | WBAHP: Heat Pump Packaged Unit | Heat Pump | 230 | 3 |  |  |  | Single-Speed |  |  |  | 40000 | 1754 | 22.8 | 16.2 | 36900 | 2350 | 4.6 | 3.6 | Non Federally-Regulated | 11/12/2015 |  | 02/16/2016
Enertech Global, LLC | GEOCOMFORT | GVT036*2 |  | Ground-Source | WBAHP: Heat Pump Packaged Unit | Heat Pump | 208 | 3 |  |  |  | Single-Speed |  |  |  | 37400 | 2112 | 17.7 | 13.4 | 29500 | 2216 | 3.9 | 3.1 | Non Federally-Regulated | 11/12/2015 |  | 02/16/2016
Enertech Global, LLC | GEOCOMFORT | GVT036*2 |  | Ground-Source | WBAHP: Heat Pump Packaged Unit | Heat Pump | 230 | 3 |  |  |  | Single-Speed |  |  |  | 37400 | 2112 | 17.7 | 13.4 | 29500 | 2216 | 3.9 | 3.1 | Non Federally-Regulated | 11/12/2015 |  | 02/16/2016
Enertech Global, LLC | GEOCOMFORT | GVT036*3 |  | Water-Source | WBAHP: Heat Pump Packaged Unit | Heat Pump | 460 | 3 |  |  |  | Single-Speed |  |  |  | 35800 | 2324 | 15.4 | 11.2 | 45500 | 2614 | 5.1 | 4.2 | Federally-Regulated Commercial & Industrial Equipment | 11/12/2015 |  | 02/16/2016
Enertech Global, LLC | GEOCOMFORT | GVT036*3 |  | Ground-Water-Source | WBAHP: Heat Pump Packaged Unit | Heat Pump | 460 | 3 |  |  |  | Single-Speed |  |  |  | 40000 | 1754 | 22.8 | 16.2 | 36900 | 2350 | 4.6 | 3.6 | Non Federally-Regulated | 11/12/2015 |  | 02/16/2016
Enertech Global, LLC | GEOCOMFORT | GVT036*3 |  | Ground-Source | WBAHP: Heat Pump Packaged Unit | Heat Pump | 460 | 3 |  |  |  | Single-Speed |  |  |  | 37400 | 2112 | 17.7 | 13.4 | 29500 | 2216 | 3.9 | 3.1 | Non Federally-Regulated | 11/12/2015 |  | 02/16/2016
Enertech Global, LLC | GEOCOMFORT | GVT036*A |  | Water-Source | WBAHP: Heat Pump Packaged Unit | Heat Pump | 265 | 1 |  |  |  | Single-Speed |  |  |  | 35800 | 2324 | 15.4 | 11.2 | 45500 | 2614 | 5.1 | 4.2 | Federally-Regulated Commercial & Industrial Equipment | 11/12/2015 |  | 02/16/2016
Enertech Global, LLC | GEOCOMFORT | GVT036*A |  | Ground-Water-Source | WBAHP: Heat Pump Packaged Unit | Heat Pump | 265 | 1 |  |  |  | Single-Speed |  |  |  | 40000 | 1754 | 22.8 | 16.2 | 36900 | 2350 | 4.6 | 3.6 | Non Federally-Regulated | 11/12/2015 |  | 02/16/2016
Enertech Global, LLC | GEOCOMFORT | GVT036*A |  | Ground-Source | WBAHP: Heat Pump Packaged Unit | Heat Pump | 265 | 1 |  |  |  | Single-Speed |  |  |  | 37400 | 2112 | 17.7 | 13.4 | 29500 | 2216 | 3.9 | 3.1 | Non Federally-Regulated | 11/12/2015 |  | 02/16/2016
Enertech Global, LLC | Hydron Module | HVT024 |  | Water-Source | WBAHP: Heat Pump Packaged Unit | Heat Pump | 208 | 1 |  |  |  | Single-Speed |  |  |  | 24600 | 1527 | 16.1 | 11.2 | 29100 | 1640 | 5.2 | 4.2 | Federally-Regulated Commercial & Industrial Equipment | 11/13/2015 |  | 02/16/2016
Enertech Global, LLC | Hydron Module | HVT024 |  | Water-Source | WBAHP: Heat Pump Packaged Unit | Heat Pump | 230 | 1 |  |  |  | Single-Speed |  |  |  | 24600 | 1527 | 16.1 | 11.2 | 29100 | 1640 | 5.2 | 4.2 | Federally-Regulated Commercial & Industrial Equipment | 11/13/2015 |  | 02/16/2016
Enertech Global, LLC | Hydron Module | HVT024 |  | Ground-Water-Source | WBAHP: Heat Pump Packaged Unit | Heat Pump | 208 | 1 |  |  |  | Single-Speed |  |  |  | 27600 | 1159 | 23.8 | 16.2 | 23900 | 1522 | 4.6 | 3.6 | Non Federally-Regulated | 11/13/2015 |  | 02/16/2016
Enertech Global, LLC | Hydron Module | HVT024 |  | Ground-Water-Source | WBAHP: Heat Pump Packaged Unit | Heat Pump | 230 | 1 |  |  |  | Single-Speed |  |  |  | 27600 | 1159 | 23.8 | 16.2 | 23900 | 1522 | 4.6 | 3.6 | Non Federally-Regulated | 11/13/2015 |  | 02/16/2016
Enertech Global, LLC | Hydron Module | HVT024 |  | Ground-Source | WBAHP: Heat Pump Packaged Unit | Heat Pump | 208 | 1 |  |  |  | Single-Speed |  |  |  | 25800 | 1387 | 18.6 | 13.4 | 19400 | 1421 | 4 | 3.1 | Non Federally-Regulated | 11/13/2015 |  | 02/16/2016
Enertech Global, LLC | Hydron Module | HVT024 |  | Ground-Source | WBAHP: Heat Pump Packaged Unit | Heat Pump | 230 | 1 |  |  |  | Single-Speed |  |  |  | 25800 | 1387 | 18.6 | 13.4 | 19400 | 1421 | 4 | 3.1 | Non Federally-Regulated | 11/13/2015 |  | 02/16/2016
Enertech Global, LLC | Hydron Module | HVT024*2 |  | Water-Source | WBAHP: Heat Pump Packaged Unit | Heat Pump | 208 | 3 |  |  |  | Single-Speed |  |  |  | 24600 | 1527 | 16.1 | 11.2 | 29100 | 1640 | 5.2 | 4.2 | Federally-Regulated Commercial & Industrial Equipment | 11/13/2015 |  | 02/16/2016
Enertech Global, LLC | Hydron Module | HVT024*2 |  | Water-Source | WBAHP: Heat Pump Packaged Unit | Heat Pump | 230 | 3 |  |  |  | Single-Speed |  |  |  | 24600 | 1527 | 16.1 | 11.2 | 29100 | 1640 | 5.2 | 4.2 | Federally-Regulated Commercial & Industrial Equipment | 11/13/2015 |  | 02/16/2016
Enertech Global, LLC | Hydron Module | HVT024*2 |  | Ground-Water-Source | WBAHP: Heat Pump Packaged Unit | Heat Pump | 208 | 3 |  |  |  | Single-Speed |  |  |  | 27600 | 1159 | 23.8 | 16.2 | 23900 | 1522 | 4.6 | 3.6 | Non Federally-Regulated | 11/13/2015 |  | 02/16/2016
Enertech Global, LLC | Hydron Module | HVT024*2 |  | Ground-Water-Source | WBAHP: Heat Pump Packaged Unit | Heat Pump | 230 | 3 |  |  |  | Single-Speed |  |  |  | 27600 | 1159 | 23.8 | 16.2 | 23900 | 1522 | 4.6 | 3.6 | Non Federally-Regulated | 11/13/2015 |  | 02/16/2016
Enertech Global, LLC | Hydron Module | HVT024*2 |  | Ground-Source | WBAHP: Heat Pump Packaged Unit | Heat Pump | 208 | 3 |  |  |  | Single-Speed |  |  |  | 25800 | 1387 | 18.6 | 13.4 | 19400 | 1421 | 4 | 3.1 | Non Federally-Regulated | 11/13/2015 |  | 02/16/2016
Enertech Global, LLC | Hydron Module | HVT024*2 |  | Ground-Source | WBAHP: Heat Pump Packaged Unit | Heat Pump | 230 | 3 |  |  |  | Single-Speed |  |  |  | 25800 | 1387 | 18.6 | 13.4 | 19400 | 1421 | 4 | 3.1 | Non Federally-Regulated | 11/13/2015 |  | 02/16/2016
Enertech Global, LLC | Hydron Module | HVT024*3 |  | Water-Source | WBAHP: Heat Pump Packaged Unit | Heat Pump | 460 | 3 |  |  |  | Single-Speed |  |  |  | 24600 | 1527 | 16.1 | 11.2 | 29100 | 1640 | 5.2 | 4.2 | Federally-Regulated Commercial & Industrial Equipment | 11/13/2015 |  | 02/16/2016
Enertech Global, LLC | Hydron Module | HVT024*3 |  | Ground-Water-Source | WBAHP: Heat Pump Packaged Unit | Heat Pump | 460 | 3 |  |  |  | Single-Speed |  |  |  | 27600 | 1159 | 23.8 | 16.2 | 23900 | 1522 | 4.6 | 3.6 | Non Federally-Regulated | 11/13/2015 |  | 02/16/2016
Enertech Global, LLC | Hydron Module | HVT024*3 |  | Ground-Source | WBAHP: Heat Pump Packaged Unit | Heat Pump | 460 | 3 |  |  |  | Single-Speed |  |  |  | 25800 | 1387 | 18.6 | 13.4 | 19400 | 1421 | 4 | 3.1 | Non Federally-Regulated | 11/13/2015 |  | 02/16/2016
Enertech Global, LLC | Hydron Module | HVT024*A |  | Water-Source | WBAHP: Heat Pump Packaged Unit | Heat Pump | 265 | 1 |  |  |  | Single-Speed |  |  |  | 24600 | 1527 | 16.1 | 11.2 | 29100 | 1640 | 5.2 | 4.2 | Federally-Regulated Commercial & Industrial Equipment | 11/13/2015 |  | 02/16/2016
Enertech Global, LLC | Hydron Module | HVT024*A |  | Ground-Water-Source | WBAHP: Heat Pump Packaged Unit | Heat Pump | 265 | 1 |  |  |  | Single-Speed |  |  |  | 27600 | 1159 | 23.8 | 16.2 | 23900 | 1522 | 4.6 | 3.6 | Non Federally-Regulated | 11/13/2015 |  | 02/16/2016
Enertech Global, LLC | Hydron Module | HVT024*A |  | Ground-Source | WBAHP: Heat Pump Packaged Unit | Heat Pump | 265 | 1 |  |  |  | Single-Speed |  |  |  | 25800 | 1387 | 18.6 | 13.4 | 19400 | 1421 | 4 | 3.1 | Non Federally-Regulated | 11/13/2015 |  | 02/16/2016
Enertech Global, LLC | Hydron Module | HVT036 |  | Water-Source | WBAHP: Heat Pump Packaged Unit | Heat Pump | 208 | 1 |  |  |  | Single-Speed |  |  |  | 35800 | 2324 | 15.4 | 11.2 | 45500 | 2614 | 5.1 | 4.2 | Federally-Regulated Commercial & Industrial Equipment | 11/13/2015 |  | 02/16/2016
Enertech Global, LLC | Hydron Module | HVT036 |  | Water-Source | WBAHP: Heat Pump Packaged Unit | Heat Pump | 230 | 1 |  |  |  | Single-Speed |  |  |  | 35800 | 2324 | 15.4 | 11.2 | 45500 | 2614 | 5.1 | 4.2 | Federally-Regulated Commercial & Industrial Equipment | 11/13/2015 |  | 02/16/2016
Enertech Global, LLC | Hydron Module | HVT036 |  | Ground-Water-Source | WBAHP: Heat Pump Packaged Unit | Heat Pump | 208 | 1 |  |  |  | Single-Speed |  |  |  | 40000 | 1754 | 22.8 | 16.2 | 36900 | 2350 | 4.6 | 3.6 | Non Federally-Regulated | 11/13/2015 |  | 02/16/2016
Enertech Global, LLC | Hydron Module | HVT036 |  | Ground-Water-Source | WBAHP: Heat Pump Packaged Unit | Heat Pump | 230 | 1 |  |  |  | Single-Speed |  |  |  | 40000 | 1754 | 22.8 | 16.2 | 36900 | 2350 | 4.6 | 3.6 | Non Federally-Regulated | 11/13/2015 |  | 02/16/2016
Enertech Global, LLC | Hydron Module | HVT036 |  | Ground-Source | WBAHP: Heat Pump Packaged Unit | Heat Pump | 208 | 1 |  |  |  | Single-Speed |  |  |  | 37400 | 2112 | 17.7 | 13.4 | 29500 | 2216 | 3.9 | 3.1 | Non Federally-Regulated | 11/13/2015 |  | 02/16/2016
Enertech Global, LLC | Hydron Module | HVT036 |  | Ground-Source | WBAHP: Heat Pump Packaged Unit | Heat Pump | 230 | 1 |  |  |  | Single-Speed |  |  |  | 37400 | 2112 | 17.7 | 13.4 | 29500 | 2216 | 3.9 | 3.1 | Non Federally-Regulated | 11/13/2015 |  | 02/16/2016
Enertech Global, LLC | Hydron Module | HVT036*2 |  | Water-Source | WBAHP: Heat Pump Packaged Unit | Heat Pump | 208 | 3 |  |  |  | Single-Speed |  |  |  | 35800 | 2324 | 15.4 | 11.2 | 45500 | 2614 | 5.1 | 4.2 | Federally-Regulated Commercial & Industrial Equipment | 11/13/2015 |  | 02/16/2016
Enertech Global, LLC | Hydron Module | HVT036*2 |  | Water-Source | WBAHP: Heat Pump Packaged Unit | Heat Pump | 230 | 3 |  |  |  | Single-Speed |  |  |  | 35800 | 2324 | 15.4 | 11.2 | 45500 | 2614 | 5.1 | 4.2 | Federally-Regulated Commercial & Industrial Equipment | 11/13/2015 |  | 02/16/2016
Enertech Global, LLC | Hydron Module | HVT036*2 |  | Ground-Water-Source | WBAHP: Heat Pump Packaged Unit | Heat Pump | 208 | 3 |  |  |  | Single-Speed |  |  |  | 40000 | 1754 | 22.8 | 16.2 | 36900 | 2350 | 4.6 | 3.6 | Non Federally-Regulated | 11/13/2015 |  | 02/16/2016
Enertech Global, LLC | Hydron Module | HVT036*2 |  | Ground-Water-Source | WBAHP: Heat Pump Packaged Unit | Heat Pump | 230 | 3 |  |  |  | Single-Speed |  |  |  | 40000 | 1754 | 22.8 | 16.2 | 36900 | 2350 | 4.6 | 3.6 | Non Federally-Regulated | 11/13/2015 |  | 02/16/2016
Enertech Global, LLC | Hydron Module | HVT036*2 |  | Ground-Source | WBAHP: Heat Pump Packaged Unit | Heat Pump | 208 | 3 |  |  |  | Single-Speed |  |  |  | 37400 | 2112 | 17.7 | 13.4 | 29500 | 2216 | 3.9 | 3.1 | Non Federally-Regulated | 11/13/2015 |  | 02/16/2016
Enertech Global, LLC | Hydron Module | HVT036*2 |  | Ground-Source | WBAHP: Heat Pump Packaged Unit | Heat Pump | 230 | 3 |  |  |  | Single-Speed |  |  |  | 37400 | 2112 | 17.7 | 13.4 | 29500 | 2216 | 3.9 | 3.1 | Non Federally-Regulated | 11/13/2015 |  | 02/16/2016
Enertech Global, LLC | Hydron Module | HVT036*3 |  | Water-Source | WBAHP: Heat Pump Packaged Unit | Heat Pump | 460 | 3 |  |  |  | Single-Speed |  |  |  | 35800 | 2324 | 15.4 | 11.2 | 45500 | 2614 | 5.1 | 4.2 | Federally-Regulated Commercial & Industrial Equipment | 11/13/2015 |  | 02/16/2016
Enertech Global, LLC | Hydron Module | HVT036*3 |  | Ground-Water-Source | WBAHP: Heat Pump Packaged Unit | Heat Pump | 460 | 3 |  |  |  | Single-Speed |  |  |  | 40000 | 1754 | 22.8 | 16.2 | 36900 | 2350 | 4.6 | 3.6 | Non Federally-Regulated | 11/13/2015 |  | 02/16/2016
Enertech Global, LLC | Hydron Module | HVT036*3 |  | Ground-Source | WBAHP: Heat Pump Packaged Unit | Heat Pump | 460 | 3 |  |  |  | Single-Speed |  |  |  | 37400 | 2112 | 17.7 | 13.4 | 29500 | 2216 | 3.9 | 3.1 | Non Federally-Regulated | 11/13/2015 |  | 02/16/2016
Enertech Global, LLC | Hydron Module | HVT036*A |  | Water-Source | WBAHP: Heat Pump Packaged Unit | Heat Pump | 265 | 1 |  |  |  | Single-Speed |  |  |  | 35800 | 2324 | 15.4 | 11.2 | 45500 | 2614 | 5.1 | 4.2 | Federally-Regulated Commercial & Industrial Equipment | 11/13/2015 |  | 02/16/2016
Enertech Global, LLC | Hydron Module | HVT036*A |  | Ground-Water-Source | WBAHP: Heat Pump Packaged Unit | Heat Pump | 265 | 1 |  |  |  | Single-Speed |  |  |  | 40000 | 1754 | 22.8 | 16.2 | 36900 | 2350 | 4.6 | 3.6 | Non Federally-Regulated | 11/13/2015 |  | 02/16/2016
Enertech Global, LLC | Hydron Module | HVT036*A |  | Ground-Source | WBAHP: Heat Pump Packaged Unit | Heat Pump | 265 | 1 |  |  |  | Single-Speed |  |  |  | 37400 | 2112 | 17.7 | 13.4 | 29500 | 2216 | 3.9 | 3.1 | Non Federally-Regulated | 11/13/2015 |  | 02/16/2016
Enertech Global, LLC | Tetco | TVT024 |  | Water-Source | WBAHP: Heat Pump Packaged Unit | Heat Pump | 208 | 1 |  |  |  | Single-Speed |  |  |  | 24600 | 1527 | 16.1 | 11.2 | 29100 | 1640 | 5.2 | 4.2 | Federally-Regulated Commercial & Industrial Equipment | 11/13/2015 |  | 02/16/2016
Enertech Global, LLC | Tetco | TVT024 |  | Water-Source | WBAHP: Heat Pump Packaged Unit | Heat Pump | 230 | 1 |  |  |  | Single-Speed |  |  |  | 24600 | 1527 | 16.1 | 11.2 | 29100 | 1640 | 5.2 | 4.2 | Federally-Regulated Commercial & Industrial Equipment | 11/13/2015 |  | 02/16/2016
Enertech Global, LLC | Tetco | TVT024 |  | Ground-Water-Source | WBAHP: Heat Pump Packaged Unit | Heat Pump | 208 | 1 |  |  |  | Single-Speed |  |  |  | 27600 | 1159 | 23.8 | 16.2 | 23900 | 1522 | 4.6 | 3.6 | Non Federally-Regulated | 11/13/2015 |  | 02/16/2016
Enertech Global, LLC | Tetco | TVT024 |  | Ground-Water-Source | WBAHP: Heat Pump Packaged Unit | Heat Pump | 230 | 1 |  |  |  | Single-Speed |  |  |  | 27600 | 1159 | 23.8 | 16.2 | 23900 | 1522 | 4.6 | 3.6 | Non Federally-Regulated | 11/13/2015 |  | 02/16/2016
Enertech Global, LLC | Tetco | TVT024 |  | Ground-Source | WBAHP: Heat Pump Packaged Unit | Heat Pump | 208 | 1 |  |  |  | Single-Speed |  |  |  | 25800 | 1387 | 18.6 | 13.4 | 19400 | 1421 | 4 | 3.1 | Non Federally-Regulated | 11/13/2015 |  | 02/16/2016
Enertech Global, LLC | Tetco | TVT024 |  | Ground-Source | WBAHP: Heat Pump Packaged Unit | Heat Pump | 230 | 1 |  |  |  | Single-Speed |  |  |  | 25800 | 1387 | 18.6 | 13.4 | 19400 | 1421 | 4 | 3.1 | Non Federally-Regulated | 11/13/2015 |  | 02/16/2016
Enertech Global, LLC | Tetco | TVT024*2 |  | Water-Source | WBAHP: Heat Pump Packaged Unit | Heat Pump | 208 | 3 |  |  |  | Single-Speed |  |  |  | 24600 | 1527 | 16.1 | 11.2 | 29100 | 1640 | 5.2 | 4.2 | Federally-Regulated Commercial & Industrial Equipment | 11/13/2015 |  | 02/16/2016
Enertech Global, LLC | Tetco | TVT024*2 |  | Water-Source | WBAHP: Heat Pump Packaged Unit | Heat Pump | 230 | 3 |  |  |  | Single-Speed |  |  |  | 24600 | 1527 | 16.1 | 11.2 | 29100 | 1640 | 5.2 | 4.2 | Federally-Regulated Commercial & Industrial Equipment | 11/13/2015 |  | 02/16/2016
Enertech Global, LLC | Tetco | TVT024*2 |  | Ground-Water-Source | WBAHP: Heat Pump Packaged Unit | Heat Pump | 208 | 3 |  |  |  | Single-Speed |  |  |  | 27600 | 1159 | 23.8 | 16.2 | 23900 | 1522 | 4.6 | 3.6 | Non Federally-Regulated | 11/13/2015 |  | 02/16/2016
Enertech Global, LLC | Tetco | TVT024*2 |  | Ground-Water-Source | WBAHP: Heat Pump Packaged Unit | Heat Pump | 230 | 3 |  |  |  | Single-Speed |  |  |  | 27600 | 1159 | 23.8 | 16.2 | 23900 | 1522 | 4.6 | 3.6 | Non Federally-Regulated | 11/13/2015 |  | 02/16/2016
Enertech Global, LLC | Tetco | TVT024*2 |  | Ground-Source | WBAHP: Heat Pump Packaged Unit | Heat Pump | 208 | 3 |  |  |  | Single-Speed |  |  |  | 25800 | 1387 | 18.6 | 13.4 | 19400 | 1421 | 4 | 3.1 | Non Federally-Regulated | 11/13/2015 |  | 02/16/2016
Enertech Global, LLC | Tetco | TVT024*2 |  | Ground-Source | WBAHP: Heat Pump Packaged Unit | Heat Pump | 230 | 3 |  |  |  | Single-Speed |  |  |  | 25800 | 1387 | 18.6 | 13.4 | 19400 | 1421 | 4 | 3.1 | Non Federally-Regulated | 11/13/2015 |  | 02/16/2016
Enertech Global, LLC | Tetco | TVT024*3 |  | Water-Source | WBAHP: Heat Pump Packaged Unit | Heat Pump | 460 | 3 |  |  |  | Single-Speed |  |  |  | 24600 | 1527 | 16.1 | 11.2 | 29100 | 1640 | 5.2 | 4.2 | Federally-Regulated Commercial & Industrial Equipment | 11/13/2015 |  | 02/16/2016
Enertech Global, LLC | Tetco | TVT024*3 |  | Ground-Water-Source | WBAHP: Heat Pump Packaged Unit | Heat Pump | 460 | 3 |  |  |  | Single-Speed |  |  |  | 27600 | 1159 | 23.8 | 16.2 | 23900 | 1522 | 4.6 | 3.6 | Non Federally-Regulated | 11/13/2015 |  | 02/16/2016
Enertech Global, LLC | Tetco | TVT024*3 |  | Ground-Source | WBAHP: Heat Pump Packaged Unit | Heat Pump | 460 | 3 |  |  |  | Single-Speed |  |  |  | 25800 | 1387 | 18.6 | 13.4 | 19400 | 1421 | 4 | 3.1 | Non Federally-Regulated | 11/13/2015 |  | 02/16/2016
Enertech Global, LLC | Tetco | TVT024*A |  | Water-Source | WBAHP: Heat Pump Packaged Unit | Heat Pump | 265 | 1 |  |  |  | Single-Speed |  |  |  | 24600 | 1527 | 16.1 | 11.2 | 29100 | 1640 | 5.2 | 4.2 | Federally-Regulated Commercial & Industrial Equipment | 11/13/2015 |  | 02/16/2016
Enertech Global, LLC | Tetco | TVT024*A |  | Ground-Water-Source | WBAHP: Heat Pump Packaged Unit | Heat Pump | 265 | 1 |  |  |  | Single-Speed |  |  |  | 27600 | 1159 | 23.8 | 16.2 | 23900 | 1522 | 4.6 | 3.6 | Non Federally-Regulated | 11/13/2015 |  | 02/16/2016
Enertech Global, LLC | Tetco | TVT024*A |  | Ground-Source | WBAHP: Heat Pump Packaged Unit | Heat Pump | 265 | 1 |  |  |  | Single-Speed |  |  |  | 25800 | 1387 | 18.6 | 13.4 | 19400 | 1421 | 4 | 3.1 | Non Federally-Regulated | 11/13/2015 |  | 02/16/2016
Enertech Global, LLC | Tetco | TVT036 |  | Water-Source | WBAHP: Heat Pump Packaged Unit | Heat Pump | 208 | 1 |  |  |  | Single-Speed |  |  |  | 35800 | 2324 | 15.4 | 11.2 | 45500 | 2614 | 5.1 | 4.2 | Federally-Regulated Commercial & Industrial Equipment | 11/13/2015 |  | 02/16/2016
Enertech Global, LLC | Tetco | TVT036 |  | Water-Source | WBAHP: Heat Pump Packaged Unit | Heat Pump | 230 | 1 |  |  |  | Single-Speed |  |  |  | 35800 | 2324 | 15.4 | 11.2 | 45500 | 2614 | 5.1 | 4.2 | Federally-Regulated Commercial & Industrial Equipment | 11/13/2015 |  | 02/16/2016
Enertech Global, LLC | Tetco | TVT036 |  | Ground-Water-Source | WBAHP: Heat Pump Packaged Unit | Heat Pump | 208 | 1 |  |  |  | Single-Speed |  |  |  | 40000 | 1754 | 22.8 | 16.2 | 36900 | 2350 | 4.6 | 3.6 | Non Federally-Regulated | 11/13/2015 |  | 02/16/2016
Enertech Global, LLC | Tetco | TVT036 |  | Ground-Water-Source | WBAHP: Heat Pump Packaged Unit | Heat Pump | 230 | 1 |  |  |  | Single-Speed |  |  |  | 40000 | 1754 | 22.8 | 16.2 | 36900 | 2350 | 4.6 | 3.6 | Non Federally-Regulated | 11/13/2015 |  | 02/16/2016
Enertech Global, LLC | Tetco | TVT036 |  | Ground-Source | WBAHP: Heat Pump Packaged Unit | Heat Pump | 208 | 1 |  |  |  | Single-Speed |  |  |  | 37400 | 2112 | 17.7 | 13.4 | 29500 | 2216 | 3.9 | 3.1 | Non Federally-Regulated | 11/13/2015 |  | 02/16/2016
Enertech Global, LLC | Tetco | TVT036 |  | Ground-Source | WBAHP: Heat Pump Packaged Unit | Heat Pump | 230 | 1 |  |  |  | Single-Speed |  |  |  | 37400 | 2112 | 17.7 | 13.4 | 29500 | 2216 | 3.9 | 3.1 | Non Federally-Regulated | 11/13/2015 |  | 02/16/2016
Enertech Global, LLC | Tetco | TVT036*2 |  | Water-Source | WBAHP: Heat Pump Packaged Unit | Heat Pump | 208 | 3 |  |  |  | Single-Speed |  |  |  | 35800 | 2324 | 15.4 | 11.2 | 45500 | 2614 | 5.1 | 4.2 | Federally-Regulated Commercial & Industrial Equipment | 11/13/2015 |  | 02/16/2016
Enertech Global, LLC | Tetco | TVT036*2 |  | Water-Source | WBAHP: Heat Pump Packaged Unit | Heat Pump | 230 | 3 |  |  |  | Single-Speed |  |  |  | 35800 | 2324 | 15.4 | 11.2 | 45500 | 2614 | 5.1 | 4.2 | Federally-Regulated Commercial & Industrial Equipment | 11/13/2015 |  | 02/16/2016
Enertech Global, LLC | Tetco | TVT036*2 |  | Ground-Water-Source | WBAHP: Heat Pump Packaged Unit | Heat Pump | 208 | 3 |  |  |  | Single-Speed |  |  |  | 40000 | 1754 | 22.8 | 16.2 | 36900 | 2350 | 4.6 | 3.6 | Non Federally-Regulated | 11/13/2015 |  | 02/16/2016
Enertech Global, LLC | Tetco | TVT036*2 |  | Ground-Water-Source | WBAHP: Heat Pump Packaged Unit | Heat Pump | 230 | 3 |  |  |  | Single-Speed |  |  |  | 40000 | 1754 | 22.8 | 16.2 | 36900 | 2350 | 4.6 | 3.6 | Non Federally-Regulated | 11/13/2015 |  | 02/16/2016
Enertech Global, LLC | Tetco | TVT036*2 |  | Ground-Source | WBAHP: Heat Pump Packaged Unit | Heat Pump | 208 | 3 |  |  |  | Single-Speed |  |  |  | 37400 | 2112 | 17.7 | 13.4 | 29500 | 2216 | 3.9 | 3.1 | Non Federally-Regulated | 11/13/2015 |  | 02/16/2016
Enertech Global, LLC | Tetco | TVT036*2 |  | Ground-Source | WBAHP: Heat Pump Packaged Unit | Heat Pump | 230 | 3 |  |  |  | Single-Speed |  |  |  | 37400 | 2112 | 17.7 | 13.4 | 29500 | 2216 | 3.9 | 3.1 | Non Federally-Regulated | 11/13/2015 |  | 02/16/2016
Enertech Global, LLC | Tetco | TVT036*3 |  | Water-Source | WBAHP: Heat Pump Packaged Unit | Heat Pump | 460 | 3 |  |  |  | Single-Speed |  |  |  | 35800 | 2324 | 15.4 | 11.2 | 45500 | 2614 | 5.1 | 4.2 | Federally-Regulated Commercial & Industrial Equipment | 11/13/2015 |  | 02/16/2016
Enertech Global, LLC | Tetco | TVT036*3 |  | Ground-Water-Source | WBAHP: Heat Pump Packaged Unit | Heat Pump | 460 | 3 |  |  |  | Single-Speed |  |  |  | 40000 | 1754 | 22.8 | 16.2 | 36900 | 2350 | 4.6 | 3.6 | Non Federally-Regulated | 11/13/2015 |  | 02/16/2016
Enertech Global, LLC | Tetco | TVT036*3 |  | Ground-Source | WBAHP: Heat Pump Packaged Unit | Heat Pump | 460 | 3 |  |  |  | Single-Speed |  |  |  | 37400 | 2112 | 17.7 | 13.4 | 29500 | 2216 | 3.9 | 3.1 | Non Federally-Regulated | 11/13/2015 |  | 02/16/2016
Enertech Global, LLC | Tetco | TVT036*A |  | Water-Source | WBAHP: Heat Pump Packaged Unit | Heat Pump | 265 | 1 |  |  |  | Single-Speed |  |  |  | 35800 | 2324 | 15.4 | 11.2 | 45500 | 2614 | 5.1 | 4.2 | Federally-Regulated Commercial & Industrial Equipment | 11/13/2015 |  | 02/16/2016
Enertech Global, LLC | Tetco | TVT036*A |  | Ground-Water-Source | WBAHP: Heat Pump Packaged Unit | Heat Pump | 265 | 1 |  |  |  | Single-Speed |  |  |  | 40000 | 1754 | 22.8 | 16.2 | 36900 | 2350 | 4.6 | 3.6 | Non Federally-Regulated | 11/13/2015 |  | 02/16/2016
Enertech Global, LLC | Tetco | TVT036*A |  | Ground-Source | WBAHP: Heat Pump Packaged Unit | Heat Pump | 265 | 1 |  |  |  | Single-Speed |  |  |  | 37400 | 2112 | 17.7 | 13.4 | 29500 | 2216 | 3.9 | 3.1 | Non Federally-Regulated | 11/13/2015 |  | 02/16/2016
Enertech Global, LLC | Tetco | TYT060 |  | Ground-Water-Source | WBAHP: Heat Pump Packaged Unit | Heat Pump | 208 | 1 |  |  |  | Single-Speed | 2123 | 647 |  | 68700 | 2770 | 24.8 | 16.2 | 61700 | 3690 | 4.9 | 3.6 | Non Federally-Regulated | 11/13/2015 |  | 02/16/2016
Enertech Global, LLC | Tetco | TYT060 |  | Ground-Water-Source | WBAHP: Heat Pump Packaged Unit | Heat Pump | 230 | 1 |  |  |  | Single-Speed | 2123 | 647 |  | 68700 | 2770 | 24.8 | 16.2 | 61700 | 3690 | 4.9 | 3.6 | Non Federally-Regulated | 11/13/2015 |  | 02/16/2016
Enertech Global, LLC | Tetco | TYT060 |  | Ground-Source | WBAHP: Heat Pump Packaged Unit | Heat Pump | 208 | 1 |  |  |  | Single-Speed |  |  |  | 64300 | 3331 | 19.3 | 13.4 | 49200 | 3516 | 4.1 | 3.1 | Non Federally-Regulated | 11/13/2015 |  | 02/16/2016
Enertech Global, LLC | Tetco | TYT060 |  | Ground-Source | WBAHP: Heat Pump Packaged Unit | Heat Pump | 230 | 1 |  |  |  | Single-Speed |  |  |  | 64300 | 3331 | 19.3 | 13.4 | 49200 | 3516 | 4.1 | 3.1 | Non Federally-Regulated | 11/13/2015 |  | 02/16/2016
Enertech Global, LLC | Tetco | TYT060*2 |  | Ground-Water-Source | WBAHP: Heat Pump Packaged Unit | Heat Pump | 208 | 3 |  |  |  | Single-Speed | 2123 | 647 |  | 68700 | 2770 | 24.8 | 16.2 | 61700 | 3690 | 4.9 | 3.6 | Non Federally-Regulated | 11/13/2015 |  | 02/16/2016
Enertech Global, LLC | Tetco | TYT060*2 |  | Ground-Water-Source | WBAHP: Heat Pump Packaged Unit | Heat Pump | 230 | 3 |  |  |  | Single-Speed | 2123 | 647 |  | 68700 | 2770 | 24.8 | 16.2 | 61700 | 3690 | 4.9 | 3.6 | Non Federally-Regulated | 11/13/2015 |  | 02/16/2016
Enertech Global, LLC | Tetco | TYT060*2 |  | Ground-Source | WBAHP: Heat Pump Packaged Unit | Heat Pump | 208 | 3 |  |  |  | Single-Speed |  |  |  | 64300 | 3331 | 19.3 | 13.4 | 49200 | 3516 | 4.1 | 3.1 | Non Federally-Regulated | 11/13/2015 |  | 02/16/2016
Enertech Global, LLC | Tetco | TYT060*2 |  | Ground-Source | WBAHP: Heat Pump Packaged Unit | Heat Pump | 230 | 3 |  |  |  | Single-Speed |  |  |  | 64300 | 3331 | 19.3 | 13.4 | 49200 | 3516 | 4.1 | 3.1 | Non Federally-Regulated | 11/13/2015 |  | 02/16/2016
Enertech Global, LLC | Tetco | TYT060*3 |  | Ground-Water-Source | WBAHP: Heat Pump Packaged Unit | Heat Pump | 460 | 3 |  |  |  | Single-Speed | 2123 | 647 |  | 68700 | 2770 | 24.8 | 16.2 | 61700 | 3690 | 4.9 | 3.6 | Non Federally-Regulated | 11/13/2015 |  | 02/16/2016
Enertech Global, LLC | Tetco | TYT060*3 |  | Ground-Source | WBAHP: Heat Pump Packaged Unit | Heat Pump | 460 | 3 |  |  |  | Single-Speed |  |  |  | 64300 | 3331 | 19.3 | 13.4 | 49200 | 3516 | 4.1 | 3.1 | Non Federally-Regulated | 11/13/2015 |  | 02/16/2016
Enertech Global, LLC | Tetco | TYT072 |  | Ground-Water-Source | WBAHP: Heat Pump Packaged Unit | Heat Pump | 208 | 1 |  |  |  | Single-Speed | 2629 | 716 |  | 77600 | 3344 | 23.2 | 16.2 | 71100 | 4529 | 4.6 | 3.6 | Non Federally-Regulated | 11/13/2015 |  | 02/16/2016
Enertech Global, LLC | Tetco | TYT072 |  | Ground-Water-Source | WBAHP: Heat Pump Packaged Unit | Heat Pump | 230 | 1 |  |  |  | Single-Speed | 2629 | 716 |  | 77600 | 3344 | 23.2 | 16.2 | 71100 | 4529 | 4.6 | 3.6 | Non Federally-Regulated | 11/13/2015 |  | 02/16/2016
Enertech Global, LLC | Tetco | TYT072 |  | Ground-Source | WBAHP: Heat Pump Packaged Unit | Heat Pump | 208 | 1 |  |  |  | Single-Speed | 3278 | 716 |  | 71900 | 3994 | 18 | 13.4 | 56200 | 4334 | 3.8 | 3.1 | Non Federally-Regulated | 11/13/2015 |  | 02/16/2016
Enertech Global, LLC | Tetco | TYT072 |  | Ground-Source | WBAHP: Heat Pump Packaged Unit | Heat Pump | 230 | 1 |  |  |  | Single-Speed | 3278 | 716 |  | 71900 | 3994 | 18 | 13.4 | 56200 | 4334 | 3.8 | 3.1 | Non Federally-Regulated | 11/13/2015 |  | 02/16/2016
Enertech Global, LLC | Tetco | TYT072*2 |  | Ground-Water-Source | WBAHP: Heat Pump Packaged Unit | Heat Pump | 208 | 3 |  |  |  | Single-Speed | 2629 | 716 |  | 77600 | 3344 | 23.2 | 16.2 | 71100 | 4529 | 4.6 | 3.6 | Non Federally-Regulated | 11/13/2015 |  | 02/16/2016
Enertech Global, LLC | Tetco | TYT072*2 |  | Ground-Water-Source | WBAHP: Heat Pump Packaged Unit | Heat Pump | 230 | 3 |  |  |  | Single-Speed | 2629 | 716 |  | 77600 | 3344 | 23.2 | 16.2 | 71100 | 4529 | 4.6 | 3.6 | Non Federally-Regulated | 11/13/2015 |  | 02/16/2016
Enertech Global, LLC | Tetco | TYT072*2 |  | Ground-Source | WBAHP: Heat Pump Packaged Unit | Heat Pump | 208 | 3 |  |  |  | Single-Speed | 3278 | 716 |  | 71900 | 3994 | 18 | 13.4 | 56200 | 4334 | 3.8 | 3.1 | Non Federally-Regulated | 11/13/2015 |  | 02/16/2016
Enertech Global, LLC | Tetco | TYT072*2 |  | Ground-Source | WBAHP: Heat Pump Packaged Unit | Heat Pump | 230 | 3 |  |  |  | Single-Speed | 3278 | 716 |  | 71900 | 3994 | 18 | 13.4 | 56200 | 4334 | 3.8 | 3.1 | Non Federally-Regulated | 11/13/2015 |  | 02/16/2016
Enertech Global, LLC | Tetco | TYT072*3 |  | Ground-Water-Source | WBAHP: Heat Pump Packaged Unit | Heat Pump | 460 | 3 |  |  |  | Single-Speed | 2629 | 716 |  | 77600 | 3344 | 23.2 | 16.2 | 71100 | 4529 | 4.6 | 3.6 | Non Federally-Regulated | 11/13/2015 |  | 02/16/2016
Enertech Global, LLC | Tetco | TYT072*3 |  | Ground-Source | WBAHP: Heat Pump Packaged Unit | Heat Pump | 460 | 3 |  |  |  | Single-Speed | 3278 | 716 |  | 71900 | 3994 | 18 | 13.4 | 56200 | 4334 | 3.8 | 3.1 | Non Federally-Regulated | 11/13/2015 |  | 02/16/2016
Enertech Global, LLC | Hydron Module | HYT060 |  | Ground-Water-Source | WBAHP: Heat Pump Packaged Unit | Heat Pump | 208 | 1 |  |  |  | Single-Speed | 2123 | 647 |  | 68700 | 2770 | 24.8 | 16.2 | 61700 | 3690 | 4.9 | 3.6 | Non Federally-Regulated | 11/13/2015 |  | 02/16/2016
Enertech Global, LLC | Hydron Module | HYT060 |  | Ground-Water-Source | WBAHP: Heat Pump Packaged Unit | Heat Pump | 230 | 1 |  |  |  | Single-Speed | 2123 | 647 |  | 68700 | 2770 | 24.8 | 16.2 | 61700 | 3690 | 4.9 | 3.6 | Non Federally-Regulated | 11/13/2015 |  | 02/16/2016
Enertech Global, LLC | Hydron Module | HYT060 |  | Ground-Source | WBAHP: Heat Pump Packaged Unit | Heat Pump | 208 | 1 |  |  |  | Single-Speed |  |  |  | 64300 | 3331 | 19.3 | 13.4 | 49200 | 3516 | 4.1 | 3.1 | Non Federally-Regulated | 11/13/2015 |  | 02/16/2016
Enertech Global, LLC | Hydron Module | HYT060 |  | Ground-Source | WBAHP: Heat Pump Packaged Unit | Heat Pump | 230 | 1 |  |  |  | Single-Speed |  |  |  | 64300 | 3331 | 19.3 | 13.4 | 49200 | 3516 | 4.1 | 3.1 | Non Federally-Regulated | 11/13/2015 |  | 02/16/2016
Enertech Global, LLC | Hydron Module | HYT060*2 |  | Ground-Water-Source | WBAHP: Heat Pump Packaged Unit | Heat Pump | 208 | 3 |  |  |  | Single-Speed | 2123 | 647 |  | 68700 | 2770 | 24.8 | 16.2 | 61700 | 3690 | 4.9 | 3.6 | Non Federally-Regulated | 11/13/2015 |  | 02/16/2016
Enertech Global, LLC | Hydron Module | HYT060*2 |  | Ground-Water-Source | WBAHP: Heat Pump Packaged Unit | Heat Pump | 230 | 3 |  |  |  | Single-Speed | 2123 | 647 |  | 68700 | 2770 | 24.8 | 16.2 | 61700 | 3690 | 4.9 | 3.6 | Non Federally-Regulated | 11/13/2015 |  | 02/16/2016
Enertech Global, LLC | Hydron Module | HYT060*2 |  | Ground-Source | WBAHP: Heat Pump Packaged Unit | Heat Pump | 208 | 3 |  |  |  | Single-Speed |  |  |  | 64300 | 3331 | 19.3 | 13.4 | 49200 | 3516 | 4.1 | 3.1 | Non Federally-Regulated | 11/13/2015 |  | 02/16/2016
Enertech Global, LLC | Hydron Module | HYT060*2 |  | Ground-Source | WBAHP: Heat Pump Packaged Unit | Heat Pump | 230 | 3 |  |  |  | Single-Speed |  |  |  | 64300 | 3331 | 19.3 | 13.4 | 49200 | 3516 | 4.1 | 3.1 | Non Federally-Regulated | 11/13/2015 |  | 02/16/2016
Enertech Global, LLC | Hydron Module | HYT060*3 |  | Ground-Water-Source | WBAHP: Heat Pump Packaged Unit | Heat Pump | 460 | 3 |  |  |  | Single-Speed | 2123 | 647 |  | 68700 | 2770 | 24.8 | 16.2 | 61700 | 3690 | 4.9 | 3.6 | Non Federally-Regulated | 11/13/2015 |  | 02/16/2016
Enertech Global, LLC | Hydron Module | HYT060*3 |  | Ground-Source | WBAHP: Heat Pump Packaged Unit | Heat Pump | 460 | 3 |  |  |  | Single-Speed |  |  |  | 64300 | 3331 | 19.3 | 13.4 | 49200 | 3516 | 4.1 | 3.1 | Non Federally-Regulated | 11/13/2015 |  | 02/16/2016
Enertech Global, LLC | Hydron Module | HYT072 |  | Ground-Water-Source | WBAHP: Heat Pump Packaged Unit | Heat Pump | 208 | 1 |  |  |  | Single-Speed | 2629 | 716 |  | 77600 | 3344 | 23.2 | 16.2 | 71100 | 4529 | 4.6 | 3.6 | Non Federally-Regulated | 11/13/2015 |  | 02/16/2016
Enertech Global, LLC | Hydron Module | HYT072 |  | Ground-Water-Source | WBAHP: Heat Pump Packaged Unit | Heat Pump | 230 | 1 |  |  |  | Single-Speed | 2629 | 716 |  | 77600 | 3344 | 23.2 | 16.2 | 71100 | 4529 | 4.6 | 3.6 | Non Federally-Regulated | 11/13/2015 |  | 02/16/2016
Enertech Global, LLC | Hydron Module | HYT072 |  | Ground-Source | WBAHP: Heat Pump Packaged Unit | Heat Pump | 208 | 1 |  |  |  | Single-Speed | 3278 | 716 |  | 71900 | 3994 | 18 | 13.4 | 56200 | 4334 | 3.8 | 3.1 | Non Federally-Regulated | 11/13/2015 |  | 02/16/2016
Enertech Global, LLC | Hydron Module | HYT072 |  | Ground-Source | WBAHP: Heat Pump Packaged Unit | Heat Pump | 230 | 1 |  |  |  | Single-Speed | 3278 | 716 |  | 71900 | 3994 | 18 | 13.4 | 56200 | 4334 | 3.8 | 3.1 | Non Federally-Regulated | 11/13/2015 |  | 02/16/2016
Enertech Global, LLC | Hydron Module | HYT072*2 |  | Ground-Water-Source | WBAHP: Heat Pump Packaged Unit | Heat Pump | 208 | 3 |  |  |  | Single-Speed | 2629 | 716 |  | 77600 | 3344 | 23.2 | 16.2 | 71100 | 4529 | 4.6 | 3.6 | Non Federally-Regulated | 11/13/2015 |  | 02/16/2016
Enertech Global, LLC | Hydron Module | HYT072*2 |  | Ground-Water-Source | WBAHP: Heat Pump Packaged Unit | Heat Pump | 230 | 3 |  |  |  | Single-Speed | 2629 | 716 |  | 77600 | 3344 | 23.2 | 16.2 | 71100 | 4529 | 4.6 | 3.6 | Non Federally-Regulated | 11/13/2015 |  | 02/16/2016
Enertech Global, LLC | Hydron Module | HYT072*2 |  | Ground-Source | WBAHP: Heat Pump Packaged Unit | Heat Pump | 208 | 3 |  |  |  | Single-Speed | 3278 | 716 |  | 71900 | 3994 | 18 | 13.4 | 56200 | 4334 | 3.8 | 3.1 | Non Federally-Regulated | 11/13/2015 |  | 02/16/2016
Enertech Global, LLC | Hydron Module | HYT072*2 |  | Ground-Source | WBAHP: Heat Pump Packaged Unit | Heat Pump | 230 | 3 |  |  |  | Single-Speed | 3278 | 716 |  | 71900 | 3994 | 18 | 13.4 | 56200 | 4334 | 3.8 | 3.1 | Non Federally-Regulated | 11/13/2015 |  | 02/16/2016
Enertech Global, LLC | Hydron Module | HYT072*3 |  | Ground-Water-Source | WBAHP: Heat Pump Packaged Unit | Heat Pump | 460 | 3 |  |  |  | Single-Speed | 2629 | 716 |  | 77600 | 3344 | 23.2 | 16.2 | 71100 | 4529 | 4.6 | 3.6 | Non Federally-Regulated | 11/13/2015 |  | 02/16/2016
Enertech Global, LLC | Hydron Module | HYT072*3 |  | Ground-Source | WBAHP: Heat Pump Packaged Unit | Heat Pump | 460 | 3 |  |  |  | Single-Speed | 3278 | 716 |  | 71900 | 3994 | 18 | 13.4 | 56200 | 4334 | 3.8 | 3.1 | Non Federally-Regulated | 11/13/2015 |  | 02/16/2016
Enertech Global, LLC | GEOCOMFORT | GYT060 |  | Ground-Water-Source | WBAHP: Heat Pump Packaged Unit | Heat Pump | 208 | 1 |  |  |  | Single-Speed | 2123 | 647 |  | 68700 | 2770 | 24.8 | 16.2 | 61700 | 3690 | 4.9 | 3.6 | Non Federally-Regulated | 11/12/2015 |  | 02/16/2016
Enertech Global, LLC | GEOCOMFORT | GYT060 |  | Ground-Water-Source | WBAHP: Heat Pump Packaged Unit | Heat Pump | 230 | 1 |  |  |  | Single-Speed | 2123 | 647 |  | 68700 | 2770 | 24.8 | 16.2 | 61700 | 3690 | 4.9 | 3.6 | Non Federally-Regulated | 11/12/2015 |  | 02/16/2016
Enertech Global, LLC | GEOCOMFORT | GYT060 |  | Ground-Source | WBAHP: Heat Pump Packaged Unit | Heat Pump | 208 | 1 |  |  |  | Single-Speed |  |  |  | 64300 | 3331 | 19.3 | 13.4 | 49200 | 3516 | 4.1 | 3.1 | Non Federally-Regulated | 11/12/2015 |  | 02/16/2016
Enertech Global, LLC | GEOCOMFORT | GYT060 |  | Ground-Source | WBAHP: Heat Pump Packaged Unit | Heat Pump | 230 | 1 |  |  |  | Single-Speed |  |  |  | 64300 | 3331 | 19.3 | 13.4 | 49200 | 3516 | 4.1 | 3.1 | Non Federally-Regulated | 11/12/2015 |  | 02/16/2016
Enertech Global, LLC | GEOCOMFORT | GYT060*2 |  | Ground-Water-Source | WBAHP: Heat Pump Packaged Unit | Heat Pump | 208 | 3 |  |  |  | Single-Speed | 2123 | 647 |  | 68700 | 2770 | 24.8 | 16.2 | 61700 | 3690 | 4.9 | 3.6 | Non Federally-Regulated | 11/12/2015 |  | 02/16/2016
Enertech Global, LLC | GEOCOMFORT | GYT060*2 |  | Ground-Water-Source | WBAHP: Heat Pump Packaged Unit | Heat Pump | 230 | 3 |  |  |  | Single-Speed | 2123 | 647 |  | 68700 | 2770 | 24.8 | 16.2 | 61700 | 3690 | 4.9 | 3.6 | Non Federally-Regulated | 11/12/2015 |  | 02/16/2016
Enertech Global, LLC | GEOCOMFORT | GYT060*2 |  | Ground-Source | WBAHP: Heat Pump Packaged Unit | Heat Pump | 208 | 3 |  |  |  | Single-Speed |  |  |  | 64300 | 3331 | 19.3 | 13.4 | 49200 | 3516 | 4.1 | 3.1 | Non Federally-Regulated | 11/12/2015 |  | 02/16/2016
Enertech Global, LLC | GEOCOMFORT | GYT060*2 |  | Ground-Source | WBAHP: Heat Pump Packaged Unit | Heat Pump | 230 | 3 |  |  |  | Single-Speed |  |  |  | 64300 | 3331 | 19.3 | 13.4 | 49200 | 3516 | 4.1 | 3.1 | Non Federally-Regulated | 11/12/2015 |  | 02/16/2016
Enertech Global, LLC | GEOCOMFORT | GYT060*3 |  | Ground-Water-Source | WBAHP: Heat Pump Packaged Unit | Heat Pump | 460 | 3 |  |  |  | Single-Speed | 2123 | 647 |  | 68700 | 2770 | 24.8 | 16.2 | 61700 | 3690 | 4.9 | 3.6 | Non Federally-Regulated | 11/12/2015 |  | 02/16/2016
Enertech Global, LLC | GEOCOMFORT | GYT060*3 |  | Ground-Source | WBAHP: Heat Pump Packaged Unit | Heat Pump | 460 | 3 |  |  |  | Single-Speed |  |  |  | 64300 | 3331 | 19.3 | 13.4 | 49200 | 3516 | 4.1 | 3.1 | Non Federally-Regulated | 11/12/2015 |  | 02/16/2016
Enertech Global, LLC | GEOCOMFORT | GYT072 |  | Ground-Water-Source | WBAHP: Heat Pump Packaged Unit | Heat Pump | 208 | 1 |  |  |  | Single-Speed | 2629 | 716 |  | 77600 | 3344 | 23.2 | 16.2 | 71100 | 4529 | 4.6 | 3.6 | Non Federally-Regulated | 11/12/2015 |  | 02/16/2016
Enertech Global, LLC | GEOCOMFORT | GYT072 |  | Ground-Water-Source | WBAHP: Heat Pump Packaged Unit | Heat Pump | 230 | 1 |  |  |  | Single-Speed | 2629 | 716 |  | 77600 | 3344 | 23.2 | 16.2 | 71100 | 4529 | 4.6 | 3.6 | Non Federally-Regulated | 11/12/2015 |  | 02/16/2016
Enertech Global, LLC | GEOCOMFORT | GYT072 |  | Ground-Source | WBAHP: Heat Pump Packaged Unit | Heat Pump | 208 | 1 |  |  |  | Single-Speed | 3278 | 716 |  | 71900 | 3994 | 18 | 13.4 | 56200 | 4334 | 3.8 | 3.1 | Non Federally-Regulated | 11/12/2015 |  | 02/16/2016
Enertech Global, LLC | GEOCOMFORT | GYT072 |  | Ground-Source | WBAHP: Heat Pump Packaged Unit | Heat Pump | 230 | 1 |  |  |  | Single-Speed | 3278 | 716 |  | 71900 | 3994 | 18 | 13.4 | 56200 | 4334 | 3.8 | 3.1 | Non Federally-Regulated | 11/12/2015 |  | 02/16/2016
Enertech Global, LLC | GEOCOMFORT | GYT072*2 |  | Ground-Water-Source | WBAHP: Heat Pump Packaged Unit | Heat Pump | 208 | 3 |  |  |  | Single-Speed | 2629 | 716 |  | 77600 | 3344 | 23.2 | 16.2 | 71100 | 4529 | 4.6 | 3.6 | Non Federally-Regulated | 11/12/2015 |  | 02/16/2016
Enertech Global, LLC | GEOCOMFORT | GYT072*2 |  | Ground-Water-Source | WBAHP: Heat Pump Packaged Unit | Heat Pump | 230 | 3 |  |  |  | Single-Speed | 2629 | 716 |  | 77600 | 3344 | 23.2 | 16.2 | 71100 | 4529 | 4.6 | 3.6 | Non Federally-Regulated | 11/12/2015 |  | 02/16/2016
Enertech Global, LLC | GEOCOMFORT | GYT072*2 |  | Ground-Source | WBAHP: Heat Pump Packaged Unit | Heat Pump | 208 | 3 |  |  |  | Single-Speed | 3278 | 716 |  | 71900 | 3994 | 18 | 13.4 | 56200 | 4334 | 3.8 | 3.1 | Non Federally-Regulated | 11/12/2015 |  | 02/16/2016
Enertech Global, LLC | GEOCOMFORT | GYT072*2 |  | Ground-Source | WBAHP: Heat Pump Packaged Unit | Heat Pump | 230 | 3 |  |  |  | Single-Speed | 3278 | 716 |  | 71900 | 3994 | 18 | 13.4 | 56200 | 4334 | 3.8 | 3.1 | Non Federally-Regulated | 11/12/2015 |  | 02/16/2016
Enertech Global, LLC | GEOCOMFORT | GYT072*3 |  | Ground-Water-Source | WBAHP: Heat Pump Packaged Unit | Heat Pump | 460 | 3 |  |  |  | Single-Speed | 2629 | 716 |  | 77600 | 3344 | 23.2 | 16.2 | 71100 | 4529 | 4.6 | 3.6 | Non Federally-Regulated | 11/12/2015 |  | 02/16/2016
Enertech Global, LLC | GEOCOMFORT | GYT072*3 |  | Ground-Source | WBAHP: Heat Pump Packaged Unit | Heat Pump | 460 | 3 |  |  |  | Single-Speed | 3278 | 716 |  | 71900 | 3994 | 18 | 13.4 | 56200 | 4334 | 3.8 | 3.1 | Non Federally-Regulated | 11/12/2015 |  | 02/16/2016
Daikin Comfort Technologies Manufacturing, L.P. | Daikin | WVHC1009*A |  | Water-Source | WBAHP-O: Heat Pump Packaged Un | Heat Pump | 115 | 1 |  |  |  | Single-Speed |  |  |  | 9800 | 680 | 14.4 | 11.2 | 11000 | 644 | 5 | 4.2 | Federally-Regulated Commercial & Industrial Equipment | 11/12/2015 |  | 02/16/2016
Daikin Comfort Technologies Manufacturing, L.P. | Daikin | WVHC1009*E |  | Water-Source | WBAHP-O: Heat Pump Packaged Un | Heat Pump | 208 | 1 |  |  |  | Single-Speed |  |  |  | 9800 | 680 | 14.4 | 11.2 | 11000 | 644 | 5 | 4.2 | Federally-Regulated Commercial & Industrial Equipment | 11/12/2015 |  | 02/16/2016
Daikin Comfort Technologies Manufacturing, L.P. | Daikin | WVHC1009*E |  | Water-Source | WBAHP-O: Heat Pump Packaged Un | Heat Pump | 230 | 1 |  |  |  | Single-Speed |  |  |  | 9800 | 680 | 14.4 | 11.2 | 11000 | 644 | 5 | 4.2 | Federally-Regulated Commercial & Industrial Equipment | 11/12/2015 |  | 02/16/2016
Daikin Comfort Technologies Manufacturing, L.P. | Daikin | WVHC1009*J |  | Water-Source | WBAHP-O: Heat Pump Packaged Un | Heat Pump | 265 | 1 |  |  |  | Single-Speed |  |  |  | 9800 | 710 | 13.8 | 11.2 | 11000 | 671 | 4.8 | 4.2 | Federally-Regulated Commercial & Industrial Equipment | 11/12/2015 |  | 02/16/2016
Daikin Comfort Technologies Manufacturing, L.P. | Daikin | WVHC1012*E |  | Water-Source | WBAHP-O: Heat Pump Packaged Un | Heat Pump | 208 | 1 |  |  |  | Single-Speed |  |  |  | 11700 | 860 | 13.6 | 11.2 | 14700 | 828 | 5.2 | 4.2 | Federally-Regulated Commercial & Industrial Equipment | 11/12/2015 |  | 02/16/2016
Daikin Comfort Technologies Manufacturing, L.P. | Daikin | WVHC1012*E |  | Water-Source | WBAHP-O: Heat Pump Packaged Un | Heat Pump | 230 | 1 |  |  |  | Single-Speed |  |  |  | 11700 | 860 | 13.6 | 11.2 | 14700 | 828 | 5.2 | 4.2 | Federally-Regulated Commercial & Industrial Equipment | 11/12/2015 |  | 02/16/2016
Daikin Comfort Technologies Manufacturing, L.P. | Daikin | WVHC1012*J |  | Water-Source | WBAHP-O: Heat Pump Packaged Un | Heat Pump | 265 | 1 |  |  |  | Single-Speed |  |  |  | 11700 | 860 | 13.6 | 11.2 | 14700 | 828 | 5.2 | 4.2 | Federally-Regulated Commercial & Industrial Equipment | 11/12/2015 |  | 02/16/2016
Daikin Comfort Technologies Manufacturing, L.P. | Daikin | WVHC1015*E |  | Water-Source | WBAHP-O: Heat Pump Packaged Un | Heat Pump | 208 | 1 |  |  |  | Single-Speed |  |  |  | 14000 | 965 | 14.5 | 11.2 | 18100 | 1060 | 5 | 4.2 | Federally-Regulated Commercial & Industrial Equipment | 11/12/2015 |  | 02/16/2016
Daikin Comfort Technologies Manufacturing, L.P. | Daikin | WVHC1015*E |  | Water-Source | WBAHP-O: Heat Pump Packaged Un | Heat Pump | 230 | 1 |  |  |  | Single-Speed |  |  |  | 14000 | 965 | 14.5 | 11.2 | 18100 | 1060 | 5 | 4.2 | Federally-Regulated Commercial & Industrial Equipment | 11/12/2015 |  | 02/16/2016
Daikin Comfort Technologies Manufacturing, L.P. | Daikin | WVHC1015*J |  | Water-Source | WBAHP-O: Heat Pump Packaged Un | Heat Pump | 265 | 1 |  |  |  | Single-Speed |  |  |  | 13400 | 924 | 14.5 | 11.2 | 17300 | 1014 | 5 | 4.2 | Federally-Regulated Commercial & Industrial Equipment | 11/12/2015 |  | 02/16/2016
Daikin Comfort Technologies Manufacturing, L.P. | Daikin | WVHC1018*E |  | Water-Source | WBAHP-O: Heat Pump Packaged Un | Heat Pump | 208 | 1 |  |  |  | Single-Speed |  |  |  | 16800 | 1235 | 13.6 | 11.2 | 21200 | 1444 | 4.3 | 4.2 | Federally-Regulated Commercial & Industrial Equipment | 11/12/2015 |  | 02/16/2016
Daikin Comfort Technologies Manufacturing, L.P. | Daikin | WVHC1018*E |  | Water-Source | WBAHP-O: Heat Pump Packaged Un | Heat Pump | 230 | 1 |  |  |  | Single-Speed |  |  |  | 16800 | 1235 | 13.6 | 11.2 | 21200 | 1444 | 4.3 | 4.2 | Federally-Regulated Commercial & Industrial Equipment | 11/12/2015 |  | 02/16/2016
Daikin Comfort Technologies Manufacturing, L.P. | Daikin | WVHC1018*J |  | Water-Source | WBAHP-O: Heat Pump Packaged Un | Heat Pump | 265 | 1 |  |  |  | Single-Speed |  |  |  | 16000 | 1240 | 12.9 | 11.2 | 20100 | 1402 | 4.2 | 4.2 | Federally-Regulated Commercial & Industrial Equipment | 11/12/2015 |  | 02/16/2016
Daikin Comfort Technologies Manufacturing, L.P. | Daikin | WVHC1021*E |  | Water-Source | WBAHP-O: Heat Pump Packaged Un | Heat Pump | 208 | 1 |  |  |  | Single-Speed |  |  |  | 21500 | 1514 | 14.2 | 11.2 | 26700 | 1534 | 5.1 | 4.2 | Federally-Regulated Commercial & Industrial Equipment | 11/12/2015 |  | 02/16/2016
Daikin Comfort Technologies Manufacturing, L.P. | Daikin | WVHC1021*E |  | Water-Source | WBAHP-O: Heat Pump Packaged Un | Heat Pump | 230 | 1 |  |  |  | Single-Speed |  |  |  | 21500 | 1514 | 14.2 | 11.2 | 26700 | 1534 | 5.1 | 4.2 | Federally-Regulated Commercial & Industrial Equipment | 11/12/2015 |  | 02/16/2016
Daikin Comfort Technologies Manufacturing, L.P. | Daikin | WVHC1021*J |  | Water-Source | WBAHP-O: Heat Pump Packaged Un | Heat Pump | 265 | 1 |  |  |  | Single-Speed |  |  |  | 20400 | 1511 | 13.5 | 11.2 | 25400 | 1550 | 4.8 | 4.2 | Federally-Regulated Commercial & Industrial Equipment | 11/12/2015 |  | 02/16/2016
Daikin Comfort Technologies Manufacturing, L.P. | Daikin | WVHC1024*E |  | Water-Source | WBAHP-O: Heat Pump Packaged Un | Heat Pump | 208 | 1 |  |  |  | Single-Speed |  |  |  | 24400 | 1615 | 15.1 | 11.2 | 29000 | 1734 | 4.9 | 4.2 | Federally-Regulated Commercial & Industrial Equipment | 11/12/2015 |  | 02/16/2016
Daikin Comfort Technologies Manufacturing, L.P. | Daikin | WVHC1024*E |  | Water-Source | WBAHP-O: Heat Pump Packaged Un | Heat Pump | 230 | 1 |  |  |  | Single-Speed |  |  |  | 24400 | 1615 | 15.1 | 11.2 | 29000 | 1734 | 4.9 | 4.2 | Federally-Regulated Commercial & Industrial Equipment | 11/12/2015 |  | 02/16/2016
Daikin Comfort Technologies Manufacturing, L.P. | Daikin | WVHC1024*J |  | Water-Source | WBAHP-O: Heat Pump Packaged Un | Heat Pump | 265 | 1 |  |  |  | Single-Speed |  |  |  | 24400 | 1615 | 15.1 | 11.2 | 29000 | 1734 | 4.9 | 4.2 | Federally-Regulated Commercial & Industrial Equipment | 11/12/2015 |  | 02/16/2016
Daikin Comfort Technologies Manufacturing, L.P. | Daikin | WVHC1030*E |  | Water-Source | WBAHP-O: Heat Pump Packaged Un | Heat Pump | 208 | 1 |  |  |  | Single-Speed |  |  |  | 29100 | 1914 | 15.2 | 11.2 | 35700 | 2135 | 4.9 | 4.2 | Federally-Regulated Commercial & Industrial Equipment | 11/12/2015 |  | 02/16/2016
Daikin Comfort Technologies Manufacturing, L.P. | Daikin | WVHC1030*E |  | Water-Source | WBAHP-O: Heat Pump Packaged Un | Heat Pump | 230 | 1 |  |  |  | Single-Speed |  |  |  | 29100 | 1914 | 15.2 | 11.2 | 35700 | 2135 | 4.9 | 4.2 | Federally-Regulated Commercial & Industrial Equipment | 11/12/2015 |  | 02/16/2016
Daikin Comfort Technologies Manufacturing, L.P. | Daikin | WVHC1030*J |  | Water-Source | WBAHP-O: Heat Pump Packaged Un | Heat Pump | 265 | 1 |  |  |  | Single-Speed |  |  |  | 29100 | 1914 | 15.2 | 11.2 | 35700 | 2135 | 4.9 | 4.2 | Federally-Regulated Commercial & Industrial Equipment | 11/12/2015 |  | 02/16/2016
Daikin Comfort Technologies Manufacturing, L.P. | Daikin | WVHC2036*E |  | Water-Source | WBAHP-O: Heat Pump Packaged Un | Heat Pump | 208 | 1 |  |  |  | Single-Speed |  |  |  | 35400 | 2510 | 14.1 | 11.2 | 44900 | 3060 | 4.3 | 4.2 | Federally-Regulated Commercial & Industrial Equipment | 11/12/2015 |  | 02/16/2016
Daikin Comfort Technologies Manufacturing, L.P. | Daikin | WVHC2036*E |  | Water-Source | WBAHP-O: Heat Pump Packaged Un | Heat Pump | 230 | 1 |  |  |  | Single-Speed |  |  |  | 35400 | 2510 | 14.1 | 11.2 | 44900 | 3060 | 4.3 | 4.2 | Federally-Regulated Commercial & Industrial Equipment | 11/12/2015 |  | 02/16/2016
Daikin Comfort Technologies Manufacturing, L.P. | Daikin | WVHC2036*J |  | Water-Source | WBAHP-O: Heat Pump Packaged Un | Heat Pump | 265 | 1 |  |  |  | Single-Speed |  |  |  | 35400 | 2510 | 14.1 | 11.2 | 44900 | 3060 | 4.3 | 4.2 | Federally-Regulated Commercial & Industrial Equipment | 11/12/2015 |  | 02/16/2016
Trane U.S. Inc. | Trane | DXVF0241 |  | Water-Source | WBAHP: Heat Pump Packaged Unit | Heat Pump | 208 | 1 |  |  |  | Dual-Speed |  |  |  | 25700 | 1451 | 17.7 | 11.2 | 31300 | 1730 | 5.3 | 4.2 | Federally-Regulated Commercial & Industrial Equipment | 11/13/2015 |  | 02/16/2016
Trane U.S. Inc. | Trane | DXVF0243 |  | Water-Source | WBAHP: Heat Pump Packaged Unit | Heat Pump | 208 | 3 |  |  |  | Dual-Speed |  |  |  | 25700 | 1451 | 17.7 | 11.2 | 31300 | 1730 | 5.3 | 4.2 | Federally-Regulated Commercial & Industrial Equipment | 11/13/2015 |  | 02/16/2016
Trane U.S. Inc. | Trane | DXVF0244 |  | Water-Source | WBAHP: Heat Pump Packaged Unit | Heat Pump | 460 | 3 |  |  |  | Dual-Speed |  |  |  | 25700 | 1451 | 17.7 | 11.2 | 31300 | 1730 | 5.3 | 4.2 | Federally-Regulated Commercial & Industrial Equipment | 11/13/2015 |  | 02/16/2016
Trane U.S. Inc. | Trane | DXVF0247 |  | Water-Source | WBAHP: Heat Pump Packaged Unit | Heat Pump | 265 | 1 |  |  |  | Dual-Speed |  |  |  | 25700 | 1451 | 17.7 | 11.2 | 31300 | 1730 | 5.3 | 4.2 | Federally-Regulated Commercial & Industrial Equipment | 11/13/2015 |  | 02/16/2016
Trane U.S. Inc. | Trane | DXHF0241 |  | Water-Source | WBAHP: Heat Pump Packaged Unit | Heat Pump | 208 | 1 |  |  |  | Dual-Speed |  |  |  | 26200 | 1480 | 17.7 | 11.2 | 31700 | 1720 | 5.4 | 4.2 | Federally-Regulated Commercial & Industrial Equipment | 11/13/2015 |  | 02/16/2016
Trane U.S. Inc. | Trane | DXHF0243 |  | Water-Source | WBAHP: Heat Pump Packaged Unit | Heat Pump | 208 | 3 |  |  |  | Dual-Speed |  |  |  | 26200 | 1480 | 17.7 | 11.2 | 31700 | 1720 | 5.4 | 4.2 | Federally-Regulated Commercial & Industrial Equipment | 11/13/2015 |  | 02/16/2016
Trane U.S. Inc. | Trane | DXHF0244 |  | Water-Source | WBAHP: Heat Pump Packaged Unit | Heat Pump | 460 | 3 |  |  |  | Dual-Speed |  |  |  | 26200 | 1480 | 17.7 | 11.2 | 31700 | 1720 | 5.4 | 4.2 | Federally-Regulated Commercial & Industrial Equipment | 11/13/2015 |  | 02/16/2016
Trane U.S. Inc. | Trane | DXHF0247 |  | Water-Source | WBAHP: Heat Pump Packaged Unit | Heat Pump | 265 | 1 |  |  |  | Dual-Speed |  |  |  | 26200 | 1480 | 17.7 | 11.2 | 31700 | 1720 | 5.4 | 4.2 | Federally-Regulated Commercial & Industrial Equipment | 11/13/2015 |  | 02/16/2016
Trane U.S. Inc. | Trane | DXVF0241 |  | Ground-Source | WBAHP: Heat Pump Packaged Unit | Heat Pump | 208 | 1 |  |  |  | Dual-Speed |  |  |  | 26400 | 1306 | 20.2 | 13.4 | 19300 | 1414 | 4 | 3.1 | Non Federally-Regulated | 11/13/2015 |  | 02/16/2016
Trane U.S. Inc. | Trane | DXVF0243 |  | Ground-Source | WBAHP: Heat Pump Packaged Unit | Heat Pump | 208 | 3 |  |  |  | Dual-Speed |  |  |  | 26400 | 1306 | 20.2 | 13.4 | 19300 | 1414 | 4 | 3.1 | Non Federally-Regulated | 11/13/2015 |  | 02/16/2016
Trane U.S. Inc. | Trane | DXVF0244 |  | Ground-Source | WBAHP: Heat Pump Packaged Unit | Heat Pump | 460 | 3 |  |  |  | Dual-Speed |  |  |  | 26400 | 1306 | 20.2 | 13.4 | 19300 | 1414 | 4 | 3.1 | Non Federally-Regulated | 11/13/2015 |  | 02/16/2016
Trane U.S. Inc. | Trane | DXVF0247 |  | Ground-Source | WBAHP: Heat Pump Packaged Unit | Heat Pump | 265 | 1 |  |  |  | Dual-Speed |  |  |  | 26400 | 1306 | 20.2 | 13.4 | 19300 | 1414 | 4 | 3.1 | Non Federally-Regulated | 11/13/2015 |  | 02/16/2016
Trane U.S. Inc. | Trane | DXHF0241 |  | Ground-Source | WBAHP: Heat Pump Packaged Unit | Heat Pump | 208 | 1 |  |  |  | Dual-Speed |  |  |  | 27400 | 1343 | 20.4 | 13.4 | 18700 | 1442 | 3.8 | 3.1 | Non Federally-Regulated | 11/13/2015 |  | 02/16/2016
Trane U.S. Inc. | Trane | DXHF0243 |  | Ground-Source | WBAHP: Heat Pump Packaged Unit | Heat Pump | 208 | 3 |  |  |  | Dual-Speed |  |  |  | 27400 | 1343 | 20.4 | 13.4 | 18700 | 1442 | 3.8 | 3.1 | Non Federally-Regulated | 11/13/2015 |  | 02/16/2016
Trane U.S. Inc. | Trane | DXHF0244 |  | Ground-Source | WBAHP: Heat Pump Packaged Unit | Heat Pump | 460 | 3 |  |  |  | Dual-Speed |  |  |  | 27400 | 1343 | 20.4 | 13.4 | 18700 | 1442 | 3.8 | 3.1 | Non Federally-Regulated | 11/13/2015 |  | 02/16/2016
Trane U.S. Inc. | Trane | DXHF0247 |  | Ground-Source | WBAHP: Heat Pump Packaged Unit | Heat Pump | 265 | 1 |  |  |  | Dual-Speed |  |  |  | 27400 | 1343 | 20.4 | 13.4 | 18700 | 1442 | 3.8 | 3.1 | Non Federally-Regulated | 11/13/2015 |  | 02/16/2016
Trane U.S. Inc. | Trane | DXVF0241 |  | Ground-Water-Source | WBAHP: Heat Pump Packaged Unit | Heat Pump | 208 | 1 |  |  |  | Dual-Speed |  |  |  | 28000 | 1085 | 25.8 | 16.2 | 25400 | 1519 | 4.9 | 3.6 | Non Federally-Regulated | 11/13/2015 |  | 02/16/2016
Trane U.S. Inc. | Trane | DXVF0243 |  | Ground-Water-Source | WBAHP: Heat Pump Packaged Unit | Heat Pump | 208 | 3 |  |  |  | Dual-Speed |  |  |  | 28000 | 1085 | 25.8 | 16.2 | 25400 | 1519 | 4.9 | 3.6 | Non Federally-Regulated | 11/13/2015 |  | 02/16/2016
Trane U.S. Inc. | Trane | DXVF0244 |  | Ground-Water-Source | WBAHP: Heat Pump Packaged Unit | Heat Pump | 460 | 3 |  |  |  | Dual-Speed |  |  |  | 28000 | 1085 | 25.8 | 16.2 | 25400 | 1519 | 4.9 | 3.6 | Non Federally-Regulated | 11/13/2015 |  | 02/16/2016
Trane U.S. Inc. | Trane | DXVF0247 |  | Ground-Water-Source | WBAHP: Heat Pump Packaged Unit | Heat Pump | 265 | 1 |  |  |  | Dual-Speed |  |  |  | 28000 | 1085 | 25.8 | 16.2 | 25400 | 1519 | 4.9 | 3.6 | Non Federally-Regulated | 11/13/2015 |  | 02/16/2016
Trane U.S. Inc. | Trane | DXHF0241 |  | Ground-Water-Source | WBAHP: Heat Pump Packaged Unit | Heat Pump | 208 | 1 |  |  |  | Dual-Speed |  |  |  | 29100 | 1119 | 26 | 16.2 | 25600 | 1596 | 4.7 | 3.6 | Non Federally-Regulated | 11/13/2015 |  | 02/16/2016
Trane U.S. Inc. | Trane | DXHF0243 |  | Ground-Water-Source | WBAHP: Heat Pump Packaged Unit | Heat Pump | 208 | 3 |  |  |  | Dual-Speed |  |  |  | 29100 | 1119 | 26 | 16.2 | 25600 | 1596 | 4.7 | 3.6 | Non Federally-Regulated | 11/13/2015 |  | 02/16/2016
Trane U.S. Inc. | Trane | DXHF0244 |  | Ground-Water-Source | WBAHP: Heat Pump Packaged Unit | Heat Pump | 460 | 3 |  |  |  | Dual-Speed |  |  |  | 29100 | 1119 | 26 | 16.2 | 25600 | 1596 | 4.7 | 3.6 | Non Federally-Regulated | 11/13/2015 |  | 02/16/2016
Trane U.S. Inc. | Trane | DXHF0247 |  | Ground-Water-Source | WBAHP: Heat Pump Packaged Unit | Heat Pump | 265 | 1 |  |  |  | Dual-Speed |  |  |  | 29100 | 1119 | 26 | 16.2 | 25600 | 1596 | 4.7 | 3.6 | Non Federally-Regulated | 11/13/2015 |  | 02/16/2016
Trane U.S. Inc. | Trane | DXVF0361 |  | Water-Source | WBAHP: Heat Pump Packaged Unit | Heat Pump | 208 | 1 |  |  |  | Dual-Speed |  |  |  | 37200 | 2240 | 16.6 | 11.2 | 47100 | 2706 | 5.1 | 4.2 | Federally-Regulated Commercial & Industrial Equipment | 11/13/2015 |  | 02/16/2016
Trane U.S. Inc. | Trane | DXVF0363 |  | Water-Source | WBAHP: Heat Pump Packaged Unit | Heat Pump | 208 | 3 |  |  |  | Dual-Speed |  |  |  | 37200 | 2240 | 16.6 | 11.2 | 47100 | 2706 | 5.1 | 4.2 | Federally-Regulated Commercial & Industrial Equipment | 11/13/2015 |  | 02/16/2016
Trane U.S. Inc. | Trane | DXVF0364 |  | Water-Source | WBAHP: Heat Pump Packaged Unit | Heat Pump | 460 | 3 |  |  |  | Dual-Speed |  |  |  | 37200 | 2240 | 16.6 | 11.2 | 47100 | 2706 | 5.1 | 4.2 | Federally-Regulated Commercial & Industrial Equipment | 11/13/2015 |  | 02/16/2016
Trane U.S. Inc. | Trane | DXVF0367 |  | Water-Source | WBAHP: Heat Pump Packaged Unit | Heat Pump | 265 | 1 |  |  |  | Dual-Speed |  |  |  | 37200 | 2240 | 16.6 | 11.2 | 47100 | 2706 | 5.1 | 4.2 | Federally-Regulated Commercial & Industrial Equipment | 11/13/2015 |  | 02/16/2016
Trane U.S. Inc. | Trane | DXHF0361 |  | Water-Source | WBAHP: Heat Pump Packaged Unit | Heat Pump | 208 | 1 |  |  |  | Dual-Speed |  |  |  | 37400 | 2294 | 16.3 | 11.2 | 47500 | 2729 | 5.1 | 4.2 | Federally-Regulated Commercial & Industrial Equipment | 11/13/2015 |  | 02/16/2016
Trane U.S. Inc. | Trane | DXHF0363 |  | Water-Source | WBAHP: Heat Pump Packaged Unit | Heat Pump | 208 | 3 |  |  |  | Dual-Speed |  |  |  | 37400 | 2294 | 16.3 | 11.2 | 47500 | 2729 | 5.1 | 4.2 | Federally-Regulated Commercial & Industrial Equipment | 11/13/2015 |  | 02/16/2016
Trane U.S. Inc. | Trane | DXHF0364 |  | Water-Source | WBAHP: Heat Pump Packaged Unit | Heat Pump | 460 | 3 |  |  |  | Dual-Speed |  |  |  | 37400 | 2294 | 16.3 | 11.2 | 47500 | 2729 | 5.1 | 4.2 | Federally-Regulated Commercial & Industrial Equipment | 11/13/2015 |  | 02/16/2016
Trane U.S. Inc. | Trane | DXHF0367 |  | Water-Source | WBAHP: Heat Pump Packaged Unit | Heat Pump | 265 | 1 |  |  |  | Dual-Speed |  |  |  | 37400 | 2294 | 16.3 | 11.2 | 47500 | 2729 | 5.1 | 4.2 | Federally-Regulated Commercial & Industrial Equipment | 11/13/2015 |  | 02/16/2016
Trane U.S. Inc. | Trane | DXVF0361 |  | Ground-Source | WBAHP: Heat Pump Packaged Unit | Heat Pump | 208 | 1 |  |  |  | Dual-Speed |  |  |  | 38400 | 2010 | 19.1 | 13.4 | 30200 | 2212 | 4 | 3.1 | Non Federally-Regulated | 11/13/2015 |  | 02/16/2016
Trane U.S. Inc. | Trane | DXVF0363 |  | Ground-Source | WBAHP: Heat Pump Packaged Unit | Heat Pump | 208 | 3 |  |  |  | Dual-Speed |  |  |  | 38400 | 2010 | 19.1 | 13.4 | 30200 | 2212 | 4 | 3.1 | Non Federally-Regulated | 11/13/2015 |  | 02/16/2016
Trane U.S. Inc. | Trane | DXVF0364 |  | Ground-Source | WBAHP: Heat Pump Packaged Unit | Heat Pump | 460 | 3 |  |  |  | Dual-Speed |  |  |  | 38400 | 2010 | 19.1 | 13.4 | 30200 | 2212 | 4 | 3.1 | Non Federally-Regulated | 11/13/2015 |  | 02/16/2016
Trane U.S. Inc. | Trane | DXVF0367 |  | Ground-Source | WBAHP: Heat Pump Packaged Unit | Heat Pump | 265 | 1 |  |  |  | Dual-Speed |  |  |  | 38400 | 2010 | 19.1 | 13.4 | 30200 | 2212 | 4 | 3.1 | Non Federally-Regulated | 11/13/2015 |  | 02/16/2016
Trane U.S. Inc. | Trane | DXHF0361 |  | Ground-Source | WBAHP: Heat Pump Packaged Unit | Heat Pump | 208 | 1 |  |  |  | Dual-Speed |  |  |  | 39100 | 2090 | 18.7 | 13.4 | 29200 | 2252 | 3.8 | 3.1 | Non Federally-Regulated | 11/13/2015 |  | 02/16/2016
Trane U.S. Inc. | Trane | DXHF0363 |  | Ground-Source | WBAHP: Heat Pump Packaged Unit | Heat Pump | 208 | 3 |  |  |  | Dual-Speed |  |  |  | 39100 | 2090 | 18.7 | 13.4 | 29200 | 2252 | 3.8 | 3.1 | Non Federally-Regulated | 11/13/2015 |  | 02/16/2016
Trane U.S. Inc. | Trane | DXHF0364 |  | Ground-Source | WBAHP: Heat Pump Packaged Unit | Heat Pump | 460 | 3 |  |  |  | Dual-Speed |  |  |  | 39100 | 2090 | 18.7 | 13.4 | 29200 | 2252 | 3.8 | 3.1 | Non Federally-Regulated | 11/13/2015 |  | 02/16/2016
Trane U.S. Inc. | Trane | DXHF0367 |  | Ground-Source | WBAHP: Heat Pump Packaged Unit | Heat Pump | 265 | 1 |  |  |  | Dual-Speed |  |  |  | 39100 | 2090 | 18.7 | 13.4 | 29200 | 2252 | 3.8 | 3.1 | Non Federally-Regulated | 11/13/2015 |  | 02/16/2016
Trane U.S. Inc. | Trane | DXVF0361 |  | Ground-Water-Source | WBAHP: Heat Pump Packaged Unit | Heat Pump | 208 | 1 |  |  |  | Dual-Speed |  |  |  | 40700 | 1688 | 24.1 | 16.2 | 38800 | 2419 | 4.7 | 3.6 | Non Federally-Regulated | 11/13/2015 |  | 02/16/2016
Trane U.S. Inc. | Trane | DXVF0363 |  | Ground-Water-Source | WBAHP: Heat Pump Packaged Unit | Heat Pump | 208 | 3 |  |  |  | Dual-Speed |  |  |  | 40700 | 1688 | 24.1 | 16.2 | 38800 | 2419 | 4.7 | 3.6 | Non Federally-Regulated | 11/13/2015 |  | 02/16/2016
Trane U.S. Inc. | Trane | DXVF0364 |  | Ground-Water-Source | WBAHP: Heat Pump Packaged Unit | Heat Pump | 460 | 3 |  |  |  | Dual-Speed |  |  |  | 40700 | 1688 | 24.1 | 16.2 | 38800 | 2419 | 4.7 | 3.6 | Non Federally-Regulated | 11/13/2015 |  | 02/16/2016
Trane U.S. Inc. | Trane | DXVF0367 |  | Ground-Water-Source | WBAHP: Heat Pump Packaged Unit | Heat Pump | 265 | 1 |  |  |  | Dual-Speed |  |  |  | 40700 | 1688 | 24.1 | 16.2 | 38800 | 2419 | 4.7 | 3.6 | Non Federally-Regulated | 11/13/2015 |  | 02/16/2016
Trane U.S. Inc. | Trane | DXHF0361 |  | Ground-Water-Source | WBAHP: Heat Pump Packaged Unit | Heat Pump | 208 | 1 |  |  |  | Dual-Speed |  |  |  | 41800 | 1734 | 24.1 | 16.2 | 39500 | 2463 | 4.7 | 3.6 | Non Federally-Regulated | 11/13/2015 |  | 02/16/2016
Trane U.S. Inc. | Trane | DXHF0363 |  | Ground-Water-Source | WBAHP: Heat Pump Packaged Unit | Heat Pump | 208 | 3 |  |  |  | Dual-Speed |  |  |  | 41800 | 1734 | 24.1 | 16.2 | 39500 | 2463 | 4.7 | 3.6 | Non Federally-Regulated | 11/13/2015 |  | 02/16/2016
Trane U.S. Inc. | Trane | DXHF0364 |  | Ground-Water-Source | WBAHP: Heat Pump Packaged Unit | Heat Pump | 460 | 3 |  |  |  | Dual-Speed |  |  |  | 41800 | 1734 | 24.1 | 16.2 | 39500 | 2463 | 4.7 | 3.6 | Non Federally-Regulated | 11/13/2015 |  | 02/16/2016
Trane U.S. Inc. | Trane | DXHF0367 |  | Ground-Water-Source | WBAHP: Heat Pump Packaged Unit | Heat Pump | 265 | 1 |  |  |  | Dual-Speed |  |  |  | 41800 | 1734 | 24.1 | 16.2 | 39500 | 2463 | 4.7 | 3.6 | Non Federally-Regulated | 11/13/2015 |  | 02/16/2016
Trane U.S. Inc. | Trane | DXVF0481 |  | Water-Source | WBAHP: Heat Pump Packaged Unit | Heat Pump | 208 | 1 |  |  |  | Dual-Speed |  |  |  | 49500 | 2894 | 17.1 | 11.2 | 61100 | 3255 | 5.5 | 4.2 | Federally-Regulated Commercial & Industrial Equipment | 11/13/2015 |  | 02/16/2016
Trane U.S. Inc. | Trane | DXVF0483 |  | Water-Source | WBAHP: Heat Pump Packaged Unit | Heat Pump | 208 | 3 |  |  |  | Dual-Speed |  |  |  | 49500 | 2894 | 17.1 | 11.2 | 61100 | 3255 | 5.5 | 4.2 | Federally-Regulated Commercial & Industrial Equipment | 11/13/2015 |  | 02/16/2016
Trane U.S. Inc. | Trane | DXVF0484 |  | Water-Source | WBAHP: Heat Pump Packaged Unit | Heat Pump | 460 | 3 |  |  |  | Dual-Speed |  |  |  | 49500 | 2894 | 17.1 | 11.2 | 61100 | 3255 | 5.5 | 4.2 | Federally-Regulated Commercial & Industrial Equipment | 11/13/2015 |  | 02/16/2016
Trane U.S. Inc. | Trane | DXVF0481 |  | Ground-Source | WBAHP: Heat Pump Packaged Unit | Heat Pump | 208 | 1 |  |  |  | Dual-Speed |  |  |  | 51100 | 2634 | 19.4 | 13.4 | 39300 | 2809 | 4.1 | 3.1 | Non Federally-Regulated | 11/13/2015 |  | 02/16/2016
Trane U.S. Inc. | Trane | DXVF0483 |  | Ground-Source | WBAHP: Heat Pump Packaged Unit | Heat Pump | 208 | 3 |  |  |  | Dual-Speed |  |  |  | 51100 | 2634 | 19.4 | 13.4 | 39300 | 2809 | 4.1 | 3.1 | Non Federally-Regulated | 11/13/2015 |  | 02/16/2016
Trane U.S. Inc. | Trane | DXVF0484 |  | Ground-Source | WBAHP: Heat Pump Packaged Unit | Heat Pump | 460 | 3 |  |  |  | Dual-Speed |  |  |  | 51100 | 2634 | 19.4 | 13.4 | 39300 | 2809 | 4.1 | 3.1 | Non Federally-Regulated | 11/13/2015 |  | 02/16/2016
Trane U.S. Inc. | Trane | DXHF0481 |  | Water-Source | WBAHP: Heat Pump Packaged Unit | Heat Pump | 208 | 1 |  |  |  | Dual-Speed |  |  |  | 51200 | 2976 | 17.2 | 11.2 | 62400 | 3386 | 5.4 | 4.2 | Federally-Regulated Commercial & Industrial Equipment | 11/13/2015 |  | 02/16/2016
Trane U.S. Inc. | Trane | DXHF0483 |  | Water-Source | WBAHP: Heat Pump Packaged Unit | Heat Pump | 208 | 3 |  |  |  | Dual-Speed |  |  |  | 51200 | 2976 | 17.2 | 11.2 | 62400 | 3386 | 5.4 | 4.2 | Federally-Regulated Commercial & Industrial Equipment | 11/13/2015 |  | 02/16/2016
Trane U.S. Inc. | Trane | DXHF0484 |  | Water-Source | WBAHP: Heat Pump Packaged Unit | Heat Pump | 460 | 3 |  |  |  | Dual-Speed |  |  |  | 51200 | 2976 | 17.2 | 11.2 | 62400 | 3386 | 5.4 | 4.2 | Federally-Regulated Commercial & Industrial Equipment | 11/13/2015 |  | 02/16/2016
Trane U.S. Inc. | Trane | DXHF0481 |  | Ground-Source | WBAHP: Heat Pump Packaged Unit | Heat Pump | 208 | 1 |  |  |  | Dual-Speed |  |  |  | 53000 | 2717 | 19.5 | 13.4 | 38800 | 2915 | 3.9 | 3.1 | Non Federally-Regulated | 11/13/2015 |  | 02/16/2016
Trane U.S. Inc. | Trane | DXHF0483 |  | Ground-Source | WBAHP: Heat Pump Packaged Unit | Heat Pump | 208 | 3 |  |  |  | Dual-Speed |  |  |  | 53000 | 2717 | 19.5 | 13.4 | 38800 | 2915 | 3.9 | 3.1 | Non Federally-Regulated | 11/13/2015 |  | 02/16/2016
Trane U.S. Inc. | Trane | DXHF0484 |  | Ground-Source | WBAHP: Heat Pump Packaged Unit | Heat Pump | 460 | 3 |  |  |  | Dual-Speed |  |  |  | 53000 | 2717 | 19.5 | 13.4 | 38800 | 2915 | 3.9 | 3.1 | Non Federally-Regulated | 11/13/2015 |  | 02/16/2016
Trane U.S. Inc. | Trane | DXVF0481 |  | Ground-Water-Source | WBAHP: Heat Pump Packaged Unit | Heat Pump | 208 | 1 |  |  |  | Dual-Speed |  |  |  | 54200 | 2185 | 24.8 | 16.2 | 50400 | 3014 | 4.9 | 3.6 | Non Federally-Regulated | 11/13/2015 |  | 02/16/2016
Trane U.S. Inc. | Trane | DXVF0483 |  | Ground-Water-Source | WBAHP: Heat Pump Packaged Unit | Heat Pump | 208 | 3 |  |  |  | Dual-Speed |  |  |  | 54200 | 2185 | 24.8 | 16.2 | 50400 | 3014 | 4.9 | 3.6 | Non Federally-Regulated | 11/13/2015 |  | 02/16/2016
Trane U.S. Inc. | Trane | DXVF0484 |  | Ground-Water-Source | WBAHP: Heat Pump Packaged Unit | Heat Pump | 460 | 3 |  |  |  | Dual-Speed |  |  |  | 54200 | 2185 | 24.8 | 16.2 | 50400 | 3014 | 4.9 | 3.6 | Non Federally-Regulated | 11/13/2015 |  | 02/16/2016
Trane U.S. Inc. | Trane | DXHF0481 |  | Ground-Water-Source | WBAHP: Heat Pump Packaged Unit | Heat Pump | 208 | 1 |  |  |  | Dual-Speed |  |  |  | 56600 | 2291 | 24.7 | 16.2 | 50800 | 3101 | 4.8 | 3.6 | Non Federally-Regulated | 11/13/2015 |  | 02/16/2016
Trane U.S. Inc. | Trane | DXHF0483 |  | Ground-Water-Source | WBAHP: Heat Pump Packaged Unit | Heat Pump | 208 | 3 |  |  |  | Dual-Speed |  |  |  | 56600 | 2291 | 24.7 | 16.2 | 50800 | 3101 | 4.8 | 3.6 | Non Federally-Regulated | 11/13/2015 |  | 02/16/2016
Trane U.S. Inc. | Trane | DXHF0484 |  | Ground-Water-Source | WBAHP: Heat Pump Packaged Unit | Heat Pump | 460 | 3 |  |  |  | Dual-Speed |  |  |  | 56600 | 2291 | 24.7 | 16.2 | 50800 | 3101 | 4.8 | 3.6 | Non Federally-Regulated | 11/13/2015 |  | 02/16/2016
Trane U.S. Inc. | Trane | DXVF0601 |  | Water-Source | WBAHP: Heat Pump Packaged Unit | Heat Pump | 208 | 1 |  |  |  | Dual-Speed |  |  |  | 59800 | 3714 | 16.1 | 11.2 | 79000 | 4368 | 5.3 | 4.2 | Federally-Regulated Commercial & Industrial Equipment | 11/13/2015 |  | 02/16/2016
Trane U.S. Inc. | Trane | DXVF0603 |  | Water-Source | WBAHP: Heat Pump Packaged Unit | Heat Pump | 208 | 3 |  |  |  | Dual-Speed |  |  |  | 59800 | 3714 | 16.1 | 11.2 | 79000 | 4368 | 5.3 | 4.2 | Federally-Regulated Commercial & Industrial Equipment | 11/13/2015 |  | 02/16/2016
Trane U.S. Inc. | Trane | DXVF0604 |  | Water-Source | WBAHP: Heat Pump Packaged Unit | Heat Pump | 460 | 3 |  |  |  | Dual-Speed |  |  |  | 59800 | 3714 | 16.1 | 11.2 | 79000 | 4368 | 5.3 | 4.2 | Federally-Regulated Commercial & Industrial Equipment | 11/13/2015 |  | 02/16/2016
Trane U.S. Inc. | Trane | DXVF0601 |  | Ground-Source | WBAHP: Heat Pump Packaged Unit | Heat Pump | 208 | 1 |  |  |  | Dual-Speed |  |  |  | 62100 | 3412 | 18.2 | 13.4 | 51100 | 3744 | 4 | 3.1 | Non Federally-Regulated | 11/13/2015 |  | 02/16/2016
Trane U.S. Inc. | Trane | DXVF0603 |  | Ground-Source | WBAHP: Heat Pump Packaged Unit | Heat Pump | 208 | 3 |  |  |  | Dual-Speed |  |  |  | 62100 | 3412 | 18.2 | 13.4 | 51100 | 3744 | 4 | 3.1 | Non Federally-Regulated | 11/13/2015 |  | 02/16/2016
Trane U.S. Inc. | Trane | DXVF0604 |  | Ground-Source | WBAHP: Heat Pump Packaged Unit | Heat Pump | 460 | 3 |  |  |  | Dual-Speed |  |  |  | 62100 | 3412 | 18.2 | 13.4 | 51100 | 3744 | 4 | 3.1 | Non Federally-Regulated | 11/13/2015 |  | 02/16/2016
Trane U.S. Inc. | Trane | DXVF0601 |  | Ground-Water-Source | WBAHP: Heat Pump Packaged Unit | Heat Pump | 208 | 1 |  |  |  | Dual-Speed | 2528 | 705 |  | 65700 | 2894 | 22.7 | 16.2 | 65400 | 3993 | 4.8 | 3.6 | Non Federally-Regulated | 11/13/2015 |  | 02/16/2016
Trane U.S. Inc. | Trane | DXVF0603 |  | Ground-Water-Source | WBAHP: Heat Pump Packaged Unit | Heat Pump | 208 | 3 |  |  |  | Dual-Speed | 2528 | 705 |  | 65700 | 2894 | 22.7 | 16.2 | 65400 | 3993 | 4.8 | 3.6 | Non Federally-Regulated | 11/13/2015 |  | 02/16/2016
Trane U.S. Inc. | Trane | DXVF0604 |  | Ground-Water-Source | WBAHP: Heat Pump Packaged Unit | Heat Pump | 460 | 3 |  |  |  | Dual-Speed | 2528 | 705 |  | 65700 | 2894 | 22.7 | 16.2 | 65400 | 3993 | 4.8 | 3.6 | Non Federally-Regulated | 11/13/2015 |  | 02/16/2016
Trane U.S. Inc. | Trane | DXHF0701 |  | Water-Source | WBAHP: Heat Pump Packaged Unit | Heat Pump | 208 | 1 |  |  |  | Dual-Speed | 3943 | 810 |  | 67800 | 4374 | 15.5 | 12 | 88300 | 5281 | 4.9 | 4.2 | Federally-Regulated Commercial & Industrial Equipment | 11/13/2015 |  | 02/16/2016
Trane U.S. Inc. | Trane | DXHF0704 |  | Water-Source | WBAHP: Heat Pump Packaged Unit | Heat Pump | 460 | 3 |  |  |  | Dual-Speed | 3943 | 810 |  | 67800 | 4374 | 15.5 | 12 | 88300 | 5281 | 4.9 | 4.2 | Federally-Regulated Commercial & Industrial Equipment | 11/13/2015 |  | 02/16/2016
Trane U.S. Inc. | Trane | DXVF0701 |  | Water-Source | WBAHP: Heat Pump Packaged Unit | Heat Pump | 208 | 1 |  |  |  | Dual-Speed | 3977 | 715 |  | 68300 | 4378 | 15.6 | 12 | 90300 | 5400 | 4.9 | 4.2 | Federally-Regulated Commercial & Industrial Equipment | 11/13/2015 |  | 02/16/2016
Trane U.S. Inc. | Trane | DXVF0703 |  | Water-Source | WBAHP: Heat Pump Packaged Unit | Heat Pump | 208 | 3 |  |  |  | Dual-Speed | 3977 | 715 |  | 68300 | 4378 | 15.6 | 12 | 90300 | 5400 | 4.9 | 4.2 | Federally-Regulated Commercial & Industrial Equipment | 11/13/2015 |  | 02/16/2016
Trane U.S. Inc. | Trane | DXVF0704 |  | Water-Source | WBAHP: Heat Pump Packaged Unit | Heat Pump | 460 | 3 |  |  |  | Dual-Speed | 3977 | 715 |  | 68300 | 4378 | 15.6 | 12 | 90300 | 5400 | 4.9 | 4.2 | Federally-Regulated Commercial & Industrial Equipment | 11/13/2015 |  | 02/16/2016
Trane U.S. Inc. | Trane | DXHF0701 |  | Ground-Source | WBAHP: Heat Pump Packaged Unit | Heat Pump | 208 | 1 |  |  |  | Dual-Speed | 3559 | 810 |  | 70400 | 4000 | 17.6 | 13.4 | 56800 | 4380 | 3.8 | 3.1 | Non Federally-Regulated | 11/13/2015 |  | 02/16/2016
Trane U.S. Inc. | Trane | DXHF0703 |  | Ground-Source | WBAHP: Heat Pump Packaged Unit | Heat Pump | 208 | 3 |  |  |  | Dual-Speed | 3559 | 810 |  | 70400 | 4000 | 17.6 | 13.4 | 56800 | 4380 | 3.8 | 3.1 | Non Federally-Regulated | 11/13/2015 |  | 02/16/2016
Trane U.S. Inc. | Trane | DXHF0704 |  | Ground-Source | WBAHP: Heat Pump Packaged Unit | Heat Pump | 460 | 3 |  |  |  | Dual-Speed | 3559 | 810 |  | 70400 | 4000 | 17.6 | 13.4 | 56800 | 4380 | 3.8 | 3.1 | Non Federally-Regulated | 11/13/2015 |  | 02/16/2016
Trane U.S. Inc. | Trane | DXVF0701 |  | Ground-Source | WBAHP: Heat Pump Packaged Unit | Heat Pump | 208 | 1 |  |  |  | Dual-Speed | 3579 | 715 |  | 70700 | 3971 | 17.8 | 13.4 | 58500 | 4396 | 3.9 | 3.1 | Non Federally-Regulated | 11/13/2015 |  | 02/16/2016
Trane U.S. Inc. | Trane | DXVF0703 |  | Ground-Source | WBAHP: Heat Pump Packaged Unit | Heat Pump | 208 | 3 |  |  |  | Dual-Speed | 3579 | 715 |  | 70700 | 3971 | 17.8 | 13.4 | 58500 | 4396 | 3.9 | 3.1 | Non Federally-Regulated | 11/13/2015 |  | 02/16/2016
Trane U.S. Inc. | Trane | DXVF0704 |  | Ground-Source | WBAHP: Heat Pump Packaged Unit | Heat Pump | 460 | 3 |  |  |  | Dual-Speed | 3579 | 715 |  | 70700 | 3971 | 17.8 | 13.4 | 58500 | 4396 | 3.9 | 3.1 | Non Federally-Regulated | 11/13/2015 |  | 02/16/2016
Trane U.S. Inc. | Trane | DXHF0701 |  | Ground-Water-Source | WBAHP: Heat Pump Packaged Unit | Heat Pump | 208 | 1 |  |  |  | Dual-Speed | 2908 | 810 |  | 74100 | 3352 | 22.1 | 16.2 | 72700 | 4734 | 4.5 | 3.6 | Non Federally-Regulated | 11/13/2015 |  | 02/16/2016
Trane U.S. Inc. | Trane | DXHF0703 |  | Ground-Water-Source | WBAHP: Heat Pump Packaged Unit | Heat Pump | 208 | 3 |  |  |  | Dual-Speed | 2908 | 810 |  | 74100 | 3352 | 22.1 | 16.2 | 72700 | 4734 | 4.5 | 3.6 | Non Federally-Regulated | 11/13/2015 |  | 02/16/2016
Trane U.S. Inc. | Trane | DXHF0704 |  | Ground-Water-Source | WBAHP: Heat Pump Packaged Unit | Heat Pump | 460 | 3 |  |  |  | Dual-Speed | 2908 | 810 |  | 74100 | 3352 | 22.1 | 16.2 | 72700 | 4734 | 4.5 | 3.6 | Non Federally-Regulated | 11/13/2015 |  | 02/16/2016
Trane U.S. Inc. | Trane | DXVF0701 |  | Ground-Water-Source | WBAHP: Heat Pump Packaged Unit | Heat Pump | 208 | 1 |  |  |  | Dual-Speed | 2931 | 715 |  | 74600 | 3315 | 22.5 | 16.2 | 75000 | 4884 | 4.5 | 3.6 | Non Federally-Regulated | 11/13/2015 |  | 02/16/2016
Trane U.S. Inc. | Trane | DXVF0703 |  | Ground-Water-Source | WBAHP: Heat Pump Packaged Unit | Heat Pump | 208 | 3 |  |  |  | Dual-Speed | 2931 | 715 |  | 74600 | 3315 | 22.5 | 16.2 | 75000 | 4884 | 4.5 | 3.6 | Non Federally-Regulated | 11/13/2015 |  | 02/16/2016
Trane U.S. Inc. | Trane | DXVF0704 |  | Ground-Water-Source | WBAHP: Heat Pump Packaged Unit | Heat Pump | 460 | 3 |  |  |  | Dual-Speed | 2931 | 715 |  | 74600 | 3315 | 22.5 | 16.2 | 75000 | 4884 | 4.5 | 3.6 | Non Federally-Regulated | 11/13/2015 |  | 02/16/2016
Enertech Global, LLC | GEOEXCEL | AHT024B |  | Ground-Source | WBAHP: Heat Pump Packaged Unit | Heat Pump | 208 | 1 |  |  |  | Single-Speed |  |  |  | 23700 | 1346 | 17.6 | 13.4 | 18900 | 1457 | 3.8 | 3.1 | Non Federally-Regulated | 11/12/2015 |  | 02/18/2016
Enertech Global, LLC | GEOEXCEL | AHT024B |  | Ground-Source | WBAHP: Heat Pump Packaged Unit | Heat Pump | 230 | 1 |  |  |  | Single-Speed |  |  |  | 23700 | 1346 | 17.6 | 13.4 | 18900 | 1457 | 3.8 | 3.1 | Non Federally-Regulated | 11/12/2015 |  | 02/18/2016
Enertech Global, LLC | GEOEXCEL | AHT024B2 |  | Ground-Source | WBAHP: Heat Pump Packaged Unit | Heat Pump | 208 | 3 |  |  |  | Single-Speed |  |  |  | 23700 | 1346 | 17.6 | 13.4 | 18900 | 1457 | 3.8 | 3.1 | Non Federally-Regulated | 11/12/2015 |  | 02/18/2016
Enertech Global, LLC | GEOEXCEL | AHT024B2 |  | Ground-Source | WBAHP: Heat Pump Packaged Unit | Heat Pump | 230 | 3 |  |  |  | Single-Speed |  |  |  | 23700 | 1346 | 17.6 | 13.4 | 18900 | 1457 | 3.8 | 3.1 | Non Federally-Regulated | 11/12/2015 |  | 02/18/2016
Enertech Global, LLC | GEOEXCEL | AHT024B3 |  | Ground-Source | WBAHP: Heat Pump Packaged Unit | Heat Pump | 460 | 3 |  |  |  | Single-Speed |  |  |  | 23700 | 1346 | 17.6 | 13.4 | 18900 | 1457 | 3.8 | 3.1 | Non Federally-Regulated | 11/12/2015 |  | 02/18/2016
Enertech Global, LLC | GEOEXCEL | AHT036B |  | Ground-Source | WBAHP: Heat Pump Packaged Unit | Heat Pump | 208 | 1 |  |  |  | Single-Speed |  |  |  | 35400 | 2107 | 16.8 | 13.4 | 29200 | 2194 | 3.9 | 3.1 | Non Federally-Regulated | 11/12/2015 |  | 02/18/2016
Enertech Global, LLC | GEOEXCEL | AHT036B |  | Ground-Source | WBAHP: Heat Pump Packaged Unit | Heat Pump | 230 | 1 |  |  |  | Single-Speed |  |  |  | 35400 | 2107 | 16.8 | 13.4 | 29200 | 2194 | 3.9 | 3.1 | Non Federally-Regulated | 11/12/2015 |  | 02/18/2016
Enertech Global, LLC | GEOEXCEL | AHT036B2 |  | Ground-Source | WBAHP: Heat Pump Packaged Unit | Heat Pump | 208 | 3 |  |  |  | Single-Speed |  |  |  | 35400 | 2107 | 16.8 | 13.4 | 29200 | 2194 | 3.9 | 3.1 | Non Federally-Regulated | 11/12/2015 |  | 02/18/2016
Enertech Global, LLC | GEOEXCEL | AHT036B2 |  | Ground-Source | WBAHP: Heat Pump Packaged Unit | Heat Pump | 230 | 3 |  |  |  | Single-Speed |  |  |  | 35400 | 2107 | 16.8 | 13.4 | 29200 | 2194 | 3.9 | 3.1 | Non Federally-Regulated | 11/12/2015 |  | 02/18/2016
Enertech Global, LLC | GEOEXCEL | AHT036B3 |  | Ground-Source | WBAHP: Heat Pump Packaged Unit | Heat Pump | 460 | 3 |  |  |  | Single-Speed |  |  |  | 35400 | 2107 | 16.8 | 13.4 | 29200 | 2194 | 3.9 | 3.1 | Non Federally-Regulated | 11/12/2015 |  | 02/18/2016
Enertech Global, LLC | GEOEXCEL | AHT048B |  | Ground-Source | WBAHP: Heat Pump Packaged Unit | Heat Pump | 208 | 1 |  |  |  | Single-Speed |  |  |  | 49500 | 2719 | 18.2 | 13.4 | 37200 | 2795 | 3.9 | 3.1 | Non Federally-Regulated | 11/12/2015 |  | 02/18/2016
Enertech Global, LLC | GEOEXCEL | AHT048B |  | Ground-Source | WBAHP: Heat Pump Packaged Unit | Heat Pump | 230 | 1 |  |  |  | Single-Speed |  |  |  | 49500 | 2719 | 18.2 | 13.4 | 37200 | 2795 | 3.9 | 3.1 | Non Federally-Regulated | 11/12/2015 |  | 02/18/2016
Enertech Global, LLC | GEOEXCEL | AHT048B2 |  | Ground-Source | WBAHP: Heat Pump Packaged Unit | Heat Pump | 208 | 3 |  |  |  | Single-Speed |  |  |  | 49500 | 2719 | 18.2 | 13.4 | 37200 | 2795 | 3.9 | 3.1 | Non Federally-Regulated | 11/12/2015 |  | 02/18/2016
Enertech Global, LLC | GEOEXCEL | AHT048B2 |  | Ground-Source | WBAHP: Heat Pump Packaged Unit | Heat Pump | 230 | 3 |  |  |  | Single-Speed |  |  |  | 49500 | 2719 | 18.2 | 13.4 | 37200 | 2795 | 3.9 | 3.1 | Non Federally-Regulated | 11/12/2015 |  | 02/18/2016
Enertech Global, LLC | GEOEXCEL | AHT048B3 |  | Ground-Source | WBAHP: Heat Pump Packaged Unit | Heat Pump | 460 | 3 |  |  |  | Single-Speed |  |  |  | 49500 | 2719 | 18.2 | 13.4 | 37200 | 2795 | 3.9 | 3.1 | Non Federally-Regulated | 11/12/2015 |  | 02/18/2016
Enertech Global, LLC | GEOEXCEL | AHT060B |  | Ground-Source | WBAHP: Heat Pump Packaged Unit | Heat Pump | 208 | 1 |  |  |  | Single-Speed |  |  |  | 60400 | 3451 | 17.5 | 13.4 | 46400 | 3675 | 3.7 | 3.1 | Non Federally-Regulated | 11/12/2015 |  | 02/18/2016
Enertech Global, LLC | GEOEXCEL | AHT060B |  | Ground-Source | WBAHP: Heat Pump Packaged Unit | Heat Pump | 230 | 1 |  |  |  | Single-Speed |  |  |  | 60400 | 3451 | 17.5 | 13.4 | 46400 | 3675 | 3.7 | 3.1 | Non Federally-Regulated | 11/12/2015 |  | 02/18/2016
Enertech Global, LLC | GEOEXCEL | AHT060B2 |  | Ground-Source | WBAHP: Heat Pump Packaged Unit | Heat Pump | 208 | 3 |  |  |  | Single-Speed |  |  |  | 60400 | 3451 | 17.5 | 13.4 | 46400 | 3675 | 3.7 | 3.1 | Non Federally-Regulated | 11/12/2015 |  | 02/18/2016
Enertech Global, LLC | GEOEXCEL | AHT060B2 |  | Ground-Source | WBAHP: Heat Pump Packaged Unit | Heat Pump | 230 | 3 |  |  |  | Single-Speed |  |  |  | 60400 | 3451 | 17.5 | 13.4 | 46400 | 3675 | 3.7 | 3.1 | Non Federally-Regulated | 11/12/2015 |  | 02/18/2016
Enertech Global, LLC | GEOEXCEL | AHT060B3 |  | Ground-Source | WBAHP: Heat Pump Packaged Unit | Heat Pump | 460 | 3 |  |  |  | Single-Speed |  |  |  | 60400 | 3451 | 17.5 | 13.4 | 46400 | 3675 | 3.7 | 3.1 | Non Federally-Regulated | 11/12/2015 |  | 02/18/2016
Enertech Global, LLC | GEOEXCEL | AVS018 |  | Ground-Source | WBAHP: Heat Pump Packaged Unit | Heat Pump | 208 | 1 |  |  |  | Single-Speed |  |  |  | 21400 | 1070 | 20 | 13.4 | 16300 | 1224 | 3.9 | 3.1 | Non Federally-Regulated | 11/12/2015 |  | 02/18/2016
Enertech Global, LLC | GEOEXCEL | AVS018 |  | Ground-Source | WBAHP: Heat Pump Packaged Unit | Heat Pump | 230 | 1 |  |  |  | Single-Speed |  |  |  | 21400 | 1070 | 20 | 13.4 | 16300 | 1224 | 3.9 | 3.1 | Non Federally-Regulated | 11/12/2015 |  | 02/18/2016
Enertech Global, LLC | GEOEXCEL | AVS018*****1 |  | Ground-Source | WBAHP: Heat Pump Packaged Unit | Heat Pump | 208 | 1 |  |  |  | Single-Speed |  |  |  | 21700 | 977 | 22.2 | 13.4 | 15700 | 1122 | 4.1 | 3.1 | Non Federally-Regulated | 11/12/2015 |  | 02/18/2016
Enertech Global, LLC | GEOEXCEL | AVS018*****1 |  | Ground-Source | WBAHP: Heat Pump Packaged Unit | Heat Pump | 230 | 1 |  |  |  | Single-Speed |  |  |  | 21700 | 977 | 22.2 | 13.4 | 15700 | 1122 | 4.1 | 3.1 | Non Federally-Regulated | 11/12/2015 |  | 02/18/2016
Enertech Global, LLC | GEOEXCEL | AVS018*A |  | Ground-Source | WBAHP: Heat Pump Packaged Unit | Heat Pump | 265 | 1 |  |  |  | Single-Speed |  |  |  | 21400 | 1070 | 20 | 13.4 | 16300 | 1224 | 3.9 | 3.1 | Non Federally-Regulated | 11/12/2015 |  | 02/18/2016
Enertech Global, LLC | GEOEXCEL | AVS018*A***1 |  | Ground-Source | WBAHP: Heat Pump Packaged Unit | Heat Pump | 265 | 1 |  |  |  | Single-Speed |  |  |  | 21700 | 977 | 22.2 | 13.4 | 15700 | 1122 | 4.1 | 3.1 | Non Federally-Regulated | 11/12/2015 |  | 02/18/2016
Enertech Global, LLC | GEOEXCEL | AVS024 |  | Ground-Source | WBAHP: Heat Pump Packaged Unit | Heat Pump | 208 | 1 |  |  |  | Single-Speed |  |  |  | 26000 | 1319 | 19.7 | 13.4 | 19400 | 1421 | 4 | 3.1 | Non Federally-Regulated | 11/12/2015 |  | 02/18/2016
Enertech Global, LLC | GEOEXCEL | AVS024 |  | Ground-Source | WBAHP: Heat Pump Packaged Unit | Heat Pump | 230 | 1 |  |  |  | Single-Speed |  |  |  | 26000 | 1319 | 19.7 | 13.4 | 19400 | 1421 | 4 | 3.1 | Non Federally-Regulated | 11/12/2015 |  | 02/18/2016
Enertech Global, LLC | GEOEXCEL | AVS024*****1 |  | Ground-Source | WBAHP: Heat Pump Packaged Unit | Heat Pump | 208 | 1 |  |  |  | Single-Speed |  |  |  | 27000 | 1250 | 21.6 | 13.4 | 19300 | 1346 | 4.2 | 3.1 | Non Federally-Regulated | 11/12/2015 |  | 02/18/2016
Enertech Global, LLC | GEOEXCEL | AVS024*****1 |  | Ground-Source | WBAHP: Heat Pump Packaged Unit | Heat Pump | 230 | 1 |  |  |  | Single-Speed |  |  |  | 27000 | 1250 | 21.6 | 13.4 | 19300 | 1346 | 4.2 | 3.1 | Non Federally-Regulated | 11/12/2015 |  | 02/18/2016
Enertech Global, LLC | GEOEXCEL | AVS024*2 |  | Ground-Source | WBAHP: Heat Pump Packaged Unit | Heat Pump | 208 | 3 |  |  |  | Single-Speed |  |  |  | 26000 | 1319 | 19.7 | 13.4 | 19400 | 1421 | 4 | 3.1 | Non Federally-Regulated | 11/12/2015 |  | 02/18/2016
Enertech Global, LLC | GEOEXCEL | AVS024*2 |  | Ground-Source | WBAHP: Heat Pump Packaged Unit | Heat Pump | 230 | 3 |  |  |  | Single-Speed |  |  |  | 26000 | 1319 | 19.7 | 13.4 | 19400 | 1421 | 4 | 3.1 | Non Federally-Regulated | 11/12/2015 |  | 02/18/2016
Enertech Global, LLC | GEOEXCEL | AVS024*2***1 |  | Ground-Source | WBAHP: Heat Pump Packaged Unit | Heat Pump | 208 | 3 |  |  |  | Single-Speed |  |  |  | 27000 | 1250 | 21.6 | 13.4 | 19300 | 1346 | 4.2 | 3.1 | Non Federally-Regulated | 11/12/2015 |  | 02/18/2016
Enertech Global, LLC | GEOEXCEL | AVS024*2***1 |  | Ground-Source | WBAHP: Heat Pump Packaged Unit | Heat Pump | 230 | 3 |  |  |  | Single-Speed |  |  |  | 27000 | 1250 | 21.6 | 13.4 | 19300 | 1346 | 4.2 | 3.1 | Non Federally-Regulated | 11/12/2015 |  | 02/18/2016
Enertech Global, LLC | GEOEXCEL | AVS024*3 |  | Ground-Source | WBAHP: Heat Pump Packaged Unit | Heat Pump | 460 | 3 |  |  |  | Single-Speed |  |  |  | 26000 | 1319 | 19.7 | 13.4 | 19400 | 1421 | 4 | 3.1 | Non Federally-Regulated | 11/12/2015 |  | 02/18/2016
Enertech Global, LLC | GEOEXCEL | AVS024*3***1 |  | Ground-Source | WBAHP: Heat Pump Packaged Unit | Heat Pump | 460 | 3 |  |  |  | Single-Speed |  |  |  | 27000 | 1250 | 21.6 | 13.4 | 19300 | 1346 | 4.2 | 3.1 | Non Federally-Regulated | 11/12/2015 |  | 02/18/2016
Enertech Global, LLC | GEOEXCEL | AVS024*4 |  | Ground-Source | WBAHP: Heat Pump Packaged Unit | Heat Pump | 575 | 3 |  |  |  | Single-Speed |  |  |  | 26000 | 1319 | 19.7 | 13.4 | 19400 | 1421 | 4 | 3.1 | Non Federally-Regulated | 11/12/2015 |  | 02/18/2016
Enertech Global, LLC | GEOEXCEL | AVS024*A |  | Ground-Source | WBAHP: Heat Pump Packaged Unit | Heat Pump | 265 | 1 |  |  |  | Single-Speed |  |  |  | 26000 | 1319 | 19.7 | 13.4 | 19400 | 1421 | 4 | 3.1 | Non Federally-Regulated | 11/12/2015 |  | 02/18/2016
Enertech Global, LLC | GEOEXCEL | AVS024*A***1 |  | Ground-Source | WBAHP: Heat Pump Packaged Unit | Heat Pump | 265 | 1 |  |  |  | Single-Speed |  |  |  | 27000 | 1250 | 21.6 | 13.4 | 19300 | 1346 | 4.2 | 3.1 | Non Federally-Regulated | 11/12/2015 |  | 02/18/2016
Enertech Global, LLC | GEOEXCEL | AVS030 |  | Ground-Source | WBAHP: Heat Pump Packaged Unit | Heat Pump | 208 | 1 |  |  |  | Single-Speed |  |  |  | 30600 | 1654 | 18.5 | 13.4 | 23900 | 1751 | 4 | 3.1 | Non Federally-Regulated | 11/12/2015 |  | 02/18/2016
Enertech Global, LLC | GEOEXCEL | AVS030 |  | Ground-Source | WBAHP: Heat Pump Packaged Unit | Heat Pump | 230 | 1 |  |  |  | Single-Speed |  |  |  | 30600 | 1654 | 18.5 | 13.4 | 23900 | 1751 | 4 | 3.1 | Non Federally-Regulated | 11/12/2015 |  | 02/18/2016
Enertech Global, LLC | GEOEXCEL | AVS030*****1 |  | Ground-Source | WBAHP: Heat Pump Packaged Unit | Heat Pump | 208 | 1 |  |  |  | Single-Speed |  |  |  | 31400 | 1539 | 20.4 | 13.4 | 23200 | 1618 | 4.2 | 3.1 | Non Federally-Regulated | 11/12/2015 |  | 02/18/2016
Enertech Global, LLC | GEOEXCEL | AVS030*****1 |  | Ground-Source | WBAHP: Heat Pump Packaged Unit | Heat Pump | 230 | 1 |  |  |  | Single-Speed |  |  |  | 31400 | 1539 | 20.4 | 13.4 | 23200 | 1618 | 4.2 | 3.1 | Non Federally-Regulated | 11/12/2015 |  | 02/18/2016
Enertech Global, LLC | GEOEXCEL | AVS030*2 |  | Ground-Source | WBAHP: Heat Pump Packaged Unit | Heat Pump | 208 | 3 |  |  |  | Single-Speed |  |  |  | 30600 | 1654 | 18.5 | 13.4 | 23900 | 1751 | 4 | 3.1 | Non Federally-Regulated | 11/12/2015 |  | 02/18/2016
Enertech Global, LLC | GEOEXCEL | AVS030*2 |  | Ground-Source | WBAHP: Heat Pump Packaged Unit | Heat Pump | 230 | 3 |  |  |  | Single-Speed |  |  |  | 30600 | 1654 | 18.5 | 13.4 | 23900 | 1751 | 4 | 3.1 | Non Federally-Regulated | 11/12/2015 |  | 02/18/2016
Enertech Global, LLC | GEOEXCEL | AVS030*2***1 |  | Ground-Source | WBAHP: Heat Pump Packaged Unit | Heat Pump | 208 | 3 |  |  |  | Single-Speed |  |  |  | 31400 | 1539 | 20.4 | 13.4 | 23200 | 1618 | 4.2 | 3.1 | Non Federally-Regulated | 11/12/2015 |  | 02/18/2016
Enertech Global, LLC | GEOEXCEL | AVS030*2***1 |  | Ground-Source | WBAHP: Heat Pump Packaged Unit | Heat Pump | 230 | 3 |  |  |  | Single-Speed |  |  |  | 31400 | 1539 | 20.4 | 13.4 | 23200 | 1618 | 4.2 | 3.1 | Non Federally-Regulated | 11/12/2015 |  | 02/18/2016
Enertech Global, LLC | GEOEXCEL | AVS030*3 |  | Ground-Source | WBAHP: Heat Pump Packaged Unit | Heat Pump | 460 | 3 |  |  |  | Single-Speed |  |  |  | 30600 | 1654 | 18.5 | 13.4 | 23900 | 1751 | 4 | 3.1 | Non Federally-Regulated | 11/12/2015 |  | 02/18/2016
Enertech Global, LLC | GEOEXCEL | AVS030*3***1 |  | Ground-Source | WBAHP: Heat Pump Packaged Unit | Heat Pump | 460 | 3 |  |  |  | Single-Speed |  |  |  | 31400 | 1539 | 20.4 | 13.4 | 23200 | 1618 | 4.2 | 3.1 | Non Federally-Regulated | 11/12/2015 |  | 02/18/2016
Enertech Global, LLC | GEOEXCEL | AVS030*4 |  | Ground-Source | WBAHP: Heat Pump Packaged Unit | Heat Pump | 575 | 3 |  |  |  | Single-Speed |  |  |  | 30600 | 1654 | 18.5 | 13.4 | 23900 | 1751 | 4 | 3.1 | Non Federally-Regulated | 11/12/2015 |  | 02/18/2016
Enertech Global, LLC | GEOEXCEL | AVS030*A |  | Ground-Source | WBAHP: Heat Pump Packaged Unit | Heat Pump | 265 | 1 |  |  |  | Single-Speed |  |  |  | 30600 | 1654 | 18.5 | 13.4 | 23900 | 1751 | 4 | 3.1 | Non Federally-Regulated | 11/12/2015 |  | 02/18/2016
Enertech Global, LLC | GEOEXCEL | AVS030*A***1 |  | Ground-Source | WBAHP: Heat Pump Packaged Unit | Heat Pump | 265 | 1 |  |  |  | Single-Speed |  |  |  | 31400 | 1539 | 20.4 | 13.4 | 23200 | 1618 | 4.2 | 3.1 | Non Federally-Regulated | 11/12/2015 |  | 02/18/2016
Enertech Global, LLC | GEOEXCEL | AVS036 |  | Ground-Source | WBAHP: Heat Pump Packaged Unit | Heat Pump | 208 | 1 |  |  |  | Single-Speed |  |  |  | 37800 | 2100 | 18 | 13.4 | 30200 | 2269 | 3.9 | 3.1 | Non Federally-Regulated | 11/12/2015 |  | 02/18/2016
Enertech Global, LLC | GEOEXCEL | AVS036 |  | Ground-Source | WBAHP: Heat Pump Packaged Unit | Heat Pump | 230 | 1 |  |  |  | Single-Speed |  |  |  | 37800 | 2100 | 18 | 13.4 | 30200 | 2269 | 3.9 | 3.1 | Non Federally-Regulated | 11/12/2015 |  | 02/18/2016
Enertech Global, LLC | GEOEXCEL | AVS036*****1 |  | Ground-Source | WBAHP: Heat Pump Packaged Unit | Heat Pump | 208 | 1 |  |  |  | Single-Speed |  |  |  | 38800 | 2020 | 19.2 | 13.4 | 29600 | 2224 | 3.9 | 3.1 | Non Federally-Regulated | 11/12/2015 |  | 02/18/2016
Enertech Global, LLC | GEOEXCEL | AVS036*****1 |  | Ground-Source | WBAHP: Heat Pump Packaged Unit | Heat Pump | 230 | 1 |  |  |  | Single-Speed |  |  |  | 38800 | 2020 | 19.2 | 13.4 | 29600 | 2224 | 3.9 | 3.1 | Non Federally-Regulated | 11/12/2015 |  | 02/18/2016
Enertech Global, LLC | GEOEXCEL | AVS036*2 |  | Ground-Source | WBAHP: Heat Pump Packaged Unit | Heat Pump | 208 | 3 |  |  |  | Single-Speed |  |  |  | 37800 | 2100 | 18 | 13.4 | 30200 | 2269 | 3.9 | 3.1 | Non Federally-Regulated | 11/12/2015 |  | 02/18/2016
Enertech Global, LLC | GEOEXCEL | AVS036*2 |  | Ground-Source | WBAHP: Heat Pump Packaged Unit | Heat Pump | 230 | 3 |  |  |  | Single-Speed |  |  |  | 37800 | 2100 | 18 | 13.4 | 30200 | 2269 | 3.9 | 3.1 | Non Federally-Regulated | 11/12/2015 |  | 02/18/2016
Enertech Global, LLC | GEOEXCEL | AVS036*2***1 |  | Ground-Source | WBAHP: Heat Pump Packaged Unit | Heat Pump | 208 | 3 |  |  |  | Single-Speed |  |  |  | 38800 | 2020 | 19.2 | 13.4 | 29600 | 2224 | 3.9 | 3.1 | Non Federally-Regulated | 11/12/2015 |  | 02/18/2016
Enertech Global, LLC | GEOEXCEL | AVS036*2***1 |  | Ground-Source | WBAHP: Heat Pump Packaged Unit | Heat Pump | 230 | 3 |  |  |  | Single-Speed |  |  |  | 38800 | 2020 | 19.2 | 13.4 | 29600 | 2224 | 3.9 | 3.1 | Non Federally-Regulated | 11/12/2015 |  | 02/18/2016
Enertech Global, LLC | GEOEXCEL | AVS036*3 |  | Ground-Source | WBAHP: Heat Pump Packaged Unit | Heat Pump | 460 | 3 |  |  |  | Single-Speed |  |  |  | 37800 | 2100 | 18 | 13.4 | 30200 | 2269 | 3.9 | 3.1 | Non Federally-Regulated | 11/12/2015 |  | 02/18/2016
Enertech Global, LLC | GEOEXCEL | AVS036*3***1 |  | Ground-Source | WBAHP: Heat Pump Packaged Unit | Heat Pump | 460 | 3 |  |  |  | Single-Speed |  |  |  | 38800 | 2020 | 19.2 | 13.4 | 29600 | 2224 | 3.9 | 3.1 | Non Federally-Regulated | 11/12/2015 |  | 02/18/2016
Enertech Global, LLC | GEOEXCEL | AVS036*4 |  | Ground-Source | WBAHP: Heat Pump Packaged Unit | Heat Pump | 575 | 3 |  |  |  | Single-Speed |  |  |  | 37800 | 2100 | 18 | 13.4 | 30200 | 2269 | 3.9 | 3.1 | Non Federally-Regulated | 11/12/2015 |  | 02/18/2016
Enertech Global, LLC | GEOEXCEL | AVS036*A |  | Ground-Source | WBAHP: Heat Pump Packaged Unit | Heat Pump | 265 | 1 |  |  |  | Single-Speed |  |  |  | 37800 | 2100 | 18 | 13.4 | 30200 | 2269 | 3.9 | 3.1 | Non Federally-Regulated | 11/12/2015 |  | 02/18/2016
Enertech Global, LLC | GEOEXCEL | AVS036*A***1 |  | Ground-Source | WBAHP: Heat Pump Packaged Unit | Heat Pump | 265 | 1 |  |  |  | Single-Speed |  |  |  | 38800 | 2020 | 19.2 | 13.4 | 29600 | 2224 | 3.9 | 3.1 | Non Federally-Regulated | 11/12/2015 |  | 02/18/2016
Enertech Global, LLC | GEOEXCEL | AVT024 |  | Ground-Source | WBAHP: Heat Pump Packaged Unit | Heat Pump | 208 | 1 |  |  |  | Single-Speed |  |  |  | 25800 | 1387 | 18.6 | 13.4 | 19400 | 1421 | 4 | 3.1 | Non Federally-Regulated | 11/12/2015 |  | 02/18/2016
Enertech Global, LLC | GEOEXCEL | AVT024 |  | Ground-Source | WBAHP: Heat Pump Packaged Unit | Heat Pump | 230 | 1 |  |  |  | Single-Speed |  |  |  | 25800 | 1387 | 18.6 | 13.4 | 19400 | 1421 | 4 | 3.1 | Non Federally-Regulated | 11/12/2015 |  | 02/18/2016
Enertech Global, LLC | GEOEXCEL | AVT024*2 |  | Ground-Source | WBAHP: Heat Pump Packaged Unit | Heat Pump | 208 | 3 |  |  |  | Single-Speed |  |  |  | 25800 | 1387 | 18.6 | 13.4 | 19400 | 1421 | 4 | 3.1 | Non Federally-Regulated | 11/12/2015 |  | 02/18/2016
Enertech Global, LLC | GEOEXCEL | AVT024*2 |  | Ground-Source | WBAHP: Heat Pump Packaged Unit | Heat Pump | 230 | 3 |  |  |  | Single-Speed |  |  |  | 25800 | 1387 | 18.6 | 13.4 | 19400 | 1421 | 4 | 3.1 | Non Federally-Regulated | 11/12/2015 |  | 02/18/2016
Enertech Global, LLC | GEOEXCEL | AVT024*3 |  | Ground-Source | WBAHP: Heat Pump Packaged Unit | Heat Pump | 460 | 3 |  |  |  | Single-Speed |  |  |  | 25800 | 1387 | 18.6 | 13.4 | 19400 | 1421 | 4 | 3.1 | Non Federally-Regulated | 11/12/2015 |  | 02/18/2016
Enertech Global, LLC | GEOEXCEL | AVT024*A |  | Ground-Source | WBAHP: Heat Pump Packaged Unit | Heat Pump | 265 | 1 |  |  |  | Single-Speed |  |  |  | 25800 | 1387 | 18.6 | 13.4 | 19400 | 1421 | 4 | 3.1 | Non Federally-Regulated | 11/12/2015 |  | 02/18/2016
Enertech Global, LLC | GEOEXCEL | AVT036 |  | Ground-Source | WBAHP: Heat Pump Packaged Unit | Heat Pump | 208 | 1 |  |  |  | Single-Speed |  |  |  | 37400 | 2112 | 17.7 | 13.4 | 29500 | 2216 | 3.9 | 3.1 | Non Federally-Regulated | 11/12/2015 |  | 02/18/2016
Enertech Global, LLC | GEOEXCEL | AVT036 |  | Ground-Source | WBAHP: Heat Pump Packaged Unit | Heat Pump | 230 | 1 |  |  |  | Single-Speed |  |  |  | 37400 | 2112 | 17.7 | 13.4 | 29500 | 2216 | 3.9 | 3.1 | Non Federally-Regulated | 11/12/2015 |  | 02/18/2016
Enertech Global, LLC | GEOEXCEL | AVT036*2 |  | Ground-Source | WBAHP: Heat Pump Packaged Unit | Heat Pump | 208 | 3 |  |  |  | Single-Speed |  |  |  | 37400 | 2112 | 17.7 | 13.4 | 29500 | 2216 | 3.9 | 3.1 | Non Federally-Regulated | 11/12/2015 |  | 02/18/2016
Enertech Global, LLC | GEOEXCEL | AVT036*2 |  | Ground-Source | WBAHP: Heat Pump Packaged Unit | Heat Pump | 230 | 3 |  |  |  | Single-Speed |  |  |  | 37400 | 2112 | 17.7 | 13.4 | 29500 | 2216 | 3.9 | 3.1 | Non Federally-Regulated | 11/12/2015 |  | 02/18/2016
Enertech Global, LLC | GEOEXCEL | AVT036*3 |  | Ground-Source | WBAHP: Heat Pump Packaged Unit | Heat Pump | 460 | 3 |  |  |  | Single-Speed |  |  |  | 37400 | 2112 | 17.7 | 13.4 | 29500 | 2216 | 3.9 | 3.1 | Non Federally-Regulated | 11/12/2015 |  | 02/18/2016
Enertech Global, LLC | GEOEXCEL | AVT036*A |  | Ground-Source | WBAHP: Heat Pump Packaged Unit | Heat Pump | 265 | 1 |  |  |  | Single-Speed |  |  |  | 37400 | 2112 | 17.7 | 13.4 | 29500 | 2216 | 3.9 | 3.1 | Non Federally-Regulated | 11/12/2015 |  | 02/18/2016
Enertech Global, LLC | GEOEXCEL | AXT024D |  | Ground-Source | WBAHP: Heat Pump Packaged Unit | Heat Pump | 208 | 1 |  |  |  | Single-Speed |  |  |  | 27200 | 1339 | 20.3 | 13.4 | 19800 | 1349 | 4.3 | 3.1 | Non Federally-Regulated | 11/12/2015 |  | 02/18/2016
Enertech Global, LLC | GEOEXCEL | AXT024D |  | Ground-Source | WBAHP: Heat Pump Packaged Unit | Heat Pump | 230 | 1 |  |  |  | Single-Speed |  |  |  | 27200 | 1339 | 20.3 | 13.4 | 19800 | 1349 | 4.3 | 3.1 | Non Federally-Regulated | 11/12/2015 |  | 02/18/2016
Enertech Global, LLC | GEOEXCEL | AXT024D2 |  | Ground-Source | WBAHP: Heat Pump Packaged Unit | Heat Pump | 208 | 3 |  |  |  | Single-Speed |  |  |  | 27200 | 1339 | 20.3 | 13.4 | 19800 | 1349 | 4.3 | 3.1 | Non Federally-Regulated | 11/12/2015 |  | 02/18/2016
Enertech Global, LLC | GEOEXCEL | AXT024D2 |  | Ground-Source | WBAHP: Heat Pump Packaged Unit | Heat Pump | 230 | 3 |  |  |  | Single-Speed |  |  |  | 27200 | 1339 | 20.3 | 13.4 | 19800 | 1349 | 4.3 | 3.1 | Non Federally-Regulated | 11/12/2015 |  | 02/18/2016
Enertech Global, LLC | GEOEXCEL | AXT024D3 |  | Ground-Source | WBAHP: Heat Pump Packaged Unit | Heat Pump | 460 | 3 |  |  |  | Single-Speed |  |  |  | 27200 | 1339 | 20.3 | 13.4 | 19800 | 1349 | 4.3 | 3.1 | Non Federally-Regulated | 11/12/2015 |  | 02/18/2016
Enertech Global, LLC | GEOEXCEL | AXT036D |  | Ground-Source | WBAHP: Heat Pump Packaged Unit | Heat Pump | 208 | 1 |  |  |  | Single-Speed |  |  |  | 38900 | 2125 | 18.3 | 13.4 | 29200 | 2037 | 4.2 | 3.1 | Non Federally-Regulated | 11/12/2015 |  | 02/18/2016
Enertech Global, LLC | GEOEXCEL | AXT036D |  | Ground-Source | WBAHP: Heat Pump Packaged Unit | Heat Pump | 230 | 1 |  |  |  | Single-Speed |  |  |  | 38900 | 2125 | 18.3 | 13.4 | 29200 | 2037 | 4.2 | 3.1 | Non Federally-Regulated | 11/12/2015 |  | 02/18/2016
Enertech Global, LLC | GEOEXCEL | AXT036D2 |  | Ground-Source | WBAHP: Heat Pump Packaged Unit | Heat Pump | 208 | 3 |  |  |  | Single-Speed |  |  |  | 38900 | 2125 | 18.3 | 13.4 | 29200 | 2037 | 4.2 | 3.1 | Non Federally-Regulated | 11/12/2015 |  | 02/18/2016
Enertech Global, LLC | GEOEXCEL | AXT036D2 |  | Ground-Source | WBAHP: Heat Pump Packaged Unit | Heat Pump | 230 | 3 |  |  |  | Single-Speed |  |  |  | 38900 | 2125 | 18.3 | 13.4 | 29200 | 2037 | 4.2 | 3.1 | Non Federally-Regulated | 11/12/2015 |  | 02/18/2016
Enertech Global, LLC | GEOEXCEL | AXT036D3 |  | Ground-Source | WBAHP: Heat Pump Packaged Unit | Heat Pump | 460 | 3 |  |  |  | Single-Speed |  |  |  | 38900 | 2125 | 18.3 | 13.4 | 29200 | 2037 | 4.2 | 3.1 | Non Federally-Regulated | 11/12/2015 |  | 02/18/2016
Enertech Global, LLC | GEOEXCEL | AXT048D |  | Ground-Source | WBAHP: Heat Pump Packaged Unit | Heat Pump | 208 | 1 |  |  |  | Single-Speed |  |  |  | 49000 | 2865 | 17.1 | 13.4 | 38200 | 2870 | 3.9 | 3.1 | Non Federally-Regulated | 11/12/2015 |  | 02/18/2016
Enertech Global, LLC | GEOEXCEL | AXT048D |  | Ground-Source | WBAHP: Heat Pump Packaged Unit | Heat Pump | 230 | 1 |  |  |  | Single-Speed |  |  |  | 49000 | 2865 | 17.1 | 13.4 | 38200 | 2870 | 3.9 | 3.1 | Non Federally-Regulated | 11/12/2015 |  | 02/18/2016
Enertech Global, LLC | GEOEXCEL | AXT048D2 |  | Ground-Source | WBAHP: Heat Pump Packaged Unit | Heat Pump | 208 | 3 |  |  |  | Single-Speed |  |  |  | 49000 | 2865 | 17.1 | 13.4 | 38200 | 2870 | 3.9 | 3.1 | Non Federally-Regulated | 11/12/2015 |  | 02/18/2016
Enertech Global, LLC | GEOEXCEL | AXT048D2 |  | Ground-Source | WBAHP: Heat Pump Packaged Unit | Heat Pump | 230 | 3 |  |  |  | Single-Speed |  |  |  | 49000 | 2865 | 17.1 | 13.4 | 38200 | 2870 | 3.9 | 3.1 | Non Federally-Regulated | 11/12/2015 |  | 02/18/2016
Enertech Global, LLC | GEOEXCEL | AXT048D3 |  | Ground-Source | WBAHP: Heat Pump Packaged Unit | Heat Pump | 460 | 3 |  |  |  | Single-Speed |  |  |  | 49000 | 2865 | 17.1 | 13.4 | 38200 | 2870 | 3.9 | 3.1 | Non Federally-Regulated | 11/12/2015 |  | 02/18/2016
Enertech Global, LLC | GEOEXCEL | AXT072D |  | Ground-Source | WBAHP: Heat Pump Packaged Unit | Heat Pump | 208 | 1 |  |  |  | Single-Speed | 3448 | 710 |  | 71100 | 4157 | 17.1 | 13.4 | 55900 | 4550 | 3.6 | 3.1 | Non Federally-Regulated | 11/13/2015 |  | 02/18/2016
Enertech Global, LLC | GEOEXCEL | AXT072D |  | Ground-Source | WBAHP: Heat Pump Packaged Unit | Heat Pump | 230 | 1 |  |  |  | Single-Speed | 3448 | 710 |  | 71100 | 4157 | 17.1 | 13.4 | 55900 | 4550 | 3.6 | 3.1 | Non Federally-Regulated | 11/13/2015 |  | 02/18/2016
Enertech Global, LLC | GEOEXCEL | AXT072D2 |  | Ground-Source | WBAHP: Heat Pump Packaged Unit | Heat Pump | 208 | 3 |  |  |  | Single-Speed | 3448 | 710 |  | 71100 | 4157 | 17.1 | 13.4 | 55900 | 4550 | 3.6 | 3.1 | Non Federally-Regulated | 11/13/2015 |  | 02/18/2016
Enertech Global, LLC | GEOEXCEL | AXT072D2 |  | Ground-Source | WBAHP: Heat Pump Packaged Unit | Heat Pump | 230 | 3 |  |  |  | Single-Speed | 3448 | 710 |  | 71100 | 4157 | 17.1 | 13.4 | 55900 | 4550 | 3.6 | 3.1 | Non Federally-Regulated | 11/13/2015 |  | 02/18/2016
Enertech Global, LLC | GEOEXCEL | AXT072D3 |  | Ground-Source | WBAHP: Heat Pump Packaged Unit | Heat Pump | 460 | 3 |  |  |  | Single-Speed | 3448 | 710 |  | 71100 | 4157 | 17.1 | 13.4 | 55900 | 4550 | 3.6 | 3.1 | Non Federally-Regulated | 11/13/2015 |  | 02/18/2016
Enertech Global, LLC | GEOEXCEL | AYT036 |  | Ground-Source | WBAHP: Heat Pump Packaged Unit | Heat Pump | 208 | 1 |  |  |  | Single-Speed |  |  |  | 41200 | 1971 | 20.9 | 13.4 | 29100 | 1895 | 4.5 | 3.1 | Non Federally-Regulated | 11/12/2015 |  | 02/18/2016
Enertech Global, LLC | GEOEXCEL | AYT036 |  | Ground-Source | WBAHP: Heat Pump Packaged Unit | Heat Pump | 230 | 1 |  |  |  | Single-Speed |  |  |  | 41200 | 1971 | 20.9 | 13.4 | 29100 | 1895 | 4.5 | 3.1 | Non Federally-Regulated | 11/12/2015 |  | 02/18/2016
Enertech Global, LLC | GEOEXCEL | AYT036*2 |  | Ground-Source | WBAHP: Heat Pump Packaged Unit | Heat Pump | 208 | 3 |  |  |  | Single-Speed |  |  |  | 41200 | 1971 | 20.9 | 13.4 | 29100 | 1895 | 4.5 | 3.1 | Non Federally-Regulated | 11/12/2015 |  | 02/18/2016
Enertech Global, LLC | GEOEXCEL | AYT036*2 |  | Ground-Source | WBAHP: Heat Pump Packaged Unit | Heat Pump | 230 | 3 |  |  |  | Single-Speed |  |  |  | 41200 | 1971 | 20.9 | 13.4 | 29100 | 1895 | 4.5 | 3.1 | Non Federally-Regulated | 11/12/2015 |  | 02/18/2016
Enertech Global, LLC | GEOEXCEL | AYT036*3 |  | Ground-Source | WBAHP: Heat Pump Packaged Unit | Heat Pump | 460 | 3 |  |  |  | Single-Speed |  |  |  | 41200 | 1971 | 20.9 | 13.4 | 29100 | 1895 | 4.5 | 3.1 | Non Federally-Regulated | 11/12/2015 |  | 02/18/2016
Enertech Global, LLC | GEOEXCEL | AYT048 |  | Ground-Source | WBAHP: Heat Pump Packaged Unit | Heat Pump | 208 | 1 |  |  |  | Single-Speed |  |  |  | 53300 | 2638 | 20.2 | 13.4 | 39900 | 2719 | 4.3 | 3.1 | Non Federally-Regulated | 11/12/2015 |  | 02/18/2016
Enertech Global, LLC | GEOEXCEL | AYT048 |  | Ground-Source | WBAHP: Heat Pump Packaged Unit | Heat Pump | 230 | 1 |  |  |  | Single-Speed |  |  |  | 53300 | 2638 | 20.2 | 13.4 | 39900 | 2719 | 4.3 | 3.1 | Non Federally-Regulated | 11/12/2015 |  | 02/18/2016
Enertech Global, LLC | GEOEXCEL | AYT048*2 |  | Ground-Source | WBAHP: Heat Pump Packaged Unit | Heat Pump | 208 | 3 |  |  |  | Single-Speed |  |  |  | 53300 | 2638 | 20.2 | 13.4 | 39900 | 2719 | 4.3 | 3.1 | Non Federally-Regulated | 11/12/2015 |  | 02/18/2016
Enertech Global, LLC | GEOEXCEL | AYT048*2 |  | Ground-Source | WBAHP: Heat Pump Packaged Unit | Heat Pump | 230 | 3 |  |  |  | Single-Speed |  |  |  | 53300 | 2638 | 20.2 | 13.4 | 39900 | 2719 | 4.3 | 3.1 | Non Federally-Regulated | 11/12/2015 |  | 02/18/2016
Enertech Global, LLC | GEOEXCEL | AYT048*3 |  | Ground-Source | WBAHP: Heat Pump Packaged Unit | Heat Pump | 460 | 3 |  |  |  | Single-Speed |  |  |  | 53300 | 2638 | 20.2 | 13.4 | 39900 | 2719 | 4.3 | 3.1 | Non Federally-Regulated | 11/12/2015 |  | 02/18/2016
Enertech Global, LLC | GEOEXCEL | AYT072 |  | Ground-Source | WBAHP: Heat Pump Packaged Unit | Heat Pump | 208 | 1 |  |  |  | Single-Speed | 3278 | 716 |  | 71900 | 3994 | 18 | 13.4 | 56200 | 4334 | 3.8 | 3.1 | Non Federally-Regulated | 11/13/2015 |  | 02/18/2016
Enertech Global, LLC | GEOEXCEL | AYT072 |  | Ground-Source | WBAHP: Heat Pump Packaged Unit | Heat Pump | 230 | 1 |  |  |  | Single-Speed | 3278 | 716 |  | 71900 | 3994 | 18 | 13.4 | 56200 | 4334 | 3.8 | 3.1 | Non Federally-Regulated | 11/13/2015 |  | 02/18/2016
Enertech Global, LLC | GEOEXCEL | AYT072*2 |  | Ground-Source | WBAHP: Heat Pump Packaged Unit | Heat Pump | 208 | 3 |  |  |  | Single-Speed | 3278 | 716 |  | 71900 | 3994 | 18 | 13.4 | 56200 | 4334 | 3.8 | 3.1 | Non Federally-Regulated | 11/13/2015 |  | 02/18/2016
Enertech Global, LLC | GEOEXCEL | AYT072*2 |  | Ground-Source | WBAHP: Heat Pump Packaged Unit | Heat Pump | 230 | 3 |  |  |  | Single-Speed | 3278 | 716 |  | 71900 | 3994 | 18 | 13.4 | 56200 | 4334 | 3.8 | 3.1 | Non Federally-Regulated | 11/13/2015 |  | 02/18/2016
Enertech Global, LLC | GEOEXCEL | AYT072*3 |  | Ground-Source | WBAHP: Heat Pump Packaged Unit | Heat Pump | 460 | 3 |  |  |  | Single-Speed | 3278 | 716 |  | 71900 | 3994 | 18 | 13.4 | 56200 | 4334 | 3.8 | 3.1 | Non Federally-Regulated | 11/13/2015 |  | 02/18/2016
Enertech Global, LLC | GEOEXCEL | AST072A | MPD072 | Ground-Source | WBAHP-CB: Heat Pump Split Syst | Heat Pump | 208 | 1 | False |  |  | Single-Speed | 3638 | 693 | 1 | 68000 | 4331 | 15.7 | 13.4 | 51800 | 4465 | 3.4 | 3.1 | Non Federally-Regulated | 11/12/2015 |  | 02/23/2016
Enertech Global, LLC | GEOEXCEL | AST072A | MPD072 | Ground-Source | WBAHP-CB: Heat Pump Split Syst | Heat Pump | 230 | 1 | False |  |  | Single-Speed | 3638 | 693 | 1 | 68000 | 4331 | 15.7 | 13.4 | 51800 | 4465 | 3.4 | 3.1 | Non Federally-Regulated | 11/12/2015 |  | 02/23/2016
Enertech Global, LLC | GEOEXCEL | AST072A2 | MPD072 | Ground-Source | WBAHP-CB: Heat Pump Split Syst | Heat Pump | 208 | 3 | False |  |  | Single-Speed | 3638 | 693 | 1 | 68000 | 4331 | 15.7 | 13.4 | 51800 | 4465 | 3.4 | 3.1 | Non Federally-Regulated | 11/12/2015 |  | 02/23/2016
Enertech Global, LLC | GEOEXCEL | AST072A2 | MPD072 | Ground-Source | WBAHP-CB: Heat Pump Split Syst | Heat Pump | 230 | 3 | False |  |  | Single-Speed | 3638 | 693 | 1 | 68000 | 4331 | 15.7 | 13.4 | 51800 | 4465 | 3.4 | 3.1 | Non Federally-Regulated | 11/12/2015 |  | 02/23/2016
Enertech Global, LLC | GEOEXCEL | ART048A | MPD060 | Ground-Source | WBAHP-CB: Heat Pump Split Syst | Heat Pump | 208 | 1 | False |  |  | Single-Speed |  |  |  | 50700 | 2816 | 18 | 13.4 | 34200 | 2708 | 3.7 | 3.1 | Non Federally-Regulated | 11/12/2015 |  | 02/23/2016
Enertech Global, LLC | GEOEXCEL | ART048A | MPD060 | Ground-Source | WBAHP-CB: Heat Pump Split Syst | Heat Pump | 230 | 1 | False |  |  | Single-Speed |  |  |  | 50700 | 2816 | 18 | 13.4 | 34200 | 2708 | 3.7 | 3.1 | Non Federally-Regulated | 11/12/2015 |  | 02/23/2016
Enertech Global, LLC | GEOEXCEL | ART060A | MPD060 | Ground-Source | WBAHP-CB: Heat Pump Split Syst | Heat Pump | 208 | 1 | False |  |  | Single-Speed |  |  |  | 61500 | 3575 | 17.2 | 13.4 | 45600 | 3818 | 3.5 | 3.1 | Non Federally-Regulated | 11/12/2015 |  | 02/23/2016
Enertech Global, LLC | GEOEXCEL | ART060A | MPD060 | Ground-Source | WBAHP-CB: Heat Pump Split Syst | Heat Pump | 230 | 1 | False |  |  | Single-Speed |  |  |  | 61500 | 3575 | 17.2 | 13.4 | 45600 | 3818 | 3.5 | 3.1 | Non Federally-Regulated | 11/12/2015 |  | 02/23/2016
Enertech Global, LLC | GEOEXCEL | AST048A | MPD060 | Ground-Source | WBAHP-CB: Heat Pump Split Syst | Heat Pump | 208 | 1 | False |  |  | Single-Speed |  |  |  | 52000 | 2780 | 18.7 | 13.4 | 35900 | 2768 | 3.8 | 3.1 | Non Federally-Regulated | 11/12/2015 |  | 02/23/2016
Enertech Global, LLC | GEOEXCEL | AST048A | MPD060 | Ground-Source | WBAHP-CB: Heat Pump Split Syst | Heat Pump | 230 | 1 | False |  |  | Single-Speed |  |  |  | 52000 | 2780 | 18.7 | 13.4 | 35900 | 2768 | 3.8 | 3.1 | Non Federally-Regulated | 11/12/2015 |  | 02/23/2016
Enertech Global, LLC | GEOEXCEL | AST048A2 | MPD060 | Ground-Source | WBAHP-CB: Heat Pump Split Syst | Heat Pump | 208 | 3 | False |  |  | Single-Speed |  |  |  | 52000 | 2780 | 18.7 | 13.4 | 35900 | 2768 | 3.8 | 3.1 | Non Federally-Regulated | 11/12/2015 |  | 02/23/2016
Enertech Global, LLC | GEOEXCEL | AST048A2 | MPD060 | Ground-Source | WBAHP-CB: Heat Pump Split Syst | Heat Pump | 230 | 3 | False |  |  | Single-Speed |  |  |  | 52000 | 2780 | 18.7 | 13.4 | 35900 | 2768 | 3.8 | 3.1 | Non Federally-Regulated | 11/12/2015 |  | 02/23/2016
Enertech Global, LLC | GEOEXCEL | AST060A | MPD060 | Ground-Source | WBAHP-CB: Heat Pump Split Syst | Heat Pump | 208 | 1 | False |  |  | Single-Speed |  |  |  | 62200 | 3702 | 16.8 | 13.4 | 44200 | 3701 | 3.5 | 3.1 | Non Federally-Regulated | 11/12/2015 |  | 02/23/2016
Enertech Global, LLC | GEOEXCEL | AST060A | MPD060 | Ground-Source | WBAHP-CB: Heat Pump Split Syst | Heat Pump | 230 | 1 | False |  |  | Single-Speed |  |  |  | 62200 | 3702 | 16.8 | 13.4 | 44200 | 3701 | 3.5 | 3.1 | Non Federally-Regulated | 11/12/2015 |  | 02/23/2016
Enertech Global, LLC | GEOEXCEL | AST060A2 | MPD060 | Ground-Source | WBAHP-CB: Heat Pump Split Syst | Heat Pump | 208 | 3 | False |  |  | Single-Speed |  |  |  | 62200 | 3702 | 16.8 | 13.4 | 44200 | 3701 | 3.5 | 3.1 | Non Federally-Regulated | 11/12/2015 |  | 02/23/2016
Enertech Global, LLC | GEOEXCEL | AST060A2 | MPD060 | Ground-Source | WBAHP-CB: Heat Pump Split Syst | Heat Pump | 230 | 3 | False |  |  | Single-Speed |  |  |  | 62200 | 3702 | 16.8 | 13.4 | 44200 | 3701 | 3.5 | 3.1 | Non Federally-Regulated | 11/12/2015 |  | 02/23/2016
Enertech Global, LLC | GEOEXCEL | ART036A | MPD036 | Ground-Source | WBAHP-CB: Heat Pump Split Syst | Heat Pump | 208 | 1 | False |  |  | Single-Speed |  |  |  | 35500 | 2218 | 16 | 13.4 | 27400 | 2170 | 3.7 | 3.1 | Non Federally-Regulated | 11/12/2015 |  | 02/23/2016
Enertech Global, LLC | GEOEXCEL | ART036A | MPD036 | Ground-Source | WBAHP-CB: Heat Pump Split Syst | Heat Pump | 230 | 1 | False |  |  | Single-Speed |  |  |  | 35500 | 2218 | 16 | 13.4 | 27400 | 2170 | 3.7 | 3.1 | Non Federally-Regulated | 11/12/2015 |  | 02/23/2016
Enertech Global, LLC | GEOEXCEL | AST036A | MPD036 | Ground-Source | WBAHP-CB: Heat Pump Split Syst | Heat Pump | 208 | 1 | False |  |  | Single-Speed |  |  |  | 37400 | 2294 | 16.3 | 13.4 | 28000 | 2279 | 3.6 | 3.1 | Non Federally-Regulated | 11/12/2015 |  | 02/23/2016
Enertech Global, LLC | GEOEXCEL | AST036A | MPD036 | Ground-Source | WBAHP-CB: Heat Pump Split Syst | Heat Pump | 230 | 1 | False |  |  | Single-Speed |  |  |  | 37400 | 2294 | 16.3 | 13.4 | 28000 | 2279 | 3.6 | 3.1 | Non Federally-Regulated | 11/12/2015 |  | 02/23/2016
Enertech Global, LLC | GEOEXCEL | AST036A2 | MPD036 | Ground-Source | WBAHP-CB: Heat Pump Split Syst | Heat Pump | 208 | 3 | False |  |  | Single-Speed |  |  |  | 37400 | 2294 | 16.3 | 13.4 | 28000 | 2279 | 3.6 | 3.1 | Non Federally-Regulated | 11/12/2015 |  | 02/23/2016
Enertech Global, LLC | GEOEXCEL | AST036A2 | MPD036 | Ground-Source | WBAHP-CB: Heat Pump Split Syst | Heat Pump | 230 | 3 | False |  |  | Single-Speed |  |  |  | 37400 | 2294 | 16.3 | 13.4 | 28000 | 2279 | 3.6 | 3.1 | Non Federally-Regulated | 11/12/2015 |  | 02/23/2016
Enertech Global, LLC | GEOEXCEL | ART024A | MPD024 | Ground-Source | WBAHP-CB: Heat Pump Split Syst | Heat Pump | 208 | 1 | False |  |  | Single-Speed |  |  |  | 24600 | 1556 | 15.8 | 13.4 | 18000 | 1598 | 3.3 | 3.1 | Non Federally-Regulated | 11/12/2015 |  | 02/23/2016
Enertech Global, LLC | GEOEXCEL | ART024A | MPD024 | Ground-Source | WBAHP-CB: Heat Pump Split Syst | Heat Pump | 230 | 1 | False |  |  | Single-Speed |  |  |  | 24600 | 1556 | 15.8 | 13.4 | 18000 | 1598 | 3.3 | 3.1 | Non Federally-Regulated | 11/12/2015 |  | 02/23/2016
Enertech Global, LLC | GEOEXCEL | AST024A | MPD024 | Ground-Source | WBAHP-CB: Heat Pump Split Syst | Heat Pump | 208 | 1 | False |  |  | Single-Speed |  |  |  | 24900 | 1616 | 15.4 | 13.4 | 17800 | 1534 | 3.4 | 3.1 | Non Federally-Regulated | 11/12/2015 |  | 02/23/2016
Enertech Global, LLC | GEOEXCEL | AST024A | MPD024 | Ground-Source | WBAHP-CB: Heat Pump Split Syst | Heat Pump | 230 | 1 | False |  |  | Single-Speed |  |  |  | 24900 | 1616 | 15.4 | 13.4 | 17800 | 1534 | 3.4 | 3.1 | Non Federally-Regulated | 11/12/2015 |  | 02/23/2016
Enertech Global, LLC | GEOEXCEL | AST024A2 | MPD024 | Ground-Source | WBAHP-CB: Heat Pump Split Syst | Heat Pump | 208 | 3 | False |  |  | Single-Speed |  |  |  | 24900 | 1616 | 15.4 | 13.4 | 17800 | 1534 | 3.4 | 3.1 | Non Federally-Regulated | 11/12/2015 |  | 02/23/2016
Enertech Global, LLC | GEOEXCEL | AST024A2 | MPD024 | Ground-Source | WBAHP-CB: Heat Pump Split Syst | Heat Pump | 230 | 3 | False |  |  | Single-Speed |  |  |  | 24900 | 1616 | 15.4 | 13.4 | 17800 | 1534 | 3.4 | 3.1 | Non Federally-Regulated | 11/12/2015 |  | 02/23/2016
Enertech Global, LLC | GEOEXCEL | AVS018 |  | Water-Source | WBAHP: Heat Pump Packaged Unit | Heat Pump | 208 | 1 |  |  |  | Single-Speed |  |  |  | 20500 | 1213 | 16.9 | 11.2 | 24200 | 1222 | 5.8 | 4.2 | Federally-Regulated Commercial & Industrial Equipment | 11/12/2015 |  | 02/23/2016
Enertech Global, LLC | GEOEXCEL | AVS018 |  | Water-Source | WBAHP: Heat Pump Packaged Unit | Heat Pump | 230 | 1 |  |  |  | Single-Speed |  |  |  | 20500 | 1213 | 16.9 | 11.2 | 24200 | 1222 | 5.8 | 4.2 | Federally-Regulated Commercial & Industrial Equipment | 11/12/2015 |  | 02/23/2016
Enertech Global, LLC | GEOEXCEL | AVS018*****1 |  | Water-Source | WBAHP: Heat Pump Packaged Unit | Heat Pump | 208 | 1 |  |  |  | Single-Speed |  |  |  | 20700 | 1101 | 18.8 | 11.2 | 23700 | 1120 | 6.2 | 4.2 | Federally-Regulated Commercial & Industrial Equipment | 11/12/2015 |  | 02/23/2016
Enertech Global, LLC | GEOEXCEL | AVS018*****1 |  | Water-Source | WBAHP: Heat Pump Packaged Unit | Heat Pump | 230 | 1 |  |  |  | Single-Speed |  |  |  | 20700 | 1101 | 18.8 | 11.2 | 23700 | 1120 | 6.2 | 4.2 | Federally-Regulated Commercial & Industrial Equipment | 11/12/2015 |  | 02/23/2016
Enertech Global, LLC | GEOEXCEL | AVS018*A |  | Water-Source | WBAHP: Heat Pump Packaged Unit | Heat Pump | 265 | 1 |  |  |  | Single-Speed |  |  |  | 20500 | 1213 | 16.9 | 11.2 | 24200 | 1222 | 5.8 | 4.2 | Federally-Regulated Commercial & Industrial Equipment | 11/12/2015 |  | 02/23/2016
Enertech Global, LLC | GEOEXCEL | AVS018*A***1 |  | Water-Source | WBAHP: Heat Pump Packaged Unit | Heat Pump | 265 | 1 |  |  |  | Single-Speed |  |  |  | 20700 | 1101 | 18.8 | 11.2 | 23700 | 1120 | 6.2 | 4.2 | Federally-Regulated Commercial & Industrial Equipment | 11/12/2015 |  | 02/23/2016
Enertech Global, LLC | GEOEXCEL | AVS024 |  | Water-Source | WBAHP: Heat Pump Packaged Unit | Heat Pump | 208 | 1 |  |  |  | Single-Speed |  |  |  | 24800 | 1476 | 16.8 | 11.2 | 30000 | 1570 | 5.6 | 4.2 | Federally-Regulated Commercial & Industrial Equipment | 11/12/2015 |  | 02/23/2016
Enertech Global, LLC | GEOEXCEL | AVS024 |  | Water-Source | WBAHP: Heat Pump Packaged Unit | Heat Pump | 230 | 1 |  |  |  | Single-Speed |  |  |  | 24800 | 1476 | 16.8 | 11.2 | 30000 | 1570 | 5.6 | 4.2 | Federally-Regulated Commercial & Industrial Equipment | 11/12/2015 |  | 02/23/2016
Enertech Global, LLC | GEOEXCEL | AVS024*****1 |  | Water-Source | WBAHP: Heat Pump Packaged Unit | Heat Pump | 208 | 1 |  |  |  | Single-Speed |  |  |  | 25900 | 1407 | 18.4 | 11.2 | 29800 | 1480 | 5.9 | 4.2 | Federally-Regulated Commercial & Industrial Equipment | 11/12/2015 |  | 02/23/2016
Enertech Global, LLC | GEOEXCEL | AVS024*****1 |  | Water-Source | WBAHP: Heat Pump Packaged Unit | Heat Pump | 230 | 1 |  |  |  | Single-Speed |  |  |  | 25900 | 1407 | 18.4 | 11.2 | 29800 | 1480 | 5.9 | 4.2 | Federally-Regulated Commercial & Industrial Equipment | 11/12/2015 |  | 02/23/2016
Enertech Global, LLC | GEOEXCEL | AVS024*2 |  | Water-Source | WBAHP: Heat Pump Packaged Unit | Heat Pump | 208 | 3 |  |  |  | Single-Speed |  |  |  | 24800 | 1476 | 16.8 | 11.2 | 30000 | 1570 | 5.6 | 4.2 | Federally-Regulated Commercial & Industrial Equipment | 11/12/2015 |  | 02/23/2016
Enertech Global, LLC | GEOEXCEL | AVS024*2 |  | Water-Source | WBAHP: Heat Pump Packaged Unit | Heat Pump | 230 | 3 |  |  |  | Single-Speed |  |  |  | 24800 | 1476 | 16.8 | 11.2 | 30000 | 1570 | 5.6 | 4.2 | Federally-Regulated Commercial & Industrial Equipment | 11/12/2015 |  | 02/23/2016
Enertech Global, LLC | GEOEXCEL | AVS024*2***1 |  | Water-Source | WBAHP: Heat Pump Packaged Unit | Heat Pump | 208 | 3 |  |  |  | Single-Speed |  |  |  | 25900 | 1407 | 18.4 | 11.2 | 29800 | 1480 | 5.9 | 4.2 | Federally-Regulated Commercial & Industrial Equipment | 11/12/2015 |  | 02/23/2016
Enertech Global, LLC | GEOEXCEL | AVS024*2***1 |  | Water-Source | WBAHP: Heat Pump Packaged Unit | Heat Pump | 230 | 3 |  |  |  | Single-Speed |  |  |  | 25900 | 1407 | 18.4 | 11.2 | 29800 | 1480 | 5.9 | 4.2 | Federally-Regulated Commercial & Industrial Equipment | 11/12/2015 |  | 02/23/2016
Enertech Global, LLC | GEOEXCEL | AVS024*3 |  | Water-Source | WBAHP: Heat Pump Packaged Unit | Heat Pump | 460 | 3 |  |  |  | Single-Speed |  |  |  | 24800 | 1476 | 16.8 | 11.2 | 30000 | 1570 | 5.6 | 4.2 | Federally-Regulated Commercial & Industrial Equipment | 11/12/2015 |  | 02/23/2016
Enertech Global, LLC | GEOEXCEL | AVS024*3***1 |  | Water-Source | WBAHP: Heat Pump Packaged Unit | Heat Pump | 460 | 3 |  |  |  | Single-Speed |  |  |  | 25900 | 1407 | 18.4 | 11.2 | 29800 | 1480 | 5.9 | 4.2 | Federally-Regulated Commercial & Industrial Equipment | 11/12/2015 |  | 02/23/2016
Enertech Global, LLC | GEOEXCEL | AVS024*4 |  | Water-Source | WBAHP: Heat Pump Packaged Unit | Heat Pump | 575 | 3 |  |  |  | Single-Speed |  |  |  | 24800 | 1476 | 16.8 | 11.2 | 30000 | 1570 | 5.6 | 4.2 | Federally-Regulated Commercial & Industrial Equipment | 11/12/2015 |  | 02/23/2016
Enertech Global, LLC | GEOEXCEL | AVS024*A |  | Water-Source | WBAHP: Heat Pump Packaged Unit | Heat Pump | 265 | 1 |  |  |  | Single-Speed |  |  |  | 24800 | 1476 | 16.8 | 11.2 | 30000 | 1570 | 5.6 | 4.2 | Federally-Regulated Commercial & Industrial Equipment | 11/12/2015 |  | 02/23/2016
Enertech Global, LLC | GEOEXCEL | AVS024*A***1 |  | Water-Source | WBAHP: Heat Pump Packaged Unit | Heat Pump | 265 | 1 |  |  |  | Single-Speed |  |  |  | 25900 | 1407 | 18.4 | 11.2 | 29800 | 1480 | 5.9 | 4.2 | Federally-Regulated Commercial & Industrial Equipment | 11/12/2015 |  | 02/23/2016
Enertech Global, LLC | GEOEXCEL | AVS030 |  | Water-Source | WBAHP: Heat Pump Packaged Unit | Heat Pump | 208 | 1 |  |  |  | Single-Speed |  |  |  | 29100 | 1818 | 16 | 11.2 | 37000 | 1936 | 5.6 | 4.2 | Federally-Regulated Commercial & Industrial Equipment | 11/12/2015 |  | 02/23/2016
Enertech Global, LLC | GEOEXCEL | AVS030 |  | Water-Source | WBAHP: Heat Pump Packaged Unit | Heat Pump | 230 | 1 |  |  |  | Single-Speed |  |  |  | 29100 | 1818 | 16 | 11.2 | 37000 | 1936 | 5.6 | 4.2 | Federally-Regulated Commercial & Industrial Equipment | 11/12/2015 |  | 02/23/2016
Enertech Global, LLC | GEOEXCEL | AVS030*****1 |  | Water-Source | WBAHP: Heat Pump Packaged Unit | Heat Pump | 208 | 1 |  |  |  | Single-Speed |  |  |  | 30100 | 1710 | 17.6 | 11.2 | 36200 | 1798 | 5.9 | 4.2 | Federally-Regulated Commercial & Industrial Equipment | 11/12/2015 |  | 02/23/2016
Enertech Global, LLC | GEOEXCEL | AVS030*****1 |  | Water-Source | WBAHP: Heat Pump Packaged Unit | Heat Pump | 230 | 1 |  |  |  | Single-Speed |  |  |  | 30100 | 1710 | 17.6 | 11.2 | 36200 | 1798 | 5.9 | 4.2 | Federally-Regulated Commercial & Industrial Equipment | 11/12/2015 |  | 02/23/2016
Enertech Global, LLC | GEOEXCEL | AVS030*2 |  | Water-Source | WBAHP: Heat Pump Packaged Unit | Heat Pump | 208 | 3 |  |  |  | Single-Speed |  |  |  | 29100 | 1818 | 16 | 11.2 | 37000 | 1936 | 5.6 | 4.2 | Federally-Regulated Commercial & Industrial Equipment | 11/12/2015 |  | 02/23/2016
Enertech Global, LLC | GEOEXCEL | AVS030*2 |  | Water-Source | WBAHP: Heat Pump Packaged Unit | Heat Pump | 230 | 3 |  |  |  | Single-Speed |  |  |  | 29100 | 1818 | 16 | 11.2 | 37000 | 1936 | 5.6 | 4.2 | Federally-Regulated Commercial & Industrial Equipment | 11/12/2015 |  | 02/23/2016
Enertech Global, LLC | GEOEXCEL | AVS030*2***1 |  | Water-Source | WBAHP: Heat Pump Packaged Unit | Heat Pump | 208 | 3 |  |  |  | Single-Speed |  |  |  | 30100 | 1710 | 17.6 | 11.2 | 36200 | 1798 | 5.9 | 4.2 | Federally-Regulated Commercial & Industrial Equipment | 11/12/2015 |  | 02/23/2016
Enertech Global, LLC | GEOEXCEL | AVS030*2***1 |  | Water-Source | WBAHP: Heat Pump Packaged Unit | Heat Pump | 230 | 3 |  |  |  | Single-Speed |  |  |  | 30100 | 1710 | 17.6 | 11.2 | 36200 | 1798 | 5.9 | 4.2 | Federally-Regulated Commercial & Industrial Equipment | 11/12/2015 |  | 02/23/2016
Enertech Global, LLC | GEOEXCEL | AVS030*3 |  | Water-Source | WBAHP: Heat Pump Packaged Unit | Heat Pump | 460 | 3 |  |  |  | Single-Speed |  |  |  | 29100 | 1818 | 16 | 11.2 | 37000 | 1936 | 5.6 | 4.2 | Federally-Regulated Commercial & Industrial Equipment | 11/12/2015 |  | 02/23/2016
Enertech Global, LLC | GEOEXCEL | AVS030*3***1 |  | Water-Source | WBAHP: Heat Pump Packaged Unit | Heat Pump | 460 | 3 |  |  |  | Single-Speed |  |  |  | 30100 | 1710 | 17.6 | 11.2 | 36200 | 1798 | 5.9 | 4.2 | Federally-Regulated Commercial & Industrial Equipment | 11/12/2015 |  | 02/23/2016
Enertech Global, LLC | GEOEXCEL | AVS030*4 |  | Water-Source | WBAHP: Heat Pump Packaged Unit | Heat Pump | 575 | 3 |  |  |  | Single-Speed |  |  |  | 29100 | 1818 | 16 | 11.2 | 37000 | 1936 | 5.6 | 4.2 | Federally-Regulated Commercial & Industrial Equipment | 11/12/2015 |  | 02/23/2016
Enertech Global, LLC | GEOEXCEL | AVS030*A |  | Water-Source | WBAHP: Heat Pump Packaged Unit | Heat Pump | 265 | 1 |  |  |  | Single-Speed |  |  |  | 29100 | 1818 | 16 | 11.2 | 37000 | 1936 | 5.6 | 4.2 | Federally-Regulated Commercial & Industrial Equipment | 11/12/2015 |  | 02/23/2016
Enertech Global, LLC | GEOEXCEL | AVS030*A***1 |  | Water-Source | WBAHP: Heat Pump Packaged Unit | Heat Pump | 265 | 1 |  |  |  | Single-Speed |  |  |  | 30100 | 1710 | 17.6 | 11.2 | 36200 | 1798 | 5.9 | 4.2 | Federally-Regulated Commercial & Industrial Equipment | 11/12/2015 |  | 02/23/2016
Enertech Global, LLC | GEOEXCEL | AVS036 |  | Water-Source | WBAHP: Heat Pump Packaged Unit | Heat Pump | 208 | 1 |  |  |  | Single-Speed |  |  |  | 36000 | 2322 | 15.5 | 11.2 | 46500 | 2620 | 5.2 | 4.2 | Federally-Regulated Commercial & Industrial Equipment | 11/12/2015 |  | 02/23/2016
Enertech Global, LLC | GEOEXCEL | AVS036 |  | Water-Source | WBAHP: Heat Pump Packaged Unit | Heat Pump | 230 | 1 |  |  |  | Single-Speed |  |  |  | 36000 | 2322 | 15.5 | 11.2 | 46500 | 2620 | 5.2 | 4.2 | Federally-Regulated Commercial & Industrial Equipment | 11/12/2015 |  | 02/23/2016
Enertech Global, LLC | GEOEXCEL | AVS036*****1 |  | Water-Source | WBAHP: Heat Pump Packaged Unit | Heat Pump | 208 | 1 |  |  |  | Single-Speed |  |  |  | 37100 | 2262 | 16.4 | 11.2 | 46200 | 2507 | 5.4 | 4.2 | Federally-Regulated Commercial & Industrial Equipment | 11/12/2015 |  | 02/23/2016
Enertech Global, LLC | GEOEXCEL | AVS036*****1 |  | Water-Source | WBAHP: Heat Pump Packaged Unit | Heat Pump | 230 | 1 |  |  |  | Single-Speed |  |  |  | 37100 | 2262 | 16.4 | 11.2 | 46200 | 2507 | 5.4 | 4.2 | Federally-Regulated Commercial & Industrial Equipment | 11/12/2015 |  | 02/23/2016
Enertech Global, LLC | GEOEXCEL | AVS036*2 |  | Water-Source | WBAHP: Heat Pump Packaged Unit | Heat Pump | 208 | 3 |  |  |  | Single-Speed |  |  |  | 36000 | 2322 | 15.5 | 11.2 | 46500 | 2620 | 5.2 | 4.2 | Federally-Regulated Commercial & Industrial Equipment | 11/12/2015 |  | 02/23/2016
Enertech Global, LLC | GEOEXCEL | AVS036*2 |  | Water-Source | WBAHP: Heat Pump Packaged Unit | Heat Pump | 230 | 3 |  |  |  | Single-Speed |  |  |  | 36000 | 2322 | 15.5 | 11.2 | 46500 | 2620 | 5.2 | 4.2 | Federally-Regulated Commercial & Industrial Equipment | 11/12/2015 |  | 02/23/2016
Enertech Global, LLC | GEOEXCEL | AVS036*2***1 |  | Water-Source | WBAHP: Heat Pump Packaged Unit | Heat Pump | 208 | 3 |  |  |  | Single-Speed |  |  |  | 37100 | 2262 | 16.4 | 11.2 | 46200 | 2507 | 5.4 | 4.2 | Federally-Regulated Commercial & Industrial Equipment | 11/12/2015 |  | 02/23/2016
Enertech Global, LLC | GEOEXCEL | AVS036*2***1 |  | Water-Source | WBAHP: Heat Pump Packaged Unit | Heat Pump | 230 | 3 |  |  |  | Single-Speed |  |  |  | 37100 | 2262 | 16.4 | 11.2 | 46200 | 2507 | 5.4 | 4.2 | Federally-Regulated Commercial & Industrial Equipment | 11/12/2015 |  | 02/23/2016
Enertech Global, LLC | GEOEXCEL | AVS036*3 |  | Water-Source | WBAHP: Heat Pump Packaged Unit | Heat Pump | 460 | 3 |  |  |  | Single-Speed |  |  |  | 36000 | 2322 | 15.5 | 11.2 | 46500 | 2620 | 5.2 | 4.2 | Federally-Regulated Commercial & Industrial Equipment | 11/12/2015 |  | 02/23/2016
Enertech Global, LLC | GEOEXCEL | AVS036*3***1 |  | Water-Source | WBAHP: Heat Pump Packaged Unit | Heat Pump | 460 | 3 |  |  |  | Single-Speed |  |  |  | 37100 | 2262 | 16.4 | 11.2 | 46200 | 2507 | 5.4 | 4.2 | Federally-Regulated Commercial & Industrial Equipment | 11/12/2015 |  | 02/23/2016
Enertech Global, LLC | GEOEXCEL | AVS036*4 |  | Water-Source | WBAHP: Heat Pump Packaged Unit | Heat Pump | 575 | 3 |  |  |  | Single-Speed |  |  |  | 36000 | 2322 | 15.5 | 11.2 | 46500 | 2620 | 5.2 | 4.2 | Federally-Regulated Commercial & Industrial Equipment | 11/12/2015 |  | 02/23/2016
Enertech Global, LLC | GEOEXCEL | AVS036*A |  | Water-Source | WBAHP: Heat Pump Packaged Unit | Heat Pump | 265 | 1 |  |  |  | Single-Speed |  |  |  | 36000 | 2322 | 15.5 | 11.2 | 46500 | 2620 | 5.2 | 4.2 | Federally-Regulated Commercial & Industrial Equipment | 11/12/2015 |  | 02/23/2016
Enertech Global, LLC | GEOEXCEL | AVS036*A***1 |  | Water-Source | WBAHP: Heat Pump Packaged Unit | Heat Pump | 265 | 1 |  |  |  | Single-Speed |  |  |  | 37100 | 2262 | 16.4 | 11.2 | 46200 | 2507 | 5.4 | 4.2 | Federally-Regulated Commercial & Industrial Equipment | 11/12/2015 |  | 02/23/2016
Enertech Global, LLC | GEOEXCEL | AVT024 |  | Water-Source | WBAHP: Heat Pump Packaged Unit | Heat Pump | 208 | 1 |  |  |  | Single-Speed |  |  |  | 24600 | 1527 | 16.1 | 11.2 | 29100 | 1640 | 5.2 | 4.2 | Federally-Regulated Commercial & Industrial Equipment | 11/12/2015 |  | 02/23/2016
Enertech Global, LLC | GEOEXCEL | AVT024 |  | Water-Source | WBAHP: Heat Pump Packaged Unit | Heat Pump | 230 | 1 |  |  |  | Single-Speed |  |  |  | 24600 | 1527 | 16.1 | 11.2 | 29100 | 1640 | 5.2 | 4.2 | Federally-Regulated Commercial & Industrial Equipment | 11/12/2015 |  | 02/23/2016
Enertech Global, LLC | GEOEXCEL | AVT024*2 |  | Water-Source | WBAHP: Heat Pump Packaged Unit | Heat Pump | 208 | 3 |  |  |  | Single-Speed |  |  |  | 24600 | 1527 | 16.1 | 11.2 | 29100 | 1640 | 5.2 | 4.2 | Federally-Regulated Commercial & Industrial Equipment | 11/12/2015 |  | 02/23/2016
Enertech Global, LLC | GEOEXCEL | AVT024*2 |  | Water-Source | WBAHP: Heat Pump Packaged Unit | Heat Pump | 230 | 3 |  |  |  | Single-Speed |  |  |  | 24600 | 1527 | 16.1 | 11.2 | 29100 | 1640 | 5.2 | 4.2 | Federally-Regulated Commercial & Industrial Equipment | 11/12/2015 |  | 02/23/2016
Enertech Global, LLC | GEOEXCEL | AVT024*3 |  | Water-Source | WBAHP: Heat Pump Packaged Unit | Heat Pump | 460 | 3 |  |  |  | Single-Speed |  |  |  | 24600 | 1527 | 16.1 | 11.2 | 29100 | 1640 | 5.2 | 4.2 | Federally-Regulated Commercial & Industrial Equipment | 11/12/2015 |  | 02/23/2016
Enertech Global, LLC | GEOEXCEL | AVT024*A |  | Water-Source | WBAHP: Heat Pump Packaged Unit | Heat Pump | 265 | 1 |  |  |  | Single-Speed |  |  |  | 24600 | 1527 | 16.1 | 11.2 | 29100 | 1640 | 5.2 | 4.2 | Federally-Regulated Commercial & Industrial Equipment | 11/12/2015 |  | 02/23/2016
Enertech Global, LLC | GEOEXCEL | AVT036 |  | Water-Source | WBAHP: Heat Pump Packaged Unit | Heat Pump | 208 | 1 |  |  |  | Single-Speed |  |  |  | 35800 | 2324 | 15.4 | 11.2 | 45500 | 2614 | 5.1 | 4.2 | Federally-Regulated Commercial & Industrial Equipment | 11/12/2015 |  | 02/23/2016
Enertech Global, LLC | GEOEXCEL | AVT036 |  | Water-Source | WBAHP: Heat Pump Packaged Unit | Heat Pump | 230 | 1 |  |  |  | Single-Speed |  |  |  | 35800 | 2324 | 15.4 | 11.2 | 45500 | 2614 | 5.1 | 4.2 | Federally-Regulated Commercial & Industrial Equipment | 11/12/2015 |  | 02/23/2016
Enertech Global, LLC | GEOEXCEL | AVT036*2 |  | Water-Source | WBAHP: Heat Pump Packaged Unit | Heat Pump | 208 | 3 |  |  |  | Single-Speed |  |  |  | 35800 | 2324 | 15.4 | 11.2 | 45500 | 2614 | 5.1 | 4.2 | Federally-Regulated Commercial & Industrial Equipment | 11/12/2015 |  | 02/23/2016
Enertech Global, LLC | GEOEXCEL | AVT036*2 |  | Water-Source | WBAHP: Heat Pump Packaged Unit | Heat Pump | 230 | 3 |  |  |  | Single-Speed |  |  |  | 35800 | 2324 | 15.4 | 11.2 | 45500 | 2614 | 5.1 | 4.2 | Federally-Regulated Commercial & Industrial Equipment | 11/12/2015 |  | 02/23/2016
Enertech Global, LLC | GEOEXCEL | AVT036*3 |  | Water-Source | WBAHP: Heat Pump Packaged Unit | Heat Pump | 460 | 3 |  |  |  | Single-Speed |  |  |  | 35800 | 2324 | 15.4 | 11.2 | 45500 | 2614 | 5.1 | 4.2 | Federally-Regulated Commercial & Industrial Equipment | 11/12/2015 |  | 02/23/2016
Enertech Global, LLC | GEOEXCEL | AVT036*A |  | Water-Source | WBAHP: Heat Pump Packaged Unit | Heat Pump | 265 | 1 |  |  |  | Single-Speed |  |  |  | 35800 | 2324 | 15.4 | 11.2 | 45500 | 2614 | 5.1 | 4.2 | Federally-Regulated Commercial & Industrial Equipment | 11/12/2015 |  | 02/23/2016
Enertech Global, LLC | GEOEXCEL | AXT060D |  | Ground-Water-Source | WBAHP: Heat Pump Packaged Unit | Heat Pump | 208 | 1 |  |  |  | Single-Speed | 2379 | 644 |  | 67700 | 3022 | 22.4 | 16.2 | 60000 | 3907 | 4.5 | 3.6 | Non Federally-Regulated | 11/13/2015 |  | 02/23/2016
Enertech Global, LLC | GEOEXCEL | AXT060D |  | Ground-Water-Source | WBAHP: Heat Pump Packaged Unit | Heat Pump | 230 | 1 |  |  |  | Single-Speed | 2379 | 644 |  | 67700 | 3022 | 22.4 | 16.2 | 60000 | 3907 | 4.5 | 3.6 | Non Federally-Regulated | 11/13/2015 |  | 02/23/2016
Enertech Global, LLC | GEOEXCEL | AXT060D2 |  | Ground-Water-Source | WBAHP: Heat Pump Packaged Unit | Heat Pump | 208 | 3 |  |  |  | Single-Speed | 2379 | 644 |  | 67700 | 3022 | 22.4 | 16.2 | 60000 | 3907 | 4.5 | 3.6 | Non Federally-Regulated | 11/13/2015 |  | 02/23/2016
Enertech Global, LLC | GEOEXCEL | AXT060D2 |  | Ground-Water-Source | WBAHP: Heat Pump Packaged Unit | Heat Pump | 230 | 3 |  |  |  | Single-Speed | 2379 | 644 |  | 67700 | 3022 | 22.4 | 16.2 | 60000 | 3907 | 4.5 | 3.6 | Non Federally-Regulated | 11/13/2015 |  | 02/23/2016
Enertech Global, LLC | GEOEXCEL | AXT060D3 |  | Ground-Water-Source | WBAHP: Heat Pump Packaged Unit | Heat Pump | 460 | 3 |  |  |  | Single-Speed | 2379 | 644 |  | 67700 | 3022 | 22.4 | 16.2 | 60000 | 3907 | 4.5 | 3.6 | Non Federally-Regulated | 11/13/2015 |  | 02/23/2016
Enertech Global, LLC | GEOEXCEL | AYT060 |  | Ground-Water-Source | WBAHP: Heat Pump Packaged Unit | Heat Pump | 208 | 1 |  |  |  | Single-Speed | 2123 | 647 |  | 68700 | 2770 | 24.8 | 16.2 | 61700 | 3690 | 4.9 | 3.6 | Non Federally-Regulated | 11/13/2015 |  | 02/23/2016
Enertech Global, LLC | GEOEXCEL | AYT060 |  | Ground-Water-Source | WBAHP: Heat Pump Packaged Unit | Heat Pump | 230 | 1 |  |  |  | Single-Speed | 2123 | 647 |  | 68700 | 2770 | 24.8 | 16.2 | 61700 | 3690 | 4.9 | 3.6 | Non Federally-Regulated | 11/13/2015 |  | 02/23/2016
Enertech Global, LLC | GEOEXCEL | AYT060*2 |  | Ground-Water-Source | WBAHP: Heat Pump Packaged Unit | Heat Pump | 208 | 3 |  |  |  | Single-Speed | 2123 | 647 |  | 68700 | 2770 | 24.8 | 16.2 | 61700 | 3690 | 4.9 | 3.6 | Non Federally-Regulated | 11/13/2015 |  | 02/23/2016
Enertech Global, LLC | GEOEXCEL | AYT060*2 |  | Ground-Water-Source | WBAHP: Heat Pump Packaged Unit | Heat Pump | 230 | 3 |  |  |  | Single-Speed | 2123 | 647 |  | 68700 | 2770 | 24.8 | 16.2 | 61700 | 3690 | 4.9 | 3.6 | Non Federally-Regulated | 11/13/2015 |  | 02/23/2016
Enertech Global, LLC | GEOEXCEL | AYT060*3 |  | Ground-Water-Source | WBAHP: Heat Pump Packaged Unit | Heat Pump | 460 | 3 |  |  |  | Single-Speed | 2123 | 647 |  | 68700 | 2770 | 24.8 | 16.2 | 61700 | 3690 | 4.9 | 3.6 | Non Federally-Regulated | 11/13/2015 |  | 02/23/2016
Enertech Global, LLC | GEOEXCEL | AHT024B |  | Ground-Water-Source | WBAHP: Heat Pump Packaged Unit | Heat Pump | 208 | 1 |  |  |  | Single-Speed |  |  |  | 25700 | 1189 | 21.6 | 16.2 | 24400 | 1554 | 4.6 | 3.6 | Non Federally-Regulated | 11/12/2015 |  | 02/23/2016
Enertech Global, LLC | GEOEXCEL | AHT024B |  | Ground-Water-Source | WBAHP: Heat Pump Packaged Unit | Heat Pump | 230 | 1 |  |  |  | Single-Speed |  |  |  | 25700 | 1189 | 21.6 | 16.2 | 24400 | 1554 | 4.6 | 3.6 | Non Federally-Regulated | 11/12/2015 |  | 02/23/2016
Enertech Global, LLC | GEOEXCEL | AHT024B2 |  | Ground-Water-Source | WBAHP: Heat Pump Packaged Unit | Heat Pump | 208 | 3 |  |  |  | Single-Speed |  |  |  | 25700 | 1189 | 21.6 | 16.2 | 24400 | 1554 | 4.6 | 3.6 | Non Federally-Regulated | 11/12/2015 |  | 02/23/2016
Enertech Global, LLC | GEOEXCEL | AHT024B2 |  | Ground-Water-Source | WBAHP: Heat Pump Packaged Unit | Heat Pump | 230 | 3 |  |  |  | Single-Speed |  |  |  | 25700 | 1189 | 21.6 | 16.2 | 24400 | 1554 | 4.6 | 3.6 | Non Federally-Regulated | 11/12/2015 |  | 02/23/2016
Enertech Global, LLC | GEOEXCEL | AHT024B3 |  | Ground-Water-Source | WBAHP: Heat Pump Packaged Unit | Heat Pump | 460 | 3 |  |  |  | Single-Speed |  |  |  | 25700 | 1189 | 21.6 | 16.2 | 24400 | 1554 | 4.6 | 3.6 | Non Federally-Regulated | 11/12/2015 |  | 02/23/2016
Enertech Global, LLC | GEOEXCEL | AHT036B |  | Ground-Water-Source | WBAHP: Heat Pump Packaged Unit | Heat Pump | 208 | 1 |  |  |  | Single-Speed |  |  |  | 37500 | 1752 | 21.4 | 16.2 | 36600 | 2282 | 4.7 | 3.6 | Non Federally-Regulated | 11/12/2015 |  | 02/23/2016
Enertech Global, LLC | GEOEXCEL | AHT036B |  | Ground-Water-Source | WBAHP: Heat Pump Packaged Unit | Heat Pump | 230 | 1 |  |  |  | Single-Speed |  |  |  | 37500 | 1752 | 21.4 | 16.2 | 36600 | 2282 | 4.7 | 3.6 | Non Federally-Regulated | 11/12/2015 |  | 02/23/2016
Enertech Global, LLC | GEOEXCEL | AHT036B2 |  | Ground-Water-Source | WBAHP: Heat Pump Packaged Unit | Heat Pump | 208 | 3 |  |  |  | Single-Speed |  |  |  | 37500 | 1752 | 21.4 | 16.2 | 36600 | 2282 | 4.7 | 3.6 | Non Federally-Regulated | 11/12/2015 |  | 02/23/2016
Enertech Global, LLC | GEOEXCEL | AHT036B2 |  | Ground-Water-Source | WBAHP: Heat Pump Packaged Unit | Heat Pump | 230 | 3 |  |  |  | Single-Speed |  |  |  | 37500 | 1752 | 21.4 | 16.2 | 36600 | 2282 | 4.7 | 3.6 | Non Federally-Regulated | 11/12/2015 |  | 02/23/2016
Enertech Global, LLC | GEOEXCEL | AHT036B3 |  | Ground-Water-Source | WBAHP: Heat Pump Packaged Unit | Heat Pump | 460 | 3 |  |  |  | Single-Speed |  |  |  | 37500 | 1752 | 21.4 | 16.2 | 36600 | 2282 | 4.7 | 3.6 | Non Federally-Regulated | 11/12/2015 |  | 02/23/2016
Enertech Global, LLC | GEOEXCEL | AHT048B |  | Ground-Water-Source | WBAHP: Heat Pump Packaged Unit | Heat Pump | 208 | 1 |  |  |  | Single-Speed |  |  |  | 52200 | 2250 | 23.2 | 16.2 | 46300 | 2949 | 4.6 | 3.6 | Non Federally-Regulated | 11/12/2015 |  | 02/23/2016
Enertech Global, LLC | GEOEXCEL | AHT048B |  | Ground-Water-Source | WBAHP: Heat Pump Packaged Unit | Heat Pump | 230 | 1 |  |  |  | Single-Speed |  |  |  | 52200 | 2250 | 23.2 | 16.2 | 46300 | 2949 | 4.6 | 3.6 | Non Federally-Regulated | 11/12/2015 |  | 02/23/2016
Enertech Global, LLC | GEOEXCEL | AHT048B2 |  | Ground-Water-Source | WBAHP: Heat Pump Packaged Unit | Heat Pump | 208 | 3 |  |  |  | Single-Speed |  |  |  | 52200 | 2250 | 23.2 | 16.2 | 46300 | 2949 | 4.6 | 3.6 | Non Federally-Regulated | 11/12/2015 |  | 02/23/2016
Enertech Global, LLC | GEOEXCEL | AHT048B2 |  | Ground-Water-Source | WBAHP: Heat Pump Packaged Unit | Heat Pump | 230 | 3 |  |  |  | Single-Speed |  |  |  | 52200 | 2250 | 23.2 | 16.2 | 46300 | 2949 | 4.6 | 3.6 | Non Federally-Regulated | 11/12/2015 |  | 02/23/2016
Enertech Global, LLC | GEOEXCEL | AHT048B3 |  | Ground-Water-Source | WBAHP: Heat Pump Packaged Unit | Heat Pump | 460 | 3 |  |  |  | Single-Speed |  |  |  | 52200 | 2250 | 23.2 | 16.2 | 46300 | 2949 | 4.6 | 3.6 | Non Federally-Regulated | 11/12/2015 |  | 02/23/2016
Enertech Global, LLC | GEOEXCEL | AHT060B |  | Ground-Water-Source | WBAHP: Heat Pump Packaged Unit | Heat Pump | 208 | 1 |  |  |  | Single-Speed |  |  |  | 64100 | 2913 | 22 | 16.2 | 57500 | 3829 | 4.4 | 3.6 | Non Federally-Regulated | 11/12/2015 |  | 02/23/2016
Enertech Global, LLC | GEOEXCEL | AHT060B |  | Ground-Water-Source | WBAHP: Heat Pump Packaged Unit | Heat Pump | 230 | 1 |  |  |  | Single-Speed |  |  |  | 64100 | 2913 | 22 | 16.2 | 57500 | 3829 | 4.4 | 3.6 | Non Federally-Regulated | 11/12/2015 |  | 02/23/2016
Enertech Global, LLC | GEOEXCEL | AHT060B2 |  | Ground-Water-Source | WBAHP: Heat Pump Packaged Unit | Heat Pump | 208 | 3 |  |  |  | Single-Speed |  |  |  | 64100 | 2913 | 22 | 16.2 | 57500 | 3829 | 4.4 | 3.6 | Non Federally-Regulated | 11/12/2015 |  | 02/23/2016
Enertech Global, LLC | GEOEXCEL | AHT060B2 |  | Ground-Water-Source | WBAHP: Heat Pump Packaged Unit | Heat Pump | 230 | 3 |  |  |  | Single-Speed |  |  |  | 64100 | 2913 | 22 | 16.2 | 57500 | 3829 | 4.4 | 3.6 | Non Federally-Regulated | 11/12/2015 |  | 02/23/2016
Enertech Global, LLC | GEOEXCEL | AHT060B3 |  | Ground-Water-Source | WBAHP: Heat Pump Packaged Unit | Heat Pump | 460 | 3 |  |  |  | Single-Speed |  |  |  | 64100 | 2913 | 22 | 16.2 | 57500 | 3829 | 4.4 | 3.6 | Non Federally-Regulated | 11/12/2015 |  | 02/23/2016
Enertech Global, LLC | GEOEXCEL | AVS018 |  | Ground-Water-Source | WBAHP: Heat Pump Packaged Unit | Heat Pump | 208 | 1 |  |  |  | Single-Speed |  |  |  | 23200 | 843 | 27.5 | 16.2 | 20100 | 1178 | 5 | 3.6 | Non Federally-Regulated | 11/12/2015 |  | 02/23/2016
Enertech Global, LLC | GEOEXCEL | AVS018 |  | Ground-Water-Source | WBAHP: Heat Pump Packaged Unit | Heat Pump | 230 | 1 |  |  |  | Single-Speed |  |  |  | 23200 | 843 | 27.5 | 16.2 | 20100 | 1178 | 5 | 3.6 | Non Federally-Regulated | 11/12/2015 |  | 02/23/2016
Enertech Global, LLC | GEOEXCEL | AVS018*****1 |  | Ground-Water-Source | WBAHP: Heat Pump Packaged Unit | Heat Pump | 208 | 1 |  |  |  | Single-Speed |  |  |  | 23200 | 760 | 30.5 | 16.2 | 19600 | 1083 | 5.3 | 3.6 | Non Federally-Regulated | 11/12/2015 |  | 02/23/2016
Enertech Global, LLC | GEOEXCEL | AVS018*****1 |  | Ground-Water-Source | WBAHP: Heat Pump Packaged Unit | Heat Pump | 230 | 1 |  |  |  | Single-Speed |  |  |  | 23200 | 760 | 30.5 | 16.2 | 19600 | 1083 | 5.3 | 3.6 | Non Federally-Regulated | 11/12/2015 |  | 02/23/2016
Enertech Global, LLC | GEOEXCEL | AVS018*A |  | Ground-Water-Source | WBAHP: Heat Pump Packaged Unit | Heat Pump | 265 | 1 |  |  |  | Single-Speed |  |  |  | 23200 | 843 | 27.5 | 16.2 | 20100 | 1178 | 5 | 3.6 | Non Federally-Regulated | 11/12/2015 |  | 02/23/2016
Enertech Global, LLC | GEOEXCEL | AVS018*A***1 |  | Ground-Water-Source | WBAHP: Heat Pump Packaged Unit | Heat Pump | 265 | 1 |  |  |  | Single-Speed |  |  |  | 23200 | 760 | 30.5 | 16.2 | 19600 | 1083 | 5.3 | 3.6 | Non Federally-Regulated | 11/12/2015 |  | 02/23/2016
Enertech Global, LLC | GEOEXCEL | AVS024 |  | Ground-Water-Source | WBAHP: Heat Pump Packaged Unit | Heat Pump | 208 | 1 |  |  |  | Single-Speed |  |  |  | 28100 | 1080 | 26 | 16.2 | 24200 | 1447 | 4.9 | 3.6 | Non Federally-Regulated | 11/12/2015 |  | 02/23/2016
Enertech Global, LLC | GEOEXCEL | AVS024 |  | Ground-Water-Source | WBAHP: Heat Pump Packaged Unit | Heat Pump | 230 | 1 |  |  |  | Single-Speed |  |  |  | 28100 | 1080 | 26 | 16.2 | 24200 | 1447 | 4.9 | 3.6 | Non Federally-Regulated | 11/12/2015 |  | 02/23/2016
Enertech Global, LLC | GEOEXCEL | AVS024*****1 |  | Ground-Water-Source | WBAHP: Heat Pump Packaged Unit | Heat Pump | 208 | 1 |  |  |  | Single-Speed |  |  |  | 29400 | 996 | 29.5 | 16.2 | 24000 | 1379 | 5.1 | 3.6 | Non Federally-Regulated | 11/12/2015 |  | 02/23/2016
Enertech Global, LLC | GEOEXCEL | AVS024*****1 |  | Ground-Water-Source | WBAHP: Heat Pump Packaged Unit | Heat Pump | 230 | 1 |  |  |  | Single-Speed |  |  |  | 29400 | 996 | 29.5 | 16.2 | 24000 | 1379 | 5.1 | 3.6 | Non Federally-Regulated | 11/12/2015 |  | 02/23/2016
Enertech Global, LLC | GEOEXCEL | AVS024*2 |  | Ground-Water-Source | WBAHP: Heat Pump Packaged Unit | Heat Pump | 208 | 3 |  |  |  | Single-Speed |  |  |  | 28100 | 1080 | 26 | 16.2 | 24200 | 1447 | 4.9 | 3.6 | Non Federally-Regulated | 11/12/2015 |  | 02/23/2016
Enertech Global, LLC | GEOEXCEL | AVS024*2 |  | Ground-Water-Source | WBAHP: Heat Pump Packaged Unit | Heat Pump | 230 | 3 |  |  |  | Single-Speed |  |  |  | 28100 | 1080 | 26 | 16.2 | 24200 | 1447 | 4.9 | 3.6 | Non Federally-Regulated | 11/12/2015 |  | 02/23/2016
Enertech Global, LLC | GEOEXCEL | AVS024*2***1 |  | Ground-Water-Source | WBAHP: Heat Pump Packaged Unit | Heat Pump | 208 | 3 |  |  |  | Single-Speed |  |  |  | 29400 | 996 | 29.5 | 16.2 | 24000 | 1379 | 5.1 | 3.6 | Non Federally-Regulated | 11/12/2015 |  | 02/23/2016
Enertech Global, LLC | GEOEXCEL | AVS024*2***1 |  | Ground-Water-Source | WBAHP: Heat Pump Packaged Unit | Heat Pump | 230 | 3 |  |  |  | Single-Speed |  |  |  | 29400 | 996 | 29.5 | 16.2 | 24000 | 1379 | 5.1 | 3.6 | Non Federally-Regulated | 11/12/2015 |  | 02/23/2016
Enertech Global, LLC | GEOEXCEL | AVS024*3 |  | Ground-Water-Source | WBAHP: Heat Pump Packaged Unit | Heat Pump | 460 | 3 |  |  |  | Single-Speed |  |  |  | 28100 | 1080 | 26 | 16.2 | 24200 | 1447 | 4.9 | 3.6 | Non Federally-Regulated | 11/12/2015 |  | 02/23/2016
Enertech Global, LLC | GEOEXCEL | AVS024*3***1 |  | Ground-Water-Source | WBAHP: Heat Pump Packaged Unit | Heat Pump | 460 | 3 |  |  |  | Single-Speed |  |  |  | 29400 | 996 | 29.5 | 16.2 | 24000 | 1379 | 5.1 | 3.6 | Non Federally-Regulated | 11/12/2015 |  | 02/23/2016
Enertech Global, LLC | GEOEXCEL | AVS024*4 |  | Ground-Water-Source | WBAHP: Heat Pump Packaged Unit | Heat Pump | 575 | 3 |  |  |  | Single-Speed |  |  |  | 28100 | 1080 | 26 | 16.2 | 24200 | 1447 | 4.9 | 3.6 | Non Federally-Regulated | 11/12/2015 |  | 02/23/2016
Enertech Global, LLC | GEOEXCEL | AVS024*A |  | Ground-Water-Source | WBAHP: Heat Pump Packaged Unit | Heat Pump | 265 | 1 |  |  |  | Single-Speed |  |  |  | 28100 | 1080 | 26 | 16.2 | 24200 | 1447 | 4.9 | 3.6 | Non Federally-Regulated | 11/12/2015 |  | 02/23/2016
Enertech Global, LLC | GEOEXCEL | AVS024*A***1 |  | Ground-Water-Source | WBAHP: Heat Pump Packaged Unit | Heat Pump | 265 | 1 |  |  |  | Single-Speed |  |  |  | 29400 | 996 | 29.5 | 16.2 | 24000 | 1379 | 5.1 | 3.6 | Non Federally-Regulated | 11/12/2015 |  | 02/23/2016
Enertech Global, LLC | GEOEXCEL | AVS030 |  | Ground-Water-Source | WBAHP: Heat Pump Packaged Unit | Heat Pump | 208 | 1 |  |  |  | Single-Speed |  |  |  | 33100 | 1356 | 24.4 | 16.2 | 29800 | 1782 | 4.9 | 3.6 | Non Federally-Regulated | 11/12/2015 |  | 02/23/2016
Enertech Global, LLC | GEOEXCEL | AVS030 |  | Ground-Water-Source | WBAHP: Heat Pump Packaged Unit | Heat Pump | 230 | 1 |  |  |  | Single-Speed |  |  |  | 33100 | 1356 | 24.4 | 16.2 | 29800 | 1782 | 4.9 | 3.6 | Non Federally-Regulated | 11/12/2015 |  | 02/23/2016
Enertech Global, LLC | GEOEXCEL | AVS030*****1 |  | Ground-Water-Source | WBAHP: Heat Pump Packaged Unit | Heat Pump | 208 | 1 |  |  |  | Single-Speed |  |  |  | 34000 | 1236 | 27.5 | 16.2 | 29200 | 1677 | 5.1 | 3.6 | Non Federally-Regulated | 11/12/2015 |  | 02/23/2016
Enertech Global, LLC | GEOEXCEL | AVS030*****1 |  | Ground-Water-Source | WBAHP: Heat Pump Packaged Unit | Heat Pump | 230 | 1 |  |  |  | Single-Speed |  |  |  | 34000 | 1236 | 27.5 | 16.2 | 29200 | 1677 | 5.1 | 3.6 | Non Federally-Regulated | 11/12/2015 |  | 02/23/2016
Enertech Global, LLC | GEOEXCEL | AVS030*2 |  | Ground-Water-Source | WBAHP: Heat Pump Packaged Unit | Heat Pump | 208 | 3 |  |  |  | Single-Speed |  |  |  | 33100 | 1356 | 24.4 | 16.2 | 29800 | 1782 | 4.9 | 3.6 | Non Federally-Regulated | 11/12/2015 |  | 02/23/2016
Enertech Global, LLC | GEOEXCEL | AVS030*2 |  | Ground-Water-Source | WBAHP: Heat Pump Packaged Unit | Heat Pump | 230 | 3 |  |  |  | Single-Speed |  |  |  | 33100 | 1356 | 24.4 | 16.2 | 29800 | 1782 | 4.9 | 3.6 | Non Federally-Regulated | 11/12/2015 |  | 02/23/2016
Enertech Global, LLC | GEOEXCEL | AVS030*2***1 |  | Ground-Water-Source | WBAHP: Heat Pump Packaged Unit | Heat Pump | 208 | 3 |  |  |  | Single-Speed |  |  |  | 34000 | 1236 | 27.5 | 16.2 | 29200 | 1677 | 5.1 | 3.6 | Non Federally-Regulated | 11/12/2015 |  | 02/23/2016
Enertech Global, LLC | GEOEXCEL | AVS030*2***1 |  | Ground-Water-Source | WBAHP: Heat Pump Packaged Unit | Heat Pump | 230 | 3 |  |  |  | Single-Speed |  |  |  | 34000 | 1236 | 27.5 | 16.2 | 29200 | 1677 | 5.1 | 3.6 | Non Federally-Regulated | 11/12/2015 |  | 02/23/2016
Enertech Global, LLC | GEOEXCEL | AVS030*3 |  | Ground-Water-Source | WBAHP: Heat Pump Packaged Unit | Heat Pump | 460 | 3 |  |  |  | Single-Speed |  |  |  | 33100 | 1356 | 24.4 | 16.2 | 29800 | 1782 | 4.9 | 3.6 | Non Federally-Regulated | 11/12/2015 |  | 02/23/2016
Enertech Global, LLC | GEOEXCEL | AVS030*3***1 |  | Ground-Water-Source | WBAHP: Heat Pump Packaged Unit | Heat Pump | 460 | 3 |  |  |  | Single-Speed |  |  |  | 34000 | 1236 | 27.5 | 16.2 | 29200 | 1677 | 5.1 | 3.6 | Non Federally-Regulated | 11/12/2015 |  | 02/23/2016
Enertech Global, LLC | GEOEXCEL | AVS030*4 |  | Ground-Water-Source | WBAHP: Heat Pump Packaged Unit | Heat Pump | 575 | 3 |  |  |  | Single-Speed |  |  |  | 33100 | 1356 | 24.4 | 16.2 | 29800 | 1782 | 4.9 | 3.6 | Non Federally-Regulated | 11/12/2015 |  | 02/23/2016
Enertech Global, LLC | GEOEXCEL | AVS030*A |  | Ground-Water-Source | WBAHP: Heat Pump Packaged Unit | Heat Pump | 265 | 1 |  |  |  | Single-Speed |  |  |  | 33100 | 1356 | 24.4 | 16.2 | 29800 | 1782 | 4.9 | 3.6 | Non Federally-Regulated | 11/12/2015 |  | 02/23/2016
Enertech Global, LLC | GEOEXCEL | AVS030*A***1 |  | Ground-Water-Source | WBAHP: Heat Pump Packaged Unit | Heat Pump | 265 | 1 |  |  |  | Single-Speed |  |  |  | 34000 | 1236 | 27.5 | 16.2 | 29200 | 1677 | 5.1 | 3.6 | Non Federally-Regulated | 11/12/2015 |  | 02/23/2016
Enertech Global, LLC | GEOEXCEL | AVS036 |  | Ground-Water-Source | WBAHP: Heat Pump Packaged Unit | Heat Pump | 208 | 1 |  |  |  | Single-Speed |  |  |  | 40500 | 1723 | 23.5 | 16.2 | 37600 | 2395 | 4.6 | 3.6 | Non Federally-Regulated | 11/12/2015 |  | 02/23/2016
Enertech Global, LLC | GEOEXCEL | AVS036 |  | Ground-Water-Source | WBAHP: Heat Pump Packaged Unit | Heat Pump | 230 | 1 |  |  |  | Single-Speed |  |  |  | 40500 | 1723 | 23.5 | 16.2 | 37600 | 2395 | 4.6 | 3.6 | Non Federally-Regulated | 11/12/2015 |  | 02/23/2016
Enertech Global, LLC | GEOEXCEL | AVS036*****1 |  | Ground-Water-Source | WBAHP: Heat Pump Packaged Unit | Heat Pump | 208 | 1 |  |  |  | Single-Speed |  |  |  | 41600 | 1631 | 25.5 | 16.2 | 36900 | 2253 | 4.8 | 3.6 | Non Federally-Regulated | 11/12/2015 |  | 02/23/2016
Enertech Global, LLC | GEOEXCEL | AVS036*****1 |  | Ground-Water-Source | WBAHP: Heat Pump Packaged Unit | Heat Pump | 230 | 1 |  |  |  | Single-Speed |  |  |  | 41600 | 1631 | 25.5 | 16.2 | 36900 | 2253 | 4.8 | 3.6 | Non Federally-Regulated | 11/12/2015 |  | 02/23/2016
Enertech Global, LLC | GEOEXCEL | AVS036*2 |  | Ground-Water-Source | WBAHP: Heat Pump Packaged Unit | Heat Pump | 208 | 3 |  |  |  | Single-Speed |  |  |  | 40500 | 1723 | 23.5 | 16.2 | 37600 | 2395 | 4.6 | 3.6 | Non Federally-Regulated | 11/12/2015 |  | 02/23/2016
Enertech Global, LLC | GEOEXCEL | AVS036*2 |  | Ground-Water-Source | WBAHP: Heat Pump Packaged Unit | Heat Pump | 230 | 3 |  |  |  | Single-Speed |  |  |  | 40500 | 1723 | 23.5 | 16.2 | 37600 | 2395 | 4.6 | 3.6 | Non Federally-Regulated | 11/12/2015 |  | 02/23/2016
Enertech Global, LLC | GEOEXCEL | AVS036*2***1 |  | Ground-Water-Source | WBAHP: Heat Pump Packaged Unit | Heat Pump | 208 | 3 |  |  |  | Single-Speed |  |  |  | 41600 | 1631 | 25.5 | 16.2 | 36900 | 2253 | 4.8 | 3.6 | Non Federally-Regulated | 11/12/2015 |  | 02/23/2016
Enertech Global, LLC | GEOEXCEL | AVS036*2***1 |  | Ground-Water-Source | WBAHP: Heat Pump Packaged Unit | Heat Pump | 230 | 3 |  |  |  | Single-Speed |  |  |  | 41600 | 1631 | 25.5 | 16.2 | 36900 | 2253 | 4.8 | 3.6 | Non Federally-Regulated | 11/12/2015 |  | 02/23/2016
Enertech Global, LLC | GEOEXCEL | AVS036*3 |  | Ground-Water-Source | WBAHP: Heat Pump Packaged Unit | Heat Pump | 460 | 3 |  |  |  | Single-Speed |  |  |  | 40500 | 1723 | 23.5 | 16.2 | 37600 | 2395 | 4.6 | 3.6 | Non Federally-Regulated | 11/12/2015 |  | 02/23/2016
Enertech Global, LLC | GEOEXCEL | AVS036*3***1 |  | Ground-Water-Source | WBAHP: Heat Pump Packaged Unit | Heat Pump | 460 | 3 |  |  |  | Single-Speed |  |  |  | 41600 | 1631 | 25.5 | 16.2 | 36900 | 2253 | 4.8 | 3.6 | Non Federally-Regulated | 11/12/2015 |  | 02/23/2016
Enertech Global, LLC | GEOEXCEL | AVS036*4 |  | Ground-Water-Source | WBAHP: Heat Pump Packaged Unit | Heat Pump | 575 | 3 |  |  |  | Single-Speed |  |  |  | 40500 | 1723 | 23.5 | 16.2 | 37600 | 2395 | 4.6 | 3.6 | Non Federally-Regulated | 11/12/2015 |  | 02/23/2016
Enertech Global, LLC | GEOEXCEL | AVS036*A |  | Ground-Water-Source | WBAHP: Heat Pump Packaged Unit | Heat Pump | 265 | 1 |  |  |  | Single-Speed |  |  |  | 40500 | 1723 | 23.5 | 16.2 | 37600 | 2395 | 4.6 | 3.6 | Non Federally-Regulated | 11/12/2015 |  | 02/23/2016
Enertech Global, LLC | GEOEXCEL | AVS036*A***1 |  | Ground-Water-Source | WBAHP: Heat Pump Packaged Unit | Heat Pump | 265 | 1 |  |  |  | Single-Speed |  |  |  | 41600 | 1631 | 25.5 | 16.2 | 36900 | 2253 | 4.8 | 3.6 | Non Federally-Regulated | 11/12/2015 |  | 02/23/2016
Enertech Global, LLC | GEOEXCEL | AVT024 |  | Ground-Water-Source | WBAHP: Heat Pump Packaged Unit | Heat Pump | 208 | 1 |  |  |  | Single-Speed |  |  |  | 27600 | 1159 | 23.8 | 16.2 | 23900 | 1522 | 4.6 | 3.6 | Non Federally-Regulated | 11/12/2015 |  | 02/23/2016
Enertech Global, LLC | GEOEXCEL | AVT024 |  | Ground-Water-Source | WBAHP: Heat Pump Packaged Unit | Heat Pump | 230 | 1 |  |  |  | Single-Speed |  |  |  | 27600 | 1159 | 23.8 | 16.2 | 23900 | 1522 | 4.6 | 3.6 | Non Federally-Regulated | 11/12/2015 |  | 02/23/2016
Enertech Global, LLC | GEOEXCEL | AVT024*2 |  | Ground-Water-Source | WBAHP: Heat Pump Packaged Unit | Heat Pump | 208 | 3 |  |  |  | Single-Speed |  |  |  | 27600 | 1159 | 23.8 | 16.2 | 23900 | 1522 | 4.6 | 3.6 | Non Federally-Regulated | 11/12/2015 |  | 02/23/2016
Enertech Global, LLC | GEOEXCEL | AVT024*2 |  | Ground-Water-Source | WBAHP: Heat Pump Packaged Unit | Heat Pump | 230 | 3 |  |  |  | Single-Speed |  |  |  | 27600 | 1159 | 23.8 | 16.2 | 23900 | 1522 | 4.6 | 3.6 | Non Federally-Regulated | 11/12/2015 |  | 02/23/2016
Enertech Global, LLC | GEOEXCEL | AVT024*3 |  | Ground-Water-Source | WBAHP: Heat Pump Packaged Unit | Heat Pump | 460 | 3 |  |  |  | Single-Speed |  |  |  | 27600 | 1159 | 23.8 | 16.2 | 23900 | 1522 | 4.6 | 3.6 | Non Federally-Regulated | 11/12/2015 |  | 02/23/2016
Enertech Global, LLC | GEOEXCEL | AVT024*A |  | Ground-Water-Source | WBAHP: Heat Pump Packaged Unit | Heat Pump | 265 | 1 |  |  |  | Single-Speed |  |  |  | 27600 | 1159 | 23.8 | 16.2 | 23900 | 1522 | 4.6 | 3.6 | Non Federally-Regulated | 11/12/2015 |  | 02/23/2016
Enertech Global, LLC | GEOEXCEL | AVT036 |  | Ground-Water-Source | WBAHP: Heat Pump Packaged Unit | Heat Pump | 208 | 1 |  |  |  | Single-Speed |  |  |  | 40000 | 1754 | 22.8 | 16.2 | 36900 | 2350 | 4.6 | 3.6 | Non Federally-Regulated | 11/12/2015 |  | 02/23/2016
Enertech Global, LLC | GEOEXCEL | AVT036 |  | Ground-Water-Source | WBAHP: Heat Pump Packaged Unit | Heat Pump | 230 | 1 |  |  |  | Single-Speed |  |  |  | 40000 | 1754 | 22.8 | 16.2 | 36900 | 2350 | 4.6 | 3.6 | Non Federally-Regulated | 11/12/2015 |  | 02/23/2016
Enertech Global, LLC | GEOEXCEL | AVT036*2 |  | Ground-Water-Source | WBAHP: Heat Pump Packaged Unit | Heat Pump | 208 | 3 |  |  |  | Single-Speed |  |  |  | 40000 | 1754 | 22.8 | 16.2 | 36900 | 2350 | 4.6 | 3.6 | Non Federally-Regulated | 11/12/2015 |  | 02/23/2016
Enertech Global, LLC | GEOEXCEL | AVT036*2 |  | Ground-Water-Source | WBAHP: Heat Pump Packaged Unit | Heat Pump | 230 | 3 |  |  |  | Single-Speed |  |  |  | 40000 | 1754 | 22.8 | 16.2 | 36900 | 2350 | 4.6 | 3.6 | Non Federally-Regulated | 11/12/2015 |  | 02/23/2016
Enertech Global, LLC | GEOEXCEL | AVT036*3 |  | Ground-Water-Source | WBAHP: Heat Pump Packaged Unit | Heat Pump | 460 | 3 |  |  |  | Single-Speed |  |  |  | 40000 | 1754 | 22.8 | 16.2 | 36900 | 2350 | 4.6 | 3.6 | Non Federally-Regulated | 11/12/2015 |  | 02/23/2016
Enertech Global, LLC | GEOEXCEL | AVT036*A |  | Ground-Water-Source | WBAHP: Heat Pump Packaged Unit | Heat Pump | 265 | 1 |  |  |  | Single-Speed |  |  |  | 40000 | 1754 | 22.8 | 16.2 | 36900 | 2350 | 4.6 | 3.6 | Non Federally-Regulated | 11/12/2015 |  | 02/23/2016
Enertech Global, LLC | GEOEXCEL | AXT024D |  | Ground-Water-Source | WBAHP: Heat Pump Packaged Unit | Heat Pump | 208 | 1 |  |  |  | Single-Speed |  |  |  | 29600 | 1100 | 26.9 | 16.2 | 24700 | 1392 | 5.2 | 3.6 | Non Federally-Regulated | 11/12/2015 |  | 02/23/2016
Enertech Global, LLC | GEOEXCEL | AXT024D |  | Ground-Water-Source | WBAHP: Heat Pump Packaged Unit | Heat Pump | 230 | 1 |  |  |  | Single-Speed |  |  |  | 29600 | 1100 | 26.9 | 16.2 | 24700 | 1392 | 5.2 | 3.6 | Non Federally-Regulated | 11/12/2015 |  | 02/23/2016
Enertech Global, LLC | GEOEXCEL | AXT024D2 |  | Ground-Water-Source | WBAHP: Heat Pump Packaged Unit | Heat Pump | 208 | 3 |  |  |  | Single-Speed |  |  |  | 29600 | 1100 | 26.9 | 16.2 | 24700 | 1392 | 5.2 | 3.6 | Non Federally-Regulated | 11/12/2015 |  | 02/23/2016
Enertech Global, LLC | GEOEXCEL | AXT024D2 |  | Ground-Water-Source | WBAHP: Heat Pump Packaged Unit | Heat Pump | 230 | 3 |  |  |  | Single-Speed |  |  |  | 29600 | 1100 | 26.9 | 16.2 | 24700 | 1392 | 5.2 | 3.6 | Non Federally-Regulated | 11/12/2015 |  | 02/23/2016
Enertech Global, LLC | GEOEXCEL | AXT024D3 |  | Ground-Water-Source | WBAHP: Heat Pump Packaged Unit | Heat Pump | 460 | 3 |  |  |  | Single-Speed |  |  |  | 29600 | 1100 | 26.9 | 16.2 | 24700 | 1392 | 5.2 | 3.6 | Non Federally-Regulated | 11/12/2015 |  | 02/23/2016
Enertech Global, LLC | GEOEXCEL | AXT036D |  | Ground-Water-Source | WBAHP: Heat Pump Packaged Unit | Heat Pump | 208 | 1 |  |  |  | Single-Speed |  |  |  | 42200 | 1758 | 24 | 16.2 | 37000 | 2126 | 5.1 | 3.6 | Non Federally-Regulated | 11/12/2015 |  | 02/23/2016
Enertech Global, LLC | GEOEXCEL | AXT036D |  | Ground-Water-Source | WBAHP: Heat Pump Packaged Unit | Heat Pump | 230 | 1 |  |  |  | Single-Speed |  |  |  | 42200 | 1758 | 24 | 16.2 | 37000 | 2126 | 5.1 | 3.6 | Non Federally-Regulated | 11/12/2015 |  | 02/23/2016
Enertech Global, LLC | GEOEXCEL | AXT036D2 |  | Ground-Water-Source | WBAHP: Heat Pump Packaged Unit | Heat Pump | 208 | 3 |  |  |  | Single-Speed |  |  |  | 42200 | 1758 | 24 | 16.2 | 37000 | 2126 | 5.1 | 3.6 | Non Federally-Regulated | 11/12/2015 |  | 02/23/2016
Enertech Global, LLC | GEOEXCEL | AXT036D2 |  | Ground-Water-Source | WBAHP: Heat Pump Packaged Unit | Heat Pump | 230 | 3 |  |  |  | Single-Speed |  |  |  | 42200 | 1758 | 24 | 16.2 | 37000 | 2126 | 5.1 | 3.6 | Non Federally-Regulated | 11/12/2015 |  | 02/23/2016
Enertech Global, LLC | GEOEXCEL | AXT036D3 |  | Ground-Water-Source | WBAHP: Heat Pump Packaged Unit | Heat Pump | 460 | 3 |  |  |  | Single-Speed |  |  |  | 42200 | 1758 | 24 | 16.2 | 37000 | 2126 | 5.1 | 3.6 | Non Federally-Regulated | 11/12/2015 |  | 02/23/2016
Enertech Global, LLC | GEOEXCEL | AXT048D |  | Ground-Water-Source | WBAHP: Heat Pump Packaged Unit | Heat Pump | 208 | 1 |  |  |  | Single-Speed |  |  |  | 53100 | 2402 | 22.1 | 16.2 | 47400 | 3019 | 4.6 | 3.6 | Non Federally-Regulated | 11/12/2015 |  | 02/23/2016
Enertech Global, LLC | GEOEXCEL | AXT048D |  | Ground-Water-Source | WBAHP: Heat Pump Packaged Unit | Heat Pump | 230 | 1 |  |  |  | Single-Speed |  |  |  | 53100 | 2402 | 22.1 | 16.2 | 47400 | 3019 | 4.6 | 3.6 | Non Federally-Regulated | 11/12/2015 |  | 02/23/2016
Enertech Global, LLC | GEOEXCEL | AXT048D2 |  | Ground-Water-Source | WBAHP: Heat Pump Packaged Unit | Heat Pump | 208 | 3 |  |  |  | Single-Speed |  |  |  | 53100 | 2402 | 22.1 | 16.2 | 47400 | 3019 | 4.6 | 3.6 | Non Federally-Regulated | 11/12/2015 |  | 02/23/2016
Enertech Global, LLC | GEOEXCEL | AXT048D2 |  | Ground-Water-Source | WBAHP: Heat Pump Packaged Unit | Heat Pump | 230 | 3 |  |  |  | Single-Speed |  |  |  | 53100 | 2402 | 22.1 | 16.2 | 47400 | 3019 | 4.6 | 3.6 | Non Federally-Regulated | 11/12/2015 |  | 02/23/2016
Enertech Global, LLC | GEOEXCEL | AXT048D3 |  | Ground-Water-Source | WBAHP: Heat Pump Packaged Unit | Heat Pump | 460 | 3 |  |  |  | Single-Speed |  |  |  | 53100 | 2402 | 22.1 | 16.2 | 47400 | 3019 | 4.6 | 3.6 | Non Federally-Regulated | 11/12/2015 |  | 02/23/2016
Enertech Global, LLC | GEOEXCEL | AXT072D |  | Ground-Water-Source | WBAHP: Heat Pump Packaged Unit | Heat Pump | 208 | 1 |  |  |  | Single-Speed | 2873 | 710 |  | 75600 | 3582 | 21.1 | 16.2 | 70300 | 4791 | 4.3 | 3.6 | Non Federally-Regulated | 11/13/2015 |  | 02/23/2016
Enertech Global, LLC | GEOEXCEL | AXT072D |  | Ground-Water-Source | WBAHP: Heat Pump Packaged Unit | Heat Pump | 230 | 1 |  |  |  | Single-Speed | 2873 | 710 |  | 75600 | 3582 | 21.1 | 16.2 | 70300 | 4791 | 4.3 | 3.6 | Non Federally-Regulated | 11/13/2015 |  | 02/23/2016
Enertech Global, LLC | GEOEXCEL | AXT072D2 |  | Ground-Water-Source | WBAHP: Heat Pump Packaged Unit | Heat Pump | 208 | 3 |  |  |  | Single-Speed | 2873 | 710 |  | 75600 | 3582 | 21.1 | 16.2 | 70300 | 4791 | 4.3 | 3.6 | Non Federally-Regulated | 11/13/2015 |  | 02/23/2016
Enertech Global, LLC | GEOEXCEL | AXT072D2 |  | Ground-Water-Source | WBAHP: Heat Pump Packaged Unit | Heat Pump | 230 | 3 |  |  |  | Single-Speed | 2873 | 710 |  | 75600 | 3582 | 21.1 | 16.2 | 70300 | 4791 | 4.3 | 3.6 | Non Federally-Regulated | 11/13/2015 |  | 02/23/2016
Enertech Global, LLC | GEOEXCEL | AXT072D3 |  | Ground-Water-Source | WBAHP: Heat Pump Packaged Unit | Heat Pump | 460 | 3 |  |  |  | Single-Speed | 2873 | 710 |  | 75600 | 3582 | 21.1 | 16.2 | 70300 | 4791 | 4.3 | 3.6 | Non Federally-Regulated | 11/13/2015 |  | 02/23/2016
Enertech Global, LLC | GEOEXCEL | AYT036 |  | Ground-Water-Source | WBAHP: Heat Pump Packaged Unit | Heat Pump | 208 | 1 |  |  |  | Single-Speed |  |  |  | 44300 | 1640 | 27 | 16.2 | 37500 | 1998 | 5.5 | 3.6 | Non Federally-Regulated | 11/12/2015 |  | 02/23/2016
Enertech Global, LLC | GEOEXCEL | AYT036 |  | Ground-Water-Source | WBAHP: Heat Pump Packaged Unit | Heat Pump | 230 | 1 |  |  |  | Single-Speed |  |  |  | 44300 | 1640 | 27 | 16.2 | 37500 | 1998 | 5.5 | 3.6 | Non Federally-Regulated | 11/12/2015 |  | 02/23/2016
Enertech Global, LLC | GEOEXCEL | AYT036*2 |  | Ground-Water-Source | WBAHP: Heat Pump Packaged Unit | Heat Pump | 208 | 3 |  |  |  | Single-Speed |  |  |  | 44300 | 1640 | 27 | 16.2 | 37500 | 1998 | 5.5 | 3.6 | Non Federally-Regulated | 11/12/2015 |  | 02/23/2016
Enertech Global, LLC | GEOEXCEL | AYT036*2 |  | Ground-Water-Source | WBAHP: Heat Pump Packaged Unit | Heat Pump | 230 | 3 |  |  |  | Single-Speed |  |  |  | 44300 | 1640 | 27 | 16.2 | 37500 | 1998 | 5.5 | 3.6 | Non Federally-Regulated | 11/12/2015 |  | 02/23/2016
Enertech Global, LLC | GEOEXCEL | AYT036*3 |  | Ground-Water-Source | WBAHP: Heat Pump Packaged Unit | Heat Pump | 460 | 3 |  |  |  | Single-Speed |  |  |  | 44300 | 1640 | 27 | 16.2 | 37500 | 1998 | 5.5 | 3.6 | Non Federally-Regulated | 11/12/2015 |  | 02/23/2016
Enertech Global, LLC | GEOEXCEL | AYT048 |  | Ground-Water-Source | WBAHP: Heat Pump Packaged Unit | Heat Pump | 208 | 1 |  |  |  | Single-Speed |  |  |  | 57100 | 2179 | 26.2 | 16.2 | 49500 | 2789 | 5.2 | 3.6 | Non Federally-Regulated | 11/12/2015 |  | 02/23/2016
Enertech Global, LLC | GEOEXCEL | AYT048 |  | Ground-Water-Source | WBAHP: Heat Pump Packaged Unit | Heat Pump | 230 | 1 |  |  |  | Single-Speed |  |  |  | 57100 | 2179 | 26.2 | 16.2 | 49500 | 2789 | 5.2 | 3.6 | Non Federally-Regulated | 11/12/2015 |  | 02/23/2016
Enertech Global, LLC | GEOEXCEL | AYT048*2 |  | Ground-Water-Source | WBAHP: Heat Pump Packaged Unit | Heat Pump | 208 | 3 |  |  |  | Single-Speed |  |  |  | 57100 | 2179 | 26.2 | 16.2 | 49500 | 2789 | 5.2 | 3.6 | Non Federally-Regulated | 11/12/2015 |  | 02/23/2016
Enertech Global, LLC | GEOEXCEL | AYT048*2 |  | Ground-Water-Source | WBAHP: Heat Pump Packaged Unit | Heat Pump | 230 | 3 |  |  |  | Single-Speed |  |  |  | 57100 | 2179 | 26.2 | 16.2 | 49500 | 2789 | 5.2 | 3.6 | Non Federally-Regulated | 11/12/2015 |  | 02/23/2016
Enertech Global, LLC | GEOEXCEL | AYT048*3 |  | Ground-Water-Source | WBAHP: Heat Pump Packaged Unit | Heat Pump | 460 | 3 |  |  |  | Single-Speed |  |  |  | 57100 | 2179 | 26.2 | 16.2 | 49500 | 2789 | 5.2 | 3.6 | Non Federally-Regulated | 11/12/2015 |  | 02/23/2016
Enertech Global, LLC | GEOEXCEL | AYT072 |  | Ground-Water-Source | WBAHP: Heat Pump Packaged Unit | Heat Pump | 208 | 1 |  |  |  | Single-Speed | 2629 | 716 |  | 77600 | 3344 | 23.2 | 16.2 | 71100 | 4529 | 4.6 | 3.6 | Non Federally-Regulated | 11/13/2015 |  | 02/23/2016
Enertech Global, LLC | GEOEXCEL | AYT072 |  | Ground-Water-Source | WBAHP: Heat Pump Packaged Unit | Heat Pump | 230 | 1 |  |  |  | Single-Speed | 2629 | 716 |  | 77600 | 3344 | 23.2 | 16.2 | 71100 | 4529 | 4.6 | 3.6 | Non Federally-Regulated | 11/13/2015 |  | 02/23/2016
Enertech Global, LLC | GEOEXCEL | AYT072*2 |  | Ground-Water-Source | WBAHP: Heat Pump Packaged Unit | Heat Pump | 208 | 3 |  |  |  | Single-Speed | 2629 | 716 |  | 77600 | 3344 | 23.2 | 16.2 | 71100 | 4529 | 4.6 | 3.6 | Non Federally-Regulated | 11/13/2015 |  | 02/23/2016
Enertech Global, LLC | GEOEXCEL | AYT072*2 |  | Ground-Water-Source | WBAHP: Heat Pump Packaged Unit | Heat Pump | 230 | 3 |  |  |  | Single-Speed | 2629 | 716 |  | 77600 | 3344 | 23.2 | 16.2 | 71100 | 4529 | 4.6 | 3.6 | Non Federally-Regulated | 11/13/2015 |  | 02/23/2016
Enertech Global, LLC | GEOEXCEL | AYT072*3 |  | Ground-Water-Source | WBAHP: Heat Pump Packaged Unit | Heat Pump | 460 | 3 |  |  |  | Single-Speed | 2629 | 716 |  | 77600 | 3344 | 23.2 | 16.2 | 71100 | 4529 | 4.6 | 3.6 | Non Federally-Regulated | 11/13/2015 |  | 02/23/2016
Enertech Global, LLC | GEOEXCEL | AST024A | MPD024 | Ground-Water-Source | WBAHP-CB: Heat Pump Split Syst | Heat Pump | 208 | 1 | False |  |  | Single-Speed |  |  |  | 26800 | 1326 | 20.2 | 16.2 | 23100 | 1611 | 4.2 | 3.6 | Non Federally-Regulated | 11/12/2015 |  | 02/23/2016
Enertech Global, LLC | GEOEXCEL | AST024A | MPD024 | Ground-Water-Source | WBAHP-CB: Heat Pump Split Syst | Heat Pump | 230 | 1 | False |  |  | Single-Speed |  |  |  | 26800 | 1326 | 20.2 | 16.2 | 23100 | 1611 | 4.2 | 3.6 | Non Federally-Regulated | 11/12/2015 |  | 02/23/2016
Enertech Global, LLC | GEOEXCEL | AST024A2 | MPD024 | Ground-Water-Source | WBAHP-CB: Heat Pump Split Syst | Heat Pump | 208 | 3 | False |  |  | Single-Speed |  |  |  | 26800 | 1326 | 20.2 | 16.2 | 23100 | 1611 | 4.2 | 3.6 | Non Federally-Regulated | 11/12/2015 |  | 02/23/2016
Enertech Global, LLC | GEOEXCEL | AST024A2 | MPD024 | Ground-Water-Source | WBAHP-CB: Heat Pump Split Syst | Heat Pump | 230 | 3 | False |  |  | Single-Speed |  |  |  | 26800 | 1326 | 20.2 | 16.2 | 23100 | 1611 | 4.2 | 3.6 | Non Federally-Regulated | 11/12/2015 |  | 02/23/2016
Enertech Global, LLC | GEOEXCEL | AST036A | MPD036 | Ground-Water-Source | WBAHP-CB: Heat Pump Split Syst | Heat Pump | 208 | 1 | False |  |  | Single-Speed |  |  |  | 40000 | 1851 | 21.6 | 16.2 | 35800 | 2440 | 4.3 | 3.6 | Non Federally-Regulated | 11/12/2015 |  | 02/23/2016
Enertech Global, LLC | GEOEXCEL | AST036A | MPD036 | Ground-Water-Source | WBAHP-CB: Heat Pump Split Syst | Heat Pump | 230 | 1 | False |  |  | Single-Speed |  |  |  | 40000 | 1851 | 21.6 | 16.2 | 35800 | 2440 | 4.3 | 3.6 | Non Federally-Regulated | 11/12/2015 |  | 02/23/2016
Enertech Global, LLC | GEOEXCEL | AST036A2 | MPD036 | Ground-Water-Source | WBAHP-CB: Heat Pump Split Syst | Heat Pump | 208 | 3 | False |  |  | Single-Speed |  |  |  | 40000 | 1851 | 21.6 | 16.2 | 35800 | 2440 | 4.3 | 3.6 | Non Federally-Regulated | 11/12/2015 |  | 02/23/2016
Enertech Global, LLC | GEOEXCEL | AST036A2 | MPD036 | Ground-Water-Source | WBAHP-CB: Heat Pump Split Syst | Heat Pump | 230 | 3 | False |  |  | Single-Speed |  |  |  | 40000 | 1851 | 21.6 | 16.2 | 35800 | 2440 | 4.3 | 3.6 | Non Federally-Regulated | 11/12/2015 |  | 02/23/2016
Enertech Global, LLC | GEOEXCEL | AST048A | MPD060 | Ground-Water-Source | WBAHP-CB: Heat Pump Split Syst | Heat Pump | 208 | 1 | False |  |  | Single-Speed |  |  |  | 55400 | 2308 | 24 | 16.2 | 44400 | 2891 | 4.5 | 3.6 | Non Federally-Regulated | 11/12/2015 |  | 02/23/2016
Enertech Global, LLC | GEOEXCEL | AST048A | MPD060 | Ground-Water-Source | WBAHP-CB: Heat Pump Split Syst | Heat Pump | 230 | 1 | False |  |  | Single-Speed |  |  |  | 55400 | 2308 | 24 | 16.2 | 44400 | 2891 | 4.5 | 3.6 | Non Federally-Regulated | 11/12/2015 |  | 02/23/2016
Enertech Global, LLC | GEOEXCEL | AST048A2 | MPD060 | Ground-Water-Source | WBAHP-CB: Heat Pump Split Syst | Heat Pump | 208 | 3 | False |  |  | Single-Speed |  |  |  | 55400 | 2308 | 24 | 16.2 | 44400 | 2891 | 4.5 | 3.6 | Non Federally-Regulated | 11/12/2015 |  | 02/23/2016
Enertech Global, LLC | GEOEXCEL | AST048A2 | MPD060 | Ground-Water-Source | WBAHP-CB: Heat Pump Split Syst | Heat Pump | 230 | 3 | False |  |  | Single-Speed |  |  |  | 55400 | 2308 | 24 | 16.2 | 44400 | 2891 | 4.5 | 3.6 | Non Federally-Regulated | 11/12/2015 |  | 02/23/2016
Enertech Global, LLC | GEOEXCEL | AST060A | MPD060 | Ground-Water-Source | WBAHP-CB: Heat Pump Split Syst | Heat Pump | 208 | 1 | False |  |  | Single-Speed | 2495 | 644 | 1 | 65900 | 3138 | 21 | 16.2 | 54900 | 3924 | 4.1 | 3.6 | Non Federally-Regulated | 11/12/2015 |  | 02/23/2016
Enertech Global, LLC | GEOEXCEL | AST060A | MPD060 | Ground-Water-Source | WBAHP-CB: Heat Pump Split Syst | Heat Pump | 230 | 1 | False |  |  | Single-Speed | 2495 | 644 | 1 | 65900 | 3138 | 21 | 16.2 | 54900 | 3924 | 4.1 | 3.6 | Non Federally-Regulated | 11/12/2015 |  | 02/23/2016
Enertech Global, LLC | GEOEXCEL | AST060A2 | MPD060 | Ground-Water-Source | WBAHP-CB: Heat Pump Split Syst | Heat Pump | 208 | 3 | False |  |  | Single-Speed | 2495 | 644 | 1 | 65900 | 3138 | 21 | 16.2 | 54900 | 3924 | 4.1 | 3.6 | Non Federally-Regulated | 11/12/2015 |  | 02/23/2016
Enertech Global, LLC | GEOEXCEL | AST060A2 | MPD060 | Ground-Water-Source | WBAHP-CB: Heat Pump Split Syst | Heat Pump | 230 | 3 | False |  |  | Single-Speed | 2495 | 644 | 1 | 65900 | 3138 | 21 | 16.2 | 54900 | 3924 | 4.1 | 3.6 | Non Federally-Regulated | 11/12/2015 |  | 02/23/2016
Enertech Global, LLC | GEOEXCEL | AST072A | MPD072 | Ground-Water-Source | WBAHP-CB: Heat Pump Split Syst | Heat Pump | 208 | 1 | False |  |  | Single-Speed | 2879 | 693 | 1 | 71800 | 3572 | 20.1 | 16.2 | 64000 | 4689 | 4 | 3.6 | Non Federally-Regulated | 11/12/2015 |  | 02/23/2016
Enertech Global, LLC | GEOEXCEL | AST072A | MPD072 | Ground-Water-Source | WBAHP-CB: Heat Pump Split Syst | Heat Pump | 230 | 1 | False |  |  | Single-Speed | 2879 | 693 | 1 | 71800 | 3572 | 20.1 | 16.2 | 64000 | 4689 | 4 | 3.6 | Non Federally-Regulated | 11/12/2015 |  | 02/23/2016
Enertech Global, LLC | GEOEXCEL | AST072A2 | MPD072 | Ground-Water-Source | WBAHP-CB: Heat Pump Split Syst | Heat Pump | 208 | 3 | False |  |  | Single-Speed | 2879 | 693 | 1 | 71800 | 3572 | 20.1 | 16.2 | 64000 | 4689 | 4 | 3.6 | Non Federally-Regulated | 11/12/2015 |  | 02/23/2016
Enertech Global, LLC | GEOEXCEL | AST072A2 | MPD072 | Ground-Water-Source | WBAHP-CB: Heat Pump Split Syst | Heat Pump | 230 | 3 | False |  |  | Single-Speed | 2879 | 693 | 1 | 71800 | 3572 | 20.1 | 16.2 | 64000 | 4689 | 4 | 3.6 | Non Federally-Regulated | 11/12/2015 |  | 02/23/2016
Trane U.S. Inc. | Trane | DXHF0241 |  | Ground-Source | WBAHP: Heat Pump Packaged Unit | Heat Pump | 208 | 1 |  |  |  | Dual-Speed |  |  |  | 27400 | 1343 | 20.4 | 13.4 | 18700 | 1442 | 3.8 | 3.1 | Non Federally-Regulated | 02/16/2016 |  | 02/23/2016
Trane U.S. Inc. | Trane | DXHF0243 |  | Ground-Source | WBAHP: Heat Pump Packaged Unit | Heat Pump | 208 | 3 |  |  |  | Dual-Speed |  |  |  | 27400 | 1343 | 20.4 | 13.4 | 18700 | 1442 | 3.8 | 3.1 | Non Federally-Regulated | 02/16/2016 |  | 02/23/2016
Trane U.S. Inc. | Trane | DXHF0244 |  | Ground-Source | WBAHP: Heat Pump Packaged Unit | Heat Pump | 460 | 3 |  |  |  | Dual-Speed |  |  |  | 27400 | 1343 | 20.4 | 13.4 | 18700 | 1442 | 3.8 | 3.1 | Non Federally-Regulated | 02/16/2016 |  | 02/23/2016
Trane U.S. Inc. | Trane | DXHF0247 |  | Ground-Source | WBAHP: Heat Pump Packaged Unit | Heat Pump | 265 | 1 |  |  |  | Dual-Speed |  |  |  | 27400 | 1343 | 20.4 | 13.4 | 18700 | 1442 | 3.8 | 3.1 | Non Federally-Regulated | 02/16/2016 |  | 02/23/2016
Trane U.S. Inc. | Trane | DXHF0361 |  | Ground-Source | WBAHP: Heat Pump Packaged Unit | Heat Pump | 208 | 1 |  |  |  | Dual-Speed |  |  |  | 39100 | 2090 | 18.7 | 13.4 | 29200 | 2252 | 3.8 | 3.1 | Non Federally-Regulated | 02/16/2016 |  | 02/23/2016
Trane U.S. Inc. | Trane | DXHF0363 |  | Ground-Source | WBAHP: Heat Pump Packaged Unit | Heat Pump | 208 | 3 |  |  |  | Dual-Speed |  |  |  | 39100 | 2090 | 18.7 | 13.4 | 29200 | 2252 | 3.8 | 3.1 | Non Federally-Regulated | 02/16/2016 |  | 02/23/2016
Trane U.S. Inc. | Trane | DXHF0364 |  | Ground-Source | WBAHP: Heat Pump Packaged Unit | Heat Pump | 460 | 3 |  |  |  | Dual-Speed |  |  |  | 39100 | 2090 | 18.7 | 13.4 | 29200 | 2252 | 3.8 | 3.1 | Non Federally-Regulated | 02/16/2016 |  | 02/23/2016
Trane U.S. Inc. | Trane | DXHF0601 |  | Ground-Source | WBAHP: Heat Pump Packaged Unit | Heat Pump | 208 | 1 |  |  |  | Dual-Speed |  |  |  | 60500 | 3517 | 17.2 | 13.4 | 50300 | 3984 | 3.7 | 3.1 | Non Federally-Regulated | 11/13/2015 |  | 02/23/2016
Trane U.S. Inc. | Trane | DXHF0603 |  | Ground-Source | WBAHP: Heat Pump Packaged Unit | Heat Pump | 208 | 3 |  |  |  | Dual-Speed |  |  |  | 60500 | 3517 | 17.2 | 13.4 | 50300 | 3984 | 3.7 | 3.1 | Non Federally-Regulated | 11/13/2015 |  | 02/23/2016
Trane U.S. Inc. | Trane | DXHF0604 |  | Ground-Source | WBAHP: Heat Pump Packaged Unit | Heat Pump | 460 | 3 |  |  |  | Dual-Speed |  |  |  | 60500 | 3517 | 17.2 | 13.4 | 50300 | 3984 | 3.7 | 3.1 | Non Federally-Regulated | 11/13/2015 |  | 02/23/2016
Trane U.S. Inc. | Trane | EXHF0181 |  | Ground-Source | WBAHP: Heat Pump Packaged Unit | Heat Pump | 208 | 1 |  |  |  | Single-Speed |  |  |  | 19800 | 1058 | 18.7 | 13.4 | 14200 | 1156 | 3.6 | 3.1 | Non Federally-Regulated | 11/13/2015 |  | 02/23/2016
Trane U.S. Inc. | Trane | EXHF0187 |  | Ground-Source | WBAHP: Heat Pump Packaged Unit | Heat Pump | 265 | 1 |  |  |  | Single-Speed |  |  |  | 19800 | 1058 | 18.7 | 13.4 | 14200 | 1156 | 3.6 | 3.1 | Non Federally-Regulated | 11/13/2015 |  | 02/23/2016
Trane U.S. Inc. | Trane | EXHF0241 |  | Ground-Source | WBAHP: Heat Pump Packaged Unit | Heat Pump | 208 | 1 |  |  |  | Single-Speed |  |  |  | 24700 | 1372 | 18 | 13.4 | 18800 | 1530 | 3.6 | 3.1 | Non Federally-Regulated | 11/13/2015 |  | 02/23/2016
Trane U.S. Inc. | Trane | EXHF0247 |  | Ground-Source | WBAHP: Heat Pump Packaged Unit | Heat Pump | 265 | 1 |  |  |  | Single-Speed |  |  |  | 24700 | 1372 | 18 | 13.4 | 18800 | 1530 | 3.6 | 3.1 | Non Federally-Regulated | 11/13/2015 |  | 02/23/2016
Trane U.S. Inc. | Trane | EXHF0301 |  | Ground-Source | WBAHP: Heat Pump Packaged Unit | Heat Pump | 208 | 1 |  |  |  | Single-Speed |  |  |  | 31600 | 1689 | 18.7 | 13.4 | 22700 | 1798 | 3.7 | 3.1 | Non Federally-Regulated | 11/13/2015 |  | 02/23/2016
Trane U.S. Inc. | Trane | EXHF0307 |  | Ground-Source | WBAHP: Heat Pump Packaged Unit | Heat Pump | 265 | 1 |  |  |  | Single-Speed |  |  |  | 31600 | 1689 | 18.7 | 13.4 | 22700 | 1798 | 3.7 | 3.1 | Non Federally-Regulated | 11/13/2015 |  | 02/23/2016
Trane U.S. Inc. | Trane | EXHF0361 |  | Ground-Source | WBAHP: Heat Pump Packaged Unit | Heat Pump | 208 | 1 |  |  |  | Single-Speed |  |  |  | 36700 | 1921 | 19.1 | 13.4 | 28200 | 2174 | 3.8 | 3.1 | Non Federally-Regulated | 11/13/2015 |  | 02/23/2016
Trane U.S. Inc. | Trane | EXHF0363 |  | Ground-Source | WBAHP: Heat Pump Packaged Unit | Heat Pump | 208 | 3 |  |  |  | Single-Speed |  |  |  | 36700 | 1921 | 19.1 | 13.4 | 28200 | 2174 | 3.8 | 3.1 | Non Federally-Regulated | 11/13/2015 |  | 02/23/2016
Trane U.S. Inc. | Trane | EXHF0364 |  | Ground-Source | WBAHP: Heat Pump Packaged Unit | Heat Pump | 460 | 3 |  |  |  | Single-Speed |  |  |  | 36700 | 1921 | 19.1 | 13.4 | 28200 | 2174 | 3.8 | 3.1 | Non Federally-Regulated | 11/13/2015 |  | 02/23/2016
Trane U.S. Inc. | Trane | EXHF0367 |  | Ground-Source | WBAHP: Heat Pump Packaged Unit | Heat Pump | 265 | 1 |  |  |  | Single-Speed |  |  |  | 36700 | 1921 | 19.1 | 13.4 | 28200 | 2174 | 3.8 | 3.1 | Non Federally-Regulated | 11/13/2015 |  | 02/23/2016
Trane U.S. Inc. | Trane | EXHF0421 |  | Ground-Source | WBAHP: Heat Pump Packaged Unit | Heat Pump | 208 | 1 |  |  |  | Single-Speed |  |  |  | 43700 | 2362 | 18.5 | 13.4 | 34200 | 2570 | 3.9 | 3.1 | Non Federally-Regulated | 11/13/2015 |  | 02/23/2016
Trane U.S. Inc. | Trane | EXHF0423 |  | Ground-Source | WBAHP: Heat Pump Packaged Unit | Heat Pump | 208 | 3 |  |  |  | Single-Speed |  |  |  | 43700 | 2362 | 18.5 | 13.4 | 34200 | 2570 | 3.9 | 3.1 | Non Federally-Regulated | 11/13/2015 |  | 02/23/2016
Trane U.S. Inc. | Trane | EXHF0424 |  | Ground-Source | WBAHP: Heat Pump Packaged Unit | Heat Pump | 460 | 3 |  |  |  | Single-Speed |  |  |  | 43700 | 2362 | 18.5 | 13.4 | 34200 | 2570 | 3.9 | 3.1 | Non Federally-Regulated | 11/13/2015 |  | 02/23/2016
Trane U.S. Inc. | Trane | EXHF0481 |  | Ground-Source | WBAHP: Heat Pump Packaged Unit | Heat Pump | 208 | 1 |  |  |  | Single-Speed |  |  |  | 49100 | 2774 | 17.7 | 13.4 | 38000 | 2855 | 3.9 | 3.1 | Non Federally-Regulated | 11/13/2015 |  | 02/23/2016
Trane U.S. Inc. | Trane | EXHF0483 |  | Ground-Source | WBAHP: Heat Pump Packaged Unit | Heat Pump | 208 | 3 |  |  |  | Single-Speed |  |  |  | 49100 | 2774 | 17.7 | 13.4 | 38000 | 2855 | 3.9 | 3.1 | Non Federally-Regulated | 11/13/2015 |  | 02/23/2016
Trane U.S. Inc. | Trane | EXHF0484 |  | Ground-Source | WBAHP: Heat Pump Packaged Unit | Heat Pump | 460 | 3 |  |  |  | Single-Speed |  |  |  | 49100 | 2774 | 17.7 | 13.4 | 38000 | 2855 | 3.9 | 3.1 | Non Federally-Regulated | 11/13/2015 |  | 02/23/2016
Trane U.S. Inc. | Trane | EXHF0601 |  | Ground-Source | WBAHP: Heat Pump Packaged Unit | Heat Pump | 208 | 1 |  |  |  | Single-Speed |  |  |  | 61400 | 3590 | 17.1 | 13.4 | 50400 | 3887 | 3.8 | 3.1 | Non Federally-Regulated | 11/13/2015 |  | 02/23/2016
Trane U.S. Inc. | Trane | EXHF0603 |  | Ground-Source | WBAHP: Heat Pump Packaged Unit | Heat Pump | 208 | 3 |  |  |  | Single-Speed |  |  |  | 61400 | 3590 | 17.1 | 13.4 | 50400 | 3887 | 3.8 | 3.1 | Non Federally-Regulated | 11/13/2015 |  | 02/23/2016
Trane U.S. Inc. | Trane | EXHF0604 |  | Ground-Source | WBAHP: Heat Pump Packaged Unit | Heat Pump | 460 | 3 |  |  |  | Single-Speed |  |  |  | 61400 | 3590 | 17.1 | 13.4 | 50400 | 3887 | 3.8 | 3.1 | Non Federally-Regulated | 11/13/2015 |  | 02/23/2016
Trane U.S. Inc. | Trane | EXHF0701 |  | Ground-Source | WBAHP: Heat Pump Packaged Unit | Heat Pump | 208 | 1 |  |  |  | Single-Speed | 3320 | 970 |  | 68500 | 4053 | 16.9 | 13.4 | 52600 | 4671 | 3.3 | 3.1 | Non Federally-Regulated | 11/13/2015 |  | 02/23/2016
Trane U.S. Inc. | Trane | EXHF0703 |  | Ground-Source | WBAHP: Heat Pump Packaged Unit | Heat Pump | 208 | 3 |  |  |  | Single-Speed | 970 | 970 |  | 68500 | 4053 | 16.9 | 13.4 | 52600 | 4671 | 3.3 | 3.1 | Non Federally-Regulated | 11/13/2015 |  | 02/23/2016
Trane U.S. Inc. | Trane | EXHF0704 |  | Ground-Source | WBAHP: Heat Pump Packaged Unit | Heat Pump | 460 | 3 |  |  |  | Single-Speed | 3320 | 970 |  | 68500 | 4053 | 16.9 | 13.4 | 52600 | 4671 | 3.3 | 3.1 | Non Federally-Regulated | 11/13/2015 |  | 02/23/2016
Trane U.S. Inc. | Trane | EXVF0181 |  | Ground-Source | WBAHP: Heat Pump Packaged Unit | Heat Pump | 208 | 1 |  |  |  | Single-Speed |  |  |  | 19700 | 1070 | 18.4 | 13.4 | 14400 | 1140 | 3.7 | 3.1 | Non Federally-Regulated | 11/13/2015 |  | 02/23/2016
Trane U.S. Inc. | Trane | EXVF0187 |  | Ground-Source | WBAHP: Heat Pump Packaged Unit | Heat Pump | 265 | 1 |  |  |  | Single-Speed |  |  |  | 19700 | 1070 | 18.4 | 13.4 | 14400 | 1140 | 3.7 | 3.1 | Non Federally-Regulated | 11/13/2015 |  | 02/23/2016
Trane U.S. Inc. | Trane | EXVF0241 |  | Ground-Source | WBAHP: Heat Pump Packaged Unit | Heat Pump | 208 | 1 |  |  |  | Single-Speed |  |  |  | 25500 | 1349 | 18.9 | 13.4 | 19200 | 1480 | 3.8 | 3.1 | Non Federally-Regulated | 11/13/2015 |  | 02/23/2016
Trane U.S. Inc. | Trane | EXVF0247 |  | Ground-Source | WBAHP: Heat Pump Packaged Unit | Heat Pump | 265 | 1 |  |  |  | Single-Speed |  |  |  | 25500 | 1349 | 18.9 | 13.4 | 19200 | 1480 | 3.8 | 3.1 | Non Federally-Regulated | 11/13/2015 |  | 02/23/2016
Trane U.S. Inc. | Trane | EXVF0301 |  | Ground-Source | WBAHP: Heat Pump Packaged Unit | Heat Pump | 208 | 1 |  |  |  | Single-Speed |  |  |  | 31100 | 1611 | 19.3 | 13.4 | 22500 | 1690 | 3.9 | 3.1 | Non Federally-Regulated | 11/13/2015 |  | 02/23/2016
Trane U.S. Inc. | Trane | EXVF0307 |  | Ground-Source | WBAHP: Heat Pump Packaged Unit | Heat Pump | 265 | 1 |  |  |  | Single-Speed |  |  |  | 31100 | 1611 | 19.3 | 13.4 | 22500 | 1690 | 3.9 | 3.1 | Non Federally-Regulated | 11/13/2015 |  | 02/23/2016
Trane U.S. Inc. | Trane | EXVF0361 |  | Ground-Source | WBAHP: Heat Pump Packaged Unit | Heat Pump | 208 | 1 |  |  |  | Single-Speed |  |  |  | 36000 | 1935 | 18.6 | 13.4 | 28000 | 2159 | 3.8 | 3.1 | Non Federally-Regulated | 11/13/2015 |  | 02/23/2016
Trane U.S. Inc. | Trane | EXVF0363 |  | Ground-Source | WBAHP: Heat Pump Packaged Unit | Heat Pump | 208 | 3 |  |  |  | Single-Speed |  |  |  | 36000 | 1935 | 18.6 | 13.4 | 28000 | 2159 | 3.8 | 3.1 | Non Federally-Regulated | 11/13/2015 |  | 02/23/2016
Trane U.S. Inc. | Trane | EXVF0364 |  | Ground-Source | WBAHP: Heat Pump Packaged Unit | Heat Pump | 460 | 3 |  |  |  | Single-Speed |  |  |  | 36000 | 1935 | 18.6 | 13.4 | 28000 | 2159 | 3.8 | 3.1 | Non Federally-Regulated | 11/13/2015 |  | 02/23/2016
Trane U.S. Inc. | Trane | EXVF0367 |  | Ground-Source | WBAHP: Heat Pump Packaged Unit | Heat Pump | 265 | 1 |  |  |  | Single-Speed |  |  |  | 36000 | 1935 | 18.6 | 13.4 | 28000 | 2159 | 3.8 | 3.1 | Non Federally-Regulated | 11/13/2015 |  | 02/23/2016
Trane U.S. Inc. | Trane | EXVF0421 |  | Ground-Source | WBAHP: Heat Pump Packaged Unit | Heat Pump | 208 | 1 |  |  |  | Single-Speed |  |  |  | 43400 | 2345 | 18.5 | 13.4 | 33400 | 2509 | 3.9 | 3.1 | Non Federally-Regulated | 11/13/2015 |  | 02/23/2016
Trane U.S. Inc. | Trane | EXVF0423 |  | Ground-Source | WBAHP: Heat Pump Packaged Unit | Heat Pump | 208 | 3 |  |  |  | Single-Speed |  |  |  | 43400 | 2345 | 18.5 | 13.4 | 33400 | 2509 | 3.9 | 3.1 | Non Federally-Regulated | 11/13/2015 |  | 02/23/2016
Trane U.S. Inc. | Trane | EXVF0424 |  | Ground-Source | WBAHP: Heat Pump Packaged Unit | Heat Pump | 460 | 3 |  |  |  | Single-Speed |  |  |  | 43400 | 2345 | 18.5 | 13.4 | 33400 | 2509 | 3.9 | 3.1 | Non Federally-Regulated | 11/13/2015 |  | 02/23/2016
Trane U.S. Inc. | Trane | EXVF0481 |  | Ground-Source | WBAHP: Heat Pump Packaged Unit | Heat Pump | 208 | 1 |  |  |  | Single-Speed |  |  |  | 49000 | 2648 | 18.5 | 13.4 | 37800 | 2702 | 4.1 | 3.1 | Non Federally-Regulated | 11/13/2015 |  | 02/23/2016
Trane U.S. Inc. | Trane | EXVF0483 |  | Ground-Source | WBAHP: Heat Pump Packaged Unit | Heat Pump | 208 | 3 |  |  |  | Single-Speed |  |  |  | 49000 | 2648 | 18.5 | 13.4 | 37800 | 2702 | 4.1 | 3.1 | Non Federally-Regulated | 11/13/2015 |  | 02/23/2016
Trane U.S. Inc. | Trane | EXVF0484 |  | Ground-Source | WBAHP: Heat Pump Packaged Unit | Heat Pump | 460 | 3 |  |  |  | Single-Speed |  |  |  | 49000 | 2648 | 18.5 | 13.4 | 37800 | 2702 | 4.1 | 3.1 | Non Federally-Regulated | 11/13/2015 |  | 02/23/2016
Trane U.S. Inc. | Trane | EXVF0601 |  | Ground-Source | WBAHP: Heat Pump Packaged Unit | Heat Pump | 208 | 1 |  |  |  | Single-Speed |  |  |  | 62400 | 3586 | 17.4 | 13.4 | 50400 | 3787 | 3.9 | 3.1 | Non Federally-Regulated | 11/13/2015 |  | 02/23/2016
Trane U.S. Inc. | Trane | EXVF0603 |  | Ground-Source | WBAHP: Heat Pump Packaged Unit | Heat Pump | 208 | 3 |  |  |  | Single-Speed |  |  |  | 62400 | 3586 | 17.4 | 13.4 | 50400 | 3787 | 3.9 | 3.1 | Non Federally-Regulated | 11/13/2015 |  | 02/23/2016
Trane U.S. Inc. | Trane | EXVF0604 |  | Ground-Source | WBAHP: Heat Pump Packaged Unit | Heat Pump | 460 | 3 |  |  |  | Single-Speed |  |  |  | 62400 | 3586 | 17.4 | 13.4 | 50400 | 3787 | 3.9 | 3.1 | Non Federally-Regulated | 11/13/2015 |  | 02/23/2016
Trane U.S. Inc. | Trane | EXVF0701 |  | Ground-Source | WBAHP: Heat Pump Packaged Unit | Heat Pump | 208 | 1 |  |  |  | Single-Speed | 3316 | 864 |  | 68600 | 3920 | 17.5 | 13.4 | 52300 | 4508 | 3.4 | 3.1 | Non Federally-Regulated | 11/13/2015 |  | 02/23/2016
Trane U.S. Inc. | Trane | EXVF0703 |  | Ground-Source | WBAHP: Heat Pump Packaged Unit | Heat Pump | 208 | 3 |  |  |  | Single-Speed | 3316 | 864 |  | 68600 | 3920 | 17.5 | 13.4 | 52300 | 4508 | 3.4 | 3.1 | Non Federally-Regulated | 11/13/2015 |  | 02/23/2016
Trane U.S. Inc. | Trane | EXVF0704 |  | Ground-Source | WBAHP: Heat Pump Packaged Unit | Heat Pump | 460 | 3 |  |  |  | Single-Speed | 3316 | 864 |  | 68600 | 3920 | 17.5 | 13.4 | 52300 | 4508 | 3.4 | 3.1 | Non Federally-Regulated | 11/13/2015 |  | 02/23/2016
Trane U.S. Inc. | Trane | GECE006 |  | Ground-Source | WBAHP-O: Heat Pump Packaged Un | Heat Pump | 208 | 1 |  |  |  | Single-Speed |  |  |  | 7800 | 540 | 14.4 | 13.4 | 6100 | 541 | 3.3 | 3.1 | Non Federally-Regulated | 11/13/2015 |  | 02/23/2016
Trane U.S. Inc. | Trane | GECE0060 |  | Ground-Source | WBAHP-O: Heat Pump Packaged Un | Heat Pump | 115 | 1 |  |  |  | Single-Speed |  |  |  | 7800 | 540 | 14.4 | 13.4 | 6100 | 541 | 3.3 | 3.1 | Non Federally-Regulated | 11/13/2015 |  | 02/23/2016
Trane U.S. Inc. | Trane | GECE0067 |  | Ground-Source | WBAHP-O: Heat Pump Packaged Un | Heat Pump | 265 | 1 |  |  |  | Single-Speed |  |  |  | 7800 | 540 | 14.4 | 13.4 | 6100 | 541 | 3.3 | 3.1 | Non Federally-Regulated | 11/13/2015 |  | 02/23/2016
Trane U.S. Inc. | Trane | GECE009 |  | Ground-Source | WBAHP-O: Heat Pump Packaged Un | Heat Pump | 208 | 1 |  |  |  | Single-Speed |  |  |  | 9100 | 623 | 14.6 | 13.4 | 7100 | 612 | 3.4 | 3.1 | Non Federally-Regulated | 11/13/2015 |  | 02/23/2016
Trane U.S. Inc. | Trane | GECE0090 |  | Ground-Source | WBAHP-O: Heat Pump Packaged Un | Heat Pump | 115 | 1 |  |  |  | Single-Speed |  |  |  | 9100 | 623 | 14.6 | 13.4 | 7100 | 612 | 3.4 | 3.1 | Non Federally-Regulated | 11/13/2015 |  | 02/23/2016
Trane U.S. Inc. | Trane | GECE0097 |  | Ground-Source | WBAHP-O: Heat Pump Packaged Un | Heat Pump | 265 | 1 |  |  |  | Single-Speed |  |  |  | 9100 | 623 | 14.6 | 13.4 | 7100 | 612 | 3.4 | 3.1 | Non Federally-Regulated | 11/13/2015 |  | 02/23/2016
Trane U.S. Inc. | Trane | GECE012 |  | Ground-Source | WBAHP-O: Heat Pump Packaged Un | Heat Pump | 208 | 1 |  |  |  | Single-Speed |  |  |  | 11900 | 788 | 15.1 | 13.4 | 9500 | 818 | 3.4 | 3.1 | Non Federally-Regulated | 11/13/2015 |  | 02/23/2016
Trane U.S. Inc. | Trane | GECE0120 |  | Ground-Source | WBAHP-O: Heat Pump Packaged Un | Heat Pump | 115 | 1 |  |  |  | Single-Speed |  |  |  | 11900 | 788 | 15.1 | 13.4 | 9500 | 818 | 3.4 | 3.1 | Non Federally-Regulated | 11/13/2015 |  | 02/23/2016
Trane U.S. Inc. | Trane | GECE0127 |  | Ground-Source | WBAHP-O: Heat Pump Packaged Un | Heat Pump | 265 | 1 |  |  |  | Single-Speed |  |  |  | 11900 | 788 | 15.1 | 13.4 | 9500 | 818 | 3.4 | 3.1 | Non Federally-Regulated | 11/13/2015 |  | 02/23/2016
Trane U.S. Inc. | Trane | GECE015 |  | Ground-Source | WBAHP-O: Heat Pump Packaged Un | Heat Pump | 208 | 1 |  |  |  | Single-Speed |  |  |  | 15300 | 974 | 15.7 | 13.4 | 12000 | 1034 | 3.4 | 3.1 | Non Federally-Regulated | 11/13/2015 |  | 02/23/2016
Trane U.S. Inc. | Trane | GECE0150 |  | Ground-Source | WBAHP-O: Heat Pump Packaged Un | Heat Pump | 115 | 1 |  |  |  | Single-Speed |  |  |  | 15300 | 974 | 15.7 | 13.4 | 12000 | 1034 | 3.4 | 3.1 | Non Federally-Regulated | 11/13/2015 |  | 02/23/2016
Trane U.S. Inc. | Trane | GECE0157 |  | Ground-Source | WBAHP-O: Heat Pump Packaged Un | Heat Pump | 265 | 1 |  |  |  | Single-Speed |  |  |  | 15300 | 974 | 15.7 | 13.4 | 12000 | 1034 | 3.4 | 3.1 | Non Federally-Regulated | 11/13/2015 |  | 02/23/2016
Trane U.S. Inc. | Trane | GECE018 |  | Ground-Source | WBAHP-O: Heat Pump Packaged Un | Heat Pump | 208 | 1 |  |  |  | Single-Speed |  |  |  | 16900 | 1149 | 14.7 | 13.4 | 13400 | 1190 | 3.3 | 3.1 | Non Federally-Regulated | 11/13/2015 |  | 02/23/2016
Trane U.S. Inc. | Trane | GECE0187 |  | Ground-Source | WBAHP-O: Heat Pump Packaged Un | Heat Pump | 265 | 1 |  |  |  | Single-Speed |  |  |  | 16900 | 1149 | 14.7 | 13.4 | 13400 | 1190 | 3.3 | 3.1 | Non Federally-Regulated | 11/13/2015 |  | 02/23/2016
Trane U.S. Inc. | Trane | GEHE006 |  | Ground-Source | WBAHP: Heat Pump Packaged Unit | Both Heat Pump and Electric Re | 208 | 1 |  |  |  | Single-Speed |  |  |  | 7900 | 560 | 14.1 | 13.4 | 6000 | 532 | 3.3 | 3.1 | Non Federally-Regulated | 11/13/2015 |  | 02/23/2016
Trane U.S. Inc. | Trane | GEHE0060 |  | Ground-Source | WBAHP: Heat Pump Packaged Unit | Heat Pump | 115 | 1 |  |  |  | Single-Speed |  |  |  | 7900 | 560 | 14.1 | 13.4 | 6000 | 532 | 3.3 | 3.1 | Non Federally-Regulated | 11/13/2015 |  | 02/23/2016
Trane U.S. Inc. | Trane | GEHE0067 |  | Ground-Source | WBAHP: Heat Pump Packaged Unit | Heat Pump | 265 | 1 |  |  |  | Single-Speed |  |  |  | 7900 | 560 | 14.1 | 13.4 | 6000 | 532 | 3.3 | 3.1 | Non Federally-Regulated | 11/13/2015 |  | 02/23/2016
Trane U.S. Inc. | Trane | GEHE009 |  | Ground-Source | WBAHP: Heat Pump Packaged Unit | Both Heat Pump and Electric Re | 208 | 1 |  |  |  | Single-Speed |  |  |  | 9300 | 641 | 14.5 | 13.4 | 7200 | 620 | 3.4 | 3.1 | Non Federally-Regulated | 11/13/2015 |  | 02/23/2016
Trane U.S. Inc. | Trane | GEHE0090 |  | Ground-Source | WBAHP: Heat Pump Packaged Unit | Heat Pump | 115 | 1 |  |  |  | Single-Speed |  |  |  | 9300 | 641 | 14.5 | 13.4 | 7200 | 620 | 3.4 | 3.1 | Non Federally-Regulated | 11/13/2015 |  | 02/23/2016
Trane U.S. Inc. | Trane | GEHE0097 |  | Ground-Source | WBAHP: Heat Pump Packaged Unit | Heat Pump | 265 | 1 |  |  |  | Single-Speed |  |  |  | 9300 | 641 | 14.5 | 13.4 | 7200 | 620 | 3.4 | 3.1 | Non Federally-Regulated | 11/13/2015 |  | 02/23/2016
Trane U.S. Inc. | Trane | GEHE012 |  | Ground-Source | WBAHP: Heat Pump Packaged Unit | Both Heat Pump and Electric Re | 208 | 1 |  |  |  | Single-Speed |  |  |  | 12000 | 779 | 15.4 | 13.4 | 9300 | 801 | 3.4 | 3.1 | Non Federally-Regulated | 11/13/2015 |  | 02/23/2016
Trane U.S. Inc. | Trane | GEHE0120 |  | Ground-Source | WBAHP: Heat Pump Packaged Unit | Heat Pump | 115 | 1 |  |  |  | Single-Speed |  |  |  | 12000 | 779 | 15.4 | 13.4 | 9300 | 801 | 3.4 | 3.1 | Non Federally-Regulated | 11/13/2015 |  | 02/23/2016
Trane U.S. Inc. | Trane | GEHE0127 |  | Ground-Source | WBAHP: Heat Pump Packaged Unit | Heat Pump | 265 | 1 |  |  |  | Single-Speed |  |  |  | 12000 | 779 | 15.4 | 13.4 | 9300 | 801 | 3.4 | 3.1 | Non Federally-Regulated | 11/13/2015 |  | 02/23/2016
Trane U.S. Inc. | Trane | GEHE015 |  | Ground-Source | WBAHP: Heat Pump Packaged Unit | Both Heat Pump and Electric Re | 208 | 1 |  |  |  | Single-Speed |  |  |  | 14800 | 961 | 15.4 | 13.4 | 12100 | 1074 | 3.3 | 3.1 | Non Federally-Regulated | 11/13/2015 |  | 02/23/2016
Trane U.S. Inc. | Trane | GEHE0157 |  | Ground-Source | WBAHP: Heat Pump Packaged Unit | Heat Pump | 265 | 1 |  |  |  | Single-Speed |  |  |  | 14800 | 961 | 15.4 | 13.4 | 12100 | 1074 | 3.3 | 3.1 | Non Federally-Regulated | 11/13/2015 |  | 02/23/2016
Trane U.S. Inc. | Trane | GEHE018 |  | Ground-Source | WBAHP: Heat Pump Packaged Unit | Both Heat Pump and Electric Re | 208 | 1 |  |  |  | Single-Speed |  |  |  | 18500 | 1241 | 14.9 | 13.4 | 14300 | 1232 | 3.4 | 3.1 | Non Federally-Regulated | 11/13/2015 |  | 02/23/2016
Trane U.S. Inc. | Trane | GEHE0187 |  | Ground-Source | WBAHP: Heat Pump Packaged Unit | Heat Pump | 265 | 1 |  |  |  | Single-Speed |  |  |  | 18500 | 1241 | 14.9 | 13.4 | 14300 | 1232 | 3.4 | 3.1 | Non Federally-Regulated | 11/13/2015 |  | 02/23/2016
Trane U.S. Inc. | Trane | GEHE024 |  | Ground-Source | WBAHP: Heat Pump Packaged Unit | Both Heat Pump and Electric Re | 208 | 1 |  |  |  | Single-Speed |  |  |  | 25100 | 1494 | 16.8 | 13.4 | 19300 | 1663 | 3.4 | 3.1 | Non Federally-Regulated | 11/13/2015 |  | 02/23/2016
Trane U.S. Inc. | Trane | GEHE0243 |  | Ground-Source | WBAHP: Heat Pump Packaged Unit | Heat Pump | 208 | 3 |  |  |  | Single-Speed |  |  |  | 25100 | 1494 | 16.8 | 13.4 | 19300 | 1663 | 3.4 | 3.1 | Non Federally-Regulated | 11/13/2015 |  | 02/23/2016
Trane U.S. Inc. | Trane | GEHE0244 |  | Ground-Source | WBAHP: Heat Pump Packaged Unit | Heat Pump | 460 | 3 |  |  |  | Single-Speed |  |  |  | 25100 | 1494 | 16.8 | 13.4 | 19300 | 1663 | 3.4 | 3.1 | Non Federally-Regulated | 11/13/2015 |  | 02/23/2016
Trane U.S. Inc. | Trane | GEHE0247 |  | Ground-Source | WBAHP: Heat Pump Packaged Unit | Heat Pump | 265 | 1 |  |  |  | Single-Speed |  |  |  | 25100 | 1494 | 16.8 | 13.4 | 19300 | 1663 | 3.4 | 3.1 | Non Federally-Regulated | 11/13/2015 |  | 02/23/2016
Trane U.S. Inc. | Trane | GEHE030 |  | Ground-Source | WBAHP: Heat Pump Packaged Unit | Both Heat Pump and Electric Re | 208 | 1 |  |  |  | Single-Speed |  |  |  | 29500 | 1878 | 15.7 | 13.4 | 22800 | 1965 | 3.4 | 3.1 | Non Federally-Regulated | 11/13/2015 |  | 02/23/2016
Trane U.S. Inc. | Trane | GEHE0303 |  | Ground-Source | WBAHP: Heat Pump Packaged Unit | Heat Pump | 208 | 3 |  |  |  | Single-Speed |  |  |  | 29500 | 1878 | 15.7 | 13.4 | 22800 | 1965 | 3.4 | 3.1 | Non Federally-Regulated | 11/13/2015 |  | 02/23/2016
Trane U.S. Inc. | Trane | GEHE0304 |  | Ground-Source | WBAHP: Heat Pump Packaged Unit | Heat Pump | 460 | 1 |  |  |  | Single-Speed |  |  |  | 29500 | 1878 | 15.7 | 13.4 | 22800 | 1965 | 3.4 | 3.1 | Non Federally-Regulated | 11/13/2015 |  | 02/23/2016
Trane U.S. Inc. | Trane | GEHE0307 |  | Ground-Source | WBAHP: Heat Pump Packaged Unit | Heat Pump | 265 | 1 |  |  |  | Single-Speed |  |  |  | 29500 | 1878 | 15.7 | 13.4 | 22800 | 1965 | 3.4 | 3.1 | Non Federally-Regulated | 11/13/2015 |  | 02/23/2016
Trane U.S. Inc. | Trane | GEHE036 |  | Ground-Source | WBAHP: Heat Pump Packaged Unit | Both Heat Pump and Electric Re | 208 | 1 |  |  |  | Single-Speed |  |  |  | 36600 | 2245 | 16.3 | 13.4 | 28200 | 2504 | 3.3 | 3.1 | Non Federally-Regulated | 11/13/2015 |  | 02/23/2016
Trane U.S. Inc. | Trane | GEHE0363 |  | Ground-Source | WBAHP: Heat Pump Packaged Unit | Heat Pump | 208 | 3 |  |  |  | Single-Speed |  |  |  | 36600 | 2245 | 16.3 | 13.4 | 28200 | 2504 | 3.3 | 3.1 | Non Federally-Regulated | 11/13/2015 |  | 02/23/2016
Trane U.S. Inc. | Trane | GEHE0364 |  | Ground-Source | WBAHP: Heat Pump Packaged Unit | Heat Pump | 460 | 3 |  |  |  | Single-Speed |  |  |  | 36600 | 2245 | 16.3 | 13.4 | 28200 | 2504 | 3.3 | 3.1 | Non Federally-Regulated | 11/13/2015 |  | 02/23/2016
Trane U.S. Inc. | Trane | GEHE0367 |  | Ground-Source | WBAHP: Heat Pump Packaged Unit | Heat Pump | 265 | 1 |  |  |  | Single-Speed |  |  |  | 36600 | 2245 | 16.3 | 13.4 | 28200 | 2504 | 3.3 | 3.1 | Non Federally-Regulated | 11/13/2015 |  | 02/23/2016
Trane U.S. Inc. | Trane | GEHE042 |  | Ground-Source | WBAHP: Heat Pump Packaged Unit | Both Heat Pump and Electric Re | 208 | 1 |  |  |  | Single-Speed |  |  |  | 43100 | 2798 | 15.4 | 13.4 | 34100 | 2939 | 3.4 | 3.1 | Non Federally-Regulated | 11/13/2015 |  | 02/23/2016
Trane U.S. Inc. | Trane | GEHE0423 |  | Ground-Source | WBAHP: Heat Pump Packaged Unit | Heat Pump | 208 | 3 |  |  |  | Single-Speed |  |  |  | 43100 | 2798 | 15.4 | 13.4 | 34100 | 2939 | 3.4 | 3.1 | Non Federally-Regulated | 11/13/2015 |  | 02/23/2016
Trane U.S. Inc. | Trane | GEHE0424 |  | Ground-Source | WBAHP: Heat Pump Packaged Unit | Heat Pump | 460 | 3 |  |  |  | Single-Speed |  |  |  | 43100 | 2798 | 15.4 | 13.4 | 34100 | 2939 | 3.4 | 3.1 | Non Federally-Regulated | 11/13/2015 |  | 02/23/2016
Trane U.S. Inc. | Trane | GEHE048 |  | Ground-Source | WBAHP: Heat Pump Packaged Unit | Both Heat Pump and Electric Re | 208 | 1 |  |  |  | Single-Speed |  |  |  | 51800 | 3257 | 15.9 | 13.4 | 38700 | 3150 | 3.6 | 3.1 | Non Federally-Regulated | 11/13/2015 |  | 02/23/2016
Trane U.S. Inc. | Trane | GEHE0483 |  | Ground-Source | WBAHP: Heat Pump Packaged Unit | Heat Pump | 208 | 3 |  |  |  | Single-Speed |  |  |  | 51800 | 3257 | 15.9 | 13.4 | 38700 | 3150 | 3.6 | 3.1 | Non Federally-Regulated | 11/13/2015 |  | 02/23/2016
Trane U.S. Inc. | Trane | GEHE0484 |  | Ground-Source | WBAHP: Heat Pump Packaged Unit | Heat Pump | 460 | 3 |  |  |  | Single-Speed |  |  |  | 51800 | 3257 | 15.9 | 13.4 | 38700 | 3150 | 3.6 | 3.1 | Non Federally-Regulated | 11/13/2015 |  | 02/23/2016
Trane U.S. Inc. | Trane | GEHE060 |  | Ground-Source | WBAHP: Heat Pump Packaged Unit | Both Heat Pump and Electric Re | 208 | 1 |  |  |  | Single-Speed |  |  |  | 62200 | 4038 | 15.4 | 13.4 | 46400 | 3999 | 3.4 | 3.1 | Non Federally-Regulated | 11/13/2015 |  | 02/23/2016
Trane U.S. Inc. | Trane | GEHE0603 |  | Ground-Source | WBAHP: Heat Pump Packaged Unit | Heat Pump | 208 | 3 |  |  |  | Single-Speed |  |  |  | 62200 | 4038 | 15.4 | 13.4 | 46400 | 3999 | 3.4 | 3.1 | Non Federally-Regulated | 11/13/2015 |  | 02/23/2016
Trane U.S. Inc. | Trane | GEHE0604 |  | Ground-Source | WBAHP: Heat Pump Packaged Unit | Heat Pump | 460 | 3 |  |  |  | Single-Speed |  |  |  | 62200 | 4038 | 15.4 | 13.4 | 46400 | 3999 | 3.4 | 3.1 | Non Federally-Regulated | 11/13/2015 |  | 02/23/2016
Trane U.S. Inc. | Trane | GEHE072 |  | Ground-Source | WBAHP: Heat Pump Packaged Unit | Heat Pump | 208 | 3 |  |  |  | Single-Speed | 4300 | 1000 |  | 74600 | 4662 | 16 | 13.4 | 54400 | 4555 | 3.5 | 3.1 | Non Federally-Regulated | 11/13/2015 |  | 02/23/2016
Trane U.S. Inc. | Trane | GEHE0721 |  | Ground-Source | WBAHP: Heat Pump Packaged Unit | Heat Pump | 208 | 1 |  |  |  | Single-Speed | 4300 | 1000 |  | 74600 | 4662 | 16 | 13.4 | 54400 | 4555 | 3.5 | 3.1 | Non Federally-Regulated | 11/13/2015 |  | 02/23/2016
Trane U.S. Inc. | Trane | GEHE0724 |  | Ground-Source | WBAHP: Heat Pump Packaged Unit | Heat Pump | 460 | 3 |  |  |  | Single-Speed | 4300 | 1000 |  | 74600 | 4662 | 16 | 13.4 | 54400 | 4555 | 3.5 | 3.1 | Non Federally-Regulated | 11/13/2015 |  | 02/23/2016
Trane U.S. Inc. | Trane | GEHE090 |  | Ground-Source | WBAHP: Heat Pump Packaged Unit | Heat Pump | 208 | 3 |  |  |  | Single-Speed | 4600 | 1500 |  | 88100 | 5575 | 15.8 | 13.4 | 64500 | 5559 | 3.4 | 3.1 | Non Federally-Regulated | 11/13/2015 |  | 02/23/2016
Trane U.S. Inc. | Trane | GEHE0904 |  | Ground-Source | WBAHP: Heat Pump Packaged Unit | Heat Pump | 460 | 3 |  |  |  | Single-Speed | 4600 | 1500 |  | 88100 | 5575 | 15.8 | 13.4 | 64500 | 5559 | 3.4 | 3.1 | Non Federally-Regulated | 11/13/2015 |  | 02/23/2016
Trane U.S. Inc. | Trane | GEHE120 |  | Ground-Source | WBAHP: Heat Pump Packaged Unit | Heat Pump | 208 | 3 |  |  |  | Single-Speed | 6300 | 1600 |  | 120600 | 8093 | 14.9 | 13.4 | 99200 | 9085 | 3.2 | 3.1 | Non Federally-Regulated | 11/13/2015 |  | 02/23/2016
Trane U.S. Inc. | Trane | GEHE1204 |  | Ground-Source | WBAHP: Heat Pump Packaged Unit | Heat Pump | 460 | 3 |  |  |  | Single-Speed | 6300 | 1600 |  | 120600 | 8093 | 14.9 | 13.4 | 99200 | 9085 | 3.2 | 3.1 | Non Federally-Regulated | 11/13/2015 |  | 02/23/2016
Trane U.S. Inc. | Trane | GERE0361 |  | Ground-Source | WBAHP: Heat Pump Packaged Unit | Heat Pump | 208 | 1 |  |  |  | Single-Speed |  |  |  | 40000 | 2272 | 17.6 | 13.4 | 29800 | 2426 | 3.6 | 3.1 | Non Federally-Regulated | 11/13/2015 |  | 02/23/2016
Trane U.S. Inc. | Trane | GERE0363 |  | Ground-Source | WBAHP: Heat Pump Packaged Unit | Heat Pump | 208 | 3 |  |  |  | Single-Speed |  |  |  | 40000 | 2272 | 17.6 | 13.4 | 29800 | 2426 | 3.6 | 3.1 | Non Federally-Regulated | 11/13/2015 |  | 02/23/2016
Trane U.S. Inc. | Trane | GERE0364 |  | Ground-Source | WBAHP: Heat Pump Packaged Unit | Heat Pump | 460 | 3 |  |  |  | Single-Speed |  |  |  | 40000 | 2272 | 17.6 | 13.4 | 29800 | 2426 | 3.6 | 3.1 | Non Federally-Regulated | 11/13/2015 |  | 02/23/2016
Trane U.S. Inc. | Trane | GERE0365 |  | Ground-Source | WBAHP: Heat Pump Packaged Unit | Heat Pump | 575 | 3 |  |  |  | Single-Speed |  |  |  | 40000 | 2272 | 17.6 | 13.4 | 29800 | 2426 | 3.6 | 3.1 | Non Federally-Regulated | 11/13/2015 |  | 02/23/2016
Trane U.S. Inc. | Trane | GERE0481 |  | Ground-Source | WBAHP: Heat Pump Packaged Unit | Heat Pump | 208 | 1 |  |  |  | Single-Speed |  |  |  | 53500 | 2907 | 18.4 | 13.4 | 37900 | 3085 | 3.6 | 3.1 | Non Federally-Regulated | 11/13/2015 |  | 02/23/2016
Trane U.S. Inc. | Trane | GERE0483 |  | Ground-Source | WBAHP: Heat Pump Packaged Unit | Heat Pump | 208 | 3 |  |  |  | Single-Speed |  |  |  | 53500 | 2907 | 18.4 | 13.4 | 37900 | 3085 | 3.6 | 3.1 | Non Federally-Regulated | 11/13/2015 |  | 02/23/2016
Trane U.S. Inc. | Trane | GERE0484 |  | Ground-Source | WBAHP: Heat Pump Packaged Unit | Heat Pump | 460 | 3 |  |  |  | Single-Speed |  |  |  | 53500 | 2907 | 18.4 | 13.4 | 37900 | 3085 | 3.6 | 3.1 | Non Federally-Regulated | 11/13/2015 |  | 02/23/2016
Trane U.S. Inc. | Trane | GERE0485 |  | Ground-Source | WBAHP: Heat Pump Packaged Unit | Heat Pump | 575 | 3 |  |  |  | Single-Speed |  |  |  | 53500 | 2907 | 18.4 | 13.4 | 37900 | 3085 | 3.6 | 3.1 | Non Federally-Regulated | 11/13/2015 |  | 02/23/2016
Trane U.S. Inc. | Trane | GERE0603 |  | Ground-Source | WBAHP: Heat Pump Packaged Unit | Heat Pump | 208 | 3 |  |  |  | Single-Speed |  |  |  | 63500 | 3757 | 16.9 | 13.4 | 47900 | 3899 | 3.6 | 3.1 | Non Federally-Regulated | 11/13/2015 |  | 02/23/2016
Trane U.S. Inc. | Trane | GERE0604 |  | Ground-Source | WBAHP: Heat Pump Packaged Unit | Heat Pump | 460 | 3 |  |  |  | Single-Speed |  |  |  | 63500 | 3757 | 16.9 | 13.4 | 47900 | 3899 | 3.6 | 3.1 | Non Federally-Regulated | 11/13/2015 |  | 02/23/2016
Trane U.S. Inc. | Trane | GERE0605 |  | Ground-Source | WBAHP: Heat Pump Packaged Unit | Heat Pump | 575 | 3 |  |  |  | Single-Speed |  |  |  | 63500 | 3757 | 16.9 | 13.4 | 47900 | 3899 | 3.6 | 3.1 | Non Federally-Regulated | 11/13/2015 |  | 02/23/2016
Trane U.S. Inc. | Trane | GERE0723 |  | Ground-Source | WBAHP: Heat Pump Packaged Unit | Heat Pump | 208 | 3 |  |  |  | Single-Speed | 4550 | 990 |  | 78500 | 5032 | 15.6 | 13.4 | 57700 | 4973 | 3.4 | 3.1 | Non Federally-Regulated | 11/13/2015 |  | 02/23/2016
Trane U.S. Inc. | Trane | GERE0724 |  | Ground-Source | WBAHP: Heat Pump Packaged Unit | Heat Pump | 460 | 3 |  |  |  | Single-Speed | 6460 | 990 |  | 78500 | 5032 | 15.6 | 13.4 | 57700 | 4973 | 3.4 | 3.1 | Non Federally-Regulated | 11/13/2015 |  | 02/23/2016
Trane U.S. Inc. | Trane | GERE0725 |  | Ground-Source | WBAHP: Heat Pump Packaged Unit | Heat Pump | 575 | 3 |  |  |  | Single-Speed | 6460 | 990 |  | 78500 | 5032 | 15.6 | 13.4 | 57700 | 4973 | 3.4 | 3.1 | Non Federally-Regulated | 11/13/2015 |  | 02/23/2016
Trane U.S. Inc. | Trane | GERE0903 |  | Ground-Source | WBAHP: Heat Pump Packaged Unit | Heat Pump | 208 | 3 |  |  |  | Single-Speed | 5600 | 920 |  | 90600 | 6205 | 14.6 | 13.4 | 70200 | 5878 | 3.5 | 3.1 | Non Federally-Regulated | 11/13/2015 |  | 02/23/2016
Trane U.S. Inc. | Trane | GERE0904 |  | Ground-Source | WBAHP: Heat Pump Packaged Unit | Heat Pump | 460 | 3 |  |  |  | Single-Speed | 5600 | 920 |  | 90600 | 6205 | 14.6 | 13.4 | 70200 | 5878 | 3.5 | 3.1 | Non Federally-Regulated | 11/13/2015 |  | 02/23/2016
Trane U.S. Inc. | Trane | GERE0905 |  | Ground-Source | WBAHP: Heat Pump Packaged Unit | Heat Pump | 575 | 3 |  |  |  | Single-Speed | 5600 | 920 |  | 90600 | 6205 | 14.6 | 13.4 | 70200 | 5878 | 3.5 | 3.1 | Non Federally-Regulated | 11/13/2015 |  | 02/23/2016
Trane U.S. Inc. | Trane | GETE009 |  | Ground-Source | WBAHP-O: Heat Pump Packaged Un | Heat Pump | 208 | 1 |  |  |  | Single-Speed |  |  |  | 8800 | 590 | 14.9 | 13.4 | 6600 | 604 | 3.2 | 3.1 | Non Federally-Regulated | 11/13/2015 |  | 02/23/2016
Trane U.S. Inc. | Trane | GETE0097 |  | Ground-Source | WBAHP-O: Heat Pump Packaged Un | Heat Pump | 265 | 1 |  |  |  | Single-Speed |  |  |  | 8800 | 590 | 14.9 | 13.4 | 6600 | 604 | 3.2 | 3.1 | Non Federally-Regulated | 11/13/2015 |  | 02/23/2016
Trane U.S. Inc. | Trane | GETE012 |  | Ground-Source | WBAHP-O: Heat Pump Packaged Un | Heat Pump | 208 | 1 |  |  |  | Single-Speed |  |  |  | 12300 | 814 | 15.1 | 13.4 | 9000 | 824 | 3.2 | 3.1 | Non Federally-Regulated | 11/13/2015 |  | 02/23/2016
Trane U.S. Inc. | Trane | GETE0127 |  | Ground-Source | WBAHP-O: Heat Pump Packaged Un | Heat Pump | 265 | 1 |  |  |  | Single-Speed |  |  |  | 12300 | 814 | 15.1 | 13.4 | 9000 | 824 | 3.2 | 3.1 | Non Federally-Regulated | 11/13/2015 |  | 02/23/2016
Trane U.S. Inc. | Trane | GETE015 |  | Ground-Source | WBAHP-O: Heat Pump Packaged Un | Heat Pump | 208 | 1 |  |  |  | Single-Speed |  |  |  | 15400 | 1040 | 14.8 | 13.4 | 11800 | 1047 | 3.3 | 3.1 | Non Federally-Regulated | 11/13/2015 |  | 02/23/2016
Trane U.S. Inc. | Trane | GETE0157 |  | Ground-Source | WBAHP-O: Heat Pump Packaged Un | Heat Pump | 265 | 1 |  |  |  | Single-Speed |  |  |  | 15400 | 1040 | 14.8 | 13.4 | 11800 | 1047 | 3.3 | 3.1 | Non Federally-Regulated | 11/13/2015 |  | 02/23/2016
Trane U.S. Inc. | Trane | GETE018 |  | Ground-Source | WBAHP-O: Heat Pump Packaged Un | Heat Pump | 208 | 1 |  |  |  | Single-Speed |  |  |  | 18700 | 1307 | 14.3 | 13.4 | 14800 | 1314 | 3.3 | 3.1 | Non Federally-Regulated | 11/13/2015 |  | 02/23/2016
Trane U.S. Inc. | Trane | GETE0187 |  | Ground-Source | WBAHP-O: Heat Pump Packaged Un | Heat Pump | 265 | 1 |  |  |  | Single-Speed |  |  |  | 18700 | 1307 | 14.3 | 13.4 | 14800 | 1314 | 3.3 | 3.1 | Non Federally-Regulated | 11/13/2015 |  | 02/23/2016
Trane U.S. Inc. | Trane | GETE024 |  | Ground-Source | WBAHP-O: Heat Pump Packaged Un | Heat Pump | 208 | 1 |  |  |  | Single-Speed |  |  |  | 24300 | 1630 | 14.9 | 13.4 | 18700 | 1712 | 3.2 | 3.1 | Non Federally-Regulated | 11/13/2015 |  | 02/23/2016
Trane U.S. Inc. | Trane | GETE0247 |  | Ground-Source | WBAHP-O: Heat Pump Packaged Un | Heat Pump | 265 | 1 |  |  |  | Single-Speed |  |  |  | 24300 | 1630 | 14.9 | 13.4 | 18700 | 1712 | 3.2 | 3.1 | Non Federally-Regulated | 11/13/2015 |  | 02/23/2016
Trane U.S. Inc. | Trane | GETE036 |  | Ground-Source | WBAHP-O: Heat Pump Packaged Un | Heat Pump | 208 | 1 |  |  |  | Single-Speed |  |  |  | 35100 | 2404 | 14.6 | 13.4 | 27300 | 2500 | 3.2 | 3.1 | Non Federally-Regulated | 11/13/2015 |  | 02/23/2016
Trane U.S. Inc. | Trane | GETE0367 |  | Ground-Source | WBAHP-O: Heat Pump Packaged Un | Heat Pump | 265 | 1 |  |  |  | Single-Speed |  |  |  | 35100 | 2404 | 14.6 | 13.4 | 27300 | 2500 | 3.2 | 3.1 | Non Federally-Regulated | 11/13/2015 |  | 02/23/2016
Trane U.S. Inc. | Trane | GEVE006 |  | Ground-Source | WBAHP: Heat Pump Packaged Unit | Both Heat Pump and Electric Re | 208 | 1 |  |  |  | Single-Speed |  |  |  | 7800 | 526 | 14.8 | 13.4 | 6200 | 550 | 3.3 | 3.1 | Non Federally-Regulated | 11/13/2015 |  | 02/23/2016
Trane U.S. Inc. | Trane | GEVE0060 |  | Ground-Source | WBAHP: Heat Pump Packaged Unit | Heat Pump | 115 | 1 |  |  |  | Single-Speed |  |  |  | 7800 | 526 | 14.8 | 13.4 | 6200 | 550 | 3.3 | 3.1 | Non Federally-Regulated | 11/13/2015 |  | 02/23/2016
Trane U.S. Inc. | Trane | GEVE0067 |  | Ground-Source | WBAHP: Heat Pump Packaged Unit | Heat Pump | 265 | 1 |  |  |  | Single-Speed |  |  |  | 7800 | 526 | 14.8 | 13.4 | 6200 | 550 | 3.3 | 3.1 | Non Federally-Regulated | 11/13/2015 |  | 02/23/2016
Trane U.S. Inc. | Trane | GEVE0090 |  | Ground-Source | WBAHP: Heat Pump Packaged Unit | Heat Pump | 115 | 1 |  |  |  | Single-Speed |  |  |  | 9100 | 623 | 14.6 | 13.4 | 7200 | 602 | 3.5 | 3.1 | Non Federally-Regulated | 11/13/2015 |  | 02/23/2016
Trane U.S. Inc. | Trane | GEVE0097 |  | Ground-Source | WBAHP: Heat Pump Packaged Unit | Heat Pump | 265 | 1 |  |  |  | Single-Speed |  |  |  | 9100 | 623 | 14.6 | 13.4 | 7200 | 602 | 3.5 | 3.1 | Non Federally-Regulated | 11/13/2015 |  | 02/23/2016
Trane U.S. Inc. | Trane | GEVE012 |  | Ground-Source | WBAHP: Heat Pump Packaged Unit | Both Heat Pump and Electric Re | 208 | 1 |  |  |  | Single-Speed |  |  |  | 12000 | 759 | 15.8 | 13.4 | 9400 | 787 | 3.5 | 3.1 | Non Federally-Regulated | 11/13/2015 |  | 02/23/2016
Trane U.S. Inc. | Trane | GEVE0120 |  | Ground-Source | WBAHP: Heat Pump Packaged Unit | Heat Pump | 115 | 1 |  |  |  | Single-Speed |  |  |  | 12000 | 759 | 15.8 | 13.4 | 9400 | 787 | 3.5 | 3.1 | Non Federally-Regulated | 11/13/2015 |  | 02/23/2016
Trane U.S. Inc. | Trane | GEVE0127 |  | Ground-Source | WBAHP: Heat Pump Packaged Unit | Heat Pump | 265 | 1 |  |  |  | Single-Speed |  |  |  | 12000 | 759 | 15.8 | 13.4 | 9400 | 787 | 3.5 | 3.1 | Non Federally-Regulated | 11/13/2015 |  | 02/23/2016
Trane U.S. Inc. | Trane | GEVE015 |  | Ground-Source | WBAHP: Heat Pump Packaged Unit | Both Heat Pump and Electric Re | 208 | 1 |  |  |  | Single-Speed |  |  |  | 14800 | 948 | 15.6 | 13.4 | 11700 | 979 | 3.5 | 3.1 | Non Federally-Regulated | 11/13/2015 |  | 02/23/2016
Trane U.S. Inc. | Trane | GEVE0157 |  | Ground-Source | WBAHP: Heat Pump Packaged Unit | Heat Pump | 265 | 1 |  |  |  | Single-Speed |  |  |  | 14800 | 948 | 15.6 | 13.4 | 11700 | 979 | 3.5 | 3.1 | Non Federally-Regulated | 11/13/2015 |  | 02/23/2016
Trane U.S. Inc. | Trane | GEVE018 |  | Ground-Source | WBAHP: Heat Pump Packaged Unit | Both Heat Pump and Electric Re | 208 | 1 |  |  |  | Single-Speed |  |  |  | 18300 | 1244 | 14.7 | 13.4 | 14500 | 1214 | 3.5 | 3.1 | Non Federally-Regulated | 11/13/2015 |  | 02/23/2016
Trane U.S. Inc. | Trane | GEVE0187 |  | Ground-Source | WBAHP: Heat Pump Packaged Unit | Heat Pump | 265 | 1 |  |  |  | Single-Speed |  |  |  | 18300 | 1244 | 14.7 | 13.4 | 14500 | 1214 | 3.5 | 3.1 | Non Federally-Regulated | 11/13/2015 |  | 02/23/2016
Trane U.S. Inc. | Trane | GEVE024 |  | Ground-Source | WBAHP: Heat Pump Packaged Unit | Both Heat Pump and Electric Re | 208 | 1 |  |  |  | Single-Speed |  |  |  | 25500 | 1500 | 17 | 13.4 | 19500 | 1632 | 3.5 | 3.1 | Non Federally-Regulated | 11/13/2015 |  | 02/23/2016
Trane U.S. Inc. | Trane | GEVE0243 |  | Ground-Source | WBAHP: Heat Pump Packaged Unit | Heat Pump | 208 | 3 |  |  |  | Single-Speed |  |  |  | 25500 | 1500 | 17 | 13.4 | 19500 | 1632 | 3.5 | 3.1 | Non Federally-Regulated | 11/13/2015 |  | 02/23/2016
Trane U.S. Inc. | Trane | GEVE0244 |  | Ground-Source | WBAHP: Heat Pump Packaged Unit | Heat Pump | 460 | 3 |  |  |  | Single-Speed |  |  |  | 25500 | 1500 | 17 | 13.4 | 19500 | 1632 | 3.5 | 3.1 | Non Federally-Regulated | 11/13/2015 |  | 02/23/2016
Trane U.S. Inc. | Trane | GEVE0247 |  | Ground-Source | WBAHP: Heat Pump Packaged Unit | Heat Pump | 265 | 1 |  |  |  | Single-Speed |  |  |  | 25500 | 1500 | 17 | 13.4 | 19500 | 1632 | 3.5 | 3.1 | Non Federally-Regulated | 11/13/2015 |  | 02/23/2016
Trane U.S. Inc. | Trane | GEVE030 |  | Ground-Source | WBAHP: Heat Pump Packaged Unit | Both Heat Pump and Electric Re | 208 | 1 |  |  |  | Single-Speed |  |  |  | 29900 | 1812 | 16.5 | 13.4 | 23200 | 1888 | 3.6 | 3.1 | Non Federally-Regulated | 11/13/2015 |  | 02/23/2016
Trane U.S. Inc. | Trane | GEVE0303 |  | Ground-Source | WBAHP: Heat Pump Packaged Unit | Heat Pump | 208 | 3 |  |  |  | Single-Speed |  |  |  | 29900 | 1812 | 16.5 | 13.4 | 23200 | 1888 | 3.6 | 3.1 | Non Federally-Regulated | 11/13/2015 |  | 02/23/2016
Trane U.S. Inc. | Trane | GEVE0304 |  | Ground-Source | WBAHP: Heat Pump Packaged Unit | Heat Pump | 460 | 3 |  |  |  | Single-Speed |  |  |  | 29900 | 1812 | 16.5 | 13.4 | 23200 | 1888 | 3.6 | 3.1 | Non Federally-Regulated | 11/13/2015 |  | 02/23/2016
Trane U.S. Inc. | Trane | GEVE0307 |  | Ground-Source | WBAHP: Heat Pump Packaged Unit | Heat Pump | 265 | 1 |  |  |  | Single-Speed |  |  |  | 29900 | 1812 | 16.5 | 13.4 | 23200 | 1888 | 3.6 | 3.1 | Non Federally-Regulated | 11/13/2015 |  | 02/23/2016
Trane U.S. Inc. | Trane | GEVE036 |  | Ground-Source | WBAHP: Heat Pump Packaged Unit | Both Heat Pump and Electric Re | 208 | 1 |  |  |  | Single-Speed |  |  |  | 37600 | 2186 | 17.2 | 13.4 | 30100 | 2520 | 3.5 | 3.1 | Non Federally-Regulated | 11/13/2015 |  | 02/23/2016
Trane U.S. Inc. | Trane | GEVE0363 |  | Ground-Source | WBAHP: Heat Pump Packaged Unit | Heat Pump | 208 | 3 |  |  |  | Single-Speed |  |  |  | 37600 | 2186 | 17.2 | 13.4 | 30100 | 2520 | 3.5 | 3.1 | Non Federally-Regulated | 11/13/2015 |  | 02/23/2016
Trane U.S. Inc. | Trane | GEVE0364 |  | Ground-Source | WBAHP: Heat Pump Packaged Unit | Heat Pump | 460 | 3 |  |  |  | Single-Speed |  |  |  | 37600 | 2186 | 17.2 | 13.4 | 30100 | 2520 | 3.5 | 3.1 | Non Federally-Regulated | 11/13/2015 |  | 02/23/2016
Trane U.S. Inc. | Trane | GEVE0367 |  | Ground-Source | WBAHP: Heat Pump Packaged Unit | Heat Pump | 265 | 1 |  |  |  | Single-Speed |  |  |  | 37600 | 2186 | 17.2 | 13.4 | 30100 | 2520 | 3.5 | 3.1 | Non Federally-Regulated | 11/13/2015 |  | 02/23/2016
Trane U.S. Inc. | Trane | GEVE042 |  | Ground-Source | WBAHP: Heat Pump Packaged Unit | Both Heat Pump and Electric Re | 208 | 1 |  |  |  | Single-Speed |  |  |  | 43100 | 2693 | 16 | 13.4 | 33800 | 2830 | 3.5 | 3.1 | Non Federally-Regulated | 11/13/2015 |  | 02/23/2016
Trane U.S. Inc. | Trane | GEVE0422 |  | Ground-Source | WBAHP: Heat Pump Packaged Unit | Heat Pump | 208 | 1 |  |  |  | Single-Speed |  |  |  | 43100 | 2693 | 16 | 13.4 | 33800 | 2830 | 3.5 | 3.1 | Non Federally-Regulated | 11/13/2015 |  | 02/23/2016
Trane U.S. Inc. | Trane | GEVE0423 |  | Ground-Source | WBAHP: Heat Pump Packaged Unit | Heat Pump | 208 | 3 |  |  |  | Single-Speed |  |  |  | 43100 | 2693 | 16 | 13.4 | 33800 | 2830 | 3.5 | 3.1 | Non Federally-Regulated | 11/13/2015 |  | 02/23/2016
Trane U.S. Inc. | Trane | GEVE0424 |  | Ground-Source | WBAHP: Heat Pump Packaged Unit | Heat Pump | 460 | 3 |  |  |  | Single-Speed |  |  |  | 43100 | 2693 | 16 | 13.4 | 33800 | 2830 | 3.5 | 3.1 | Non Federally-Regulated | 11/13/2015 |  | 02/23/2016
Trane U.S. Inc. | Trane | GEVE048 |  | Ground-Source | WBAHP: Heat Pump Packaged Unit | Both Heat Pump and Electric Re | 208 | 1 |  |  |  | Single-Speed |  |  |  | 51300 | 3166 | 16.2 | 13.4 | 34200 | 2947 | 3.4 | 3.1 | Non Federally-Regulated | 11/13/2015 |  | 02/23/2016
Trane U.S. Inc. | Trane | GEVE0483 |  | Ground-Source | WBAHP: Heat Pump Packaged Unit | Heat Pump | 208 | 3 |  |  |  | Single-Speed |  |  |  | 51300 | 3166 | 16.2 | 13.4 | 34200 | 2947 | 3.4 | 3.1 | Non Federally-Regulated | 11/13/2015 |  | 02/23/2016
Trane U.S. Inc. | Trane | GEVE0484 |  | Ground-Source | WBAHP: Heat Pump Packaged Unit | Heat Pump | 460 | 3 |  |  |  | Single-Speed |  |  |  | 51300 | 3166 | 16.2 | 13.4 | 34200 | 2947 | 3.4 | 3.1 | Non Federally-Regulated | 11/13/2015 |  | 02/23/2016
Trane U.S. Inc. | Trane | GEVE060 |  | Ground-Source | WBAHP: Heat Pump Packaged Unit | Both Heat Pump and Electric Re | 208 | 1 |  |  |  | Single-Speed |  |  |  | 64100 | 4031 | 15.9 | 13.4 | 46800 | 3918 | 3.5 | 3.1 | Non Federally-Regulated | 11/13/2015 |  | 02/23/2016
Trane U.S. Inc. | Trane | GEVE0603 |  | Ground-Source | WBAHP: Heat Pump Packaged Unit | Heat Pump | 208 | 3 |  |  |  | Single-Speed |  |  |  | 64100 | 4031 | 15.9 | 13.4 | 46800 | 3918 | 3.5 | 3.1 | Non Federally-Regulated | 11/13/2015 |  | 02/23/2016
Trane U.S. Inc. | Trane | GEVE0604 |  | Ground-Source | WBAHP: Heat Pump Packaged Unit | Heat Pump | 460 | 3 |  |  |  | Single-Speed |  |  |  | 64100 | 4031 | 15.9 | 13.4 | 46800 | 3918 | 3.5 | 3.1 | Non Federally-Regulated | 11/13/2015 |  | 02/23/2016
Trane U.S. Inc. | Trane | GEVE072 |  | Ground-Source | WBAHP: Heat Pump Packaged Unit | Heat Pump | 208 | 3 |  |  |  | Single-Speed | 4300 | 1000 |  | 78800 | 4502 | 17.5 | 13.4 | 54500 | 4643 | 3.4 | 3.1 | Non Federally-Regulated | 11/13/2015 |  | 02/23/2016
Trane U.S. Inc. | Trane | GEVE0721 |  | Ground-Source | WBAHP: Heat Pump Packaged Unit | Heat Pump | 208 | 1 |  |  |  | Single-Speed | 4300 | 1000 |  | 78800 | 4502 | 17.5 | 13.4 | 54500 | 4643 | 3.4 | 3.1 | Non Federally-Regulated | 11/13/2015 |  | 02/23/2016
Trane U.S. Inc. | Trane | GEVE0724 |  | Ground-Source | WBAHP: Heat Pump Packaged Unit | Heat Pump | 460 | 3 |  |  |  | Single-Speed | 4300 | 1000 |  | 78800 | 4502 | 17.5 | 13.4 | 54500 | 4643 | 3.4 | 3.1 | Non Federally-Regulated | 11/13/2015 |  | 02/23/2016
Trane U.S. Inc. | Trane | GEVE090 |  | Ground-Source | WBAHP: Heat Pump Packaged Unit | Heat Pump | 208 | 3 |  |  |  | Single-Speed | 5100 | 1200 |  | 92100 | 5293 | 17.4 | 13.4 | 65600 | 5654 | 3.4 | 3.1 | Non Federally-Regulated | 11/13/2015 |  | 02/23/2016
Trane U.S. Inc. | Trane | GEVE0904 |  | Ground-Source | WBAHP: Heat Pump Packaged Unit | Heat Pump | 460 | 3 |  |  |  | Single-Speed | 5100 | 1200 |  | 92100 | 5293 | 17.4 | 13.4 | 65600 | 5654 | 3.4 | 3.1 | Non Federally-Regulated | 11/13/2015 |  | 02/23/2016
Trane U.S. Inc. | Trane | GEVE120 |  | Ground-Source | WBAHP: Heat Pump Packaged Unit | Heat Pump | 460 | 3 |  |  |  | Single-Speed | 6300 | 1600 |  | 123200 | 7421 | 16.6 | 13.4 | 90400 | 7792 | 3.4 | 3.1 | Non Federally-Regulated | 11/13/2015 |  | 02/23/2016
Trane U.S. Inc. | Trane | GEVE1203 |  | Ground-Source | WBAHP: Heat Pump Packaged Unit | Heat Pump | 208 | 3 |  |  |  | Single-Speed | 6300 | 1600 |  | 123200 | 7421 | 16.6 | 13.4 | 90400 | 7792 | 3.4 | 3.1 | Non Federally-Regulated | 11/13/2015 |  | 02/23/2016
Trane U.S. Inc. | Trane | VSVE0241 |  | Ground-Source | WBAHP: Heat Pump Packaged Unit | Heat Pump | 208 | 1 |  |  |  | Variable-Speed |  |  |  | 25900 | 1160 | 22.3 | 13.4 | 18400 | 1293 | 4.2 | 3.1 | Non Federally-Regulated | 11/13/2015 |  | 02/23/2016
Trane U.S. Inc. | Trane | VSVE0244 |  | Ground-Source | WBAHP: Heat Pump Packaged Unit | Heat Pump | 460 | 3 |  |  |  | Variable-Speed |  |  |  | 25900 | 1160 | 22.3 | 13.4 | 18400 | 1293 | 4.2 | 3.1 | Non Federally-Regulated | 11/13/2015 |  | 02/23/2016
Trane U.S. Inc. | Trane | VSVE0331 |  | Ground-Source | WBAHP: Heat Pump Packaged Unit | Heat Pump | 208 | 1 |  |  |  | Variable-Speed |  |  |  | 34300 | 1897 | 18.1 | 13.4 | 24500 | 1860 | 3.9 | 3.1 | Non Federally-Regulated | 11/13/2015 |  | 02/23/2016
Trane U.S. Inc. | Trane | VSVE0334 |  | Ground-Source | WBAHP: Heat Pump Packaged Unit | Heat Pump | 460 | 3 |  |  |  | Variable-Speed |  |  |  | 34300 | 1897 | 18.1 | 13.4 | 24500 | 1860 | 3.9 | 3.1 | Non Federally-Regulated | 11/13/2015 |  | 02/23/2016
Trane U.S. Inc. | Trane | VSVE0421 |  | Ground-Source | WBAHP: Heat Pump Packaged Unit | Heat Pump | 208 | 1 |  |  |  | Variable-Speed |  |  |  | 46200 | 2097 | 22 | 13.4 | 31900 | 2349 | 4 | 3.1 | Non Federally-Regulated | 11/13/2015 |  | 02/23/2016
Trane U.S. Inc. | Trane | VSVE0424 |  | Ground-Source | WBAHP: Heat Pump Packaged Unit | Heat Pump | 460 | 3 |  |  |  | Variable-Speed |  |  |  | 46200 | 2097 | 22 | 13.4 | 31900 | 2349 | 4 | 3.1 | Non Federally-Regulated | 11/13/2015 |  | 02/23/2016
Trane U.S. Inc. | Trane | VSVE0501 |  | Ground-Source | WBAHP: Heat Pump Packaged Unit | Heat Pump | 208 | 1 |  |  |  | Variable-Speed |  |  |  | 54100 | 2883 | 18.8 | 13.4 | 41400 | 3235 | 3.8 | 3.1 | Non Federally-Regulated | 11/13/2015 |  | 02/23/2016
Trane U.S. Inc. | Trane | VSVE0504 |  | Ground-Source | WBAHP: Heat Pump Packaged Unit | Heat Pump | 460 | 3 |  |  |  | Variable-Speed |  |  |  | 54100 | 2883 | 18.8 | 13.4 | 41400 | 3235 | 3.8 | 3.1 | Non Federally-Regulated | 11/13/2015 |  | 02/23/2016
Trane U.S. Inc. | Trane | VSVE0601 |  | Ground-Source | WBAHP: Heat Pump Packaged Unit | Heat Pump | 208 | 1 |  |  |  | Variable-Speed |  |  |  | 64600 | 3530 | 18.3 | 13.4 | 50000 | 3663 | 4 | 3.1 | Non Federally-Regulated | 11/13/2015 |  | 02/23/2016
Trane U.S. Inc. | Trane | DXHF0241 |  | Ground-Water-Source | WBAHP: Heat Pump Packaged Unit | Heat Pump | 208 | 1 |  |  |  | Dual-Speed |  |  |  | 29100 | 1119 | 26 | 16.2 | 25600 | 1596 | 4.7 | 3.6 | Non Federally-Regulated | 02/16/2016 |  | 02/23/2016
Trane U.S. Inc. | Trane | DXHF0243 |  | Ground-Water-Source | WBAHP: Heat Pump Packaged Unit | Heat Pump | 208 | 3 |  |  |  | Dual-Speed |  |  |  | 29100 | 1119 | 26 | 16.2 | 25600 | 1596 | 4.7 | 3.6 | Non Federally-Regulated | 02/16/2016 |  | 02/23/2016
Trane U.S. Inc. | Trane | DXHF0244 |  | Ground-Water-Source | WBAHP: Heat Pump Packaged Unit | Heat Pump | 460 | 3 |  |  |  | Dual-Speed |  |  |  | 29100 | 1119 | 26 | 16.2 | 25600 | 1596 | 4.7 | 3.6 | Non Federally-Regulated | 02/16/2016 |  | 02/23/2016
Trane U.S. Inc. | Trane | DXHF0247 |  | Ground-Water-Source | WBAHP: Heat Pump Packaged Unit | Heat Pump | 265 | 1 |  |  |  | Dual-Speed |  |  |  | 29100 | 1119 | 26 | 16.2 | 25600 | 1596 | 4.7 | 3.6 | Non Federally-Regulated | 02/16/2016 |  | 02/23/2016
Trane U.S. Inc. | Trane | DXHF0361 |  | Ground-Water-Source | WBAHP: Heat Pump Packaged Unit | Heat Pump | 208 | 1 |  |  |  | Dual-Speed |  |  |  | 41800 | 1734 | 24.1 | 16.2 | 39500 | 2463 | 4.7 | 3.6 | Non Federally-Regulated | 02/16/2016 |  | 02/23/2016
Trane U.S. Inc. | Trane | DXHF0363 |  | Ground-Water-Source | WBAHP: Heat Pump Packaged Unit | Heat Pump | 208 | 3 |  |  |  | Dual-Speed |  |  |  | 41800 | 1734 | 24.1 | 16.2 | 39500 | 2463 | 4.7 | 3.6 | Non Federally-Regulated | 02/16/2016 |  | 02/23/2016
Trane U.S. Inc. | Trane | DXHF0364 |  | Ground-Water-Source | WBAHP: Heat Pump Packaged Unit | Heat Pump | 460 | 3 |  |  |  | Dual-Speed |  |  |  | 41800 | 1734 | 24.1 | 16.2 | 39500 | 2463 | 4.7 | 3.6 | Non Federally-Regulated | 02/16/2016 |  | 02/23/2016
Trane U.S. Inc. | Trane | DXHF0601 |  | Ground-Water-Source | WBAHP: Heat Pump Packaged Unit | Heat Pump | 208 | 1 |  |  |  | Dual-Speed |  |  |  | 64800 | 3100 | 20.9 | 16.2 | 66400 | 4422 | 4.4 | 3.6 | Non Federally-Regulated | 11/13/2015 |  | 02/23/2016
Trane U.S. Inc. | Trane | DXHF0603 |  | Ground-Water-Source | WBAHP: Heat Pump Packaged Unit | Heat Pump | 208 | 3 |  |  |  | Dual-Speed |  |  |  | 64800 | 3100 | 20.9 | 16.2 | 66400 | 4422 | 4.4 | 3.6 | Non Federally-Regulated | 11/13/2015 |  | 02/23/2016
Trane U.S. Inc. | Trane | DXHF0604 |  | Ground-Water-Source | WBAHP: Heat Pump Packaged Unit | Heat Pump | 460 | 3 |  |  |  | Dual-Speed |  |  |  | 64800 | 3100 | 20.9 | 16.2 | 66400 | 4422 | 4.4 | 3.6 | Non Federally-Regulated | 11/13/2015 |  | 02/23/2016
Trane U.S. Inc. | Trane | EXHF0181 |  | Ground-Water-Source | WBAHP: Heat Pump Packaged Unit | Heat Pump | 208 | 1 |  |  |  | Single-Speed |  |  |  | 20600 | 824 | 25 | 16.2 | 19100 | 1243 | 4.5 | 3.6 | Non Federally-Regulated | 11/13/2015 |  | 02/23/2016
Trane U.S. Inc. | Trane | EXHF0187 |  | Ground-Water-Source | WBAHP: Heat Pump Packaged Unit | Heat Pump | 265 | 1 |  |  |  | Single-Speed |  |  |  | 20600 | 824 | 25 | 16.2 | 19100 | 1243 | 4.5 | 3.6 | Non Federally-Regulated | 11/13/2015 |  | 02/23/2016
Trane U.S. Inc. | Trane | EXHF0241 |  | Ground-Water-Source | WBAHP: Heat Pump Packaged Unit | Heat Pump | 208 | 1 |  |  |  | Single-Speed |  |  |  | 25900 | 1088 | 23.8 | 16.2 | 24100 | 1569 | 4.5 | 3.6 | Non Federally-Regulated | 11/13/2015 |  | 02/23/2016
Trane U.S. Inc. | Trane | EXHF0247 |  | Ground-Water-Source | WBAHP: Heat Pump Packaged Unit | Heat Pump | 265 | 1 |  |  |  | Single-Speed |  |  |  | 25900 | 1088 | 23.8 | 16.2 | 24100 | 1569 | 4.5 | 3.6 | Non Federally-Regulated | 11/13/2015 |  | 02/23/2016
Trane U.S. Inc. | Trane | EXHF0301 |  | Ground-Water-Source | WBAHP: Heat Pump Packaged Unit | Heat Pump | 208 | 1 |  |  |  | Single-Speed |  |  |  | 33700 | 1386 | 24.3 | 16.2 | 29600 | 1885 | 4.6 | 3.6 | Non Federally-Regulated | 11/13/2015 |  | 02/23/2016
Trane U.S. Inc. | Trane | EXHF0307 |  | Ground-Water-Source | WBAHP: Heat Pump Packaged Unit | Heat Pump | 265 | 1 |  |  |  | Single-Speed |  |  |  | 33700 | 1386 | 24.3 | 16.2 | 29600 | 1885 | 4.6 | 3.6 | Non Federally-Regulated | 11/13/2015 |  | 02/23/2016
Trane U.S. Inc. | Trane | EXHF0361 |  | Ground-Water-Source | WBAHP: Heat Pump Packaged Unit | Heat Pump | 208 | 1 |  |  |  | Single-Speed |  |  |  | 39700 | 1538 | 25.8 | 16.2 | 36500 | 2228 | 4.8 | 3.6 | Non Federally-Regulated | 11/13/2015 |  | 02/23/2016
Trane U.S. Inc. | Trane | EXHF0363 |  | Ground-Water-Source | WBAHP: Heat Pump Packaged Unit | Heat Pump | 208 | 3 |  |  |  | Single-Speed |  |  |  | 39700 | 1538 | 25.8 | 16.2 | 36500 | 2228 | 4.8 | 3.6 | Non Federally-Regulated | 11/13/2015 |  | 02/23/2016
Trane U.S. Inc. | Trane | EXHF0364 |  | Ground-Water-Source | WBAHP: Heat Pump Packaged Unit | Heat Pump | 460 | 3 |  |  |  | Single-Speed |  |  |  | 39700 | 1538 | 25.8 | 16.2 | 36500 | 2228 | 4.8 | 3.6 | Non Federally-Regulated | 11/13/2015 |  | 02/23/2016
Trane U.S. Inc. | Trane | EXHF0367 |  | Ground-Water-Source | WBAHP: Heat Pump Packaged Unit | Heat Pump | 265 | 1 |  |  |  | Single-Speed |  |  |  | 39700 | 1538 | 25.8 | 16.2 | 36500 | 2228 | 4.8 | 3.6 | Non Federally-Regulated | 11/13/2015 |  | 02/23/2016
Trane U.S. Inc. | Trane | EXHF0421 |  | Ground-Water-Source | WBAHP: Heat Pump Packaged Unit | Heat Pump | 208 | 1 |  |  |  | Single-Speed |  |  |  | 45800 | 1965 | 23.3 | 16.2 | 43100 | 2687 | 4.7 | 3.6 | Non Federally-Regulated | 11/13/2015 |  | 02/23/2016
Trane U.S. Inc. | Trane | EXHF0423 |  | Ground-Water-Source | WBAHP: Heat Pump Packaged Unit | Heat Pump | 208 | 3 |  |  |  | Single-Speed |  |  |  | 45800 | 1965 | 23.3 | 16.2 | 43100 | 2687 | 4.7 | 3.6 | Non Federally-Regulated | 11/13/2015 |  | 02/23/2016
Trane U.S. Inc. | Trane | EXHF0424 |  | Ground-Water-Source | WBAHP: Heat Pump Packaged Unit | Heat Pump | 460 | 3 |  |  |  | Single-Speed |  |  |  | 45800 | 1965 | 23.3 | 16.2 | 43100 | 2687 | 4.7 | 3.6 | Non Federally-Regulated | 11/13/2015 |  | 02/23/2016
Trane U.S. Inc. | Trane | EXHF0481 |  | Ground-Water-Source | WBAHP: Heat Pump Packaged Unit | Heat Pump | 208 | 1 |  |  |  | Single-Speed |  |  |  | 52000 | 2280 | 22.8 | 16.2 | 48800 | 3042 | 4.7 | 3.6 | Non Federally-Regulated | 11/13/2015 |  | 02/23/2016
Trane U.S. Inc. | Trane | EXHF0483 |  | Ground-Water-Source | WBAHP: Heat Pump Packaged Unit | Heat Pump | 208 | 3 |  |  |  | Single-Speed |  |  |  | 52000 | 2280 | 22.8 | 16.2 | 48800 | 3042 | 4.7 | 3.6 | Non Federally-Regulated | 11/13/2015 |  | 02/23/2016
Trane U.S. Inc. | Trane | EXHF0484 |  | Ground-Water-Source | WBAHP: Heat Pump Packaged Unit | Heat Pump | 460 | 3 |  |  |  | Single-Speed |  |  |  | 52000 | 2280 | 22.8 | 16.2 | 48800 | 3042 | 4.7 | 3.6 | Non Federally-Regulated | 11/13/2015 |  | 02/23/2016
Trane U.S. Inc. | Trane | EXHF0601 |  | Ground-Water-Source | WBAHP: Heat Pump Packaged Unit | Heat Pump | 208 | 1 |  |  |  | Single-Speed |  |  |  | 64700 | 2940 | 22 | 16.2 | 64100 | 4269 | 4.4 | 3.6 | Non Federally-Regulated | 11/13/2015 |  | 02/23/2016
Trane U.S. Inc. | Trane | EXHF0603 |  | Ground-Water-Source | WBAHP: Heat Pump Packaged Unit | Heat Pump | 208 | 3 |  |  |  | Single-Speed |  |  |  | 64700 | 2940 | 22 | 16.2 | 64100 | 4269 | 4.4 | 3.6 | Non Federally-Regulated | 11/13/2015 |  | 02/23/2016
Trane U.S. Inc. | Trane | EXHF0604 |  | Ground-Water-Source | WBAHP: Heat Pump Packaged Unit | Heat Pump | 460 | 3 |  |  |  | Single-Speed |  |  |  | 64700 | 2940 | 22 | 16.2 | 64100 | 4269 | 4.4 | 3.6 | Non Federally-Regulated | 11/13/2015 |  | 02/23/2016
Trane U.S. Inc. | Trane | EXHF0701 |  | Ground-Water-Source | WBAHP: Heat Pump Packaged Unit | Heat Pump | 208 | 1 |  |  |  | Single-Speed | 2720 | 970 |  | 70900 | 3360 | 21.1 | 16.2 | 68900 | 4925 | 4.1 | 3.6 | Non Federally-Regulated | 11/13/2015 |  | 02/23/2016
Trane U.S. Inc. | Trane | EXHF0703 |  | Ground-Water-Source | WBAHP: Heat Pump Packaged Unit | Heat Pump | 208 | 3 |  |  |  | Single-Speed | 2720 | 970 |  | 70900 | 3360 | 21.1 | 16.2 | 68900 | 4925 | 4.1 | 3.6 | Non Federally-Regulated | 11/13/2015 |  | 02/23/2016
Trane U.S. Inc. | Trane | EXHF0704 |  | Ground-Water-Source | WBAHP: Heat Pump Packaged Unit | Heat Pump | 460 | 3 |  |  |  | Single-Speed | 2720 | 970 |  | 70900 | 3360 | 21.1 | 16.2 | 68900 | 4925 | 4.1 | 3.6 | Non Federally-Regulated | 11/13/2015 |  | 02/23/2016
Trane U.S. Inc. | Trane | EXVF0181 |  | Ground-Water-Source | WBAHP: Heat Pump Packaged Unit | Heat Pump | 208 | 1 |  |  |  | Single-Speed |  |  |  | 20600 | 844 | 24.4 | 16.2 | 19300 | 1203 | 4.7 | 3.6 | Non Federally-Regulated | 11/13/2015 |  | 02/23/2016
Trane U.S. Inc. | Trane | EXVF0187 |  | Ground-Water-Source | WBAHP: Heat Pump Packaged Unit | Heat Pump | 265 | 1 |  |  |  | Single-Speed |  |  |  | 20600 | 844 | 24.4 | 16.2 | 19300 | 1203 | 4.7 | 3.6 | Non Federally-Regulated | 11/13/2015 |  | 02/23/2016
Trane U.S. Inc. | Trane | EXVF0241 |  | Ground-Water-Source | WBAHP: Heat Pump Packaged Unit | Heat Pump | 208 | 1 |  |  |  | Single-Speed |  |  |  | 26700 | 1059 | 25.2 | 16.2 | 24800 | 1546 | 4.7 | 3.6 | Non Federally-Regulated | 11/13/2015 |  | 02/23/2016
Trane U.S. Inc. | Trane | EXVF0247 |  | Ground-Water-Source | WBAHP: Heat Pump Packaged Unit | Heat Pump | 265 | 1 |  |  |  | Single-Speed |  |  |  | 26700 | 1059 | 25.2 | 16.2 | 24800 | 1546 | 4.7 | 3.6 | Non Federally-Regulated | 11/13/2015 |  | 02/23/2016
Trane U.S. Inc. | Trane | EXVF0301 |  | Ground-Water-Source | WBAHP: Heat Pump Packaged Unit | Heat Pump | 208 | 1 |  |  |  | Single-Speed |  |  |  | 33000 | 1314 | 25.1 | 16.2 | 29000 | 1770 | 4.8 | 3.6 | Non Federally-Regulated | 11/13/2015 |  | 02/23/2016
Trane U.S. Inc. | Trane | EXVF0307 |  | Ground-Water-Source | WBAHP: Heat Pump Packaged Unit | Heat Pump | 265 | 1 |  |  |  | Single-Speed |  |  |  | 33000 | 1314 | 25.1 | 16.2 | 29000 | 1770 | 4.8 | 3.6 | Non Federally-Regulated | 11/13/2015 |  | 02/23/2016
Trane U.S. Inc. | Trane | EXVF0361 |  | Ground-Water-Source | WBAHP: Heat Pump Packaged Unit | Heat Pump | 208 | 1 |  |  |  | Single-Speed |  |  |  | 38600 | 1581 | 24.4 | 16.2 | 36600 | 2189 | 4.9 | 3.6 | Non Federally-Regulated | 11/13/2015 |  | 02/23/2016
Trane U.S. Inc. | Trane | EXVF0363 |  | Ground-Water-Source | WBAHP: Heat Pump Packaged Unit | Heat Pump | 208 | 3 |  |  |  | Single-Speed |  |  |  | 38600 | 1581 | 24.4 | 16.2 | 36600 | 2189 | 4.9 | 3.6 | Non Federally-Regulated | 11/13/2015 |  | 02/23/2016
Trane U.S. Inc. | Trane | EXVF0364 |  | Ground-Water-Source | WBAHP: Heat Pump Packaged Unit | Heat Pump | 460 | 3 |  |  |  | Single-Speed |  |  |  | 38600 | 1581 | 24.4 | 16.2 | 36600 | 2189 | 4.9 | 3.6 | Non Federally-Regulated | 11/13/2015 |  | 02/23/2016
Trane U.S. Inc. | Trane | EXVF0367 |  | Ground-Water-Source | WBAHP: Heat Pump Packaged Unit | Heat Pump | 265 | 1 |  |  |  | Single-Speed |  |  |  | 38600 | 1581 | 24.4 | 16.2 | 36600 | 2189 | 4.9 | 3.6 | Non Federally-Regulated | 11/13/2015 |  | 02/23/2016
Trane U.S. Inc. | Trane | EXVF0421 |  | Ground-Water-Source | WBAHP: Heat Pump Packaged Unit | Heat Pump | 208 | 1 |  |  |  | Single-Speed |  |  |  | 45400 | 1940 | 23.4 | 16.2 | 42300 | 2695 | 4.6 | 3.6 | Non Federally-Regulated | 11/13/2015 |  | 02/23/2016
Trane U.S. Inc. | Trane | EXVF0423 |  | Ground-Water-Source | WBAHP: Heat Pump Packaged Unit | Heat Pump | 208 | 3 |  |  |  | Single-Speed |  |  |  | 45400 | 1940 | 23.4 | 16.2 | 42300 | 2695 | 4.6 | 3.6 | Non Federally-Regulated | 11/13/2015 |  | 02/23/2016
Trane U.S. Inc. | Trane | EXVF0424 |  | Ground-Water-Source | WBAHP: Heat Pump Packaged Unit | Heat Pump | 460 | 3 |  |  |  | Single-Speed |  |  |  | 45400 | 1940 | 23.4 | 16.2 | 42300 | 2695 | 4.6 | 3.6 | Non Federally-Regulated | 11/13/2015 |  | 02/23/2016
Trane U.S. Inc. | Trane | EXVF0481 |  | Ground-Water-Source | WBAHP: Heat Pump Packaged Unit | Heat Pump | 208 | 1 |  |  |  | Single-Speed |  |  |  | 51700 | 2154 | 24 | 16.2 | 48200 | 2882 | 4.9 | 3.6 | Non Federally-Regulated | 11/13/2015 |  | 02/23/2016
Trane U.S. Inc. | Trane | EXVF0483 |  | Ground-Water-Source | WBAHP: Heat Pump Packaged Unit | Heat Pump | 208 | 3 |  |  |  | Single-Speed |  |  |  | 51700 | 2154 | 24 | 16.2 | 48200 | 2882 | 4.9 | 3.6 | Non Federally-Regulated | 11/13/2015 |  | 02/23/2016
Trane U.S. Inc. | Trane | EXVF0484 |  | Ground-Water-Source | WBAHP: Heat Pump Packaged Unit | Heat Pump | 460 | 3 |  |  |  | Single-Speed |  |  |  | 51700 | 2154 | 24 | 16.2 | 48200 | 2882 | 4.9 | 3.6 | Non Federally-Regulated | 11/13/2015 |  | 02/23/2016
Trane U.S. Inc. | Trane | EXVF0601 |  | Ground-Water-Source | WBAHP: Heat Pump Packaged Unit | Heat Pump | 208 | 1 |  |  |  | Single-Speed |  |  |  | 64900 | 2950 | 22 | 16.2 | 64600 | 4207 | 4.5 | 3.6 | Non Federally-Regulated | 11/13/2015 |  | 02/23/2016
Trane U.S. Inc. | Trane | EXVF0603 |  | Ground-Water-Source | WBAHP: Heat Pump Packaged Unit | Heat Pump | 208 | 3 |  |  |  | Single-Speed |  |  |  | 64900 | 2950 | 22 | 16.2 | 64600 | 4207 | 4.5 | 3.6 | Non Federally-Regulated | 11/13/2015 |  | 02/23/2016
Trane U.S. Inc. | Trane | EXVF0604 |  | Ground-Water-Source | WBAHP: Heat Pump Packaged Unit | Heat Pump | 460 | 3 |  |  |  | Single-Speed |  |  |  | 64900 | 2950 | 22 | 16.2 | 64600 | 4207 | 4.5 | 3.6 | Non Federally-Regulated | 11/13/2015 |  | 02/23/2016
Trane U.S. Inc. | Trane | EXVF0701 |  | Ground-Water-Source | WBAHP: Heat Pump Packaged Unit | Heat Pump | 208 | 1 |  |  |  | Single-Speed | 2716 | 864 |  | 70500 | 3233 | 21.8 | 16.2 | 69000 | 4814 | 4.2 | 3.6 | Non Federally-Regulated | 11/13/2015 |  | 02/23/2016
Trane U.S. Inc. | Trane | EXVF0703 |  | Ground-Water-Source | WBAHP: Heat Pump Packaged Unit | Heat Pump | 208 | 3 |  |  |  | Single-Speed | 2716 | 864 |  | 70500 | 3233 | 21.8 | 16.2 | 69000 | 4814 | 4.2 | 3.6 | Non Federally-Regulated | 11/13/2015 |  | 02/23/2016
Trane U.S. Inc. | Trane | EXVF0704 |  | Ground-Water-Source | WBAHP: Heat Pump Packaged Unit | Heat Pump | 460 | 3 |  |  |  | Single-Speed | 2716 | 864 |  | 70500 | 3233 | 21.8 | 16.2 | 69000 | 4814 | 4.2 | 3.6 | Non Federally-Regulated | 11/13/2015 |  | 02/23/2016
Trane U.S. Inc. | Trane | GECE006 |  | Ground-Water-Source | WBAHP-O: Heat Pump Packaged Un | Heat Pump | 208 | 1 |  |  |  | Single-Speed |  |  |  | 8500 | 458 | 18.5 | 16.2 | 7900 | 551 | 4.2 | 3.6 | Non Federally-Regulated | 11/13/2015 |  | 02/23/2016
Trane U.S. Inc. | Trane | GECE0060 |  | Ground-Water-Source | WBAHP-O: Heat Pump Packaged Un | Heat Pump | 115 | 1 |  |  |  | Single-Speed |  |  |  | 8500 | 458 | 18.5 | 16.2 | 7900 | 551 | 4.2 | 3.6 | Non Federally-Regulated | 11/13/2015 |  | 02/23/2016
Trane U.S. Inc. | Trane | GECE0067 |  | Ground-Water-Source | WBAHP-O: Heat Pump Packaged Un | Heat Pump | 265 | 1 |  |  |  | Single-Speed |  |  |  | 8500 | 458 | 18.5 | 16.2 | 7900 | 551 | 4.2 | 3.6 | Non Federally-Regulated | 11/13/2015 |  | 02/23/2016
Trane U.S. Inc. | Trane | GECE009 |  | Ground-Water-Source | WBAHP-O: Heat Pump Packaged Un | Heat Pump | 208 | 1 |  |  |  | Single-Speed |  |  |  | 9900 | 546 | 18.1 | 16.2 | 9500 | 647 | 4.3 | 3.6 | Non Federally-Regulated | 11/13/2015 |  | 02/23/2016
Trane U.S. Inc. | Trane | GECE0090 |  | Ground-Water-Source | WBAHP-O: Heat Pump Packaged Un | Heat Pump | 115 | 1 |  |  |  | Single-Speed |  |  |  | 9900 | 546 | 18.1 | 16.2 | 9500 | 647 | 4.3 | 3.6 | Non Federally-Regulated | 11/13/2015 |  | 02/23/2016
Trane U.S. Inc. | Trane | GECE0097 |  | Ground-Water-Source | WBAHP-O: Heat Pump Packaged Un | Heat Pump | 265 | 1 |  |  |  | Single-Speed |  |  |  | 9900 | 546 | 18.1 | 16.2 | 9500 | 647 | 4.3 | 3.6 | Non Federally-Regulated | 11/13/2015 |  | 02/23/2016
Trane U.S. Inc. | Trane | GECE012 |  | Ground-Water-Source | WBAHP-O: Heat Pump Packaged Un | Heat Pump | 208 | 1 |  |  |  | Single-Speed |  |  |  | 12800 | 649 | 19.7 | 16.2 | 11900 | 850 | 4.1 | 3.6 | Non Federally-Regulated | 11/13/2015 |  | 02/23/2016
Trane U.S. Inc. | Trane | GECE0120 |  | Ground-Water-Source | WBAHP-O: Heat Pump Packaged Un | Heat Pump | 115 | 1 |  |  |  | Single-Speed |  |  |  | 12800 | 649 | 19.7 | 16.2 | 11900 | 850 | 4.1 | 3.6 | Non Federally-Regulated | 11/13/2015 |  | 02/23/2016
Trane U.S. Inc. | Trane | GECE0127 |  | Ground-Water-Source | WBAHP-O: Heat Pump Packaged Un | Heat Pump | 265 | 1 |  |  |  | Single-Speed |  |  |  | 12800 | 649 | 19.7 | 16.2 | 11900 | 850 | 4.1 | 3.6 | Non Federally-Regulated | 11/13/2015 |  | 02/23/2016
Trane U.S. Inc. | Trane | GECE015 |  | Ground-Water-Source | WBAHP-O: Heat Pump Packaged Un | Heat Pump | 208 | 1 |  |  |  | Single-Speed |  |  |  | 16100 | 805 | 20 | 16.2 | 14800 | 1057 | 4.1 | 3.6 | Non Federally-Regulated | 11/13/2015 |  | 02/23/2016
Trane U.S. Inc. | Trane | GECE0150 |  | Ground-Water-Source | WBAHP-O: Heat Pump Packaged Un | Heat Pump | 115 | 1 |  |  |  | Single-Speed |  |  |  | 16100 | 805 | 20 | 16.2 | 14800 | 1057 | 4.1 | 3.6 | Non Federally-Regulated | 11/13/2015 |  | 02/23/2016
Trane U.S. Inc. | Trane | GECE0157 |  | Ground-Water-Source | WBAHP-O: Heat Pump Packaged Un | Heat Pump | 265 | 1 |  |  |  | Single-Speed |  |  |  | 16100 | 805 | 20 | 16.2 | 14800 | 1057 | 4.1 | 3.6 | Non Federally-Regulated | 11/13/2015 |  | 02/23/2016
Trane U.S. Inc. | Trane | GECE018 |  | Ground-Water-Source | WBAHP-O: Heat Pump Packaged Un | Heat Pump | 208 | 1 |  |  |  | Single-Speed |  |  |  | 17700 | 936 | 18.9 | 16.2 | 17000 | 1215 | 4.1 | 3.6 | Non Federally-Regulated | 11/13/2015 |  | 02/23/2016
Trane U.S. Inc. | Trane | GECE0187 |  | Ground-Water-Source | WBAHP-O: Heat Pump Packaged Un | Heat Pump | 265 | 1 |  |  |  | Single-Speed |  |  |  | 17700 | 936 | 18.9 | 16.2 | 17000 | 1215 | 4.1 | 3.6 | Non Federally-Regulated | 11/13/2015 |  | 02/23/2016
Trane U.S. Inc. | Trane | GEHE006 |  | Ground-Water-Source | WBAHP: Heat Pump Packaged Unit | Both Heat Pump and Electric Re | 208 | 1 |  |  |  | Single-Speed |  |  |  | 8600 | 468 | 18.4 | 16.2 | 7900 | 578 | 4 | 3.6 | Non Federally-Regulated | 11/13/2015 |  | 02/23/2016
Trane U.S. Inc. | Trane | GEHE0060 |  | Ground-Water-Source | WBAHP: Heat Pump Packaged Unit | Heat Pump | 115 | 1 |  |  |  | Single-Speed |  |  |  | 8600 | 468 | 18.4 | 16.2 | 7900 | 578 | 4 | 3.6 | Non Federally-Regulated | 11/13/2015 |  | 02/23/2016
Trane U.S. Inc. | Trane | GEHE0067 |  | Ground-Water-Source | WBAHP: Heat Pump Packaged Unit | Heat Pump | 265 | 1 |  |  |  | Single-Speed |  |  |  | 8600 | 468 | 18.4 | 16.2 | 7900 | 578 | 4 | 3.6 | Non Federally-Regulated | 11/13/2015 |  | 02/23/2016
Trane U.S. Inc. | Trane | GEHE009 |  | Ground-Water-Source | WBAHP: Heat Pump Packaged Unit | Both Heat Pump and Electric Re | 208 | 1 |  |  |  | Single-Speed |  |  |  | 10100 | 561 | 18 | 16.2 | 9300 | 648 | 4.2 | 3.6 | Non Federally-Regulated | 11/13/2015 |  | 02/23/2016
Trane U.S. Inc. | Trane | GEHE0090 |  | Ground-Water-Source | WBAHP: Heat Pump Packaged Unit | Heat Pump | 115 | 1 |  |  |  | Single-Speed |  |  |  | 10100 | 561 | 18 | 16.2 | 9300 | 648 | 4.2 | 3.6 | Non Federally-Regulated | 11/13/2015 |  | 02/23/2016
Trane U.S. Inc. | Trane | GEHE0097 |  | Ground-Water-Source | WBAHP: Heat Pump Packaged Unit | Heat Pump | 265 | 1 |  |  |  | Single-Speed |  |  |  | 10100 | 561 | 18 | 16.2 | 9300 | 648 | 4.2 | 3.6 | Non Federally-Regulated | 11/13/2015 |  | 02/23/2016
Trane U.S. Inc. | Trane | GEHE012 |  | Ground-Water-Source | WBAHP: Heat Pump Packaged Unit | Both Heat Pump and Electric Re | 208 | 1 |  |  |  | Single-Speed |  |  |  | 12700 | 635 | 20 | 16.2 | 12000 | 837 | 4.2 | 3.6 | Non Federally-Regulated | 11/13/2015 |  | 02/23/2016
Trane U.S. Inc. | Trane | GEHE0120 |  | Ground-Water-Source | WBAHP: Heat Pump Packaged Unit | Heat Pump | 115 | 1 |  |  |  | Single-Speed |  |  |  | 12700 | 635 | 20 | 16.2 | 12000 | 837 | 4.2 | 3.6 | Non Federally-Regulated | 11/13/2015 |  | 02/23/2016
Trane U.S. Inc. | Trane | GEHE0127 |  | Ground-Water-Source | WBAHP: Heat Pump Packaged Unit | Heat Pump | 265 | 1 |  |  |  | Single-Speed |  |  |  | 12700 | 635 | 20 | 16.2 | 12000 | 837 | 4.2 | 3.6 | Non Federally-Regulated | 11/13/2015 |  | 02/23/2016
Trane U.S. Inc. | Trane | GEHE015 |  | Ground-Water-Source | WBAHP: Heat Pump Packaged Unit | Both Heat Pump and Electric Re | 208 | 1 |  |  |  | Single-Speed |  |  |  | 15800 | 766 | 20.6 | 16.2 | 15300 | 1121 | 4 | 3.6 | Non Federally-Regulated | 11/13/2015 |  | 02/23/2016
Trane U.S. Inc. | Trane | GEHE0157 |  | Ground-Water-Source | WBAHP: Heat Pump Packaged Unit | Heat Pump | 265 | 1 |  |  |  | Single-Speed |  |  |  | 15800 | 766 | 20.6 | 16.2 | 15300 | 1121 | 4 | 3.6 | Non Federally-Regulated | 11/13/2015 |  | 02/23/2016
Trane U.S. Inc. | Trane | GEHE018 |  | Ground-Water-Source | WBAHP: Heat Pump Packaged Unit | Both Heat Pump and Electric Re | 208 | 1 |  |  |  | Single-Speed |  |  |  | 19500 | 1000 | 19.5 | 16.2 | 18100 | 1263 | 4.2 | 3.6 | Non Federally-Regulated | 11/13/2015 |  | 02/23/2016
Trane U.S. Inc. | Trane | GEHE0187 |  | Ground-Water-Source | WBAHP: Heat Pump Packaged Unit | Heat Pump | 265 | 1 |  |  |  | Single-Speed |  |  |  | 19500 | 1000 | 19.5 | 16.2 | 18100 | 1263 | 4.2 | 3.6 | Non Federally-Regulated | 11/13/2015 |  | 02/23/2016
Trane U.S. Inc. | Trane | GEHE024 |  | Ground-Water-Source | WBAHP: Heat Pump Packaged Unit | Both Heat Pump and Electric Re | 208 | 1 |  |  |  | Single-Speed |  |  |  | 26800 | 1229 | 21.8 | 16.2 | 24900 | 1737 | 4.2 | 3.6 | Non Federally-Regulated | 11/13/2015 |  | 02/23/2016
Trane U.S. Inc. | Trane | GEHE0243 |  | Ground-Water-Source | WBAHP: Heat Pump Packaged Unit | Heat Pump | 208 | 3 |  |  |  | Single-Speed |  |  |  | 26800 | 1229 | 21.8 | 16.2 | 24900 | 1737 | 4.2 | 3.6 | Non Federally-Regulated | 11/13/2015 |  | 02/23/2016
Trane U.S. Inc. | Trane | GEHE0244 |  | Ground-Water-Source | WBAHP: Heat Pump Packaged Unit | Heat Pump | 460 | 3 |  |  |  | Single-Speed |  |  |  | 26800 | 1229 | 21.8 | 16.2 | 24900 | 1737 | 4.2 | 3.6 | Non Federally-Regulated | 11/13/2015 |  | 02/23/2016
Trane U.S. Inc. | Trane | GEHE0247 |  | Ground-Water-Source | WBAHP: Heat Pump Packaged Unit | Heat Pump | 265 | 1 |  |  |  | Single-Speed |  |  |  | 26800 | 1229 | 21.8 | 16.2 | 24900 | 1737 | 4.2 | 3.6 | Non Federally-Regulated | 11/13/2015 |  | 02/23/2016
Trane U.S. Inc. | Trane | GEHE030 |  | Ground-Water-Source | WBAHP: Heat Pump Packaged Unit | Both Heat Pump and Electric Re | 208 | 1 |  |  |  | Single-Speed |  |  |  | 32000 | 1568 | 20.4 | 16.2 | 29800 | 2130 | 4.1 | 3.6 | Non Federally-Regulated | 11/13/2015 |  | 02/23/2016
Trane U.S. Inc. | Trane | GEHE0303 |  | Ground-Water-Source | WBAHP: Heat Pump Packaged Unit | Heat Pump | 208 | 3 |  |  |  | Single-Speed |  |  |  | 32000 | 1568 | 20.4 | 16.2 | 29800 | 2130 | 4.1 | 3.6 | Non Federally-Regulated | 11/13/2015 |  | 02/23/2016
Trane U.S. Inc. | Trane | GEHE0304 |  | Ground-Water-Source | WBAHP: Heat Pump Packaged Unit | Heat Pump | 460 | 1 |  |  |  | Single-Speed |  |  |  | 32000 | 1568 | 20.4 | 16.2 | 29800 | 2130 | 4.1 | 3.6 | Non Federally-Regulated | 11/13/2015 |  | 02/23/2016
Trane U.S. Inc. | Trane | GEHE0307 |  | Ground-Water-Source | WBAHP: Heat Pump Packaged Unit | Heat Pump | 265 | 1 |  |  |  | Single-Speed |  |  |  | 32000 | 1568 | 20.4 | 16.2 | 29800 | 2130 | 4.1 | 3.6 | Non Federally-Regulated | 11/13/2015 |  | 02/23/2016
Trane U.S. Inc. | Trane | GEHE036 |  | Ground-Water-Source | WBAHP: Heat Pump Packaged Unit | Both Heat Pump and Electric Re | 208 | 1 |  |  |  | Single-Speed |  |  |  | 39400 | 1824 | 21.6 | 16.2 | 36000 | 2573 | 4.1 | 3.6 | Non Federally-Regulated | 11/13/2015 |  | 02/23/2016
Trane U.S. Inc. | Trane | GEHE0363 |  | Ground-Water-Source | WBAHP: Heat Pump Packaged Unit | Heat Pump | 208 | 3 |  |  |  | Single-Speed |  |  |  | 39400 | 1824 | 21.6 | 16.2 | 36000 | 2573 | 4.1 | 3.6 | Non Federally-Regulated | 11/13/2015 |  | 02/23/2016
Trane U.S. Inc. | Trane | GEHE0364 |  | Ground-Water-Source | WBAHP: Heat Pump Packaged Unit | Heat Pump | 460 | 3 |  |  |  | Single-Speed |  |  |  | 39400 | 1824 | 21.6 | 16.2 | 36000 | 2573 | 4.1 | 3.6 | Non Federally-Regulated | 11/13/2015 |  | 02/23/2016
Trane U.S. Inc. | Trane | GEHE0367 |  | Ground-Water-Source | WBAHP: Heat Pump Packaged Unit | Heat Pump | 265 | 1 |  |  |  | Single-Speed |  |  |  | 39400 | 1824 | 21.6 | 16.2 | 36000 | 2573 | 4.1 | 3.6 | Non Federally-Regulated | 11/13/2015 |  | 02/23/2016
Trane U.S. Inc. | Trane | GEHE042 |  | Ground-Water-Source | WBAHP: Heat Pump Packaged Unit | Both Heat Pump and Electric Re | 208 | 1 |  |  |  | Single-Speed |  |  |  | 45900 | 2353 | 19.5 | 16.2 | 42900 | 3143 | 4 | 3.6 | Non Federally-Regulated | 11/13/2015 |  | 02/23/2016
Trane U.S. Inc. | Trane | GEHE0423 |  | Ground-Water-Source | WBAHP: Heat Pump Packaged Unit | Heat Pump | 208 | 3 |  |  |  | Single-Speed |  |  |  | 45900 | 2353 | 19.5 | 16.2 | 42900 | 3143 | 4 | 3.6 | Non Federally-Regulated | 11/13/2015 |  | 02/23/2016
Trane U.S. Inc. | Trane | GEHE0424 |  | Ground-Water-Source | WBAHP: Heat Pump Packaged Unit | Heat Pump | 460 | 3 |  |  |  | Single-Speed |  |  |  | 45900 | 2353 | 19.5 | 16.2 | 42900 | 3143 | 4 | 3.6 | Non Federally-Regulated | 11/13/2015 |  | 02/23/2016
Trane U.S. Inc. | Trane | GEHE048 |  | Ground-Water-Source | WBAHP: Heat Pump Packaged Unit | Both Heat Pump and Electric Re | 208 | 1 |  |  |  | Single-Speed |  |  |  | 55700 | 2703 | 20.6 | 16.2 | 49300 | 3440 | 4.2 | 3.6 | Non Federally-Regulated | 11/13/2015 |  | 02/23/2016
Trane U.S. Inc. | Trane | GEHE0483 |  | Ground-Water-Source | WBAHP: Heat Pump Packaged Unit | Heat Pump | 208 | 3 |  |  |  | Single-Speed |  |  |  | 55700 | 2703 | 20.6 | 16.2 | 49300 | 3440 | 4.2 | 3.6 | Non Federally-Regulated | 11/13/2015 |  | 02/23/2016
Trane U.S. Inc. | Trane | GEHE0484 |  | Ground-Water-Source | WBAHP: Heat Pump Packaged Unit | Heat Pump | 460 | 3 |  |  |  | Single-Speed |  |  |  | 55700 | 2703 | 20.6 | 16.2 | 49300 | 3440 | 4.2 | 3.6 | Non Federally-Regulated | 11/13/2015 |  | 02/23/2016
Trane U.S. Inc. | Trane | GEHE060 |  | Ground-Water-Source | WBAHP: Heat Pump Packaged Unit | Both Heat Pump and Electric Re | 208 | 1 |  |  |  | Single-Speed | 2500 | 800 |  | 66200 | 3430 | 19.3 | 16.2 | 58000 | 4249 | 4 | 3.6 | Non Federally-Regulated | 11/13/2015 |  | 02/23/2016
Trane U.S. Inc. | Trane | GEHE0603 |  | Ground-Water-Source | WBAHP: Heat Pump Packaged Unit | Heat Pump | 208 | 3 |  |  |  | Single-Speed | 2500 | 800 |  | 66200 | 3430 | 19.3 | 16.2 | 58000 | 4249 | 4 | 3.6 | Non Federally-Regulated | 11/13/2015 |  | 02/23/2016
Trane U.S. Inc. | Trane | GEHE0604 |  | Ground-Water-Source | WBAHP: Heat Pump Packaged Unit | Heat Pump | 460 | 3 |  |  |  | Single-Speed | 2500 | 800 |  | 66200 | 3430 | 19.3 | 16.2 | 58000 | 4249 | 4 | 3.6 | Non Federally-Regulated | 11/13/2015 |  | 02/23/2016
Trane U.S. Inc. | Trane | GEHE072 |  | Ground-Water-Source | WBAHP: Heat Pump Packaged Unit | Heat Pump | 208 | 3 |  |  |  | Single-Speed | 3700 | 1000 |  | 83200 | 3799 | 21.9 | 16.2 | 69100 | 4821 | 4.2 | 3.6 | Non Federally-Regulated | 11/13/2015 |  | 02/23/2016
Trane U.S. Inc. | Trane | GEHE0721 |  | Ground-Water-Source | WBAHP: Heat Pump Packaged Unit | Heat Pump | 208 | 1 |  |  |  | Single-Speed | 3700 | 1000 |  | 83200 | 3799 | 21.9 | 16.2 | 69100 | 4821 | 4.2 | 3.6 | Non Federally-Regulated | 11/13/2015 |  | 02/23/2016
Trane U.S. Inc. | Trane | GEHE0724 |  | Ground-Water-Source | WBAHP: Heat Pump Packaged Unit | Heat Pump | 460 | 3 |  |  |  | Single-Speed | 3700 | 1000 |  | 83200 | 3799 | 21.9 | 16.2 | 69100 | 4821 | 4.2 | 3.6 | Non Federally-Regulated | 11/13/2015 |  | 02/23/2016
Trane U.S. Inc. | Trane | GEHE090 |  | Ground-Water-Source | WBAHP: Heat Pump Packaged Unit | Heat Pump | 208 | 3 |  |  |  | Single-Speed | 3600 | 1500 |  | 94600 | 4576 | 20.7 | 16.2 | 83000 | 5976 | 4.1 | 3.6 | Non Federally-Regulated | 11/13/2015 |  | 02/23/2016
Trane U.S. Inc. | Trane | GEHE0904 |  | Ground-Water-Source | WBAHP: Heat Pump Packaged Unit | Heat Pump | 460 | 3 |  |  |  | Single-Speed | 3600 | 1500 |  | 94600 | 4576 | 20.7 | 16.2 | 83000 | 5976 | 4.1 | 3.6 | Non Federally-Regulated | 11/13/2015 |  | 02/23/2016
Trane U.S. Inc. | Trane | GEHE120 |  | Ground-Water-Source | WBAHP: Heat Pump Packaged Unit | Heat Pump | 208 | 3 |  |  |  | Single-Speed | 5000 | 1600 |  | 129000 | 6683 | 19.3 | 16.2 | 122600 | 8763 | 4.1 | 3.6 | Non Federally-Regulated | 11/13/2015 |  | 02/23/2016
Trane U.S. Inc. | Trane | GEHE1204 |  | Ground-Water-Source | WBAHP: Heat Pump Packaged Unit | Heat Pump | 460 | 3 |  |  |  | Single-Speed | 5000 | 1600 |  | 129000 | 6683 | 19.3 | 16.2 | 122600 | 8763 | 4.1 | 3.6 | Non Federally-Regulated | 11/13/2015 |  | 02/23/2016
Trane U.S. Inc. | Trane | GERE0361 |  | Ground-Water-Source | WBAHP: Heat Pump Packaged Unit | Heat Pump | 208 | 1 |  |  |  | Single-Speed |  |  |  | 43800 | 1832 | 23.9 | 16.2 | 36100 | 2519 | 4.2 | 3.6 | Non Federally-Regulated | 11/13/2015 |  | 02/23/2016
Trane U.S. Inc. | Trane | GERE0363 |  | Ground-Water-Source | WBAHP: Heat Pump Packaged Unit | Heat Pump | 208 | 3 |  |  |  | Single-Speed |  |  |  | 43800 | 1832 | 23.9 | 16.2 | 36100 | 2519 | 4.2 | 3.6 | Non Federally-Regulated | 11/13/2015 |  | 02/23/2016
Trane U.S. Inc. | Trane | GERE0364 |  | Ground-Water-Source | WBAHP: Heat Pump Packaged Unit | Heat Pump | 460 | 3 |  |  |  | Single-Speed |  |  |  | 43800 | 1832 | 23.9 | 16.2 | 36100 | 2519 | 4.2 | 3.6 | Non Federally-Regulated | 11/13/2015 |  | 02/23/2016
Trane U.S. Inc. | Trane | GERE0365 |  | Ground-Water-Source | WBAHP: Heat Pump Packaged Unit | Heat Pump | 575 | 3 |  |  |  | Single-Speed |  |  |  | 43800 | 1832 | 23.9 | 16.2 | 36100 | 2519 | 4.2 | 3.6 | Non Federally-Regulated | 11/13/2015 |  | 02/23/2016
Trane U.S. Inc. | Trane | GERE0481 |  | Ground-Water-Source | WBAHP: Heat Pump Packaged Unit | Heat Pump | 208 | 1 |  |  |  | Single-Speed |  |  |  | 58000 | 2386 | 24.3 | 16.2 | 45500 | 3101 | 4.3 | 3.6 | Non Federally-Regulated | 11/13/2015 |  | 02/23/2016
Trane U.S. Inc. | Trane | GERE0483 |  | Ground-Water-Source | WBAHP: Heat Pump Packaged Unit | Heat Pump | 208 | 3 |  |  |  | Single-Speed |  |  |  | 58000 | 2386 | 24.3 | 16.2 | 45500 | 3101 | 4.3 | 3.6 | Non Federally-Regulated | 11/13/2015 |  | 02/23/2016
Trane U.S. Inc. | Trane | GERE0484 |  | Ground-Water-Source | WBAHP: Heat Pump Packaged Unit | Heat Pump | 460 | 3 |  |  |  | Single-Speed |  |  |  | 58000 | 2386 | 24.3 | 16.2 | 45500 | 3101 | 4.3 | 3.6 | Non Federally-Regulated | 11/13/2015 |  | 02/23/2016
Trane U.S. Inc. | Trane | GERE0485 |  | Ground-Water-Source | WBAHP: Heat Pump Packaged Unit | Heat Pump | 575 | 3 |  |  |  | Single-Speed |  |  |  | 58000 | 2386 | 24.3 | 16.2 | 45500 | 3101 | 4.3 | 3.6 | Non Federally-Regulated | 11/13/2015 |  | 02/23/2016
Trane U.S. Inc. | Trane | GERE0603 |  | Ground-Water-Source | WBAHP: Heat Pump Packaged Unit | Heat Pump | 208 | 3 |  |  |  | Single-Speed | 6460 | 615 |  | 69200 | 3089 | 22.4 | 16.2 | 59200 | 4130 | 4.2 | 3.6 | Non Federally-Regulated | 11/13/2015 |  | 02/23/2016
Trane U.S. Inc. | Trane | GERE0604 |  | Ground-Water-Source | WBAHP: Heat Pump Packaged Unit | Heat Pump | 460 | 3 |  |  |  | Single-Speed | 2780 | 615 |  | 69200 | 3089 | 22.4 | 16.2 | 59200 | 4130 | 4.2 | 3.6 | Non Federally-Regulated | 11/13/2015 |  | 02/23/2016
Trane U.S. Inc. | Trane | GERE0605 |  | Ground-Water-Source | WBAHP: Heat Pump Packaged Unit | Heat Pump | 575 | 3 |  |  |  | Single-Speed | 2780 | 615 |  | 69200 | 3089 | 22.4 | 16.2 | 59200 | 4130 | 4.2 | 3.6 | Non Federally-Regulated | 11/13/2015 |  | 02/23/2016
Trane U.S. Inc. | Trane | GERE0723 |  | Ground-Water-Source | WBAHP: Heat Pump Packaged Unit | Heat Pump | 208 | 3 |  |  |  | Single-Speed | 3770 | 990 |  | 83800 | 4275 | 19.6 | 16.2 | 71100 | 5209 | 4 | 3.6 | Non Federally-Regulated | 11/13/2015 |  | 02/23/2016
Trane U.S. Inc. | Trane | GERE0724 |  | Ground-Water-Source | WBAHP: Heat Pump Packaged Unit | Heat Pump | 460 | 3 |  |  |  | Single-Speed | 3770 | 990 |  | 83800 | 4275 | 19.6 | 16.2 | 71100 | 5209 | 4 | 3.6 | Non Federally-Regulated | 11/13/2015 |  | 02/23/2016
Trane U.S. Inc. | Trane | GERE0725 |  | Ground-Water-Source | WBAHP: Heat Pump Packaged Unit | Heat Pump | 575 | 3 |  |  |  | Single-Speed | 3770 | 990 |  | 83800 | 4275 | 19.6 | 16.2 | 71100 | 5209 | 4 | 3.6 | Non Federally-Regulated | 11/13/2015 |  | 02/23/2016
Trane U.S. Inc. | Trane | GERE0903 |  | Ground-Water-Source | WBAHP: Heat Pump Packaged Unit | Heat Pump | 208 | 3 |  |  |  | Single-Speed | 4750 | 920 |  | 95500 | 5305 | 18 | 16.2 | 86500 | 6337 | 4 | 3.6 | Non Federally-Regulated | 11/13/2015 |  | 02/23/2016
Trane U.S. Inc. | Trane | GERE0904 |  | Ground-Water-Source | WBAHP: Heat Pump Packaged Unit | Heat Pump | 460 | 3 |  |  |  | Single-Speed | 4750 | 920 |  | 95500 | 5305 | 18 | 16.2 | 86500 | 6337 | 4 | 3.6 | Non Federally-Regulated | 11/13/2015 |  | 02/23/2016
Trane U.S. Inc. | Trane | GERE0905 |  | Ground-Water-Source | WBAHP: Heat Pump Packaged Unit | Heat Pump | 575 | 3 |  |  |  | Single-Speed | 4750 | 920 |  | 95500 | 5305 | 18 | 16.2 | 86500 | 6337 | 4 | 3.6 | Non Federally-Regulated | 11/13/2015 |  | 02/23/2016
Trane U.S. Inc. | Trane | GETE009 |  | Ground-Water-Source | WBAHP-O: Heat Pump Packaged Un | Heat Pump | 208 | 1 |  |  |  | Single-Speed |  |  |  | 9700 | 527 | 18.4 | 16.2 | 8700 | 670 | 3.8 | 3.6 | Non Federally-Regulated | 11/13/2015 |  | 02/23/2016
Trane U.S. Inc. | Trane | GETE0097 |  | Ground-Water-Source | WBAHP-O: Heat Pump Packaged Un | Heat Pump | 265 | 1 |  |  |  | Single-Speed |  |  |  | 9700 | 527 | 18.4 | 16.2 | 8700 | 670 | 3.8 | 3.6 | Non Federally-Regulated | 11/13/2015 |  | 02/23/2016
Trane U.S. Inc. | Trane | GETE012 |  | Ground-Water-Source | WBAHP-O: Heat Pump Packaged Un | Heat Pump | 208 | 1 |  |  |  | Single-Speed |  |  |  | 13100 | 693 | 18.9 | 16.2 | 11800 | 864 | 4 | 3.6 | Non Federally-Regulated | 11/13/2015 |  | 02/23/2016
Trane U.S. Inc. | Trane | GETE0127 |  | Ground-Water-Source | WBAHP-O: Heat Pump Packaged Un | Heat Pump | 265 | 1 |  |  |  | Single-Speed |  |  |  | 13100 | 693 | 18.9 | 16.2 | 11800 | 864 | 4 | 3.6 | Non Federally-Regulated | 11/13/2015 |  | 02/23/2016
Trane U.S. Inc. | Trane | GETE015 |  | Ground-Water-Source | WBAHP-O: Heat Pump Packaged Un | Heat Pump | 208 | 1 |  |  |  | Single-Speed |  |  |  | 16600 | 825 | 20.1 | 16.2 | 13700 | 1085 | 3.7 | 3.6 | Non Federally-Regulated | 11/13/2015 |  | 02/23/2016
Trane U.S. Inc. | Trane | GETE0157 |  | Ground-Water-Source | WBAHP-O: Heat Pump Packaged Un | Heat Pump | 265 | 1 |  |  |  | Single-Speed |  |  |  | 16600 | 825 | 20.1 | 16.2 | 13700 | 1085 | 3.7 | 3.6 | Non Federally-Regulated | 11/13/2015 |  | 02/23/2016
Trane U.S. Inc. | Trane | GETE018 |  | Ground-Water-Source | WBAHP-O: Heat Pump Packaged Un | Heat Pump | 208 | 1 |  |  |  | Single-Speed |  |  |  | 19500 | 1083 | 18 | 16.2 | 17900 | 1417 | 3.7 | 3.6 | Non Federally-Regulated | 11/13/2015 |  | 02/23/2016
Trane U.S. Inc. | Trane | GETE0187 |  | Ground-Water-Source | WBAHP-O: Heat Pump Packaged Un | Heat Pump | 265 | 1 |  |  |  | Single-Speed |  |  |  | 19500 | 1083 | 18 | 16.2 | 17900 | 1417 | 3.7 | 3.6 | Non Federally-Regulated | 11/13/2015 |  | 02/23/2016
Trane U.S. Inc. | Trane | GETE024 |  | Ground-Water-Source | WBAHP-O: Heat Pump Packaged Un | Heat Pump | 208 | 1 |  |  |  | Single-Speed |  |  |  | 25600 | 1376 | 18.6 | 16.2 | 23600 | 1773 | 3.9 | 3.6 | Non Federally-Regulated | 11/13/2015 |  | 02/23/2016
Trane U.S. Inc. | Trane | GETE0247 |  | Ground-Water-Source | WBAHP-O: Heat Pump Packaged Un | Heat Pump | 265 | 1 |  |  |  | Single-Speed |  |  |  | 25600 | 1376 | 18.6 | 16.2 | 23600 | 1773 | 3.9 | 3.6 | Non Federally-Regulated | 11/13/2015 |  | 02/23/2016
Trane U.S. Inc. | Trane | GETE036 |  | Ground-Water-Source | WBAHP-O: Heat Pump Packaged Un | Heat Pump | 208 | 1 |  |  |  | Single-Speed |  |  |  | 37900 | 2026 | 18.7 | 16.2 | 34400 | 2724 | 3.7 | 3.6 | Non Federally-Regulated | 11/13/2015 |  | 02/23/2016
Trane U.S. Inc. | Trane | GETE0367 |  | Ground-Water-Source | WBAHP-O: Heat Pump Packaged Un | Heat Pump | 265 | 1 |  |  |  | Single-Speed |  |  |  | 37900 | 2026 | 18.7 | 16.2 | 34400 | 2724 | 3.7 | 3.6 | Non Federally-Regulated | 11/13/2015 |  | 02/23/2016
Trane U.S. Inc. | Trane | GEVE006 |  | Ground-Water-Source | WBAHP: Heat Pump Packaged Unit | Both Heat Pump and Electric Re | 208 | 1 |  |  |  | Single-Speed |  |  |  | 8500 | 449 | 18.9 | 16.2 | 8000 | 571 | 4.1 | 3.6 | Non Federally-Regulated | 11/13/2015 |  | 02/23/2016
Trane U.S. Inc. | Trane | GEVE0060 |  | Ground-Water-Source | WBAHP: Heat Pump Packaged Unit | Heat Pump | 115 | 1 |  |  |  | Single-Speed |  |  |  | 8500 | 449 | 18.9 | 16.2 | 8000 | 571 | 4.1 | 3.6 | Non Federally-Regulated | 11/13/2015 |  | 02/23/2016
Trane U.S. Inc. | Trane | GEVE0067 |  | Ground-Water-Source | WBAHP: Heat Pump Packaged Unit | Heat Pump | 265 | 1 |  |  |  | Single-Speed |  |  |  | 8500 | 449 | 18.9 | 16.2 | 8000 | 571 | 4.1 | 3.6 | Non Federally-Regulated | 11/13/2015 |  | 02/23/2016
Trane U.S. Inc. | Trane | GEVE0090 |  | Ground-Water-Source | WBAHP: Heat Pump Packaged Unit | Heat Pump | 115 | 1 |  |  |  | Single-Speed |  |  |  | 10000 | 552 | 18.1 | 16.2 | 9300 | 633 | 4.3 | 3.6 | Non Federally-Regulated | 11/13/2015 |  | 02/23/2016
Trane U.S. Inc. | Trane | GEVE0097 |  | Ground-Water-Source | WBAHP: Heat Pump Packaged Unit | Heat Pump | 265 | 1 |  |  |  | Single-Speed |  |  |  | 10000 | 552 | 18.1 | 16.2 | 9300 | 633 | 4.3 | 3.6 | Non Federally-Regulated | 11/13/2015 |  | 02/23/2016
Trane U.S. Inc. | Trane | GEVE012 |  | Ground-Water-Source | WBAHP: Heat Pump Packaged Unit | Both Heat Pump and Electric Re | 208 | 1 |  |  |  | Single-Speed |  |  |  | 12800 | 615 | 20.8 | 16.2 | 12200 | 831 | 4.3 | 3.6 | Non Federally-Regulated | 11/13/2015 |  | 02/23/2016
Trane U.S. Inc. | Trane | GEVE0120 |  | Ground-Water-Source | WBAHP: Heat Pump Packaged Unit | Heat Pump | 115 | 1 |  |  |  | Single-Speed |  |  |  | 12800 | 615 | 20.8 | 16.2 | 12200 | 831 | 4.3 | 3.6 | Non Federally-Regulated | 11/13/2015 |  | 02/23/2016
Trane U.S. Inc. | Trane | GEVE0127 |  | Ground-Water-Source | WBAHP: Heat Pump Packaged Unit | Heat Pump | 265 | 1 |  |  |  | Single-Speed |  |  |  | 12800 | 615 | 20.8 | 16.2 | 12200 | 831 | 4.3 | 3.6 | Non Federally-Regulated | 11/13/2015 |  | 02/23/2016
Trane U.S. Inc. | Trane | GEVE015 |  | Ground-Water-Source | WBAHP: Heat Pump Packaged Unit | Both Heat Pump and Electric Re | 208 | 1 |  |  |  | Single-Speed |  |  |  | 15900 | 746 | 21.3 | 16.2 | 15000 | 1046 | 4.2 | 3.6 | Non Federally-Regulated | 11/13/2015 |  | 02/23/2016
Trane U.S. Inc. | Trane | GEVE0157 |  | Ground-Water-Source | WBAHP: Heat Pump Packaged Unit | Heat Pump | 265 | 1 |  |  |  | Single-Speed |  |  |  | 15900 | 746 | 21.3 | 16.2 | 15000 | 1046 | 4.2 | 3.6 | Non Federally-Regulated | 11/13/2015 |  | 02/23/2016
Trane U.S. Inc. | Trane | GEVE018 |  | Ground-Water-Source | WBAHP: Heat Pump Packaged Unit | Both Heat Pump and Electric Re | 208 | 1 |  |  |  | Single-Speed |  |  |  | 19400 | 1010 | 19.2 | 16.2 | 18400 | 1315 | 4.1 | 3.6 | Non Federally-Regulated | 11/13/2015 |  | 02/23/2016
Trane U.S. Inc. | Trane | GEVE0187 |  | Ground-Water-Source | WBAHP: Heat Pump Packaged Unit | Heat Pump | 265 | 1 |  |  |  | Single-Speed |  |  |  | 19400 | 1010 | 19.2 | 16.2 | 18400 | 1315 | 4.1 | 3.6 | Non Federally-Regulated | 11/13/2015 |  | 02/23/2016
Trane U.S. Inc. | Trane | GEVE024 |  | Ground-Water-Source | WBAHP: Heat Pump Packaged Unit | Both Heat Pump and Electric Re | 208 | 1 |  |  |  | Single-Speed |  |  |  | 26900 | 1200 | 22.4 | 16.2 | 24600 | 1676 | 4.3 | 3.6 | Non Federally-Regulated | 11/13/2015 |  | 02/23/2016
Trane U.S. Inc. | Trane | GEVE0243 |  | Ground-Water-Source | WBAHP: Heat Pump Packaged Unit | Heat Pump | 208 | 3 |  |  |  | Single-Speed |  |  |  | 26900 | 1200 | 22.4 | 16.2 | 24600 | 1676 | 4.3 | 3.6 | Non Federally-Regulated | 11/13/2015 |  | 02/23/2016
Trane U.S. Inc. | Trane | GEVE0244 |  | Ground-Water-Source | WBAHP: Heat Pump Packaged Unit | Heat Pump | 460 | 3 |  |  |  | Single-Speed |  |  |  | 26900 | 1200 | 22.4 | 16.2 | 24600 | 1676 | 4.3 | 3.6 | Non Federally-Regulated | 11/13/2015 |  | 02/23/2016
Trane U.S. Inc. | Trane | GEVE0247 |  | Ground-Water-Source | WBAHP: Heat Pump Packaged Unit | Heat Pump | 265 | 1 |  |  |  | Single-Speed |  |  |  | 26900 | 1200 | 22.4 | 16.2 | 24600 | 1676 | 4.3 | 3.6 | Non Federally-Regulated | 11/13/2015 |  | 02/23/2016
Trane U.S. Inc. | Trane | GEVE030 |  | Ground-Water-Source | WBAHP: Heat Pump Packaged Unit | Both Heat Pump and Electric Re | 208 | 1 |  |  |  | Single-Speed |  |  |  | 31900 | 1476 | 21.6 | 16.2 | 29300 | 1996 | 4.3 | 3.6 | Non Federally-Regulated | 11/13/2015 |  | 02/23/2016
Trane U.S. Inc. | Trane | GEVE0303 |  | Ground-Water-Source | WBAHP: Heat Pump Packaged Unit | Heat Pump | 208 | 3 |  |  |  | Single-Speed |  |  |  | 31900 | 1476 | 21.6 | 16.2 | 29300 | 1996 | 4.3 | 3.6 | Non Federally-Regulated | 11/13/2015 |  | 02/23/2016
Trane U.S. Inc. | Trane | GEVE0304 |  | Ground-Water-Source | WBAHP: Heat Pump Packaged Unit | Heat Pump | 460 | 3 |  |  |  | Single-Speed |  |  |  | 31900 | 1476 | 21.6 | 16.2 | 29300 | 1996 | 4.3 | 3.6 | Non Federally-Regulated | 11/13/2015 |  | 02/23/2016
Trane U.S. Inc. | Trane | GEVE0307 |  | Ground-Water-Source | WBAHP: Heat Pump Packaged Unit | Heat Pump | 265 | 1 |  |  |  | Single-Speed |  |  |  | 31900 | 1476 | 21.6 | 16.2 | 29300 | 1996 | 4.3 | 3.6 | Non Federally-Regulated | 11/13/2015 |  | 02/23/2016
Trane U.S. Inc. | Trane | GEVE036 |  | Ground-Water-Source | WBAHP: Heat Pump Packaged Unit | Both Heat Pump and Electric Re | 208 | 1 |  |  |  | Single-Speed |  |  |  | 40100 | 1758 | 22.8 | 16.2 | 38100 | 2537 | 4.4 | 3.6 | Non Federally-Regulated | 11/13/2015 |  | 02/23/2016
Trane U.S. Inc. | Trane | GEVE0363 |  | Ground-Water-Source | WBAHP: Heat Pump Packaged Unit | Heat Pump | 208 | 3 |  |  |  | Single-Speed |  |  |  | 40100 | 1758 | 22.8 | 16.2 | 38100 | 2537 | 4.4 | 3.6 | Non Federally-Regulated | 11/13/2015 |  | 02/23/2016
Trane U.S. Inc. | Trane | GEVE0364 |  | Ground-Water-Source | WBAHP: Heat Pump Packaged Unit | Heat Pump | 460 | 3 |  |  |  | Single-Speed |  |  |  | 40100 | 1758 | 22.8 | 16.2 | 38100 | 2537 | 4.4 | 3.6 | Non Federally-Regulated | 11/13/2015 |  | 02/23/2016
Trane U.S. Inc. | Trane | GEVE0367 |  | Ground-Water-Source | WBAHP: Heat Pump Packaged Unit | Heat Pump | 265 | 1 |  |  |  | Single-Speed |  |  |  | 40100 | 1758 | 22.8 | 16.2 | 38100 | 2537 | 4.4 | 3.6 | Non Federally-Regulated | 11/13/2015 |  | 02/23/2016
Trane U.S. Inc. | Trane | GEVE042 |  | Ground-Water-Source | WBAHP: Heat Pump Packaged Unit | Both Heat Pump and Electric Re | 208 | 1 |  |  |  | Single-Speed |  |  |  | 45900 | 2239 | 20.5 | 16.2 | 42800 | 3059 | 4.1 | 3.6 | Non Federally-Regulated | 11/13/2015 |  | 02/23/2016
Trane U.S. Inc. | Trane | GEVE0422 |  | Ground-Water-Source | WBAHP: Heat Pump Packaged Unit | Heat Pump | 208 | 1 |  |  |  | Single-Speed |  |  |  | 45900 | 2239 | 20.5 | 16.2 | 42800 | 3059 | 4.1 | 3.6 | Non Federally-Regulated | 11/13/2015 |  | 02/23/2016
Trane U.S. Inc. | Trane | GEVE0423 |  | Ground-Water-Source | WBAHP: Heat Pump Packaged Unit | Heat Pump | 208 | 3 |  |  |  | Single-Speed |  |  |  | 45900 | 2239 | 20.5 | 16.2 | 42800 | 3059 | 4.1 | 3.6 | Non Federally-Regulated | 11/13/2015 |  | 02/23/2016
Trane U.S. Inc. | Trane | GEVE0424 |  | Ground-Water-Source | WBAHP: Heat Pump Packaged Unit | Heat Pump | 460 | 3 |  |  |  | Single-Speed |  |  |  | 45900 | 2239 | 20.5 | 16.2 | 42800 | 3059 | 4.1 | 3.6 | Non Federally-Regulated | 11/13/2015 |  | 02/23/2016
Trane U.S. Inc. | Trane | GEVE048 |  | Ground-Water-Source | WBAHP: Heat Pump Packaged Unit | Both Heat Pump and Electric Re | 208 | 1 |  |  |  | Single-Speed |  |  |  | 55200 | 2641 | 20.9 | 16.2 | 43000 | 3150 | 4 | 3.6 | Non Federally-Regulated | 11/13/2015 |  | 02/23/2016
Trane U.S. Inc. | Trane | GEVE0483 |  | Ground-Water-Source | WBAHP: Heat Pump Packaged Unit | Heat Pump | 208 | 3 |  |  |  | Single-Speed |  |  |  | 55200 | 2641 | 20.9 | 16.2 | 43000 | 3150 | 4 | 3.6 | Non Federally-Regulated | 11/13/2015 |  | 02/23/2016
Trane U.S. Inc. | Trane | GEVE0484 |  | Ground-Water-Source | WBAHP: Heat Pump Packaged Unit | Heat Pump | 460 | 3 |  |  |  | Single-Speed |  |  |  | 55200 | 2641 | 20.9 | 16.2 | 43000 | 3150 | 4 | 3.6 | Non Federally-Regulated | 11/13/2015 |  | 02/23/2016
Trane U.S. Inc. | Trane | GEVE060 |  | Ground-Water-Source | WBAHP: Heat Pump Packaged Unit | Both Heat Pump and Electric Re | 208 | 1 |  |  |  | Single-Speed | 2773 | 1019 |  | 67600 | 3380 | 20 | 16.2 | 58600 | 4089 | 4.2 | 3.6 | Non Federally-Regulated | 11/13/2015 |  | 02/23/2016
Trane U.S. Inc. | Trane | GEVE0603 |  | Ground-Water-Source | WBAHP: Heat Pump Packaged Unit | Heat Pump | 208 | 3 |  |  |  | Single-Speed | 2773 | 1019 |  | 67600 | 3380 | 20 | 16.2 | 58600 | 4089 | 4.2 | 3.6 | Non Federally-Regulated | 11/13/2015 |  | 02/23/2016
Trane U.S. Inc. | Trane | GEVE0604 |  | Ground-Water-Source | WBAHP: Heat Pump Packaged Unit | Heat Pump | 460 | 3 |  |  |  | Single-Speed | 2773 | 1019 |  | 67600 | 3380 | 20 | 16.2 | 58600 | 4089 | 4.2 | 3.6 | Non Federally-Regulated | 11/13/2015 |  | 02/23/2016
Trane U.S. Inc. | Trane | GEVE072 |  | Ground-Water-Source | WBAHP: Heat Pump Packaged Unit | Heat Pump | 208 | 3 |  |  |  | Single-Speed | 3700 | 1000 |  | 84800 | 3711 | 22.9 | 16.2 | 70200 | 4921 | 4.2 | 3.6 | Non Federally-Regulated | 11/13/2015 |  | 02/23/2016
Trane U.S. Inc. | Trane | GEVE0721 |  | Ground-Water-Source | WBAHP: Heat Pump Packaged Unit | Heat Pump | 208 | 1 |  |  |  | Single-Speed | 3700 | 1000 |  | 84800 | 3711 | 22.9 | 16.2 | 70200 | 4921 | 4.2 | 3.6 | Non Federally-Regulated | 11/13/2015 |  | 02/23/2016
Trane U.S. Inc. | Trane | GEVE0724 |  | Ground-Water-Source | WBAHP: Heat Pump Packaged Unit | Heat Pump | 460 | 3 |  |  |  | Single-Speed | 3700 | 1000 |  | 84800 | 3711 | 22.9 | 16.2 | 70200 | 4921 | 4.2 | 3.6 | Non Federally-Regulated | 11/13/2015 |  | 02/23/2016
Trane U.S. Inc. | Trane | GEVE090 |  | Ground-Water-Source | WBAHP: Heat Pump Packaged Unit | Heat Pump | 208 | 3 |  |  |  | Single-Speed | 3900 | 1100 |  | 98600 | 4303 | 22.9 | 16.2 | 83600 | 5975 | 4.1 | 3.6 | Non Federally-Regulated | 11/13/2015 |  | 02/23/2016
Trane U.S. Inc. | Trane | GEVE0904 |  | Ground-Water-Source | WBAHP: Heat Pump Packaged Unit | Heat Pump | 460 | 3 |  |  |  | Single-Speed | 3900 | 1100 |  | 98600 | 4303 | 22.9 | 16.2 | 83600 | 5975 | 4.1 | 3.6 | Non Federally-Regulated | 11/13/2015 |  | 02/23/2016
Trane U.S. Inc. | Trane | GEVE120 |  | Ground-Water-Source | WBAHP: Heat Pump Packaged Unit | Heat Pump | 460 | 3 |  |  |  | Single-Speed | 5000 | 1600 |  | 131400 | 6242 | 21.1 | 16.2 | 113900 | 8221 | 4.1 | 3.6 | Non Federally-Regulated | 11/13/2015 |  | 02/23/2016
Trane U.S. Inc. | Trane | GEVE1203 |  | Ground-Water-Source | WBAHP: Heat Pump Packaged Unit | Heat Pump | 208 | 3 |  |  |  | Single-Speed | 5000 | 1600 |  | 131400 | 6242 | 21.1 | 16.2 | 113900 | 8221 | 4.1 | 3.6 | Non Federally-Regulated | 11/13/2015 |  | 02/23/2016
Trane U.S. Inc. | Trane | VSVE0241 |  | Ground-Water-Source | WBAHP: Heat Pump Packaged Unit | Heat Pump | 208 | 1 |  |  |  | Variable-Speed |  |  |  | 27800 | 836 | 33.2 | 16.2 | 24400 | 1375 | 5.2 | 3.6 | Non Federally-Regulated | 11/13/2015 |  | 02/23/2016
Trane U.S. Inc. | Trane | VSVE0244 |  | Ground-Water-Source | WBAHP: Heat Pump Packaged Unit | Heat Pump | 460 | 3 |  |  |  | Variable-Speed |  |  |  | 27800 | 836 | 33.2 | 16.2 | 24400 | 1375 | 5.2 | 3.6 | Non Federally-Regulated | 11/13/2015 |  | 02/23/2016
Trane U.S. Inc. | Trane | VSVE0331 |  | Ground-Water-Source | WBAHP: Heat Pump Packaged Unit | Heat Pump | 208 | 1 |  |  |  | Variable-Speed |  |  |  | 36600 | 1483 | 24.7 | 16.2 | 32400 | 1990 | 4.8 | 3.6 | Non Federally-Regulated | 11/13/2015 |  | 02/23/2016
Trane U.S. Inc. | Trane | VSVE0334 |  | Ground-Water-Source | WBAHP: Heat Pump Packaged Unit | Heat Pump | 460 | 3 |  |  |  | Variable-Speed |  |  |  | 36600 | 1483 | 24.7 | 16.2 | 32400 | 1990 | 4.8 | 3.6 | Non Federally-Regulated | 11/13/2015 |  | 02/23/2016
Trane U.S. Inc. | Trane | VSVE0421 |  | Ground-Water-Source | WBAHP: Heat Pump Packaged Unit | Heat Pump | 208 | 1 |  |  |  | Variable-Speed |  |  |  | 50100 | 1543 | 32.5 | 16.2 | 43600 | 2515 | 5.1 | 3.6 | Non Federally-Regulated | 11/13/2015 |  | 02/23/2016
Trane U.S. Inc. | Trane | VSVE0424 |  | Ground-Water-Source | WBAHP: Heat Pump Packaged Unit | Heat Pump | 460 | 3 |  |  |  | Variable-Speed |  |  |  | 50100 | 1543 | 32.5 | 16.2 | 43600 | 2515 | 5.1 | 3.6 | Non Federally-Regulated | 11/13/2015 |  | 02/23/2016
Trane U.S. Inc. | Trane | VSVE0501 |  | Ground-Water-Source | WBAHP: Heat Pump Packaged Unit | Heat Pump | 208 | 1 |  |  |  | Variable-Speed |  |  |  | 57800 | 2206 | 26.2 | 16.2 | 54600 | 3493 | 4.6 | 3.6 | Non Federally-Regulated | 11/13/2015 |  | 02/23/2016
Trane U.S. Inc. | Trane | VSVE0504 |  | Ground-Water-Source | WBAHP: Heat Pump Packaged Unit | Heat Pump | 460 | 3 |  |  |  | Variable-Speed |  |  |  | 57800 | 2206 | 26.2 | 16.2 | 54600 | 3493 | 4.6 | 3.6 | Non Federally-Regulated | 11/13/2015 |  | 02/23/2016
Trane U.S. Inc. | Trane | VSVE0601 |  | Ground-Water-Source | WBAHP: Heat Pump Packaged Unit | Heat Pump | 208 | 1 |  |  |  | Variable-Speed | 2470 | 487 |  | 70400 | 2771 | 25.4 | 16.2 | 65400 | 3993 | 4.8 | 3.6 | Non Federally-Regulated | 11/13/2015 |  | 02/23/2016
Trane U.S. Inc. | Trane | DXHF0241 |  | Water-Source | WBAHP: Heat Pump Packaged Unit | Heat Pump | 208 | 1 |  |  |  | Dual-Speed |  |  |  | 26200 | 1480 | 17.7 | 11.2 | 31700 | 1720 | 5.4 | 4.2 | Federally-Regulated Commercial & Industrial Equipment | 02/16/2016 |  | 02/23/2016
Trane U.S. Inc. | Trane | DXHF0243 |  | Water-Source | WBAHP: Heat Pump Packaged Unit | Heat Pump | 208 | 3 |  |  |  | Dual-Speed |  |  |  | 26200 | 1480 | 17.7 | 11.2 | 31700 | 1720 | 5.4 | 4.2 | Federally-Regulated Commercial & Industrial Equipment | 02/16/2016 |  | 02/23/2016
Trane U.S. Inc. | Trane | DXHF0244 |  | Water-Source | WBAHP: Heat Pump Packaged Unit | Heat Pump | 460 | 3 |  |  |  | Dual-Speed |  |  |  | 26200 | 1480 | 17.7 | 11.2 | 31700 | 1720 | 5.4 | 4.2 | Federally-Regulated Commercial & Industrial Equipment | 02/16/2016 |  | 02/23/2016
Trane U.S. Inc. | Trane | DXHF0247 |  | Water-Source | WBAHP: Heat Pump Packaged Unit | Heat Pump | 265 | 1 |  |  |  | Dual-Speed |  |  |  | 26200 | 1480 | 17.7 | 11.2 | 31700 | 1720 | 5.4 | 4.2 | Federally-Regulated Commercial & Industrial Equipment | 02/16/2016 |  | 02/23/2016
Trane U.S. Inc. | Trane | DXHF0361 |  | Water-Source | WBAHP: Heat Pump Packaged Unit | Heat Pump | 208 | 1 |  |  |  | Dual-Speed |  |  |  | 37400 | 2294 | 16.3 | 11.2 | 47500 | 2729 | 5.1 | 4.2 | Federally-Regulated Commercial & Industrial Equipment | 02/16/2016 |  | 02/23/2016
Trane U.S. Inc. | Trane | DXHF0363 |  | Water-Source | WBAHP: Heat Pump Packaged Unit | Heat Pump | 208 | 3 |  |  |  | Dual-Speed |  |  |  | 37400 | 2294 | 16.3 | 11.2 | 47500 | 2729 | 5.1 | 4.2 | Federally-Regulated Commercial & Industrial Equipment | 02/16/2016 |  | 02/23/2016
Trane U.S. Inc. | Trane | DXHF0364 |  | Water-Source | WBAHP: Heat Pump Packaged Unit | Heat Pump | 460 | 3 |  |  |  | Dual-Speed |  |  |  | 37400 | 2294 | 16.3 | 11.2 | 47500 | 2729 | 5.1 | 4.2 | Federally-Regulated Commercial & Industrial Equipment | 02/16/2016 |  | 02/23/2016
Trane U.S. Inc. | Trane | DXHF0367 |  | Water-Source | WBAHP: Heat Pump Packaged Unit | Heat Pump | 265 | 1 |  |  |  | Dual-Speed |  |  |  | 37400 | 2294 | 16.3 | 11.2 | 47500 | 2729 | 5.1 | 4.2 | Federally-Regulated Commercial & Industrial Equipment | 02/16/2016 |  | 02/23/2016
Trane U.S. Inc. | Trane | DXHF0601 |  | Water-Source | WBAHP: Heat Pump Packaged Unit | Heat Pump | 208 | 1 |  |  |  | Dual-Speed |  |  |  | 57800 | 3853 | 15 | 11.2 | 80500 | 4915 | 4.8 | 4.2 | Federally-Regulated Commercial & Industrial Equipment | 11/13/2015 |  | 02/23/2016
Trane U.S. Inc. | Trane | DXHF0603 |  | Water-Source | WBAHP: Heat Pump Packaged Unit | Heat Pump | 208 | 3 |  |  |  | Dual-Speed |  |  |  | 57800 | 3853 | 15 | 11.2 | 80500 | 4915 | 4.8 | 4.2 | Federally-Regulated Commercial & Industrial Equipment | 11/13/2015 |  | 02/23/2016
Trane U.S. Inc. | Trane | DXHF0604 |  | Water-Source | WBAHP: Heat Pump Packaged Unit | Heat Pump | 460 | 3 |  |  |  | Dual-Speed |  |  |  | 57800 | 3853 | 15 | 11.2 | 80500 | 4915 | 4.8 | 4.2 | Federally-Regulated Commercial & Industrial Equipment | 11/13/2015 |  | 02/23/2016
Trane U.S. Inc. | Trane | EXHF0181 |  | Water-Source | WBAHP: Heat Pump Packaged Unit | Heat Pump | 208 | 1 |  |  |  | Single-Speed |  |  |  | 19300 | 1155 | 16.7 | 11.2 | 23300 | 1338 | 5.1 | 4.2 | Federally-Regulated Commercial & Industrial Equipment | 11/13/2015 |  | 02/23/2016
Trane U.S. Inc. | Trane | EXHF0187 |  | Water-Source | WBAHP: Heat Pump Packaged Unit | Heat Pump | 265 | 1 |  |  |  | Single-Speed |  |  |  | 19300 | 1155 | 16.7 | 11.2 | 23300 | 1338 | 5.1 | 4.2 | Federally-Regulated Commercial & Industrial Equipment | 11/13/2015 |  | 02/23/2016
Trane U.S. Inc. | Trane | EXHF0241 |  | Water-Source | WBAHP: Heat Pump Packaged Unit | Heat Pump | 208 | 1 |  |  |  | Single-Speed |  |  |  | 23800 | 1487 | 16 | 11.2 | 27700 | 1691 | 4.8 | 4.2 | Federally-Regulated Commercial & Industrial Equipment | 11/13/2015 |  | 02/23/2016
Trane U.S. Inc. | Trane | EXHF0247 |  | Water-Source | WBAHP: Heat Pump Packaged Unit | Heat Pump | 265 | 1 |  |  |  | Single-Speed |  |  |  | 23800 | 1487 | 16 | 11.2 | 27700 | 1691 | 4.8 | 4.2 | Federally-Regulated Commercial & Industrial Equipment | 11/13/2015 |  | 02/23/2016
Trane U.S. Inc. | Trane | EXHF0301 |  | Water-Source | WBAHP: Heat Pump Packaged Unit | Heat Pump | 208 | 1 |  |  |  | Single-Speed |  |  |  | 30500 | 1815 | 16.8 | 11.2 | 36200 | 1964 | 5.4 | 4.2 | Federally-Regulated Commercial & Industrial Equipment | 11/13/2015 |  | 02/23/2016
Trane U.S. Inc. | Trane | EXHF0307 |  | Water-Source | WBAHP: Heat Pump Packaged Unit | Heat Pump | 265 | 1 |  |  |  | Single-Speed |  |  |  | 30500 | 1815 | 16.8 | 11.2 | 36200 | 1964 | 5.4 | 4.2 | Federally-Regulated Commercial & Industrial Equipment | 11/13/2015 |  | 02/23/2016
Trane U.S. Inc. | Trane | EXHF0361 |  | Water-Source | WBAHP: Heat Pump Packaged Unit | Heat Pump | 208 | 1 |  |  |  | Single-Speed |  |  |  | 35200 | 2070 | 17 | 11.2 | 44400 | 2409 | 5.4 | 4.2 | Federally-Regulated Commercial & Industrial Equipment | 11/13/2015 |  | 02/23/2016
Trane U.S. Inc. | Trane | EXHF0363 |  | Water-Source | WBAHP: Heat Pump Packaged Unit | Heat Pump | 208 | 3 |  |  |  | Single-Speed |  |  |  | 35200 | 2070 | 17 | 11.2 | 44400 | 2409 | 5.4 | 4.2 | Federally-Regulated Commercial & Industrial Equipment | 11/13/2015 |  | 02/23/2016
Trane U.S. Inc. | Trane | EXHF0364 |  | Water-Source | WBAHP: Heat Pump Packaged Unit | Heat Pump | 460 | 3 |  |  |  | Single-Speed |  |  |  | 35200 | 2070 | 17 | 11.2 | 44400 | 2409 | 5.4 | 4.2 | Federally-Regulated Commercial & Industrial Equipment | 11/13/2015 |  | 02/23/2016
Trane U.S. Inc. | Trane | EXHF0367 |  | Water-Source | WBAHP: Heat Pump Packaged Unit | Heat Pump | 265 | 1 |  |  |  | Single-Speed |  |  |  | 35200 | 2070 | 17 | 11.2 | 44400 | 2409 | 5.4 | 4.2 | Federally-Regulated Commercial & Industrial Equipment | 11/13/2015 |  | 02/23/2016
Trane U.S. Inc. | Trane | EXHF0421 |  | Water-Source | WBAHP: Heat Pump Packaged Unit | Heat Pump | 208 | 1 |  |  |  | Single-Speed |  |  |  | 42500 | 2529 | 16.8 | 11.2 | 52400 | 2897 | 5.3 | 4.2 | Federally-Regulated Commercial & Industrial Equipment | 11/13/2015 |  | 02/23/2016
Trane U.S. Inc. | Trane | EXHF0423 |  | Water-Source | WBAHP: Heat Pump Packaged Unit | Heat Pump | 208 | 3 |  |  |  | Single-Speed |  |  |  | 42500 | 2529 | 16.8 | 11.2 | 52400 | 2897 | 5.3 | 4.2 | Federally-Regulated Commercial & Industrial Equipment | 11/13/2015 |  | 02/23/2016
Trane U.S. Inc. | Trane | EXHF0424 |  | Water-Source | WBAHP: Heat Pump Packaged Unit | Heat Pump | 460 | 3 |  |  |  | Single-Speed |  |  |  | 42500 | 2529 | 16.8 | 11.2 | 52400 | 2897 | 5.3 | 4.2 | Federally-Regulated Commercial & Industrial Equipment | 11/13/2015 |  | 02/23/2016
Trane U.S. Inc. | Trane | EXHF0481 |  | Water-Source | WBAHP: Heat Pump Packaged Unit | Heat Pump | 208 | 1 |  |  |  | Single-Speed |  |  |  | 47800 | 2968 | 16.1 | 11.2 | 60000 | 3317 | 5.3 | 4.2 | Federally-Regulated Commercial & Industrial Equipment | 11/13/2015 |  | 02/23/2016
Trane U.S. Inc. | Trane | EXHF0483 |  | Water-Source | WBAHP: Heat Pump Packaged Unit | Heat Pump | 208 | 3 |  |  |  | Single-Speed |  |  |  | 47800 | 2968 | 16.1 | 11.2 | 60000 | 3317 | 5.3 | 4.2 | Federally-Regulated Commercial & Industrial Equipment | 11/13/2015 |  | 02/23/2016
Trane U.S. Inc. | Trane | EXHF0484 |  | Water-Source | WBAHP: Heat Pump Packaged Unit | Heat Pump | 460 | 3 |  |  |  | Single-Speed |  |  |  | 47800 | 2968 | 16.1 | 11.2 | 60000 | 3317 | 5.3 | 4.2 | Federally-Regulated Commercial & Industrial Equipment | 11/13/2015 |  | 02/23/2016
Trane U.S. Inc. | Trane | EXHF0601 |  | Water-Source | WBAHP: Heat Pump Packaged Unit | Heat Pump | 208 | 1 |  |  |  | Single-Speed |  |  |  | 58600 | 3906 | 15 | 11.2 | 77800 | 4653 | 4.9 | 4.2 | Federally-Regulated Commercial & Industrial Equipment | 11/13/2015 |  | 02/23/2016
Trane U.S. Inc. | Trane | EXHF0603 |  | Water-Source | WBAHP: Heat Pump Packaged Unit | Heat Pump | 208 | 3 |  |  |  | Single-Speed |  |  |  | 58600 | 3906 | 15 | 11.2 | 77800 | 4653 | 4.9 | 4.2 | Federally-Regulated Commercial & Industrial Equipment | 11/13/2015 |  | 02/23/2016
Trane U.S. Inc. | Trane | EXHF0604 |  | Water-Source | WBAHP: Heat Pump Packaged Unit | Heat Pump | 460 | 3 |  |  |  | Single-Speed |  |  |  | 58600 | 3906 | 15 | 11.2 | 77800 | 4653 | 4.9 | 4.2 | Federally-Regulated Commercial & Industrial Equipment | 11/13/2015 |  | 02/23/2016
Trane U.S. Inc. | Trane | EXHF0701 |  | Water-Source | WBAHP: Heat Pump Packaged Unit | Heat Pump | 208 | 1 |  |  |  | Single-Speed | 3660 | 970 |  | 66600 | 4296 | 15.5 | 12 | 82100 | 5346 | 4.5 | 4.2 | Federally-Regulated Commercial & Industrial Equipment | 11/13/2015 |  | 02/23/2016
Trane U.S. Inc. | Trane | EXHF0703 |  | Water-Source | WBAHP: Heat Pump Packaged Unit | Heat Pump | 208 | 3 |  |  |  | Single-Speed | 3660 | 970 |  | 66600 | 4296 | 15.5 | 12 | 82100 | 5346 | 4.5 | 4.2 | Federally-Regulated Commercial & Industrial Equipment | 11/13/2015 |  | 02/23/2016
Trane U.S. Inc. | Trane | EXHF0704 |  | Water-Source | WBAHP: Heat Pump Packaged Unit | Heat Pump | 460 | 3 |  |  |  | Single-Speed | 3660 | 970 |  | 66600 | 4296 | 15.5 | 12 | 82100 | 5346 | 4.5 | 4.2 | Federally-Regulated Commercial & Industrial Equipment | 11/13/2015 |  | 02/23/2016
Trane U.S. Inc. | Trane | EXVF0181 |  | Water-Source | WBAHP: Heat Pump Packaged Unit | Heat Pump | 208 | 1 |  |  |  | Single-Speed |  |  |  | 19000 | 1158 | 16.4 | 11.2 | 23700 | 1286 | 5.4 | 4.2 | Federally-Regulated Commercial & Industrial Equipment | 11/13/2015 |  | 02/23/2016
Trane U.S. Inc. | Trane | EXVF0187 |  | Water-Source | WBAHP: Heat Pump Packaged Unit | Heat Pump | 265 | 1 |  |  |  | Single-Speed |  |  |  | 19000 | 1158 | 16.4 | 11.2 | 23700 | 1286 | 5.4 | 4.2 | Federally-Regulated Commercial & Industrial Equipment | 11/13/2015 |  | 02/23/2016
Trane U.S. Inc. | Trane | EXVF0241 |  | Water-Source | WBAHP: Heat Pump Packaged Unit | Heat Pump | 208 | 1 |  |  |  | Single-Speed |  |  |  | 24600 | 1473 | 16.7 | 11.2 | 29000 | 1634 | 5.2 | 4.2 | Federally-Regulated Commercial & Industrial Equipment | 11/13/2015 |  | 02/23/2016
Trane U.S. Inc. | Trane | EXVF0247 |  | Water-Source | WBAHP: Heat Pump Packaged Unit | Heat Pump | 265 | 1 |  |  |  | Single-Speed |  |  |  | 24600 | 1473 | 16.7 | 11.2 | 29000 | 1634 | 5.2 | 4.2 | Federally-Regulated Commercial & Industrial Equipment | 11/13/2015 |  | 02/23/2016
Trane U.S. Inc. | Trane | EXVF0301 |  | Water-Source | WBAHP: Heat Pump Packaged Unit | Heat Pump | 208 | 1 |  |  |  | Single-Speed |  |  |  | 30100 | 1729 | 17.4 | 11.2 | 35900 | 1845 | 5.7 | 4.2 | Federally-Regulated Commercial & Industrial Equipment | 11/13/2015 |  | 02/23/2016
Trane U.S. Inc. | Trane | EXVF0307 |  | Water-Source | WBAHP: Heat Pump Packaged Unit | Heat Pump | 265 | 1 |  |  |  | Single-Speed |  |  |  | 30100 | 1729 | 17.4 | 11.2 | 35900 | 1845 | 5.7 | 4.2 | Federally-Regulated Commercial & Industrial Equipment | 11/13/2015 |  | 02/23/2016
Trane U.S. Inc. | Trane | EXVF0361 |  | Water-Source | WBAHP: Heat Pump Packaged Unit | Heat Pump | 208 | 1 |  |  |  | Single-Speed |  |  |  | 34800 | 2071 | 16.8 | 11.2 | 44800 | 2387 | 5.5 | 4.2 | Federally-Regulated Commercial & Industrial Equipment | 11/13/2015 |  | 02/23/2016
Trane U.S. Inc. | Trane | EXVF0363 |  | Water-Source | WBAHP: Heat Pump Packaged Unit | Heat Pump | 208 | 3 |  |  |  | Single-Speed |  |  |  | 34800 | 2071 | 16.8 | 11.2 | 44800 | 2387 | 5.5 | 4.2 | Federally-Regulated Commercial & Industrial Equipment | 11/13/2015 |  | 02/23/2016
Trane U.S. Inc. | Trane | EXVF0364 |  | Water-Source | WBAHP: Heat Pump Packaged Unit | Heat Pump | 460 | 3 |  |  |  | Single-Speed |  |  |  | 34800 | 2071 | 16.8 | 11.2 | 44800 | 2387 | 5.5 | 4.2 | Federally-Regulated Commercial & Industrial Equipment | 11/13/2015 |  | 02/23/2016
Trane U.S. Inc. | Trane | EXVF0367 |  | Water-Source | WBAHP: Heat Pump Packaged Unit | Heat Pump | 265 | 1 |  |  |  | Single-Speed |  |  |  | 34800 | 2071 | 16.8 | 11.2 | 44800 | 2387 | 5.5 | 4.2 | Federally-Regulated Commercial & Industrial Equipment | 11/13/2015 |  | 02/23/2016
Trane U.S. Inc. | Trane | EXVF0421 |  | Water-Source | WBAHP: Heat Pump Packaged Unit | Heat Pump | 208 | 1 |  |  |  | Single-Speed |  |  |  | 42200 | 2526 | 16.7 | 11.2 | 51100 | 2880 | 5.2 | 4.2 | Federally-Regulated Commercial & Industrial Equipment | 11/13/2015 |  | 02/23/2016
Trane U.S. Inc. | Trane | EXVF0423 |  | Water-Source | WBAHP: Heat Pump Packaged Unit | Heat Pump | 208 | 3 |  |  |  | Single-Speed |  |  |  | 42200 | 2526 | 16.7 | 11.2 | 51100 | 2880 | 5.2 | 4.2 | Federally-Regulated Commercial & Industrial Equipment | 11/13/2015 |  | 02/23/2016
Trane U.S. Inc. | Trane | EXVF0424 |  | Water-Source | WBAHP: Heat Pump Packaged Unit | Heat Pump | 460 | 3 |  |  |  | Single-Speed |  |  |  | 42200 | 2526 | 16.7 | 11.2 | 51100 | 2880 | 5.2 | 4.2 | Federally-Regulated Commercial & Industrial Equipment | 11/13/2015 |  | 02/23/2016
Trane U.S. Inc. | Trane | EXVF0481 |  | Water-Source | WBAHP: Heat Pump Packaged Unit | Heat Pump | 208 | 1 |  |  |  | Single-Speed |  |  |  | 47500 | 2878 | 16.5 | 11.2 | 57500 | 3179 | 5.3 | 4.2 | Federally-Regulated Commercial & Industrial Equipment | 11/13/2015 |  | 02/23/2016
Trane U.S. Inc. | Trane | EXVF0483 |  | Water-Source | WBAHP: Heat Pump Packaged Unit | Heat Pump | 208 | 3 |  |  |  | Single-Speed |  |  |  | 47500 | 2878 | 16.5 | 11.2 | 57500 | 3179 | 5.3 | 4.2 | Federally-Regulated Commercial & Industrial Equipment | 11/13/2015 |  | 02/23/2016
Trane U.S. Inc. | Trane | EXVF0484 |  | Water-Source | WBAHP: Heat Pump Packaged Unit | Heat Pump | 460 | 3 |  |  |  | Single-Speed |  |  |  | 47500 | 2878 | 16.5 | 11.2 | 57500 | 3179 | 5.3 | 4.2 | Federally-Regulated Commercial & Industrial Equipment | 11/13/2015 |  | 02/23/2016
Trane U.S. Inc. | Trane | EXVF0601 |  | Water-Source | WBAHP: Heat Pump Packaged Unit | Heat Pump | 208 | 1 |  |  |  | Single-Speed |  |  |  | 59700 | 3851 | 15.5 | 11.2 | 79800 | 4585 | 5.1 | 4.2 | Federally-Regulated Commercial & Industrial Equipment | 11/13/2015 |  | 02/23/2016
Trane U.S. Inc. | Trane | EXVF0603 |  | Water-Source | WBAHP: Heat Pump Packaged Unit | Heat Pump | 208 | 3 |  |  |  | Single-Speed |  |  |  | 59700 | 3851 | 15.5 | 11.2 | 79800 | 4585 | 5.1 | 4.2 | Federally-Regulated Commercial & Industrial Equipment | 11/13/2015 |  | 02/23/2016
Trane U.S. Inc. | Trane | EXVF0604 |  | Water-Source | WBAHP: Heat Pump Packaged Unit | Heat Pump | 460 | 3 |  |  |  | Single-Speed |  |  |  | 59700 | 3851 | 15.5 | 11.2 | 79800 | 4585 | 5.1 | 4.2 | Federally-Regulated Commercial & Industrial Equipment | 11/13/2015 |  | 02/23/2016
Trane U.S. Inc. | Trane | EXVF0701 |  | Water-Source | WBAHP: Heat Pump Packaged Unit | Heat Pump | 208 | 1 |  |  |  | Single-Speed | 3656 | 864 |  | 66700 | 4194 | 15.9 | 12 | 83000 | 5175 | 4.7 | 4.2 | Federally-Regulated Commercial & Industrial Equipment | 11/13/2015 |  | 02/23/2016
Trane U.S. Inc. | Trane | EXVF0703 |  | Water-Source | WBAHP: Heat Pump Packaged Unit | Heat Pump | 208 | 3 |  |  |  | Single-Speed | 3656 | 864 |  | 66700 | 4194 | 15.9 | 12 | 83000 | 5175 | 4.7 | 4.2 | Federally-Regulated Commercial & Industrial Equipment | 11/13/2015 |  | 02/23/2016
Trane U.S. Inc. | Trane | EXVF0704 |  | Water-Source | WBAHP: Heat Pump Packaged Unit | Heat Pump | 460 | 3 |  |  |  | Single-Speed | 3656 | 864 |  | 66700 | 4194 | 15.9 | 12 | 83000 | 5175 | 4.7 | 4.2 | Federally-Regulated Commercial & Industrial Equipment | 11/13/2015 |  | 02/23/2016
Trane U.S. Inc. | Trane | GECE006 |  | Water-Source | WBAHP-O: Heat Pump Packaged Un | Heat Pump | 208 | 1 |  |  |  | Single-Speed |  |  |  | 7500 | 600 | 12.5 | 11.2 | 9400 | 562 | 4.9 | 4.2 | Federally-Regulated Commercial & Industrial Equipment | 11/13/2015 |  | 02/23/2016
Trane U.S. Inc. | Trane | GECE0060 |  | Water-Source | WBAHP-O: Heat Pump Packaged Un | Heat Pump | 115 | 1 |  |  |  | Single-Speed |  |  |  | 7500 | 600 | 12.5 | 11.2 | 9400 | 562 | 4.9 | 4.2 | Federally-Regulated Commercial & Industrial Equipment | 11/13/2015 |  | 02/23/2016
Trane U.S. Inc. | Trane | GECE0067 |  | Water-Source | WBAHP-O: Heat Pump Packaged Un | Heat Pump | 265 | 1 |  |  |  | Single-Speed |  |  |  | 7500 | 600 | 12.5 | 11.2 | 9400 | 562 | 4.9 | 4.2 | Federally-Regulated Commercial & Industrial Equipment | 11/13/2015 |  | 02/23/2016
Trane U.S. Inc. | Trane | GECE009 |  | Water-Source | WBAHP-O: Heat Pump Packaged Un | Heat Pump | 208 | 1 |  |  |  | Single-Speed |  |  |  | 8800 | 671 | 13.1 | 11.2 | 10900 | 626 | 5.1 | 4.2 | Federally-Regulated Commercial & Industrial Equipment | 11/13/2015 |  | 02/23/2016
Trane U.S. Inc. | Trane | GECE0090 |  | Water-Source | WBAHP-O: Heat Pump Packaged Un | Heat Pump | 115 | 1 |  |  |  | Single-Speed |  |  |  | 8800 | 671 | 13.1 | 11.2 | 10900 | 626 | 5.1 | 4.2 | Federally-Regulated Commercial & Industrial Equipment | 11/13/2015 |  | 02/23/2016
Trane U.S. Inc. | Trane | GECE0097 |  | Water-Source | WBAHP-O: Heat Pump Packaged Un | Heat Pump | 265 | 1 |  |  |  | Single-Speed |  |  |  | 8800 | 671 | 13.1 | 11.2 | 10900 | 626 | 5.1 | 4.2 | Federally-Regulated Commercial & Industrial Equipment | 11/13/2015 |  | 02/23/2016
Trane U.S. Inc. | Trane | GECE012 |  | Water-Source | WBAHP-O: Heat Pump Packaged Un | Heat Pump | 208 | 1 |  |  |  | Single-Speed |  |  |  | 11500 | 851 | 13.5 | 11.2 | 14600 | 873 | 4.9 | 4.2 | Federally-Regulated Commercial & Industrial Equipment | 11/13/2015 |  | 02/23/2016
Trane U.S. Inc. | Trane | GECE0120 |  | Water-Source | WBAHP-O: Heat Pump Packaged Un | Heat Pump | 115 | 1 |  |  |  | Single-Speed |  |  |  | 11500 | 851 | 13.5 | 11.2 | 14600 | 873 | 4.9 | 4.2 | Federally-Regulated Commercial & Industrial Equipment | 11/13/2015 |  | 02/23/2016
Trane U.S. Inc. | Trane | GECE0127 |  | Water-Source | WBAHP-O: Heat Pump Packaged Un | Heat Pump | 265 | 1 |  |  |  | Single-Speed |  |  |  | 11500 | 851 | 13.5 | 11.2 | 14600 | 873 | 4.9 | 4.2 | Federally-Regulated Commercial & Industrial Equipment | 11/13/2015 |  | 02/23/2016
Trane U.S. Inc. | Trane | GECE015 |  | Water-Source | WBAHP-O: Heat Pump Packaged Un | Heat Pump | 208 | 1 |  |  |  | Single-Speed |  |  |  | 14700 | 1072 | 13.7 | 11.2 | 17900 | 1092 | 4.8 | 4.2 | Federally-Regulated Commercial & Industrial Equipment | 11/13/2015 |  | 02/23/2016
Trane U.S. Inc. | Trane | GECE0150 |  | Water-Source | WBAHP-O: Heat Pump Packaged Un | Heat Pump | 115 | 1 |  |  |  | Single-Speed |  |  |  | 14700 | 1072 | 13.7 | 11.2 | 17900 | 1092 | 4.8 | 4.2 | Federally-Regulated Commercial & Industrial Equipment | 11/13/2015 |  | 02/23/2016
Trane U.S. Inc. | Trane | GECE0157 |  | Water-Source | WBAHP-O: Heat Pump Packaged Un | Heat Pump | 265 | 1 |  |  |  | Single-Speed |  |  |  | 14700 | 1072 | 13.7 | 11.2 | 17900 | 1092 | 4.8 | 4.2 | Federally-Regulated Commercial & Industrial Equipment | 11/13/2015 |  | 02/23/2016
Trane U.S. Inc. | Trane | GECE018 |  | Water-Source | WBAHP-O: Heat Pump Packaged Un | Heat Pump | 208 | 1 |  |  |  | Single-Speed |  |  |  | 16500 | 1231 | 13.4 | 11.2 | 20800 | 1269 | 4.8 | 4.2 | Federally-Regulated Commercial & Industrial Equipment | 11/13/2015 |  | 02/23/2016
Trane U.S. Inc. | Trane | GECE0187 |  | Water-Source | WBAHP-O: Heat Pump Packaged Un | Heat Pump | 265 | 1 |  |  |  | Single-Speed |  |  |  | 16500 | 1231 | 13.4 | 11.2 | 20800 | 1269 | 4.8 | 4.2 | Federally-Regulated Commercial & Industrial Equipment | 11/13/2015 |  | 02/23/2016
Trane U.S. Inc. | Trane | GEHE006 |  | Water-Source | WBAHP: Heat Pump Packaged Unit | Both Heat Pump and Electric Re | 208 | 1 |  |  |  | Single-Speed |  |  |  | 7500 | 595 | 12.6 | 11.2 | 9300 | 592 | 4.6 | 4.2 | Federally-Regulated Commercial & Industrial Equipment | 11/13/2015 |  | 02/23/2016
Trane U.S. Inc. | Trane | GEHE0060 |  | Water-Source | WBAHP: Heat Pump Packaged Unit | Heat Pump | 115 | 1 |  |  |  | Single-Speed |  |  |  | 7500 | 595 | 12.6 | 11.2 | 9300 | 592 | 4.6 | 4.2 | Federally-Regulated Commercial & Industrial Equipment | 11/13/2015 |  | 02/23/2016
Trane U.S. Inc. | Trane | GEHE0067 |  | Water-Source | WBAHP: Heat Pump Packaged Unit | Heat Pump | 265 | 1 |  |  |  | Single-Speed |  |  |  | 7500 | 595 | 12.6 | 11.2 | 9300 | 592 | 4.6 | 4.2 | Federally-Regulated Commercial & Industrial Equipment | 11/13/2015 |  | 02/23/2016
Trane U.S. Inc. | Trane | GEHE009 |  | Water-Source | WBAHP: Heat Pump Packaged Unit | Both Heat Pump and Electric Re | 208 | 1 |  |  |  | Single-Speed |  |  |  | 8800 | 676 | 13 | 11.2 | 11300 | 675 | 4.9 | 4.2 | Federally-Regulated Commercial & Industrial Equipment | 11/13/2015 |  | 02/23/2016
Trane U.S. Inc. | Trane | GEHE0090 |  | Water-Source | WBAHP: Heat Pump Packaged Unit | Heat Pump | 115 | 1 |  |  |  | Single-Speed |  |  |  | 8800 | 676 | 13 | 11.2 | 11300 | 675 | 4.9 | 4.2 | Federally-Regulated Commercial & Industrial Equipment | 11/13/2015 |  | 02/23/2016
Trane U.S. Inc. | Trane | GEHE0097 |  | Water-Source | WBAHP: Heat Pump Packaged Unit | Heat Pump | 265 | 1 |  |  |  | Single-Speed |  |  |  | 8800 | 676 | 13 | 11.2 | 11300 | 675 | 4.9 | 4.2 | Federally-Regulated Commercial & Industrial Equipment | 11/13/2015 |  | 02/23/2016
Trane U.S. Inc. | Trane | GEHE012 |  | Water-Source | WBAHP: Heat Pump Packaged Unit | Both Heat Pump and Electric Re | 208 | 1 |  |  |  | Single-Speed |  |  |  | 11700 | 835 | 14 | 11.2 | 14600 | 873 | 4.9 | 4.2 | Federally-Regulated Commercial & Industrial Equipment | 11/13/2015 |  | 02/23/2016
Trane U.S. Inc. | Trane | GEHE0120 |  | Water-Source | WBAHP: Heat Pump Packaged Unit | Heat Pump | 115 | 1 |  |  |  | Single-Speed |  |  |  | 11700 | 835 | 14 | 11.2 | 14600 | 873 | 4.9 | 4.2 | Federally-Regulated Commercial & Industrial Equipment | 11/13/2015 |  | 02/23/2016
Trane U.S. Inc. | Trane | GEHE0127 |  | Water-Source | WBAHP: Heat Pump Packaged Unit | Heat Pump | 265 | 1 |  |  |  | Single-Speed |  |  |  | 11700 | 835 | 14 | 11.2 | 14600 | 873 | 4.9 | 4.2 | Federally-Regulated Commercial & Industrial Equipment | 11/13/2015 |  | 02/23/2016
Trane U.S. Inc. | Trane | GEHE015 |  | Water-Source | WBAHP: Heat Pump Packaged Unit | Both Heat Pump and Electric Re | 208 | 1 |  |  |  | Single-Speed |  |  |  | 14300 | 1059 | 13.5 | 11.2 | 18300 | 1191 | 4.5 | 4.2 | Federally-Regulated Commercial & Industrial Equipment | 11/13/2015 |  | 02/23/2016
Trane U.S. Inc. | Trane | GEHE0157 |  | Water-Source | WBAHP: Heat Pump Packaged Unit | Heat Pump | 265 | 1 |  |  |  | Single-Speed |  |  |  | 14300 | 1059 | 13.5 | 11.2 | 18300 | 1191 | 4.5 | 4.2 | Federally-Regulated Commercial & Industrial Equipment | 11/13/2015 |  | 02/23/2016
Trane U.S. Inc. | Trane | GEHE018 |  | Water-Source | WBAHP: Heat Pump Packaged Unit | Both Heat Pump and Electric Re | 208 | 1 |  |  |  | Single-Speed |  |  |  | 18000 | 1353 | 13.3 | 11.2 | 21900 | 1337 | 4.8 | 4.2 | Federally-Regulated Commercial & Industrial Equipment | 11/13/2015 |  | 02/23/2016
Trane U.S. Inc. | Trane | GEHE0187 |  | Water-Source | WBAHP: Heat Pump Packaged Unit | Heat Pump | 265 | 1 |  |  |  | Single-Speed |  |  |  | 18000 | 1353 | 13.3 | 11.2 | 21900 | 1337 | 4.8 | 4.2 | Federally-Regulated Commercial & Industrial Equipment | 11/13/2015 |  | 02/23/2016
Trane U.S. Inc. | Trane | GEHE024 |  | Water-Source | WBAHP: Heat Pump Packaged Unit | Both Heat Pump and Electric Re | 208 | 1 |  |  |  | Single-Speed |  |  |  | 24000 | 1666 | 14.4 | 11.2 | 29700 | 1851 | 4.7 | 4.2 | Federally-Regulated Commercial & Industrial Equipment | 11/13/2015 |  | 02/23/2016
Trane U.S. Inc. | Trane | GEHE0243 |  | Water-Source | WBAHP: Heat Pump Packaged Unit | Heat Pump | 208 | 3 |  |  |  | Single-Speed |  |  |  | 24000 | 1666 | 14.4 | 11.2 | 29700 | 1851 | 4.7 | 4.2 | Federally-Regulated Commercial & Industrial Equipment | 11/13/2015 |  | 02/23/2016
Trane U.S. Inc. | Trane | GEHE0244 |  | Water-Source | WBAHP: Heat Pump Packaged Unit | Heat Pump | 460 | 3 |  |  |  | Single-Speed |  |  |  | 24000 | 1666 | 14.4 | 11.2 | 29700 | 1851 | 4.7 | 4.2 | Federally-Regulated Commercial & Industrial Equipment | 11/13/2015 |  | 02/23/2016
Trane U.S. Inc. | Trane | GEHE0247 |  | Water-Source | WBAHP: Heat Pump Packaged Unit | Heat Pump | 265 | 1 |  |  |  | Single-Speed |  |  |  | 24000 | 1666 | 14.4 | 11.2 | 29700 | 1851 | 4.7 | 4.2 | Federally-Regulated Commercial & Industrial Equipment | 11/13/2015 |  | 02/23/2016
Trane U.S. Inc. | Trane | GEHE030 |  | Water-Source | WBAHP: Heat Pump Packaged Unit | Both Heat Pump and Electric Re | 208 | 1 |  |  |  | Single-Speed |  |  |  | 28200 | 2043 | 13.8 | 11.2 | 35700 | 2274 | 4.6 | 4.2 | Federally-Regulated Commercial & Industrial Equipment | 11/13/2015 |  | 02/23/2016
Trane U.S. Inc. | Trane | GEHE0303 |  | Water-Source | WBAHP: Heat Pump Packaged Unit | Heat Pump | 208 | 3 |  |  |  | Single-Speed |  |  |  | 28200 | 2043 | 13.8 | 11.2 | 35700 | 2274 | 4.6 | 4.2 | Federally-Regulated Commercial & Industrial Equipment | 11/13/2015 |  | 02/23/2016
Trane U.S. Inc. | Trane | GEHE0304 |  | Water-Source | WBAHP: Heat Pump Packaged Unit | Heat Pump | 460 | 1 |  |  |  | Single-Speed |  |  |  | 28200 | 2043 | 13.8 | 11.2 | 35700 | 2274 | 4.6 | 4.2 | Federally-Regulated Commercial & Industrial Equipment | 11/13/2015 |  | 02/23/2016
Trane U.S. Inc. | Trane | GEHE0307 |  | Water-Source | WBAHP: Heat Pump Packaged Unit | Heat Pump | 265 | 1 |  |  |  | Single-Speed |  |  |  | 28200 | 2043 | 13.8 | 11.2 | 35700 | 2274 | 4.6 | 4.2 | Federally-Regulated Commercial & Industrial Equipment | 11/13/2015 |  | 02/23/2016
Trane U.S. Inc. | Trane | GEHE036 |  | Water-Source | WBAHP: Heat Pump Packaged Unit | Both Heat Pump and Electric Re | 208 | 1 |  |  |  | Single-Speed |  |  |  | 35200 | 2478 | 14.2 | 11.2 | 44100 | 2809 | 4.6 | 4.2 | Federally-Regulated Commercial & Industrial Equipment | 11/13/2015 |  | 02/23/2016
Trane U.S. Inc. | Trane | GEHE0363 |  | Water-Source | WBAHP: Heat Pump Packaged Unit | Heat Pump | 208 | 3 |  |  |  | Single-Speed |  |  |  | 35200 | 2478 | 14.2 | 11.2 | 44100 | 2809 | 4.6 | 4.2 | Federally-Regulated Commercial & Industrial Equipment | 11/13/2015 |  | 02/23/2016
Trane U.S. Inc. | Trane | GEHE0364 |  | Water-Source | WBAHP: Heat Pump Packaged Unit | Heat Pump | 460 | 3 |  |  |  | Single-Speed |  |  |  | 35200 | 2478 | 14.2 | 11.2 | 44100 | 2809 | 4.6 | 4.2 | Federally-Regulated Commercial & Industrial Equipment | 11/13/2015 |  | 02/23/2016
Trane U.S. Inc. | Trane | GEHE0367 |  | Water-Source | WBAHP: Heat Pump Packaged Unit | Heat Pump | 265 | 1 |  |  |  | Single-Speed |  |  |  | 35200 | 2478 | 14.2 | 11.2 | 44100 | 2809 | 4.6 | 4.2 | Federally-Regulated Commercial & Industrial Equipment | 11/13/2015 |  | 02/23/2016
Trane U.S. Inc. | Trane | GEHE042 |  | Water-Source | WBAHP: Heat Pump Packaged Unit | Both Heat Pump and Electric Re | 208 | 1 |  |  |  | Single-Speed |  |  |  | 41500 | 3051 | 13.6 | 11.2 | 51900 | 3306 | 4.6 | 4.2 | Federally-Regulated Commercial & Industrial Equipment | 11/13/2015 |  | 02/23/2016
Trane U.S. Inc. | Trane | GEHE0423 |  | Water-Source | WBAHP: Heat Pump Packaged Unit | Heat Pump | 208 | 3 |  |  |  | Single-Speed |  |  |  | 41500 | 3051 | 13.6 | 11.2 | 51900 | 3306 | 4.6 | 4.2 | Federally-Regulated Commercial & Industrial Equipment | 11/13/2015 |  | 02/23/2016
Trane U.S. Inc. | Trane | GEHE0424 |  | Water-Source | WBAHP: Heat Pump Packaged Unit | Heat Pump | 460 | 3 |  |  |  | Single-Speed |  |  |  | 41500 | 3051 | 13.6 | 11.2 | 51900 | 3306 | 4.6 | 4.2 | Federally-Regulated Commercial & Industrial Equipment | 11/13/2015 |  | 02/23/2016
Trane U.S. Inc. | Trane | GEHE048 |  | Water-Source | WBAHP: Heat Pump Packaged Unit | Both Heat Pump and Electric Re | 208 | 1 |  |  |  | Single-Speed |  |  |  | 49700 | 3575 | 13.9 | 11.2 | 58200 | 3553 | 4.8 | 4.2 | Federally-Regulated Commercial & Industrial Equipment | 11/13/2015 |  | 02/23/2016
Trane U.S. Inc. | Trane | GEHE0483 |  | Water-Source | WBAHP: Heat Pump Packaged Unit | Heat Pump | 208 | 3 |  |  |  | Single-Speed |  |  |  | 49700 | 3575 | 13.9 | 11.2 | 58200 | 3553 | 4.8 | 4.2 | Federally-Regulated Commercial & Industrial Equipment | 11/13/2015 |  | 02/23/2016
Trane U.S. Inc. | Trane | GEHE0484 |  | Water-Source | WBAHP: Heat Pump Packaged Unit | Heat Pump | 460 | 3 |  |  |  | Single-Speed |  |  |  | 49700 | 3575 | 13.9 | 11.2 | 58200 | 3553 | 4.8 | 4.2 | Federally-Regulated Commercial & Industrial Equipment | 11/13/2015 |  | 02/23/2016
Trane U.S. Inc. | Trane | GEHE060 |  | Water-Source | WBAHP: Heat Pump Packaged Unit | Both Heat Pump and Electric Re | 208 | 1 |  |  |  | Single-Speed |  |  |  | 59700 | 4455 | 13.4 | 11.2 | 70500 | 4591 | 4.5 | 4.2 | Federally-Regulated Commercial & Industrial Equipment | 11/13/2015 |  | 02/23/2016
Trane U.S. Inc. | Trane | GEHE0603 |  | Water-Source | WBAHP: Heat Pump Packaged Unit | Heat Pump | 208 | 3 |  |  |  | Single-Speed |  |  |  | 59700 | 4455 | 13.4 | 11.2 | 70500 | 4591 | 4.5 | 4.2 | Federally-Regulated Commercial & Industrial Equipment | 11/13/2015 |  | 02/23/2016
Trane U.S. Inc. | Trane | GEHE0604 |  | Water-Source | WBAHP: Heat Pump Packaged Unit | Heat Pump | 460 | 3 |  |  |  | Single-Speed |  |  |  | 59700 | 4455 | 13.4 | 11.2 | 70500 | 4591 | 4.5 | 4.2 | Federally-Regulated Commercial & Industrial Equipment | 11/13/2015 |  | 02/23/2016
Trane U.S. Inc. | Trane | GEHE072 |  | Water-Source | WBAHP: Heat Pump Packaged Unit | Heat Pump | 208 | 3 |  |  |  | Single-Speed | 4500 | 1000 |  | 75500 | 5634 | 13.4 | 12 | 83800 | 5116 | 4.8 | 4.2 | Federally-Regulated Commercial & Industrial Equipment | 11/13/2015 |  | 02/23/2016
Trane U.S. Inc. | Trane | GEHE0721 |  | Water-Source | WBAHP: Heat Pump Packaged Unit | Heat Pump | 208 | 1 |  |  |  | Single-Speed | 4500 | 1000 |  | 75500 | 5634 | 13.4 | 12 | 83800 | 5116 | 4.8 | 4.2 | Federally-Regulated Commercial & Industrial Equipment | 11/13/2015 |  | 02/23/2016
Trane U.S. Inc. | Trane | GEHE0724 |  | Water-Source | WBAHP: Heat Pump Packaged Unit | Heat Pump | 460 | 3 |  |  |  | Single-Speed | 4500 | 1000 |  | 75500 | 5634 | 13.4 | 12 | 83800 | 5116 | 4.8 | 4.2 | Federally-Regulated Commercial & Industrial Equipment | 11/13/2015 |  | 02/23/2016
Trane U.S. Inc. | Trane | GEHE090 |  | Water-Source | WBAHP: Heat Pump Packaged Unit | Heat Pump | 208 | 3 |  |  |  | Single-Speed | 5200 | 1500 |  | 84800 | 6014 | 14.1 | 12 | 99200 | 6212 | 4.7 | 4.2 | Federally-Regulated Commercial & Industrial Equipment | 11/13/2015 |  | 02/23/2016
Trane U.S. Inc. | Trane | GEHE0904 |  | Water-Source | WBAHP: Heat Pump Packaged Unit | Heat Pump | 460 | 3 |  |  |  | Single-Speed | 5200 | 1500 |  | 84800 | 6014 | 14.1 | 12 | 99200 | 6212 | 4.7 | 4.2 | Federally-Regulated Commercial & Industrial Equipment | 11/13/2015 |  | 02/23/2016
Trane U.S. Inc. | Trane | GEHE120 |  | Water-Source | WBAHP: Heat Pump Packaged Unit | Heat Pump | 208 | 3 |  |  |  | Single-Speed | 6900 | 1600 |  | 116800 | 8749 | 13.4 | 12 | 147100 | 9372 | 4.6 | 4.2 | Federally-Regulated Commercial & Industrial Equipment | 11/13/2015 |  | 02/23/2016
Trane U.S. Inc. | Trane | GEHE1204 |  | Water-Source | WBAHP: Heat Pump Packaged Unit | Heat Pump | 460 | 3 |  |  |  | Single-Speed | 6900 | 1600 |  | 116800 | 8749 | 13.4 | 12 | 147100 | 9372 | 4.6 | 4.2 | Federally-Regulated Commercial & Industrial Equipment | 11/13/2015 |  | 02/23/2016
Trane U.S. Inc. | Trane | GERE0361 |  | Water-Source | WBAHP: Heat Pump Packaged Unit | Heat Pump | 208 | 1 |  |  |  | Single-Speed |  |  |  | 38200 | 2616 | 14.6 | 11.2 | 41400 | 2696 | 4.5 | 4.2 | Federally-Regulated Commercial & Industrial Equipment | 11/13/2015 |  | 02/23/2016
Trane U.S. Inc. | Trane | GERE0363 |  | Water-Source | WBAHP: Heat Pump Packaged Unit | Heat Pump | 208 | 3 |  |  |  | Single-Speed |  |  |  | 38200 | 2616 | 14.6 | 11.2 | 41400 | 2696 | 4.5 | 4.2 | Federally-Regulated Commercial & Industrial Equipment | 11/13/2015 |  | 02/23/2016
Trane U.S. Inc. | Trane | GERE0364 |  | Water-Source | WBAHP: Heat Pump Packaged Unit | Heat Pump | 460 | 3 |  |  |  | Single-Speed |  |  |  | 38200 | 2616 | 14.6 | 11.2 | 41400 | 2696 | 4.5 | 4.2 | Federally-Regulated Commercial & Industrial Equipment | 11/13/2015 |  | 02/23/2016
Trane U.S. Inc. | Trane | GERE0365 |  | Water-Source | WBAHP: Heat Pump Packaged Unit | Heat Pump | 575 | 3 |  |  |  | Single-Speed |  |  |  | 38200 | 2616 | 14.6 | 11.2 | 41400 | 2696 | 4.5 | 4.2 | Federally-Regulated Commercial & Industrial Equipment | 11/13/2015 |  | 02/23/2016
Trane U.S. Inc. | Trane | GERE0481 |  | Water-Source | WBAHP: Heat Pump Packaged Unit | Heat Pump | 208 | 1 |  |  |  | Single-Speed |  |  |  | 51500 | 3259 | 15.8 | 11.2 | 52700 | 3286 | 4.7 | 4.2 | Federally-Regulated Commercial & Industrial Equipment | 11/13/2015 |  | 02/23/2016
Trane U.S. Inc. | Trane | GERE0483 |  | Water-Source | WBAHP: Heat Pump Packaged Unit | Heat Pump | 208 | 3 |  |  |  | Single-Speed |  |  |  | 51500 | 3259 | 15.8 | 11.2 | 52700 | 3286 | 4.7 | 4.2 | Federally-Regulated Commercial & Industrial Equipment | 11/13/2015 |  | 02/23/2016
Trane U.S. Inc. | Trane | GERE0484 |  | Water-Source | WBAHP: Heat Pump Packaged Unit | Heat Pump | 460 | 3 |  |  |  | Single-Speed |  |  |  | 51500 | 3259 | 15.8 | 11.2 | 52700 | 3286 | 4.7 | 4.2 | Federally-Regulated Commercial & Industrial Equipment | 11/13/2015 |  | 02/23/2016
Trane U.S. Inc. | Trane | GERE0485 |  | Water-Source | WBAHP: Heat Pump Packaged Unit | Heat Pump | 575 | 3 |  |  |  | Single-Speed |  |  |  | 51500 | 3259 | 15.8 | 11.2 | 52700 | 3286 | 4.7 | 4.2 | Federally-Regulated Commercial & Industrial Equipment | 11/13/2015 |  | 02/23/2016
Trane U.S. Inc. | Trane | GERE0603 |  | Water-Source | WBAHP: Heat Pump Packaged Unit | Heat Pump | 208 | 3 |  |  |  | Single-Speed |  |  |  | 60900 | 4171 | 14.6 | 11.2 | 69500 | 4333 | 4.7 | 4.2 | Federally-Regulated Commercial & Industrial Equipment | 11/13/2015 |  | 02/23/2016
Trane U.S. Inc. | Trane | GERE0604 |  | Water-Source | WBAHP: Heat Pump Packaged Unit | Heat Pump | 460 | 3 |  |  |  | Single-Speed |  |  |  | 60900 | 4171 | 14.6 | 11.2 | 69500 | 4333 | 4.7 | 4.2 | Federally-Regulated Commercial & Industrial Equipment | 11/13/2015 |  | 02/23/2016
Trane U.S. Inc. | Trane | GERE0605 |  | Water-Source | WBAHP: Heat Pump Packaged Unit | Heat Pump | 575 | 3 |  |  |  | Single-Speed |  |  |  | 60900 | 4171 | 14.6 | 11.2 | 69500 | 4333 | 4.7 | 4.2 | Federally-Regulated Commercial & Industrial Equipment | 11/13/2015 |  | 02/23/2016
Trane U.S. Inc. | Trane | GERE0723 |  | Water-Source | WBAHP: Heat Pump Packaged Unit | Heat Pump | 208 | 3 |  |  |  | Single-Speed | 5020 | 990 |  | 75500 | 5510 | 13.7 | 12 | 85200 | 5806 | 4.3 | 4.2 | Federally-Regulated Commercial & Industrial Equipment | 11/13/2015 |  | 02/23/2016
Trane U.S. Inc. | Trane | GERE0724 |  | Water-Source | WBAHP: Heat Pump Packaged Unit | Heat Pump | 460 | 3 |  |  |  | Single-Speed | 5020 | 990 |  | 75500 | 5510 | 13.7 | 12 | 85200 | 5806 | 4.3 | 4.2 | Federally-Regulated Commercial & Industrial Equipment | 11/13/2015 |  | 02/23/2016
Trane U.S. Inc. | Trane | GERE0725 |  | Water-Source | WBAHP: Heat Pump Packaged Unit | Heat Pump | 575 | 3 |  |  |  | Single-Speed | 5020 | 990 |  | 75500 | 5510 | 13.7 | 12 | 85200 | 5806 | 4.3 | 4.2 | Federally-Regulated Commercial & Industrial Equipment | 11/13/2015 |  | 02/23/2016
Trane U.S. Inc. | Trane | GERE0903 |  | Water-Source | WBAHP: Heat Pump Packaged Unit | Heat Pump | 208 | 3 |  |  |  | Single-Speed | 6050 | 920 |  | 86600 | 6661 | 13 | 12 | 105400 | 7020 | 4.4 | 4.2 | Federally-Regulated Commercial & Industrial Equipment | 11/13/2015 |  | 02/23/2016
Trane U.S. Inc. | Trane | GERE0904 |  | Water-Source | WBAHP: Heat Pump Packaged Unit | Heat Pump | 460 | 3 |  |  |  | Single-Speed | 6050 | 920 |  | 86600 | 6661 | 13 | 12 | 105400 | 7020 | 4.4 | 4.2 | Federally-Regulated Commercial & Industrial Equipment | 11/13/2015 |  | 02/23/2016
Trane U.S. Inc. | Trane | GERE0905 |  | Water-Source | WBAHP: Heat Pump Packaged Unit | Heat Pump | 575 | 3 |  |  |  | Single-Speed | 6050 | 920 |  | 86600 | 6661 | 13 | 12 | 105400 | 7020 | 4.4 | 4.2 | Federally-Regulated Commercial & Industrial Equipment | 11/13/2015 |  | 02/23/2016
Trane U.S. Inc. | Trane | GETE009 |  | Water-Source | WBAHP-O: Heat Pump Packaged Un | Heat Pump | 208 | 1 |  |  |  | Single-Speed |  |  |  | 8200 | 640 | 12.8 | 11.2 | 10800 | 688 | 4.6 | 4.2 | Federally-Regulated Commercial & Industrial Equipment | 11/13/2015 |  | 02/23/2016
Trane U.S. Inc. | Trane | GETE0097 |  | Water-Source | WBAHP-O: Heat Pump Packaged Un | Heat Pump | 265 | 1 |  |  |  | Single-Speed |  |  |  | 8200 | 640 | 12.8 | 11.2 | 10800 | 688 | 4.6 | 4.2 | Federally-Regulated Commercial & Industrial Equipment | 11/13/2015 |  | 02/23/2016
Trane U.S. Inc. | Trane | GETE012 |  | Water-Source | WBAHP-O: Heat Pump Packaged Un | Heat Pump | 208 | 1 |  |  |  | Single-Speed |  |  |  | 11900 | 881 | 13.5 | 11.2 | 14100 | 898 | 4.6 | 4.2 | Federally-Regulated Commercial & Industrial Equipment | 11/13/2015 |  | 02/23/2016
Trane U.S. Inc. | Trane | GETE0127 |  | Water-Source | WBAHP-O: Heat Pump Packaged Un | Heat Pump | 265 | 1 |  |  |  | Single-Speed |  |  |  | 11900 | 881 | 13.5 | 11.2 | 14100 | 898 | 4.6 | 4.2 | Federally-Regulated Commercial & Industrial Equipment | 11/13/2015 |  | 02/23/2016
Trane U.S. Inc. | Trane | GETE015 |  | Water-Source | WBAHP-O: Heat Pump Packaged Un | Heat Pump | 208 | 1 |  |  |  | Single-Speed |  |  |  | 14700 | 1122 | 13.1 | 11.2 | 17700 | 1127 | 4.6 | 4.2 | Federally-Regulated Commercial & Industrial Equipment | 11/13/2015 |  | 02/23/2016
Trane U.S. Inc. | Trane | GETE0157 |  | Water-Source | WBAHP-O: Heat Pump Packaged Un | Heat Pump | 265 | 1 |  |  |  | Single-Speed |  |  |  | 14700 | 1122 | 13.1 | 11.2 | 17700 | 1127 | 4.6 | 4.2 | Federally-Regulated Commercial & Industrial Equipment | 11/13/2015 |  | 02/23/2016
Trane U.S. Inc. | Trane | GETE018 |  | Water-Source | WBAHP-O: Heat Pump Packaged Un | Heat Pump | 208 | 1 |  |  |  | Single-Speed |  |  |  | 18100 | 1392 | 13 | 11.2 | 22900 | 1491 | 4.5 | 4.2 | Federally-Regulated Commercial & Industrial Equipment | 11/13/2015 |  | 02/23/2016
Trane U.S. Inc. | Trane | GETE0187 |  | Water-Source | WBAHP-O: Heat Pump Packaged Un | Heat Pump | 265 | 1 |  |  |  | Single-Speed |  |  |  | 18100 | 1392 | 13 | 11.2 | 22900 | 1491 | 4.5 | 4.2 | Federally-Regulated Commercial & Industrial Equipment | 11/13/2015 |  | 02/23/2016
Trane U.S. Inc. | Trane | GETE024 |  | Water-Source | WBAHP-O: Heat Pump Packaged Un | Heat Pump | 208 | 1 |  |  |  | Single-Speed |  |  |  | 23300 | 1778 | 13.1 | 11.2 | 26600 | 1812 | 4.3 | 4.2 | Federally-Regulated Commercial & Industrial Equipment | 11/13/2015 |  | 02/23/2016
Trane U.S. Inc. | Trane | GETE0247 |  | Water-Source | WBAHP-O: Heat Pump Packaged Un | Heat Pump | 265 | 1 |  |  |  | Single-Speed |  |  |  | 23300 | 1778 | 13.1 | 11.2 | 26600 | 1812 | 4.3 | 4.2 | Federally-Regulated Commercial & Industrial Equipment | 11/13/2015 |  | 02/23/2016
Trane U.S. Inc. | Trane | GETE036 |  | Water-Source | WBAHP-O: Heat Pump Packaged Un | Heat Pump | 208 | 1 |  |  |  | Single-Speed |  |  |  | 33700 | 2592 | 13 | 11.2 | 41300 | 2814 | 4.3 | 4.2 | Federally-Regulated Commercial & Industrial Equipment | 11/13/2015 |  | 02/23/2016
Trane U.S. Inc. | Trane | GETE0367 |  | Water-Source | WBAHP-O: Heat Pump Packaged Un | Heat Pump | 265 | 1 |  |  |  | Single-Speed |  |  |  | 33700 | 2592 | 13 | 11.2 | 41300 | 2814 | 4.3 | 4.2 | Federally-Regulated Commercial & Industrial Equipment | 11/13/2015 |  | 02/23/2016
Trane U.S. Inc. | Trane | GEVE006 |  | Water-Source | WBAHP: Heat Pump Packaged Unit | Both Heat Pump and Electric Re | 208 | 1 |  |  |  | Single-Speed |  |  |  | 7600 | 593 | 12.8 | 11.2 | 9500 | 580 | 4.8 | 4.2 | Federally-Regulated Commercial & Industrial Equipment | 11/13/2015 |  | 02/23/2016
Trane U.S. Inc. | Trane | GEVE0060 |  | Water-Source | WBAHP: Heat Pump Packaged Unit | Heat Pump | 115 | 1 |  |  |  | Single-Speed |  |  |  | 7600 | 593 | 12.8 | 11.2 | 9500 | 580 | 4.8 | 4.2 | Federally-Regulated Commercial & Industrial Equipment | 11/13/2015 |  | 02/23/2016
Trane U.S. Inc. | Trane | GEVE0067 |  | Water-Source | WBAHP: Heat Pump Packaged Unit | Heat Pump | 265 | 1 |  |  |  | Single-Speed |  |  |  | 7600 | 593 | 12.8 | 11.2 | 9500 | 580 | 4.8 | 4.2 | Federally-Regulated Commercial & Industrial Equipment | 11/13/2015 |  | 02/23/2016
Trane U.S. Inc. | Trane | GEVE0090 |  | Water-Source | WBAHP: Heat Pump Packaged Unit | Heat Pump | 115 | 1 |  |  |  | Single-Speed |  |  |  | 8800 | 676 | 13 | 11.2 | 11300 | 649 | 5.1 | 4.2 | Federally-Regulated Commercial & Industrial Equipment | 11/13/2015 |  | 02/23/2016
Trane U.S. Inc. | Trane | GEVE0097 |  | Water-Source | WBAHP: Heat Pump Packaged Unit | Heat Pump | 265 | 1 |  |  |  | Single-Speed |  |  |  | 8800 | 676 | 13 | 11.2 | 11300 | 649 | 5.1 | 4.2 | Federally-Regulated Commercial & Industrial Equipment | 11/13/2015 |  | 02/23/2016
Trane U.S. Inc. | Trane | GEVE012 |  | Water-Source | WBAHP: Heat Pump Packaged Unit | Both Heat Pump and Electric Re | 208 | 1 |  |  |  | Single-Speed |  |  |  | 11600 | 828 | 14 | 11.2 | 14900 | 873 | 5 | 4.2 | Federally-Regulated Commercial & Industrial Equipment | 11/13/2015 |  | 02/23/2016
Trane U.S. Inc. | Trane | GEVE0120 |  | Water-Source | WBAHP: Heat Pump Packaged Unit | Heat Pump | 115 | 1 |  |  |  | Single-Speed |  |  |  | 11600 | 828 | 14 | 11.2 | 14900 | 873 | 5 | 4.2 | Federally-Regulated Commercial & Industrial Equipment | 11/13/2015 |  | 02/23/2016
Trane U.S. Inc. | Trane | GEVE0127 |  | Water-Source | WBAHP: Heat Pump Packaged Unit | Heat Pump | 265 | 1 |  |  |  | Single-Speed |  |  |  | 11600 | 828 | 14 | 11.2 | 14900 | 873 | 5 | 4.2 | Federally-Regulated Commercial & Industrial Equipment | 11/13/2015 |  | 02/23/2016
Trane U.S. Inc. | Trane | GEVE015 |  | Water-Source | WBAHP: Heat Pump Packaged Unit | Both Heat Pump and Electric Re | 208 | 1 |  |  |  | Single-Speed |  |  |  | 14400 | 1043 | 13.8 | 11.2 | 18300 | 1094 | 4.9 | 4.2 | Federally-Regulated Commercial & Industrial Equipment | 11/13/2015 |  | 02/23/2016
Trane U.S. Inc. | Trane | GEVE0157 |  | Water-Source | WBAHP: Heat Pump Packaged Unit | Heat Pump | 265 | 1 |  |  |  | Single-Speed |  |  |  | 14400 | 1043 | 13.8 | 11.2 | 18300 | 1094 | 4.9 | 4.2 | Federally-Regulated Commercial & Industrial Equipment | 11/13/2015 |  | 02/23/2016
Trane U.S. Inc. | Trane | GEVE018 |  | Water-Source | WBAHP: Heat Pump Packaged Unit | Both Heat Pump and Electric Re | 208 | 1 |  |  |  | Single-Speed |  |  |  | 17800 | 1358 | 13.1 | 11.2 | 22200 | 1355 | 4.8 | 4.2 | Federally-Regulated Commercial & Industrial Equipment | 11/13/2015 |  | 02/23/2016
Trane U.S. Inc. | Trane | GEVE0187 |  | Water-Source | WBAHP: Heat Pump Packaged Unit | Heat Pump | 265 | 1 |  |  |  | Single-Speed |  |  |  | 17800 | 1358 | 13.1 | 11.2 | 22200 | 1355 | 4.8 | 4.2 | Federally-Regulated Commercial & Industrial Equipment | 11/13/2015 |  | 02/23/2016
Trane U.S. Inc. | Trane | GEVE024 |  | Water-Source | WBAHP: Heat Pump Packaged Unit | Both Heat Pump and Electric Re | 208 | 1 |  |  |  | Single-Speed |  |  |  | 24700 | 1680 | 14.7 | 11.2 | 29500 | 1801 | 4.8 | 4.2 | Federally-Regulated Commercial & Industrial Equipment | 11/13/2015 |  | 02/23/2016
Trane U.S. Inc. | Trane | GEVE0243 |  | Water-Source | WBAHP: Heat Pump Packaged Unit | Heat Pump | 208 | 3 |  |  |  | Single-Speed |  |  |  | 24700 | 1680 | 14.7 | 11.2 | 29500 | 1801 | 4.8 | 4.2 | Federally-Regulated Commercial & Industrial Equipment | 11/13/2015 |  | 02/23/2016
Trane U.S. Inc. | Trane | GEVE0244 |  | Water-Source | WBAHP: Heat Pump Packaged Unit | Heat Pump | 460 | 3 |  |  |  | Single-Speed |  |  |  | 24700 | 1680 | 14.7 | 11.2 | 29500 | 1801 | 4.8 | 4.2 | Federally-Regulated Commercial & Industrial Equipment | 11/13/2015 |  | 02/23/2016
Trane U.S. Inc. | Trane | GEVE0247 |  | Water-Source | WBAHP: Heat Pump Packaged Unit | Heat Pump | 265 | 1 |  |  |  | Single-Speed |  |  |  | 24700 | 1680 | 14.7 | 11.2 | 29500 | 1801 | 4.8 | 4.2 | Federally-Regulated Commercial & Industrial Equipment | 11/13/2015 |  | 02/23/2016
Trane U.S. Inc. | Trane | GEVE030 |  | Water-Source | WBAHP: Heat Pump Packaged Unit | Both Heat Pump and Electric Re | 208 | 1 |  |  |  | Single-Speed |  |  |  | 28800 | 2000 | 14.4 | 11.2 | 34900 | 2087 | 4.9 | 4.2 | Federally-Regulated Commercial & Industrial Equipment | 11/13/2015 |  | 02/23/2016
Trane U.S. Inc. | Trane | GEVE0303 |  | Water-Source | WBAHP: Heat Pump Packaged Unit | Heat Pump | 208 | 3 |  |  |  | Single-Speed |  |  |  | 28800 | 2000 | 14.4 | 11.2 | 34900 | 2087 | 4.9 | 4.2 | Federally-Regulated Commercial & Industrial Equipment | 11/13/2015 |  | 02/23/2016
Trane U.S. Inc. | Trane | GEVE0304 |  | Water-Source | WBAHP: Heat Pump Packaged Unit | Heat Pump | 460 | 3 |  |  |  | Single-Speed |  |  |  | 28800 | 2000 | 14.4 | 11.2 | 34900 | 2087 | 4.9 | 4.2 | Federally-Regulated Commercial & Industrial Equipment | 11/13/2015 |  | 02/23/2016
Trane U.S. Inc. | Trane | GEVE0307 |  | Water-Source | WBAHP: Heat Pump Packaged Unit | Heat Pump | 265 | 1 |  |  |  | Single-Speed |  |  |  | 28800 | 2000 | 14.4 | 11.2 | 34900 | 2087 | 4.9 | 4.2 | Federally-Regulated Commercial & Industrial Equipment | 11/13/2015 |  | 02/23/2016
Trane U.S. Inc. | Trane | GEVE036 |  | Water-Source | WBAHP: Heat Pump Packaged Unit | Both Heat Pump and Electric Re | 208 | 1 |  |  |  | Single-Speed |  |  |  | 36300 | 2420 | 15 | 11.2 | 46200 | 2708 | 5 | 4.2 | Federally-Regulated Commercial & Industrial Equipment | 11/13/2015 |  | 02/23/2016
Trane U.S. Inc. | Trane | GEVE0363 |  | Water-Source | WBAHP: Heat Pump Packaged Unit | Heat Pump | 208 | 3 |  |  |  | Single-Speed |  |  |  | 36300 | 2420 | 15 | 11.2 | 46200 | 2708 | 5 | 4.2 | Federally-Regulated Commercial & Industrial Equipment | 11/13/2015 |  | 02/23/2016
Trane U.S. Inc. | Trane | GEVE0364 |  | Water-Source | WBAHP: Heat Pump Packaged Unit | Heat Pump | 460 | 3 |  |  |  | Single-Speed |  |  |  | 36300 | 2420 | 15 | 11.2 | 46200 | 2708 | 5 | 4.2 | Federally-Regulated Commercial & Industrial Equipment | 11/13/2015 |  | 02/23/2016
Trane U.S. Inc. | Trane | GEVE0367 |  | Water-Source | WBAHP: Heat Pump Packaged Unit | Heat Pump | 265 | 1 |  |  |  | Single-Speed |  |  |  | 36300 | 2420 | 15 | 11.2 | 46200 | 2708 | 5 | 4.2 | Federally-Regulated Commercial & Industrial Equipment | 11/13/2015 |  | 02/23/2016
Trane U.S. Inc. | Trane | GEVE042 |  | Water-Source | WBAHP: Heat Pump Packaged Unit | Both Heat Pump and Electric Re | 208 | 1 |  |  |  | Single-Speed |  |  |  | 41000 | 2949 | 13.9 | 11.2 | 51700 | 3223 | 4.7 | 4.2 | Federally-Regulated Commercial & Industrial Equipment | 11/13/2015 |  | 02/23/2016
Trane U.S. Inc. | Trane | GEVE0422 |  | Water-Source | WBAHP: Heat Pump Packaged Unit | Heat Pump | 208 | 1 |  |  |  | Single-Speed |  |  |  | 41000 | 2949 | 13.9 | 11.2 | 51700 | 3223 | 4.7 | 4.2 | Federally-Regulated Commercial & Industrial Equipment | 11/13/2015 |  | 02/23/2016
Trane U.S. Inc. | Trane | GEVE0423 |  | Water-Source | WBAHP: Heat Pump Packaged Unit | Heat Pump | 208 | 3 |  |  |  | Single-Speed |  |  |  | 41000 | 2949 | 13.9 | 11.2 | 51700 | 3223 | 4.7 | 4.2 | Federally-Regulated Commercial & Industrial Equipment | 11/13/2015 |  | 02/23/2016
Trane U.S. Inc. | Trane | GEVE0424 |  | Water-Source | WBAHP: Heat Pump Packaged Unit | Heat Pump | 460 | 3 |  |  |  | Single-Speed |  |  |  | 41000 | 2949 | 13.9 | 11.2 | 51700 | 3223 | 4.7 | 4.2 | Federally-Regulated Commercial & Industrial Equipment | 11/13/2015 |  | 02/23/2016
Trane U.S. Inc. | Trane | GEVE048 |  | Water-Source | WBAHP: Heat Pump Packaged Unit | Both Heat Pump and Electric Re | 208 | 1 |  |  |  | Single-Speed |  |  |  | 49500 | 3510 | 14.1 | 11.2 | 51400 | 3274 | 4.6 | 4.2 | Federally-Regulated Commercial & Industrial Equipment | 11/13/2015 |  | 02/23/2016
Trane U.S. Inc. | Trane | GEVE0483 |  | Water-Source | WBAHP: Heat Pump Packaged Unit | Heat Pump | 208 | 3 |  |  |  | Single-Speed |  |  |  | 49500 | 3510 | 14.1 | 11.2 | 51400 | 3274 | 4.6 | 4.2 | Federally-Regulated Commercial & Industrial Equipment | 11/13/2015 |  | 02/23/2016
Trane U.S. Inc. | Trane | GEVE0484 |  | Water-Source | WBAHP: Heat Pump Packaged Unit | Heat Pump | 460 | 3 |  |  |  | Single-Speed |  |  |  | 49500 | 3510 | 14.1 | 11.2 | 51400 | 3274 | 4.6 | 4.2 | Federally-Regulated Commercial & Industrial Equipment | 11/13/2015 |  | 02/23/2016
Trane U.S. Inc. | Trane | GEVE060 |  | Water-Source | WBAHP: Heat Pump Packaged Unit | Both Heat Pump and Electric Re | 208 | 1 |  |  |  | Single-Speed |  |  |  | 61600 | 4400 | 14 | 11.2 | 71700 | 4377 | 4.8 | 4.2 | Federally-Regulated Commercial & Industrial Equipment | 11/13/2015 |  | 02/23/2016
Trane U.S. Inc. | Trane | GEVE0603 |  | Water-Source | WBAHP: Heat Pump Packaged Unit | Heat Pump | 208 | 3 |  |  |  | Single-Speed |  |  |  | 61600 | 4400 | 14 | 11.2 | 71700 | 4377 | 4.8 | 4.2 | Federally-Regulated Commercial & Industrial Equipment | 11/13/2015 |  | 02/23/2016
Trane U.S. Inc. | Trane | GEVE0604 |  | Water-Source | WBAHP: Heat Pump Packaged Unit | Heat Pump | 460 | 3 |  |  |  | Single-Speed |  |  |  | 61600 | 4400 | 14 | 11.2 | 71700 | 4377 | 4.8 | 4.2 | Federally-Regulated Commercial & Industrial Equipment | 11/13/2015 |  | 02/23/2016
Trane U.S. Inc. | Trane | GEVE072 |  | Water-Source | WBAHP: Heat Pump Packaged Unit | Heat Pump | 208 | 3 |  |  |  | Single-Speed | 4500 | 1000 |  | 75600 | 4960 | 15.2 | 12 | 82800 | 5229 | 4.6 | 4.2 | Federally-Regulated Commercial & Industrial Equipment | 11/13/2015 |  | 02/23/2016
Trane U.S. Inc. | Trane | GEVE0721 |  | Water-Source | WBAHP: Heat Pump Packaged Unit | Heat Pump | 208 | 1 |  |  |  | Single-Speed | 4500 | 1000 |  | 75600 | 4960 | 15.2 | 12 | 82800 | 5229 | 4.6 | 4.2 | Federally-Regulated Commercial & Industrial Equipment | 11/13/2015 |  | 02/23/2016
Trane U.S. Inc. | Trane | GEVE0724 |  | Water-Source | WBAHP: Heat Pump Packaged Unit | Heat Pump | 460 | 3 |  |  |  | Single-Speed | 4500 | 1000 |  | 75600 | 4960 | 15.2 | 12 | 82800 | 5229 | 4.6 | 4.2 | Federally-Regulated Commercial & Industrial Equipment | 11/13/2015 |  | 02/23/2016
Trane U.S. Inc. | Trane | GEVE090 |  | Water-Source | WBAHP: Heat Pump Packaged Unit | Heat Pump | 208 | 3 |  |  |  | Single-Speed | 6100 | 1200 |  | 88800 | 5880 | 15.1 | 12 | 103600 | 6747 | 4.5 | 4.2 | Federally-Regulated Commercial & Industrial Equipment | 11/13/2015 |  | 02/23/2016
Trane U.S. Inc. | Trane | GEVE0904 |  | Water-Source | WBAHP: Heat Pump Packaged Unit | Heat Pump | 460 | 3 |  |  |  | Single-Speed | 6100 | 1200 |  | 88800 | 5880 | 15.1 | 12 | 103600 | 6747 | 4.5 | 4.2 | Federally-Regulated Commercial & Industrial Equipment | 11/13/2015 |  | 02/23/2016
Trane U.S. Inc. | Trane | GEVE120 |  | Water-Source | WBAHP: Heat Pump Packaged Unit | Heat Pump | 460 | 3 |  |  |  | Single-Speed | 6900 | 1600 |  | 118300 | 8136 | 14.5 | 12 | 134300 | 8746 | 4.5 | 4.2 | Federally-Regulated Commercial & Industrial Equipment | 11/13/2015 |  | 02/23/2016
Trane U.S. Inc. | Trane | GEVE1203 |  | Water-Source | WBAHP: Heat Pump Packaged Unit | Heat Pump | 208 | 3 |  |  |  | Single-Speed | 6900 | 1600 |  | 118300 | 8136 | 14.5 | 12 | 134300 | 8746 | 4.5 | 4.2 | Federally-Regulated Commercial & Industrial Equipment | 11/13/2015 |  | 02/23/2016
Trane U.S. Inc. | Trane | VSVE0241 |  | Water-Source | WBAHP: Heat Pump Packaged Unit | Heat Pump | 208 | 1 |  |  |  | Variable-Speed |  |  |  | 24600 | 1334 | 18.4 | 11.2 | 30300 | 1455 | 6.1 | 4.2 | Federally-Regulated Commercial & Industrial Equipment | 11/13/2015 |  | 02/23/2016
Trane U.S. Inc. | Trane | VSVE0244 |  | Water-Source | WBAHP: Heat Pump Packaged Unit | Heat Pump | 460 | 3 |  |  |  | Variable-Speed |  |  |  | 24600 | 1334 | 18.4 | 11.2 | 30300 | 1455 | 6.1 | 4.2 | Federally-Regulated Commercial & Industrial Equipment | 11/13/2015 |  | 02/23/2016
Trane U.S. Inc. | Trane | VSVE0331 |  | Water-Source | WBAHP: Heat Pump Packaged Unit | Heat Pump | 208 | 1 |  |  |  | Variable-Speed |  |  |  | 32900 | 2126 | 15.5 | 11.2 | 40400 | 2168 | 5.5 | 4.2 | Federally-Regulated Commercial & Industrial Equipment | 11/13/2015 |  | 02/23/2016
Trane U.S. Inc. | Trane | VSVE0334 |  | Water-Source | WBAHP: Heat Pump Packaged Unit | Heat Pump | 460 | 3 |  |  |  | Variable-Speed |  |  |  | 32900 | 2126 | 15.5 | 11.2 | 40400 | 2168 | 5.5 | 4.2 | Federally-Regulated Commercial & Industrial Equipment | 11/13/2015 |  | 02/23/2016
Trane U.S. Inc. | Trane | VSVE0421 |  | Water-Source | WBAHP: Heat Pump Packaged Unit | Heat Pump | 208 | 1 |  |  |  | Variable-Speed |  |  |  | 44100 | 2416 | 18.3 | 11.2 | 54700 | 2694 | 6 | 4.2 | Federally-Regulated Commercial & Industrial Equipment | 11/13/2015 |  | 02/23/2016
Trane U.S. Inc. | Trane | VSVE0424 |  | Water-Source | WBAHP: Heat Pump Packaged Unit | Heat Pump | 460 | 3 |  |  |  | Variable-Speed |  |  |  | 44100 | 2416 | 18.3 | 11.2 | 54700 | 2694 | 6 | 4.2 | Federally-Regulated Commercial & Industrial Equipment | 11/13/2015 |  | 02/23/2016
Trane U.S. Inc. | Trane | VSVE0501 |  | Water-Source | WBAHP: Heat Pump Packaged Unit | Heat Pump | 208 | 1 |  |  |  | Variable-Speed |  |  |  | 51200 | 3256 | 15.7 | 11.2 | 68800 | 3790 | 5.3 | 4.2 | Federally-Regulated Commercial & Industrial Equipment | 11/13/2015 |  | 02/23/2016
Trane U.S. Inc. | Trane | VSVE0504 |  | Water-Source | WBAHP: Heat Pump Packaged Unit | Heat Pump | 460 | 3 |  |  |  | Variable-Speed |  |  |  | 51200 | 3256 | 15.7 | 11.2 | 68800 | 3790 | 5.3 | 4.2 | Federally-Regulated Commercial & Industrial Equipment | 11/13/2015 |  | 02/23/2016
Trane U.S. Inc. | Trane | VSVE0601 |  | Water-Source | WBAHP: Heat Pump Packaged Unit | Heat Pump | 208 | 1 |  |  |  | Variable-Speed |  |  |  | 61800 | 3961 | 15.6 | 11.2 | 81200 | 4326 | 5.5 | 4.2 | Federally-Regulated Commercial & Industrial Equipment | 11/13/2015 |  | 02/23/2016
Trane U.S. Inc. | Trane | VSVE0604 |  | Water-Source | WBAHP: Heat Pump Packaged Unit | Heat Pump | 460 | 3 |  |  |  | Variable-Speed |  |  |  | 61800 | 3961 | 15.6 | 11.2 | 81200 | 4326 | 5.5 | 4.2 | Federally-Regulated Commercial & Industrial Equipment | 11/13/2015 |  | 02/23/2016
Bard Manufacturing Company, Inc. | Bard | GTC48S1-A | GTADP-4860-C | Ground-Source | WBAH-C: Heating Only Split Sys | Heat Pump | 208 | 1 | False |  |  | Dual-Speed | [7 empty] | 35000 | 2699 | 3.8 |  | Non Federally-Regulated | 06/09/2015 |  | 02/23/2016
Bard Manufacturing Company, Inc. | Bard | GTC48S1-A | GTADP-4860-C | Ground-Source | WBAH-C: Heating Only Split Sys | Heat Pump | 230 | 1 | False |  |  | Dual-Speed | [7 empty] | 35000 | 2699 | 3.8 |  | Non Federally-Regulated | 06/09/2015 |  | 02/23/2016
Bard Manufacturing Company, Inc. | Bard | GTC48S2-A | GTADP-4860-C | Ground-Source | WBAH-C: Heating Only Split Sys | Heat Pump | 208 | 1 | False |  |  | Dual-Speed | 0 | 0 | 0 |  |  |  |  | 35000 | 2699 | 3.8 |  | Non Federally-Regulated | 05/11/2015 |  | 02/23/2016
Bard Manufacturing Company, Inc. | Bard | GTC48S2-A | HE49948D210B2705AW | Ground-Source | WBAH-C: Heating Only Split Sys | Heat Pump | 230 | 1 | False |  |  | Dual-Speed | [7 empty] | 35000 | 2699 | 3.8 |  | Non Federally-Regulated | 06/19/2015 |  | 02/23/2016
Bard Manufacturing Company, Inc. | Bard | GV38S2AA |  | Ground-Source | WBAHP: Heat Pump Packaged Unit | Both Heat Pump and Electric Re | 208 | 1 |  |  |  | Dual-Speed |  |  |  | 37400 | 2213 | 16.9 | 13.4 | 28600 | 2328 | 3.6 | 3.1 | Non Federally-Regulated | 11/12/2015 |  | 02/23/2016
Bard Manufacturing Company, Inc. | Bard | GV38S2AA |  | Ground-Source | WBAHP: Heat Pump Packaged Unit | Both Heat Pump and Electric Re | 230 | 1 |  |  |  | Dual-Speed |  |  |  | 37400 | 2213 | 16.9 | 13.4 | 28600 | 2328 | 3.6 | 3.1 | Non Federally-Regulated | 11/12/2015 |  | 02/23/2016
Bard Manufacturing Company, Inc. | Bard | GV61S2AA |  | Ground-Source | WBAHP: Heat Pump Packaged Unit | Both Heat Pump and Electric Re | 208 | 1 |  |  |  | Dual-Speed |  |  |  | 60000 | 3726 | 16.1 | 13.4 | 46500 | 3893 | 3.5 | 3.1 | Non Federally-Regulated | 11/12/2015 |  | 02/23/2016
Bard Manufacturing Company, Inc. | Bard | GV61S2AA |  | Ground-Source | WBAHP: Heat Pump Packaged Unit | Both Heat Pump and Electric Re | 230 | 1 |  |  |  | Dual-Speed |  |  |  | 60000 | 3726 | 16.1 | 13.4 | 46500 | 3893 | 3.5 | 3.1 | Non Federally-Regulated | 11/12/2015 |  | 02/23/2016
Bard Manufacturing Company, Inc. | Bard | GV71S2AA |  | Ground-Source | WBAHP: Heat Pump Packaged Unit | Both Heat Pump and Electric Re | 208 | 1 |  |  |  | Dual-Speed | 208 | 208 |  | 69000 | 4600 | 15 | 13.4 | 54000 | 4521 | 3.5 | 3.1 | Non Federally-Regulated | 11/12/2015 |  | 02/23/2016
Bard Manufacturing Company, Inc. | Bard | GV71S2AA |  | Ground-Source | WBAHP: Heat Pump Packaged Unit | Both Heat Pump and Electric Re | 230 | 1 |  |  |  | Dual-Speed | 208 | 208 |  | 69000 | 4600 | 15 | 13.4 | 54000 | 4521 | 3.5 | 3.1 | Non Federally-Regulated | 11/12/2015 |  | 02/23/2016
Bard Manufacturing Company, Inc. | Bard | GTC48S1-A | GTADP-4860-C | Ground-Water-Source | WBAH-C: Heating Only Split Sys | Heat Pump | 208 | 1 | False |  |  | Dual-Speed | [7 empty] | 44000 | 2865 | 4.5 |  | Non Federally-Regulated | 06/09/2015 |  | 02/23/2016
Bard Manufacturing Company, Inc. | Bard | GTC48S1-A | GTADP-4860-C | Ground-Water-Source | WBAH-C: Heating Only Split Sys | Heat Pump | 230 | 1 | False |  |  | Dual-Speed | [7 empty] | 44000 | 2865 | 4.5 |  | Non Federally-Regulated | 06/09/2015 |  | 02/23/2016
Bard Manufacturing Company, Inc. | Bard | GTC48S2-A | GTADP-4860-C | Ground-Water-Source | WBAH-C: Heating Only Split Sys | Heat Pump | 208 | 1 | False |  |  | Dual-Speed | 0 | 0 | 0 |  |  |  |  | 43000 | 2831 | 4.5 |  | Non Federally-Regulated | 05/11/2015 |  | 02/23/2016
Bard Manufacturing Company, Inc. | Bard | GTC48S2-A | GTADP-4860-C | Ground-Water-Source | WBAH-C: Heating Only Split Sys | Heat Pump | 230 | 1 | False |  |  | Dual-Speed | 0 | 0 | 0 |  |  |  |  | 43000 | 2831 | 4.5 |  | Non Federally-Regulated | 05/11/2015 |  | 02/23/2016
Bard Manufacturing Company, Inc. | Bard | GV38S2AA |  | Ground-Water-Source | WBAHP: Heat Pump Packaged Unit | Both Heat Pump and Electric Re | 208 | 1 |  |  |  | Dual-Speed |  |  |  | 40500 | 1840 | 22 | 16.2 | 36800 | 2508 | 4.3 | 3.6 | Non Federally-Regulated | 11/12/2015 |  | 02/23/2016
Bard Manufacturing Company, Inc. | Bard | GV38S2AA |  | Ground-Water-Source | WBAHP: Heat Pump Packaged Unit | Both Heat Pump and Electric Re | 230 | 1 |  |  |  | Dual-Speed |  |  |  | 40500 | 1840 | 22 | 16.2 | 36800 | 2508 | 4.3 | 3.6 | Non Federally-Regulated | 11/12/2015 |  | 02/23/2016
Bard Manufacturing Company, Inc. | Bard | GV61S2AA |  | Ground-Water-Source | WBAHP: Heat Pump Packaged Unit | Both Heat Pump and Electric Re | 208 | 1 |  |  |  | Dual-Speed | 2882 | 369 |  | 65000 | 3170 | 20.5 | 16.2 | 58000 | 4145 | 4.1 | 3.6 | Non Federally-Regulated | 11/12/2015 |  | 02/23/2016
Bard Manufacturing Company, Inc. | Bard | GV61S2AA |  | Ground-Water-Source | WBAHP: Heat Pump Packaged Unit | Both Heat Pump and Electric Re | 230 | 1 |  |  |  | Dual-Speed | 2882 | 369 |  | 65000 | 3170 | 20.5 | 16.2 | 58000 | 4145 | 4.1 | 3.6 | Non Federally-Regulated | 11/12/2015 |  | 02/23/2016
Bard Manufacturing Company, Inc. | Bard | GV71S2AA |  | Ground-Water-Source | WBAHP: Heat Pump Packaged Unit | Both Heat Pump and Electric Re | 208 | 1 |  |  |  | Dual-Speed | 3555 | 506 |  | 74000 | 3894 | 19 | 16.2 | 66000 | 4717 | 4.1 | 3.6 | Non Federally-Regulated | 11/12/2015 |  | 02/23/2016
Bard Manufacturing Company, Inc. | Bard | GV71S2AA |  | Ground-Water-Source | WBAHP: Heat Pump Packaged Unit | Both Heat Pump and Electric Re | 230 | 1 |  |  |  | Dual-Speed | 3555 | 506 |  | 74000 | 3894 | 19 | 16.2 | 66000 | 4717 | 4.1 | 3.6 | Non Federally-Regulated | 11/12/2015 |  | 02/23/2016
Johnson Controls, Inc. | Johnson Controls | VPCS09*1****0 (ECM) |  | Water-Source | WBAHP: Heat Pump Packaged Unit | Heat Pump | 208 | 1 |  |  |  | Single-Speed |  |  |  | 9700 | 621 | 15.6 | 11.2 | 12800 | 721 | 5.2 | 4.2 | Federally-Regulated Commercial & Industrial Equipment | 11/13/2015 |  | 02/23/2016
Johnson Controls, Inc. | Johnson Controls | VPCS09*1****0 (ECM) |  | Water-Source | WBAHP: Heat Pump Packaged Unit | Heat Pump | 230 | 1 |  |  |  | Single-Speed |  |  |  | 9700 | 621 | 15.6 | 11.2 | 12800 | 721 | 5.2 | 4.2 | Federally-Regulated Commercial & Industrial Equipment | 11/13/2015 |  | 02/23/2016
Johnson Controls, Inc. | Johnson Controls | VPCS09*1****0 (ECM) |  | Ground-Water-Source | WBAHP: Heat Pump Packaged Unit | Heat Pump | 208 | 1 |  |  |  | Single-Speed |  |  |  | 11400 | 456 | 25 | 16.2 | 10300 | 686 | 4.4 | 3.6 | Non Federally-Regulated | 11/13/2015 |  | 02/23/2016
Johnson Controls, Inc. | Johnson Controls | VPCS09*1****0 (ECM) |  | Ground-Water-Source | WBAHP: Heat Pump Packaged Unit | Heat Pump | 230 | 1 |  |  |  | Single-Speed |  |  |  | 11400 | 456 | 25 | 16.2 | 10300 | 686 | 4.4 | 3.6 | Non Federally-Regulated | 11/13/2015 |  | 02/23/2016
Johnson Controls, Inc. | Johnson Controls | VPCS09*1****0 (ECM) |  | Ground-Source | WBAHP: Heat Pump Packaged Unit | Heat Pump | 208 | 1 |  |  |  | Single-Speed |  |  |  | 10000 | 571 | 17.5 | 13.4 | 7900 | 661 | 3.5 | 3.1 | Non Federally-Regulated | 11/13/2015 |  | 02/23/2016
Johnson Controls, Inc. | Johnson Controls | VPCS09*1****0 (ECM) |  | Ground-Source | WBAHP: Heat Pump Packaged Unit | Heat Pump | 230 | 1 |  |  |  | Single-Speed |  |  |  | 10000 | 571 | 17.5 | 13.4 | 7900 | 661 | 3.5 | 3.1 | Non Federally-Regulated | 11/13/2015 |  | 02/23/2016
Johnson Controls, Inc. | Johnson Controls | VPCS12*1****0 (ECM) |  | Water-Source | WBAHP: Heat Pump Packaged Unit | Heat Pump | 208 | 1 |  |  |  | Single-Speed |  |  |  | 11900 | 767 | 15.5 | 11.2 | 15000 | 879 | 5 | 4.2 | Federally-Regulated Commercial & Industrial Equipment | 11/13/2015 |  | 02/23/2016
Johnson Controls, Inc. | Johnson Controls | VPCS12*1****0 (ECM) |  | Water-Source | WBAHP: Heat Pump Packaged Unit | Heat Pump | 230 | 1 |  |  |  | Single-Speed |  |  |  | 11900 | 767 | 15.5 | 11.2 | 15000 | 879 | 5 | 4.2 | Federally-Regulated Commercial & Industrial Equipment | 11/13/2015 |  | 02/23/2016
Johnson Controls, Inc. | Johnson Controls | VPCS12*1****0 (ECM) |  | Ground-Water-Source | WBAHP: Heat Pump Packaged Unit | Heat Pump | 208 | 1 |  |  |  | Single-Speed |  |  |  | 13900 | 617 | 22.5 | 16.2 | 12200 | 831 | 4.3 | 3.6 | Non Federally-Regulated | 11/13/2015 |  | 02/23/2016
Johnson Controls, Inc. | Johnson Controls | VPCS12*1****0 (ECM) |  | Ground-Water-Source | WBAHP: Heat Pump Packaged Unit | Heat Pump | 230 | 1 |  |  |  | Single-Speed |  |  |  | 13900 | 617 | 22.5 | 16.2 | 12200 | 831 | 4.3 | 3.6 | Non Federally-Regulated | 11/13/2015 |  | 02/23/2016
Johnson Controls, Inc. | Johnson Controls | VPCS12*1****0 (ECM) |  | Ground-Source | WBAHP: Heat Pump Packaged Unit | Heat Pump | 208 | 1 |  |  |  | Single-Speed |  |  |  | 12400 | 708 | 17.5 | 13.4 | 9600 | 803 | 3.5 | 3.1 | Non Federally-Regulated | 11/13/2015 |  | 02/23/2016
Johnson Controls, Inc. | Johnson Controls | VPCS12*1****0 (ECM) |  | Ground-Source | WBAHP: Heat Pump Packaged Unit | Heat Pump | 230 | 1 |  |  |  | Single-Speed |  |  |  | 12400 | 708 | 17.5 | 13.4 | 9600 | 803 | 3.5 | 3.1 | Non Federally-Regulated | 11/13/2015 |  | 02/23/2016
Johnson Controls, Inc. | Johnson Controls | VPCS15*1****0 (ECM) |  | Water-Source | WBAHP: Heat Pump Packaged Unit | Heat Pump | 208 | 1 |  |  |  | Single-Speed |  |  |  | 14800 | 902 | 16.4 | 11.2 | 16900 | 971 | 5.1 | 4.2 | Federally-Regulated Commercial & Industrial Equipment | 11/13/2015 |  | 02/23/2016
Johnson Controls, Inc. | Johnson Controls | VPCS15*1****0 (ECM) |  | Water-Source | WBAHP: Heat Pump Packaged Unit | Heat Pump | 230 | 1 |  |  |  | Single-Speed |  |  |  | 14800 | 902 | 16.4 | 11.2 | 16900 | 971 | 5.1 | 4.2 | Federally-Regulated Commercial & Industrial Equipment | 11/13/2015 |  | 02/23/2016
Johnson Controls, Inc. | Johnson Controls | VPCS15*1****0 (ECM) |  | Ground-Water-Source | WBAHP: Heat Pump Packaged Unit | Heat Pump | 208 | 1 |  |  |  | Single-Speed |  |  |  | 17100 | 727 | 23.5 | 16.2 | 14000 | 891 | 4.6 | 3.6 | Non Federally-Regulated | 11/13/2015 |  | 02/23/2016
Johnson Controls, Inc. | Johnson Controls | VPCS15*1****0 (ECM) |  | Ground-Water-Source | WBAHP: Heat Pump Packaged Unit | Heat Pump | 230 | 1 |  |  |  | Single-Speed |  |  |  | 17100 | 727 | 23.5 | 16.2 | 14000 | 891 | 4.6 | 3.6 | Non Federally-Regulated | 11/13/2015 |  | 02/23/2016
Johnson Controls, Inc. | Johnson Controls | VPCS15*1****0 (ECM) |  | Ground-Source | WBAHP: Heat Pump Packaged Unit | Heat Pump | 208 | 1 |  |  |  | Single-Speed |  |  |  | 15500 | 837 | 18.5 | 13.4 | 10600 | 862 | 3.6 | 3.1 | Non Federally-Regulated | 11/13/2015 |  | 02/23/2016
Johnson Controls, Inc. | Johnson Controls | VPCS15*1****0 (ECM) |  | Ground-Source | WBAHP: Heat Pump Packaged Unit | Heat Pump | 230 | 1 |  |  |  | Single-Speed |  |  |  | 15400 | 832 | 18.5 | 13.4 | 10600 | 862 | 3.6 | 3.1 | Non Federally-Regulated | 11/13/2015 |  | 02/23/2016
Johnson Controls, Inc. | Johnson Controls | VPCS18*1****0 (ECM) |  | Water-Source | WBAHP: Heat Pump Packaged Unit | Heat Pump | 208 | 1 |  |  |  | Single-Speed |  |  |  | 18400 | 1150 | 16 | 11.2 | 21400 | 1119 | 5.6 | 4.2 | Federally-Regulated Commercial & Industrial Equipment | 11/13/2015 |  | 02/23/2016
Johnson Controls, Inc. | Johnson Controls | VPCS18*1****0 (ECM) |  | Water-Source | WBAHP: Heat Pump Packaged Unit | Heat Pump | 230 | 1 |  |  |  | Single-Speed |  |  |  | 18400 | 1150 | 16 | 11.2 | 21400 | 1119 | 5.6 | 4.2 | Federally-Regulated Commercial & Industrial Equipment | 11/13/2015 |  | 02/23/2016
Johnson Controls, Inc. | Johnson Controls | VPCS18*1****0 (ECM) |  | Ground-Water-Source | WBAHP: Heat Pump Packaged Unit | Heat Pump | 208 | 1 |  |  |  | Single-Speed |  |  |  | 21600 | 885 | 24.4 | 16.2 | 17800 | 1109 | 4.7 | 3.6 | Non Federally-Regulated | 11/13/2015 |  | 02/23/2016
Johnson Controls, Inc. | Johnson Controls | VPCS18*1****0 (ECM) |  | Ground-Water-Source | WBAHP: Heat Pump Packaged Unit | Heat Pump | 230 | 1 |  |  |  | Single-Speed |  |  |  | 21600 | 885 | 24.4 | 16.2 | 17800 | 1109 | 4.7 | 3.6 | Non Federally-Regulated | 11/13/2015 |  | 02/23/2016
Johnson Controls, Inc. | Johnson Controls | VPCS18*1****0 (ECM) |  | Ground-Source | WBAHP: Heat Pump Packaged Unit | Heat Pump | 208 | 1 |  |  |  | Single-Speed |  |  |  | 19000 | 1055 | 18 | 13.4 | 13700 | 1085 | 3.7 | 3.1 | Non Federally-Regulated | 11/13/2015 |  | 02/23/2016
Johnson Controls, Inc. | Johnson Controls | VPCS18*1****0 (ECM) |  | Ground-Source | WBAHP: Heat Pump Packaged Unit | Heat Pump | 230 | 1 |  |  |  | Single-Speed |  |  |  | 19000 | 1055 | 18 | 13.4 | 13700 | 1085 | 3.7 | 3.1 | Non Federally-Regulated | 11/13/2015 |  | 02/23/2016
Johnson Controls, Inc. | ENVIRO-TEC | VPCS18*1****0 (ECM) |  | Water-Source | WBAHP: Heat Pump Packaged Unit | Heat Pump | 208 | 1 |  |  |  | Single-Speed |  |  |  | 18400 | 1150 | 16 | 11.2 | 21400 | 1119 | 5.6 | 4.2 | Federally-Regulated Commercial & Industrial Equipment | 11/13/2015 |  | 02/23/2016
Johnson Controls, Inc. | ENVIRO-TEC | VPCS18*1****0 (ECM) |  | Water-Source | WBAHP: Heat Pump Packaged Unit | Heat Pump | 230 | 1 |  |  |  | Single-Speed |  |  |  | 18400 | 1150 | 16 | 11.2 | 21400 | 1119 | 5.6 | 4.2 | Federally-Regulated Commercial & Industrial Equipment | 11/13/2015 |  | 02/23/2016
Johnson Controls, Inc. | ENVIRO-TEC | VPCS18*1****0 (ECM) |  | Ground-Water-Source | WBAHP: Heat Pump Packaged Unit | Heat Pump | 208 | 1 |  |  |  | Single-Speed |  |  |  | 21600 | 885 | 24.4 | 16.2 | 17800 | 1109 | 4.7 | 3.6 | Non Federally-Regulated | 11/13/2015 |  | 02/23/2016
Johnson Controls, Inc. | ENVIRO-TEC | VPCS18*1****0 (ECM) |  | Ground-Water-Source | WBAHP: Heat Pump Packaged Unit | Heat Pump | 230 | 1 |  |  |  | Single-Speed |  |  |  | 21600 | 885 | 24.4 | 16.2 | 17800 | 1109 | 4.7 | 3.6 | Non Federally-Regulated | 11/13/2015 |  | 02/23/2016
Johnson Controls, Inc. | ENVIRO-TEC | VPCS18*1****0 (ECM) |  | Ground-Source | WBAHP: Heat Pump Packaged Unit | Heat Pump | 208 | 1 |  |  |  | Single-Speed |  |  |  | 19000 | 1055 | 18 | 13.4 | 13700 | 1085 | 3.7 | 3.1 | Non Federally-Regulated | 11/13/2015 |  | 02/23/2016
Johnson Controls, Inc. | ENVIRO-TEC | VPCS18*1****0 (ECM) |  | Ground-Source | WBAHP: Heat Pump Packaged Unit | Heat Pump | 230 | 1 |  |  |  | Single-Speed |  |  |  | 19000 | 1055 | 18 | 13.4 | 13700 | 1085 | 3.7 | 3.1 | Non Federally-Regulated | 11/13/2015 |  | 02/23/2016
Johnson Controls, Inc. | Skymark | VPCS18*1****0 (ECM) |  | Water-Source | WBAHP: Heat Pump Packaged Unit | Heat Pump | 208 | 1 |  |  |  | Single-Speed |  |  |  | 18400 | 1150 | 16 | 11.2 | 21400 | 1119 | 5.6 | 4.2 | Federally-Regulated Commercial & Industrial Equipment | 11/13/2015 |  | 02/23/2016
Johnson Controls, Inc. | Skymark | VPCS18*1****0 (ECM) |  | Water-Source | WBAHP: Heat Pump Packaged Unit | Heat Pump | 230 | 1 |  |  |  | Single-Speed |  |  |  | 18400 | 1150 | 16 | 11.2 | 21400 | 1119 | 5.6 | 4.2 | Federally-Regulated Commercial & Industrial Equipment | 11/13/2015 |  | 02/23/2016
Johnson Controls, Inc. | Skymark | VPCS18*1****0 (ECM) |  | Ground-Water-Source | WBAHP: Heat Pump Packaged Unit | Heat Pump | 208 | 1 |  |  |  | Single-Speed |  |  |  | 21600 | 885 | 24.4 | 16.2 | 17800 | 1109 | 4.7 | 3.6 | Non Federally-Regulated | 11/13/2015 |  | 02/23/2016
Johnson Controls, Inc. | Skymark | VPCS18*1****0 (ECM) |  | Ground-Water-Source | WBAHP: Heat Pump Packaged Unit | Heat Pump | 230 | 1 |  |  |  | Single-Speed |  |  |  | 21600 | 885 | 24.4 | 16.2 | 17800 | 1109 | 4.7 | 3.6 | Non Federally-Regulated | 11/13/2015 |  | 02/23/2016
Johnson Controls, Inc. | Skymark | VPCS18*1****0 (ECM) |  | Ground-Source | WBAHP: Heat Pump Packaged Unit | Heat Pump | 208 | 1 |  |  |  | Single-Speed |  |  |  | 19000 | 1055 | 18 | 13.4 | 13700 | 1085 | 3.7 | 3.1 | Non Federally-Regulated | 11/13/2015 |  | 02/23/2016
Johnson Controls, Inc. | Skymark | VPCS18*1****0 (ECM) |  | Ground-Source | WBAHP: Heat Pump Packaged Unit | Heat Pump | 230 | 1 |  |  |  | Single-Speed |  |  |  | 19000 | 1055 | 18 | 13.4 | 13700 | 1085 | 3.7 | 3.1 | Non Federally-Regulated | 11/13/2015 |  | 02/23/2016
Johnson Controls, Inc. | Johnson Controls | VPCS24*1****0 (ECM) |  | Water-Source | WBAC: Cooling Only Packaged Un | Heat Pump | 208 | 1 |  |  |  | Single-Speed |  |  |  | 24300 | 1518 | 16 | 12 |  |  |  |  | Federally-Regulated Commercial & Industrial Equipment | 11/13/2015 |  | 02/23/2016
Johnson Controls, Inc. | Johnson Controls | VPCS24*1****0 (ECM) |  | Water-Source | WBAC: Cooling Only Packaged Un | Heat Pump | 230 | 1 |  |  |  | Single-Speed |  |  |  | 24300 | 1518 | 16 | 12 |  |  |  |  | Federally-Regulated Commercial & Industrial Equipment | 11/13/2015 |  | 02/23/2016
Johnson Controls, Inc. | Johnson Controls | VPCS24*1****0 (ECM) |  | Ground-Water-Source | WBAC: Cooling Only Packaged Un | Heat Pump | 208 | 1 |  |  |  | Single-Speed |  |  |  | 27000 | 1088 | 24.8 | 16.2 |  |  |  |  | Non Federally-Regulated | 11/13/2015 |  | 02/23/2016
Johnson Controls, Inc. | Johnson Controls | VPCS24*1****0 (ECM) |  | Ground-Water-Source | WBAC: Cooling Only Packaged Un | Heat Pump | 230 | 1 |  |  |  | Single-Speed |  |  |  | 27000 | 1088 | 24.8 | 16.2 |  |  |  |  | Non Federally-Regulated | 11/13/2015 |  | 02/23/2016
Johnson Controls, Inc. | Johnson Controls | VPCS24*1****0 (ECM) |  | Ground-Source | WBAC: Cooling Only Packaged Un | Heat Pump | 208 | 1 |  |  |  | Single-Speed |  |  |  | 25300 | 1367 | 18.5 | 13.4 |  |  |  |  | Non Federally-Regulated | 11/13/2015 |  | 02/23/2016
Johnson Controls, Inc. | Johnson Controls | VPCS24*1****0 (ECM) |  | Ground-Source | WBAC: Cooling Only Packaged Un | Heat Pump | 230 | 1 |  |  |  | Single-Speed |  |  |  | 25300 | 1367 | 18.5 | 13.4 |  |  |  |  | Non Federally-Regulated | 11/13/2015 |  | 02/23/2016
Johnson Controls, Inc. | Johnson Controls | VPCS30*1****0 (ECM) |  | Water-Source | WBAHP: Heat Pump Packaged Unit | Heat Pump | 208 | 1 |  |  |  | Single-Speed |  |  |  | 30100 | 1813 | 16.6 | 11.2 | 34000 | 1811 | 5.5 | 4.2 | Federally-Regulated Commercial & Industrial Equipment | 11/13/2015 |  | 02/23/2016
Johnson Controls, Inc. | Johnson Controls | VPCS30*1****0 (ECM) |  | Water-Source | WBAHP: Heat Pump Packaged Unit | Heat Pump | 230 | 1 |  |  |  | Single-Speed |  |  |  | 30100 | 1813 | 16.6 | 11.2 | 34000 | 1811 | 5.5 | 4.2 | Federally-Regulated Commercial & Industrial Equipment | 11/13/2015 |  | 02/23/2016
Johnson Controls, Inc. | Johnson Controls | VPCS30*1****0 (ECM) |  | Ground-Water-Source | WBAHP: Heat Pump Packaged Unit | Heat Pump | 208 | 1 |  |  |  | Single-Speed |  |  |  | 34200 | 1401 | 24.4 | 16.2 | 27900 | 1703 | 4.8 | 3.6 | Non Federally-Regulated | 11/13/2015 |  | 02/23/2016
Johnson Controls, Inc. | Johnson Controls | VPCS30*1****0 (ECM) |  | Ground-Water-Source | WBAHP: Heat Pump Packaged Unit | Heat Pump | 230 | 1 |  |  |  | Single-Speed |  |  |  | 34200 | 1401 | 24.4 | 16.2 | 27900 | 1703 | 4.8 | 3.6 | Non Federally-Regulated | 11/13/2015 |  | 02/23/2016
Johnson Controls, Inc. | Johnson Controls | VPCS30*1****0 (ECM) |  | Ground-Source | WBAHP: Heat Pump Packaged Unit | Heat Pump | 208 | 1 |  |  |  | Single-Speed |  |  |  | 31300 | 1691 | 18.5 | 13.4 | 21800 | 1681 | 3.8 | 3.1 | Non Federally-Regulated | 11/13/2015 |  | 02/23/2016
Johnson Controls, Inc. | Johnson Controls | VPCS30*1****0 (ECM) |  | Ground-Source | WBAHP: Heat Pump Packaged Unit | Heat Pump | 230 | 1 |  |  |  | Single-Speed |  |  |  | 31300 | 1691 | 18.5 | 13.4 | 21800 | 1681 | 3.8 | 3.1 | Non Federally-Regulated | 11/13/2015 |  | 02/23/2016
Johnson Controls, Inc. | Johnson Controls | VPCS36*1****0 (ECM) |  | Water-Source | WBAHP: Heat Pump Packaged Unit | Heat Pump | 208 | 1 |  |  |  | Single-Speed |  |  |  | 36300 | 2372 | 15.3 | 11.2 | 44000 | 2528 | 5.1 | 4.2 | Federally-Regulated Commercial & Industrial Equipment | 11/13/2015 |  | 02/23/2016
Johnson Controls, Inc. | Johnson Controls | VPCS36*1****0 (ECM) |  | Water-Source | WBAHP: Heat Pump Packaged Unit | Heat Pump | 230 | 1 |  |  |  | Single-Speed |  |  |  | 36300 | 2372 | 15.3 | 11.2 | 44000 | 2528 | 5.1 | 4.2 | Federally-Regulated Commercial & Industrial Equipment | 11/13/2015 |  | 02/23/2016
Johnson Controls, Inc. | Johnson Controls | VPCS36*1****0 (ECM) |  | Ground-Water-Source | WBAHP: Heat Pump Packaged Unit | Heat Pump | 208 | 1 |  |  |  | Single-Speed |  |  |  | 40800 | 1758 | 23.2 | 16.2 | 35900 | 2391 | 4.4 | 3.6 | Non Federally-Regulated | 11/13/2015 |  | 02/23/2016
Johnson Controls, Inc. | Johnson Controls | VPCS36*1****0 (ECM) |  | Ground-Water-Source | WBAHP: Heat Pump Packaged Unit | Heat Pump | 230 | 1 |  |  |  | Single-Speed |  |  |  | 40800 | 1758 | 23.2 | 16.2 | 35900 | 2391 | 4.4 | 3.6 | Non Federally-Regulated | 11/13/2015 |  | 02/23/2016
Johnson Controls, Inc. | Johnson Controls | VPCS36*1****0 (ECM) |  | Ground-Source | WBAHP: Heat Pump Packaged Unit | Heat Pump | 208 | 1 |  |  |  | Single-Speed |  |  |  | 37400 | 2200 | 17 | 13.4 | 27800 | 2263 | 3.6 | 3.1 | Non Federally-Regulated | 11/13/2015 |  | 02/23/2016
Johnson Controls, Inc. | Johnson Controls | VPCS36*1****0 (ECM) |  | Ground-Source | WBAHP: Heat Pump Packaged Unit | Heat Pump | 230 | 1 |  |  |  | Single-Speed |  |  |  | 37400 | 2200 | 17 | 13.4 | 27800 | 2263 | 3.6 | 3.1 | Non Federally-Regulated | 11/13/2015 |  | 02/23/2016
Johnson Controls, Inc. | Johnson Controls | VSCS09*6****0 |  | Water-Source | WBAHP: Heat Pump Packaged Unit | Heat Pump | 265 | 1 |  |  |  | Single-Speed |  |  |  | 8900 | 684 | 13 | 11.2 | 11800 | 735 | 4.7 | 4.2 | Federally-Regulated Commercial & Industrial Equipment | 11/13/2015 |  | 02/23/2016
Johnson Controls, Inc. | Johnson Controls | VSCS09*6****0 |  | Ground-Water-Source | WBAHP: Heat Pump Packaged Unit | Heat Pump | 265 | 1 |  |  |  | Single-Speed |  |  |  | 10100 | 517 | 19.5 | 16.2 | 9300 | 698 | 3.9 | 3.6 | Non Federally-Regulated | 11/13/2015 |  | 02/23/2016
Johnson Controls, Inc. | Johnson Controls | VSCS09*6****0 |  | Ground-Source | WBAHP: Heat Pump Packaged Unit | Heat Pump | 265 | 1 |  |  |  | Single-Speed |  |  |  | 9300 | 654 | 14.2 | 13.4 | 7000 | 661 | 3.1 | 3.1 | Non Federally-Regulated | 11/13/2015 |  | 02/23/2016
Johnson Controls, Inc. | ENVIRO-TEC | VSCS09*6****0 |  | Water-Source | WBAHP: Heat Pump Packaged Unit | Heat Pump | 265 | 1 |  |  |  | Single-Speed |  |  |  | 8900 | 684 | 13 | 11.2 | 11800 | 735 | 4.7 | 4.2 | Federally-Regulated Commercial & Industrial Equipment | 11/13/2015 |  | 02/23/2016
Johnson Controls, Inc. | ENVIRO-TEC | VSCS09*6****0 |  | Ground-Water-Source | WBAHP: Heat Pump Packaged Unit | Heat Pump | 265 | 1 |  |  |  | Single-Speed |  |  |  | 10100 | 517 | 19.5 | 16.2 | 9300 | 698 | 3.9 | 3.6 | Non Federally-Regulated | 11/13/2015 |  | 02/23/2016
Johnson Controls, Inc. | ENVIRO-TEC | VSCS09*6****0 |  | Ground-Source | WBAHP: Heat Pump Packaged Unit | Heat Pump | 265 | 1 |  |  |  | Single-Speed |  |  |  | 9300 | 654 | 14.2 | 13.4 | 7000 | 661 | 3.1 | 3.1 | Non Federally-Regulated | 11/13/2015 |  | 02/23/2016
Johnson Controls, Inc. | Skymark | VSCS09*6****0 |  | Water-Source | WBAHP: Heat Pump Packaged Unit | Heat Pump | 265 | 1 |  |  |  | Single-Speed |  |  |  | 8900 | 684 | 13 | 11.2 | 11800 | 735 | 4.7 | 4.2 | Federally-Regulated Commercial & Industrial Equipment | 11/13/2015 |  | 02/23/2016
Johnson Controls, Inc. | Skymark | VSCS09*6****0 |  | Ground-Water-Source | WBAHP: Heat Pump Packaged Unit | Heat Pump | 265 | 1 |  |  |  | Single-Speed |  |  |  | 10100 | 517 | 19.5 | 16.2 | 9300 | 698 | 3.9 | 3.6 | Non Federally-Regulated | 11/13/2015 |  | 02/23/2016
Johnson Controls, Inc. | Skymark | VSCS09*6****0 |  | Ground-Source | WBAHP: Heat Pump Packaged Unit | Heat Pump | 265 | 1 |  |  |  | Single-Speed |  |  |  | 9300 | 654 | 14.2 | 13.4 | 7000 | 661 | 3.1 | 3.1 | Non Federally-Regulated | 11/13/2015 |  | 02/23/2016
Enertech Global, LLC | GEOCOMFORT | GYT024 |  | Ground-Water-Source | WBAHP: Heat Pump Packaged Unit | Heat Pump | 208 | 1 |  |  |  | Single-Speed |  |  |  | 29200 | 1136 | 25.7 | 16.2 | 23400 | 1293 | 5.3 | 3.6 | Non Federally-Regulated | 11/12/2015 |  | 02/23/2016
Enertech Global, LLC | GEOCOMFORT | GYT024 |  | Ground-Water-Source | WBAHP: Heat Pump Packaged Unit | Heat Pump | 230 | 1 |  |  |  | Single-Speed |  |  |  | 29200 | 1136 | 25.7 | 16.2 | 23400 | 1293 | 5.3 | 3.6 | Non Federally-Regulated | 11/12/2015 |  | 02/23/2016
Enertech Global, LLC | GEOCOMFORT | GYT024 |  | Ground-Source | WBAHP: Heat Pump Packaged Unit | Heat Pump | 208 | 1 |  |  |  | Single-Speed |  |  |  | 27100 | 1361 | 19.9 | 13.4 | 19000 | 1294 | 4.3 | 3.1 | Non Federally-Regulated | 11/12/2015 |  | 02/23/2016
Enertech Global, LLC | GEOCOMFORT | GYT024 |  | Ground-Source | WBAHP: Heat Pump Packaged Unit | Heat Pump | 230 | 1 |  |  |  | Single-Speed |  |  |  | 27100 | 1361 | 19.9 | 13.4 | 19000 | 1294 | 4.3 | 3.1 | Non Federally-Regulated | 11/12/2015 |  | 02/23/2016
Enertech Global, LLC | Hydron Module | HYT024 |  | Ground-Water-Source | WBAHP: Heat Pump Packaged Unit | Heat Pump | 208 | 1 |  |  |  | Single-Speed |  |  |  | 29200 | 1136 | 25.7 | 16.2 | 23400 | 1293 | 5.3 | 3.6 | Non Federally-Regulated | 11/13/2015 |  | 02/23/2016
Enertech Global, LLC | Hydron Module | HYT024 |  | Ground-Water-Source | WBAHP: Heat Pump Packaged Unit | Heat Pump | 230 | 1 |  |  |  | Single-Speed |  |  |  | 29200 | 1136 | 25.7 | 16.2 | 23400 | 1293 | 5.3 | 3.6 | Non Federally-Regulated | 11/13/2015 |  | 02/23/2016
Enertech Global, LLC | Hydron Module | HYT024 |  | Ground-Source | WBAHP: Heat Pump Packaged Unit | Heat Pump | 208 | 1 |  |  |  | Single-Speed |  |  |  | 27100 | 1361 | 19.9 | 13.4 | 19000 | 1294 | 4.3 | 3.1 | Non Federally-Regulated | 11/13/2015 |  | 02/23/2016
Enertech Global, LLC | Hydron Module | HYT024 |  | Ground-Source | WBAHP: Heat Pump Packaged Unit | Heat Pump | 230 | 1 |  |  |  | Single-Speed |  |  |  | 27100 | 1361 | 19.9 | 13.4 | 19000 | 1294 | 4.3 | 3.1 | Non Federally-Regulated | 11/13/2015 |  | 02/23/2016
Enertech Global, LLC | Tetco | TYT024 |  | Ground-Water-Source | WBAHP: Heat Pump Packaged Unit | Heat Pump | 208 | 1 |  |  |  | Single-Speed |  |  |  | 29200 | 1136 | 25.7 | 16.2 | 23400 | 1293 | 5.3 | 3.6 | Non Federally-Regulated | 11/13/2015 |  | 02/23/2016
Enertech Global, LLC | Tetco | TYT024 |  | Ground-Water-Source | WBAHP: Heat Pump Packaged Unit | Heat Pump | 230 | 1 |  |  |  | Single-Speed |  |  |  | 29200 | 1136 | 25.7 | 16.2 | 23400 | 1293 | 5.3 | 3.6 | Non Federally-Regulated | 11/13/2015 |  | 02/23/2016
Enertech Global, LLC | Tetco | TYT024 |  | Ground-Source | WBAHP: Heat Pump Packaged Unit | Heat Pump | 208 | 1 |  |  |  | Single-Speed |  |  |  | 27100 | 1361 | 19.9 | 13.4 | 19000 | 1294 | 4.3 | 3.1 | Non Federally-Regulated | 11/13/2015 |  | 02/23/2016
Enertech Global, LLC | Tetco | TYT024 |  | Ground-Source | WBAHP: Heat Pump Packaged Unit | Heat Pump | 230 | 1 |  |  |  | Single-Speed |  |  |  | 27100 | 1361 | 19.9 | 13.4 | 19000 | 1294 | 4.3 | 3.1 | Non Federally-Regulated | 11/13/2015 |  | 02/23/2016
Enertech Global, LLC | GEOCOMFORT | GYT024*2 |  | Ground-Water-Source | WBAHP: Heat Pump Packaged Unit | Heat Pump | 208 | 3 |  |  |  | Single-Speed |  |  |  | 29200 | 1136 | 25.7 | 16.2 | 23400 | 1293 | 5.3 | 3.6 | Non Federally-Regulated | 11/12/2015 |  | 02/23/2016
Enertech Global, LLC | GEOCOMFORT | GYT024*2 |  | Ground-Water-Source | WBAHP: Heat Pump Packaged Unit | Heat Pump | 230 | 3 |  |  |  | Single-Speed |  |  |  | 29200 | 1136 | 25.7 | 16.2 | 23400 | 1293 | 5.3 | 3.6 | Non Federally-Regulated | 11/12/2015 |  | 02/23/2016
Enertech Global, LLC | GEOCOMFORT | GYT024*2 |  | Ground-Source | WBAHP: Heat Pump Packaged Unit | Heat Pump | 208 | 3 |  |  |  | Single-Speed |  |  |  | 27100 | 1361 | 19.9 | 13.4 | 19000 | 1294 | 4.3 | 3.1 | Non Federally-Regulated | 11/12/2015 |  | 02/23/2016
Enertech Global, LLC | GEOCOMFORT | GYT024*2 |  | Ground-Source | WBAHP: Heat Pump Packaged Unit | Heat Pump | 230 | 3 |  |  |  | Single-Speed |  |  |  | 27100 | 1361 | 19.9 | 13.4 | 19000 | 1294 | 4.3 | 3.1 | Non Federally-Regulated | 11/12/2015 |  | 02/23/2016
Enertech Global, LLC | Hydron Module | HYT024*2 |  | Ground-Water-Source | WBAHP: Heat Pump Packaged Unit | Heat Pump | 208 | 3 |  |  |  | Single-Speed |  |  |  | 29200 | 1136 | 25.7 | 16.2 | 23400 | 1293 | 5.3 | 3.6 | Non Federally-Regulated | 11/13/2015 |  | 02/23/2016
Enertech Global, LLC | Hydron Module | HYT024*2 |  | Ground-Water-Source | WBAHP: Heat Pump Packaged Unit | Heat Pump | 230 | 3 |  |  |  | Single-Speed |  |  |  | 29200 | 1136 | 25.7 | 16.2 | 23400 | 1293 | 5.3 | 3.6 | Non Federally-Regulated | 11/13/2015 |  | 02/23/2016
Enertech Global, LLC | Hydron Module | HYT024*2 |  | Ground-Source | WBAHP: Heat Pump Packaged Unit | Heat Pump | 208 | 3 |  |  |  | Single-Speed |  |  |  | 27100 | 1361 | 19.9 | 13.4 | 19000 | 1294 | 4.3 | 3.1 | Non Federally-Regulated | 11/13/2015 |  | 02/23/2016
Enertech Global, LLC | Hydron Module | HYT024*2 |  | Ground-Source | WBAHP: Heat Pump Packaged Unit | Heat Pump | 230 | 3 |  |  |  | Single-Speed |  |  |  | 27100 | 1361 | 19.9 | 13.4 | 19000 | 1294 | 4.3 | 3.1 | Non Federally-Regulated | 11/13/2015 |  | 02/23/2016
Enertech Global, LLC | Tetco | TYT024*2 |  | Ground-Water-Source | WBAHP: Heat Pump Packaged Unit | Heat Pump | 208 | 3 |  |  |  | Single-Speed |  |  |  | 29200 | 1136 | 25.7 | 16.2 | 23400 | 1293 | 5.3 | 3.6 | Non Federally-Regulated | 11/13/2015 |  | 02/23/2016
Enertech Global, LLC | Tetco | TYT024*2 |  | Ground-Water-Source | WBAHP: Heat Pump Packaged Unit | Heat Pump | 230 | 3 |  |  |  | Single-Speed |  |  |  | 29200 | 1136 | 25.7 | 16.2 | 23400 | 1293 | 5.3 | 3.6 | Non Federally-Regulated | 11/13/2015 |  | 02/23/2016
Enertech Global, LLC | Tetco | TYT024*2 |  | Ground-Source | WBAHP: Heat Pump Packaged Unit | Heat Pump | 208 | 3 |  |  |  | Single-Speed |  |  |  | 27100 | 1361 | 19.9 | 13.4 | 19000 | 1294 | 4.3 | 3.1 | Non Federally-Regulated | 11/13/2015 |  | 02/23/2016
Enertech Global, LLC | Tetco | TYT024*2 |  | Ground-Source | WBAHP: Heat Pump Packaged Unit | Heat Pump | 230 | 3 |  |  |  | Single-Speed |  |  |  | 27100 | 1361 | 19.9 | 13.4 | 19000 | 1294 | 4.3 | 3.1 | Non Federally-Regulated | 11/13/2015 |  | 02/23/2016
Enertech Global, LLC | GEOCOMFORT | GYT024*3 |  | Ground-Water-Source | WBAHP: Heat Pump Packaged Unit | Heat Pump | 460 | 3 |  |  |  | Single-Speed |  |  |  | 29200 | 1136 | 25.7 | 16.2 | 23400 | 1293 | 5.3 | 3.6 | Non Federally-Regulated | 11/12/2015 |  | 02/23/2016
Enertech Global, LLC | GEOCOMFORT | GYT024*3 |  | Ground-Source | WBAHP: Heat Pump Packaged Unit | Heat Pump | 460 | 3 |  |  |  | Single-Speed |  |  |  | 27100 | 1361 | 19.9 | 13.4 | 19000 | 1294 | 4.3 | 3.1 | Non Federally-Regulated | 11/12/2015 |  | 02/23/2016
Enertech Global, LLC | Hydron Module | HYT024*3 |  | Ground-Water-Source | WBAHP: Heat Pump Packaged Unit | Heat Pump | 460 | 3 |  |  |  | Single-Speed |  |  |  | 29200 | 1136 | 25.7 | 16.2 | 23400 | 1293 | 5.3 | 3.6 | Non Federally-Regulated | 11/13/2015 |  | 02/23/2016
Enertech Global, LLC | Hydron Module | HYT024*3 |  | Ground-Source | WBAHP: Heat Pump Packaged Unit | Heat Pump | 460 | 3 |  |  |  | Single-Speed |  |  |  | 27100 | 1361 | 19.9 | 13.4 | 19000 | 1294 | 4.3 | 3.1 | Non Federally-Regulated | 11/13/2015 |  | 02/23/2016
Enertech Global, LLC | Tetco | TYT024*3 |  | Ground-Water-Source | WBAHP: Heat Pump Packaged Unit | Heat Pump | 460 | 3 |  |  |  | Single-Speed |  |  |  | 29200 | 1136 | 25.7 | 16.2 | 23400 | 1293 | 5.3 | 3.6 | Non Federally-Regulated | 11/13/2015 |  | 02/23/2016
Enertech Global, LLC | Tetco | TYT024*3 |  | Ground-Source | WBAHP: Heat Pump Packaged Unit | Heat Pump | 460 | 3 |  |  |  | Single-Speed |  |  |  | 27100 | 1361 | 19.9 | 13.4 | 19000 | 1294 | 4.3 | 3.1 | Non Federally-Regulated | 11/13/2015 |  | 02/23/2016
Enertech Global, LLC | GEOEXCEL | AYT024 |  | Ground-Water-Source | WBAHP: Heat Pump Packaged Unit | Heat Pump | 208 | 1 |  |  |  | Single-Speed |  |  |  | 29200 | 1136 | 25.7 | 16.2 | 23400 | 1293 | 5.3 | 3.6 | Non Federally-Regulated | 11/12/2015 |  | 02/23/2016
Enertech Global, LLC | GEOEXCEL | AYT024 |  | Ground-Water-Source | WBAHP: Heat Pump Packaged Unit | Heat Pump | 230 | 1 |  |  |  | Single-Speed |  |  |  | 29200 | 1136 | 25.7 | 16.2 | 23400 | 1293 | 5.3 | 3.6 | Non Federally-Regulated | 11/12/2015 |  | 02/23/2016
Enertech Global, LLC | GEOEXCEL | AYT024 |  | Ground-Source | WBAHP: Heat Pump Packaged Unit | Heat Pump | 208 | 1 |  |  |  | Single-Speed |  |  |  | 27100 | 1361 | 19.9 | 13.4 | 19000 | 1294 | 4.3 | 3.1 | Non Federally-Regulated | 11/12/2015 |  | 02/23/2016
Enertech Global, LLC | GEOEXCEL | AYT024 |  | Ground-Source | WBAHP: Heat Pump Packaged Unit | Heat Pump | 230 | 1 |  |  |  | Single-Speed |  |  |  | 27100 | 1361 | 19.9 | 13.4 | 19000 | 1294 | 4.3 | 3.1 | Non Federally-Regulated | 11/12/2015 |  | 02/23/2016
Enertech Global, LLC | GEOEXCEL | AYT024*2 |  | Ground-Water-Source | WBAHP: Heat Pump Packaged Unit | Heat Pump | 208 | 3 |  |  |  | Single-Speed |  |  |  | 29200 | 1136 | 25.7 | 16.2 | 23400 | 1293 | 5.3 | 3.6 | Non Federally-Regulated | 11/12/2015 |  | 02/23/2016
Enertech Global, LLC | GEOEXCEL | AYT024*2 |  | Ground-Water-Source | WBAHP: Heat Pump Packaged Unit | Heat Pump | 230 | 3 |  |  |  | Single-Speed |  |  |  | 29200 | 1136 | 25.7 | 16.2 | 23400 | 1293 | 5.3 | 3.6 | Non Federally-Regulated | 11/12/2015 |  | 02/23/2016
Enertech Global, LLC | GEOEXCEL | AYT024*2 |  | Ground-Source | WBAHP: Heat Pump Packaged Unit | Heat Pump | 208 | 3 |  |  |  | Single-Speed |  |  |  | 27100 | 1361 | 19.9 | 13.4 | 19000 | 1294 | 4.3 | 3.1 | Non Federally-Regulated | 11/12/2015 |  | 02/23/2016
Enertech Global, LLC | GEOEXCEL | AYT024*2 |  | Ground-Source | WBAHP: Heat Pump Packaged Unit | Heat Pump | 230 | 3 |  |  |  | Single-Speed |  |  |  | 27100 | 1361 | 19.9 | 13.4 | 19000 | 1294 | 4.3 | 3.1 | Non Federally-Regulated | 11/12/2015 |  | 02/23/2016
Enertech Global, LLC | GEOEXCEL | AYT024*3 |  | Ground-Water-Source | WBAHP: Heat Pump Packaged Unit | Heat Pump | 460 | 3 |  |  |  | Single-Speed |  |  |  | 29200 | 1136 | 25.7 | 16.2 | 23400 | 1293 | 5.3 | 3.6 | Non Federally-Regulated | 11/12/2015 |  | 02/23/2016
Enertech Global, LLC | GEOEXCEL | AYT024*3 |  | Ground-Source | WBAHP: Heat Pump Packaged Unit | Heat Pump | 460 | 3 |  |  |  | Single-Speed |  |  |  | 27100 | 1361 | 19.9 | 13.4 | 19000 | 1294 | 4.3 | 3.1 | Non Federally-Regulated | 11/12/2015 |  | 02/23/2016
Bard Manufacturing Company, Inc. | Bard | GTC60S1-A | GTADP-4860-C | Ground-Water-Source | WBAH-C: Heating Only Split Sys | Heat Pump | 208 | 1 |  |  | No Match | Dual-Speed | [7 empty] | 54000 | 3768 | 4.2 |  | Non Federally-Regulated | 09/03/2012 |  | 02/23/2016
Bard Manufacturing Company, Inc. | Bard | GTC60S1-A | GTADP-4860-C | Ground-Water-Source | WBAH-C: Heating Only Split Sys | Heat Pump | 230 | 1 |  |  | No Match | Dual-Speed | [7 empty] | 54000 | 3768 | 4.2 |  | Non Federally-Regulated | 09/03/2012 |  | 02/23/2016
Bard Manufacturing Company, Inc. | Bard | GTC60S1-A | GTADP-4860-C | Ground-Source | WBAH-C: Heating Only Split Sys | Heat Pump | 208 | 1 |  |  | No Match | Dual-Speed | [7 empty] | 45000 | 3663 | 3.6 |  | Non Federally-Regulated | 09/03/2012 |  | 02/23/2016
Bard Manufacturing Company, Inc. | Bard | GTC60S1-A | GTADP-4860-C | Ground-Source | WBAH-C: Heating Only Split Sys | Heat Pump | 230 | 1 |  |  | No Match | Dual-Speed | [7 empty] | 45000 | 3663 | 3.6 |  | Non Federally-Regulated | 09/03/2012 |  | 02/23/2016
Trane U.S. Inc. | Trane | GEVE009 |  | Water-Source | WBAHP: Heat Pump Packaged Unit | Both Heat Pump and Electric Re | 208 | 1 |  |  |  | Single-Speed |  |  |  | 8800 | 676 | 13 | 11.2 | 11300 | 649 | 5.1 | 4.2 | Federally-Regulated Commercial & Industrial Equipment | 11/13/2015 |  | 02/23/2016
Trane U.S. Inc. | Trane | GEVE009 |  | Ground-Water-Source | WBAHP: Heat Pump Packaged Unit | Both Heat Pump and Electric Re | 208 | 1 |  |  |  | Single-Speed |  |  |  | 10000 | 552 | 18.1 | 16.2 | 9300 | 633 | 4.3 | 3.6 | Non Federally-Regulated | 11/13/2015 |  | 02/23/2016
Trane U.S. Inc. | Trane | GEVE009 |  | Ground-Source | WBAHP: Heat Pump Packaged Unit | Both Heat Pump and Electric Re | 208 | 1 |  |  |  | Single-Speed |  |  |  | 9100 | 623 | 14.6 | 13.4 | 7200 | 602 | 3.5 | 3.1 | Non Federally-Regulated | 11/13/2015 |  | 02/23/2016
Bard Manufacturing Company, Inc. | Bard | QW3S2-A |  | Water-Source | WBAHP: Heat Pump Packaged Unit | Heat Pump | 208 | 1 |  |  |  | Dual-Speed |  |  |  | 35400 | 2360 | 15 | 11.2 | 44600 | 2841 | 4.6 | 4.2 | Federally-Regulated Commercial & Industrial Equipment | 11/12/2015 |  | 02/23/2016
Bard Manufacturing Company, Inc. | Bard | QW3S2-A |  | Water-Source | WBAHP: Heat Pump Packaged Unit | Heat Pump | 230 | 1 |  |  |  | Dual-Speed |  |  |  | 35400 | 2360 | 15 | 11.2 | 44600 | 2841 | 4.6 | 4.2 | Federally-Regulated Commercial & Industrial Equipment | 11/12/2015 |  | 02/23/2016
Bard Manufacturing Company, Inc. | Bard | QW3S2-A |  | Ground-Source | WBAHP: Heat Pump Packaged Unit | Heat Pump | 208 | 1 |  |  |  | Dual-Speed |  |  |  | 35600 | 2094 | 17 | 13.4 | 29000 | 2328 | 3.7 | 3.1 | Non Federally-Regulated | 11/12/2015 |  | 02/23/2016
Bard Manufacturing Company, Inc. | Bard | QW3S2-A |  | Ground-Source | WBAHP: Heat Pump Packaged Unit | Heat Pump | 230 | 1 |  |  |  | Dual-Speed |  |  |  | 35600 | 2094 | 17 | 13.4 | 29000 | 2328 | 3.7 | 3.1 | Non Federally-Regulated | 11/12/2015 |  | 02/23/2016
Bard Manufacturing Company, Inc. | Bard | QW3S2-B |  | Water-Source | WBAHP: Heat Pump Packaged Unit | Heat Pump | 208 | 3 |  |  |  | Dual-Speed |  |  |  | 35400 | 2360 | 15 | 11.2 | 44600 | 2841 | 4.6 | 4.2 | Federally-Regulated Commercial & Industrial Equipment | 11/12/2015 |  | 02/23/2016
Bard Manufacturing Company, Inc. | Bard | QW3S2-B |  | Water-Source | WBAHP: Heat Pump Packaged Unit | Heat Pump | 230 | 3 |  |  |  | Dual-Speed |  |  |  | 35400 | 2360 | 15 | 11.2 | 44600 | 2841 | 4.6 | 4.2 | Federally-Regulated Commercial & Industrial Equipment | 11/12/2015 |  | 02/23/2016
Bard Manufacturing Company, Inc. | Bard | QW3S2-B |  | Ground-Source | WBAHP: Heat Pump Packaged Unit | Heat Pump | 208 | 3 |  |  |  | Dual-Speed |  |  |  | 35600 | 2094 | 17 | 13.4 | 29000 | 2328 | 3.7 | 3.1 | Non Federally-Regulated | 11/12/2015 |  | 02/23/2016
Bard Manufacturing Company, Inc. | Bard | QW3S2-B |  | Ground-Source | WBAHP: Heat Pump Packaged Unit | Heat Pump | 230 | 3 |  |  |  | Dual-Speed |  |  |  | 35600 | 2094 | 17 | 13.4 | 29000 | 2328 | 3.7 | 3.1 | Non Federally-Regulated | 11/12/2015 |  | 02/23/2016
Bard Manufacturing Company, Inc. | Bard | QW3S2-C |  | Water-Source | WBAHP: Heat Pump Packaged Unit | Heat Pump | 460 | 3 |  |  |  | Dual-Speed |  |  |  | 35400 | 2360 | 15 | 11.2 | 44600 | 2841 | 4.6 | 4.2 | Federally-Regulated Commercial & Industrial Equipment | 11/12/2015 |  | 02/23/2016
Bard Manufacturing Company, Inc. | Bard | QW3S2-C |  | Ground-Source | WBAHP: Heat Pump Packaged Unit | Heat Pump | 460 | 3 |  |  |  | Dual-Speed |  |  |  | 35600 | 2094 | 17 | 13.4 | 29000 | 2328 | 3.7 | 3.1 | Non Federally-Regulated | 11/12/2015 |  | 02/23/2016
Bard Manufacturing Company, Inc. | Bard | QW2S2-A |  | Water-Source | WBAHP: Heat Pump Packaged Unit | Heat Pump | 208 | 1 |  |  |  | Dual-Speed |  |  |  | 24800 | 1589 | 15.6 | 11.2 | 31600 | 1780 | 5.2 | 4.2 | Federally-Regulated Commercial & Industrial Equipment | 11/12/2015 |  | 02/23/2016
Bard Manufacturing Company, Inc. | Bard | QW2S2-A |  | Water-Source | WBAHP: Heat Pump Packaged Unit | Heat Pump | 230 | 1 |  |  |  | Dual-Speed |  |  |  | 24800 | 1589 | 15.6 | 11.2 | 31600 | 1780 | 5.2 | 4.2 | Federally-Regulated Commercial & Industrial Equipment | 11/12/2015 |  | 02/23/2016
Bard Manufacturing Company, Inc. | Bard | QW2S2-A |  | Ground-Source | WBAHP: Heat Pump Packaged Unit | Heat Pump | 208 | 1 |  |  |  | Dual-Speed |  |  |  | 25600 | 1406 | 18.2 | 13.4 | 19600 | 1454 | 4 | 3.1 | Non Federally-Regulated | 11/12/2015 |  | 02/23/2016
Bard Manufacturing Company, Inc. | Bard | QW2S2-A |  | Ground-Source | WBAHP: Heat Pump Packaged Unit | Heat Pump | 230 | 1 |  |  |  | Dual-Speed |  |  |  | 25600 | 1406 | 18.2 | 13.4 | 19600 | 1454 | 4 | 3.1 | Non Federally-Regulated | 11/12/2015 |  | 02/23/2016
Bard Manufacturing Company, Inc. | Bard | QW2S2-B |  | Water-Source | WBAHP: Heat Pump Packaged Unit | Heat Pump | 208 | 3 |  |  |  | Dual-Speed |  |  |  | 24800 | 1589 | 15.6 | 11.2 | 31600 | 1780 | 5.2 | 4.2 | Federally-Regulated Commercial & Industrial Equipment | 11/12/2015 |  | 02/23/2016
Bard Manufacturing Company, Inc. | Bard | QW2S2-B |  | Water-Source | WBAHP: Heat Pump Packaged Unit | Heat Pump | 230 | 3 |  |  |  | Dual-Speed |  |  |  | 24800 | 1589 | 15.6 | 11.2 | 31600 | 1780 | 5.2 | 4.2 | Federally-Regulated Commercial & Industrial Equipment | 11/12/2015 |  | 02/23/2016
Bard Manufacturing Company, Inc. | Bard | QW2S2-B |  | Ground-Source | WBAHP: Heat Pump Packaged Unit | Heat Pump | 208 | 3 |  |  |  | Dual-Speed |  |  |  | 25600 | 1406 | 18.2 | 13.4 | 19600 | 1454 | 4 | 3.1 | Non Federally-Regulated | 11/12/2015 |  | 02/23/2016
Bard Manufacturing Company, Inc. | Bard | QW2S2-B |  | Ground-Source | WBAHP: Heat Pump Packaged Unit | Heat Pump | 230 | 3 |  |  |  | Dual-Speed |  |  |  | 25600 | 1406 | 18.2 | 13.4 | 19600 | 1454 | 4 | 3.1 | Non Federally-Regulated | 11/12/2015 |  | 02/23/2016
Bard Manufacturing Company, Inc. | Bard | QW2S2-C |  | Water-Source | WBAHP: Heat Pump Packaged Unit | Heat Pump | 460 | 3 |  |  |  | Dual-Speed |  |  |  | 24800 | 1589 | 15.6 | 11.2 | 31600 | 1780 | 5.2 | 4.2 | Federally-Regulated Commercial & Industrial Equipment | 11/12/2015 |  | 02/23/2016
Bard Manufacturing Company, Inc. | Bard | QW2S2-C |  | Ground-Source | WBAHP: Heat Pump Packaged Unit | Heat Pump | 460 | 3 |  |  |  | Dual-Speed |  |  |  | 25600 | 1406 | 18.2 | 13.4 | 19600 | 1454 | 4 | 3.1 | Non Federally-Regulated | 11/12/2015 |  | 02/23/2016
Enertech Global, LLC | GEOCOMFORT | GVS009 |  | Water-Source | WBAHP: Heat Pump Packaged Unit | Heat Pump | 208 | 1 |  |  |  | Single-Speed |  |  |  | 10200 | 680 | 15 | 11.2 | 13000 | 732 | 5.2 | 4.2 | Federally-Regulated Commercial & Industrial Equipment | 02/23/2016 |  | 04/01/2016
Enertech Global, LLC | GEOCOMFORT | GVS009 |  | Water-Source | WBAHP: Heat Pump Packaged Unit | Heat Pump | 230 | 1 |  |  |  | Single-Speed |  |  |  | 10200 | 680 | 15 | 11.2 | 13000 | 732 | 5.2 | 4.2 | Federally-Regulated Commercial & Industrial Equipment | 02/23/2016 |  | 04/01/2016
Enertech Global, LLC | GEOCOMFORT | GVS009 |  | Ground-Water-Source | WBAHP: Heat Pump Packaged Unit | Heat Pump | 208 | 1 |  |  |  | Single-Speed |  |  |  | 11900 | 538 | 22.1 | 16.2 | 10600 | 706 | 4.4 | 3.6 | Non Federally-Regulated | 02/23/2016 |  | 04/01/2016
Enertech Global, LLC | GEOCOMFORT | GVS009 |  | Ground-Water-Source | WBAHP: Heat Pump Packaged Unit | Heat Pump | 230 | 1 |  |  |  | Single-Speed |  |  |  | 11900 | 538 | 22.1 | 16.2 | 10600 | 706 | 4.4 | 3.6 | Non Federally-Regulated | 02/23/2016 |  | 04/01/2016
Enertech Global, LLC | GEOCOMFORT | GVS009 |  | Ground-Source | WBAHP: Heat Pump Packaged Unit | Heat Pump | 208 | 1 |  |  |  | Single-Speed |  |  |  | 10900 | 626 | 17.4 | 13.4 | 8500 | 691 | 3.6 | 3.1 | Non Federally-Regulated | 02/23/2016 |  | 04/01/2016
Enertech Global, LLC | GEOCOMFORT | GVS009 |  | Ground-Source | WBAHP: Heat Pump Packaged Unit | Heat Pump | 230 | 1 |  |  |  | Single-Speed |  |  |  | 10900 | 626 | 17.4 | 13.4 | 8500 | 691 | 3.6 | 3.1 | Non Federally-Regulated | 02/23/2016 |  | 04/01/2016
Enertech Global, LLC | Hydron Module | HVS009 |  | Water-Source | WBAHP: Heat Pump Packaged Unit | Heat Pump | 208 | 1 |  |  |  | Single-Speed |  |  |  | 10200 | 680 | 15 | 11.2 | 13000 | 732 | 5.2 | 4.2 | Federally-Regulated Commercial & Industrial Equipment | 02/23/2016 |  | 04/01/2016
Enertech Global, LLC | Hydron Module | HVS009 |  | Water-Source | WBAHP: Heat Pump Packaged Unit | Heat Pump | 230 | 1 |  |  |  | Single-Speed |  |  |  | 10200 | 680 | 15 | 11.2 | 13000 | 732 | 5.2 | 4.2 | Federally-Regulated Commercial & Industrial Equipment | 02/23/2016 |  | 04/01/2016
Enertech Global, LLC | Hydron Module | HVS009 |  | Ground-Water-Source | WBAHP: Heat Pump Packaged Unit | Heat Pump | 208 | 1 |  |  |  | Single-Speed |  |  |  | 11900 | 538 | 22.1 | 16.2 | 10600 | 706 | 4.4 | 3.6 | Non Federally-Regulated | 02/23/2016 |  | 04/01/2016
Enertech Global, LLC | Hydron Module | HVS009 |  | Ground-Water-Source | WBAHP: Heat Pump Packaged Unit | Heat Pump | 230 | 1 |  |  |  | Single-Speed |  |  |  | 11900 | 538 | 22.1 | 16.2 | 10600 | 706 | 4.4 | 3.6 | Non Federally-Regulated | 02/23/2016 |  | 04/01/2016
Enertech Global, LLC | Hydron Module | HVS009 |  | Ground-Source | WBAHP: Heat Pump Packaged Unit | Heat Pump | 208 | 1 |  |  |  | Single-Speed |  |  |  | 10900 | 626 | 17.4 | 13.4 | 8500 | 691 | 3.6 | 3.1 | Non Federally-Regulated | 02/23/2016 |  | 04/01/2016
Enertech Global, LLC | Hydron Module | HVS009 |  | Ground-Source | WBAHP: Heat Pump Packaged Unit | Heat Pump | 230 | 1 |  |  |  | Single-Speed |  |  |  | 10900 | 626 | 17.4 | 13.4 | 8500 | 691 | 3.6 | 3.1 | Non Federally-Regulated | 02/23/2016 |  | 04/01/2016
Enertech Global, LLC | Tetco | TVS009 |  | Water-Source | WBAHP: Heat Pump Packaged Unit | Heat Pump | 208 | 1 |  |  |  | Single-Speed |  |  |  | 10200 | 680 | 15 | 11.2 | 13000 | 732 | 5.2 | 4.2 | Federally-Regulated Commercial & Industrial Equipment | 02/23/2016 |  | 04/01/2016
Enertech Global, LLC | Tetco | TVS009 |  | Water-Source | WBAHP: Heat Pump Packaged Unit | Heat Pump | 230 | 1 |  |  |  | Single-Speed |  |  |  | 10200 | 680 | 15 | 11.2 | 13000 | 732 | 5.2 | 4.2 | Federally-Regulated Commercial & Industrial Equipment | 02/23/2016 |  | 04/01/2016
Enertech Global, LLC | Tetco | TVS009 |  | Ground-Water-Source | WBAHP: Heat Pump Packaged Unit | Heat Pump | 208 | 1 |  |  |  | Single-Speed |  |  |  | 11900 | 538 | 22.1 | 16.2 | 10600 | 706 | 4.4 | 3.6 | Non Federally-Regulated | 02/23/2016 |  | 04/01/2016
Enertech Global, LLC | Tetco | TVS009 |  | Ground-Water-Source | WBAHP: Heat Pump Packaged Unit | Heat Pump | 230 | 1 |  |  |  | Single-Speed |  |  |  | 11900 | 538 | 22.1 | 16.2 | 10600 | 706 | 4.4 | 3.6 | Non Federally-Regulated | 02/23/2016 |  | 04/01/2016
Enertech Global, LLC | Tetco | TVS009 |  | Ground-Source | WBAHP: Heat Pump Packaged Unit | Heat Pump | 208 | 1 |  |  |  | Single-Speed |  |  |  | 10900 | 626 | 17.4 | 13.4 | 8500 | 691 | 3.6 | 3.1 | Non Federally-Regulated | 02/23/2016 |  | 04/01/2016
Enertech Global, LLC | Tetco | TVS009 |  | Ground-Source | WBAHP: Heat Pump Packaged Unit | Heat Pump | 230 | 1 |  |  |  | Single-Speed |  |  |  | 10900 | 626 | 17.4 | 13.4 | 8500 | 691 | 3.6 | 3.1 | Non Federally-Regulated | 02/23/2016 |  | 04/01/2016
Enertech Global, LLC | GEOCOMFORT | GVS009*A |  | Water-Source | WBAHP: Heat Pump Packaged Unit | Heat Pump | 265 | 1 |  |  |  | Single-Speed |  |  |  | 10200 | 680 | 15 | 11.2 | 13000 | 732 | 5.2 | 4.2 | Federally-Regulated Commercial & Industrial Equipment | 02/23/2016 |  | 04/01/2016
Enertech Global, LLC | GEOCOMFORT | GVS009*A |  | Ground-Water-Source | WBAHP: Heat Pump Packaged Unit | Heat Pump | 265 | 1 |  |  |  | Single-Speed |  |  |  | 11900 | 538 | 22.1 | 16.2 | 10600 | 706 | 4.4 | 3.6 | Non Federally-Regulated | 02/23/2016 |  | 04/01/2016
Enertech Global, LLC | GEOCOMFORT | GVS009*A |  | Ground-Source | WBAHP: Heat Pump Packaged Unit | Heat Pump | 265 | 1 |  |  |  | Single-Speed |  |  |  | 10900 | 626 | 17.4 | 13.4 | 8500 | 691 | 3.6 | 3.1 | Non Federally-Regulated | 02/23/2016 |  | 04/01/2016
Enertech Global, LLC | Hydron Module | HVS009*A |  | Water-Source | WBAHP: Heat Pump Packaged Unit | Heat Pump | 265 | 1 |  |  |  | Single-Speed |  |  |  | 10200 | 680 | 15 | 11.2 | 13000 | 732 | 5.2 | 4.2 | Federally-Regulated Commercial & Industrial Equipment | 02/23/2016 |  | 04/01/2016
Enertech Global, LLC | Hydron Module | HVS009*A |  | Ground-Water-Source | WBAHP: Heat Pump Packaged Unit | Heat Pump | 265 | 1 |  |  |  | Single-Speed |  |  |  | 11900 | 538 | 22.1 | 16.2 | 10600 | 706 | 4.4 | 3.6 | Non Federally-Regulated | 02/23/2016 |  | 04/01/2016
Enertech Global, LLC | Hydron Module | HVS009*A |  | Ground-Source | WBAHP: Heat Pump Packaged Unit | Heat Pump | 265 | 1 |  |  |  | Single-Speed |  |  |  | 10900 | 626 | 17.4 | 13.4 | 8500 | 691 | 3.6 | 3.1 | Non Federally-Regulated | 02/23/2016 |  | 04/01/2016
Enertech Global, LLC | Tetco | TVS009*A |  | Water-Source | WBAHP: Heat Pump Packaged Unit | Heat Pump | 265 | 1 |  |  |  | Single-Speed |  |  |  | 10200 | 680 | 15 | 11.2 | 13000 | 732 | 5.2 | 4.2 | Federally-Regulated Commercial & Industrial Equipment | 02/23/2016 |  | 04/01/2016
Enertech Global, LLC | Tetco | TVS009*A |  | Ground-Water-Source | WBAHP: Heat Pump Packaged Unit | Heat Pump | 265 | 1 |  |  |  | Single-Speed |  |  |  | 11900 | 538 | 22.1 | 16.2 | 10600 | 706 | 4.4 | 3.6 | Non Federally-Regulated | 02/23/2016 |  | 04/01/2016
Enertech Global, LLC | Tetco | TVS009*A |  | Ground-Source | WBAHP: Heat Pump Packaged Unit | Heat Pump | 265 | 1 |  |  |  | Single-Speed |  |  |  | 10900 | 626 | 17.4 | 13.4 | 8500 | 691 | 3.6 | 3.1 | Non Federally-Regulated | 02/23/2016 |  | 04/01/2016
Enertech Global, LLC | GEOCOMFORT | GVS009*9 |  | Water-Source | WBAHP: Heat Pump Packaged Unit | Heat Pump | 115 | 1 |  |  |  | Single-Speed |  |  |  | 10200 | 680 | 15 | 11.2 | 13000 | 732 | 5.2 | 4.2 | Federally-Regulated Commercial & Industrial Equipment | 02/23/2016 |  | 04/01/2016
Enertech Global, LLC | GEOCOMFORT | GVS009*9 |  | Ground-Water-Source | WBAHP: Heat Pump Packaged Unit | Heat Pump | 115 | 1 |  |  |  | Single-Speed |  |  |  | 11900 | 538 | 22.1 | 16.2 | 10600 | 706 | 4.4 | 3.6 | Non Federally-Regulated | 02/23/2016 |  | 04/01/2016
Enertech Global, LLC | GEOCOMFORT | GVS009*9 |  | Ground-Source | WBAHP: Heat Pump Packaged Unit | Heat Pump | 115 | 1 |  |  |  | Single-Speed |  |  |  | 10900 | 626 | 17.4 | 13.4 | 8500 | 691 | 3.6 | 3.1 | Non Federally-Regulated | 02/23/2016 |  | 04/01/2016
Enertech Global, LLC | Hydron Module | HVS009*9 |  | Water-Source | WBAHP: Heat Pump Packaged Unit | Heat Pump | 115 | 1 |  |  |  | Single-Speed |  |  |  | 10200 | 680 | 15 | 11.2 | 13000 | 732 | 5.2 | 4.2 | Federally-Regulated Commercial & Industrial Equipment | 02/23/2016 |  | 04/01/2016
Enertech Global, LLC | Hydron Module | HVS009*9 |  | Ground-Water-Source | WBAHP: Heat Pump Packaged Unit | Heat Pump | 115 | 1 |  |  |  | Single-Speed |  |  |  | 11900 | 538 | 22.1 | 16.2 | 10600 | 706 | 4.4 | 3.6 | Non Federally-Regulated | 02/23/2016 |  | 04/01/2016
Enertech Global, LLC | Hydron Module | HVS009*9 |  | Ground-Source | WBAHP: Heat Pump Packaged Unit | Heat Pump | 115 | 1 |  |  |  | Single-Speed |  |  |  | 10900 | 626 | 17.4 | 13.4 | 8500 | 691 | 3.6 | 3.1 | Non Federally-Regulated | 02/23/2016 |  | 04/01/2016
Enertech Global, LLC | Tetco | TVS009*9 |  | Water-Source | WBAHP: Heat Pump Packaged Unit | Heat Pump | 115 | 1 |  |  |  | Single-Speed |  |  |  | 10200 | 680 | 15 | 11.2 | 13000 | 732 | 5.2 | 4.2 | Federally-Regulated Commercial & Industrial Equipment | 02/23/2016 |  | 04/01/2016
Enertech Global, LLC | Tetco | TVS009*9 |  | Ground-Water-Source | WBAHP: Heat Pump Packaged Unit | Heat Pump | 115 | 1 |  |  |  | Single-Speed |  |  |  | 11900 | 538 | 22.1 | 16.2 | 10600 | 706 | 4.4 | 3.6 | Non Federally-Regulated | 02/23/2016 |  | 04/01/2016
Enertech Global, LLC | Tetco | TVS009*9 |  | Ground-Source | WBAHP: Heat Pump Packaged Unit | Heat Pump | 115 | 1 |  |  |  | Single-Speed |  |  |  | 10900 | 626 | 17.4 | 13.4 | 8500 | 691 | 3.6 | 3.1 | Non Federally-Regulated | 02/23/2016 |  | 04/01/2016
Waterfurnace International, Inc. | 5 SERIES | NSV/NSH060H1*0 |  | Water-Source | WBAHP: Heat Pump Packaged Unit | Heat Pump | 208 | 1 |  |  |  | Single-Speed |  |  |  | 61000 | 4013 | 15.2 | 11.2 | 74100 | 4176 | 5.2 | 4.2 | Federally-Regulated Commercial & Industrial Equipment | 02/23/2016 |  | 04/01/2016
Waterfurnace International, Inc. | 5 SERIES | NSV/NSH060H1*0 |  | Water-Source | WBAHP: Heat Pump Packaged Unit | Heat Pump | 230 | 1 |  |  |  | Single-Speed |  |  |  | 61000 | 4013 | 15.2 | 11.2 | 74100 | 4176 | 5.2 | 4.2 | Federally-Regulated Commercial & Industrial Equipment | 02/23/2016 |  | 04/01/2016
Waterfurnace International, Inc. | 5 SERIES | NSV/NSH060H1*0 |  | Ground-Water-Source | WBAHP: Heat Pump Packaged Unit | Heat Pump | 208 | 1 |  |  |  | Single-Speed | 2315 | 600 |  | 66600 | 2921 | 22.8 | 16.2 | 57300 | 3816 | 4.4 | 3.6 | Non Federally-Regulated | 02/23/2016 |  | 04/01/2016
Waterfurnace International, Inc. | 5 SERIES | NSV/NSH060H1*0 |  | Ground-Water-Source | WBAHP: Heat Pump Packaged Unit | Heat Pump | 230 | 1 |  |  |  | Single-Speed | 2315 | 600 |  | 66600 | 2921 | 22.8 | 16.2 | 57300 | 3816 | 4.4 | 3.6 | Non Federally-Regulated | 02/23/2016 |  | 04/01/2016
Waterfurnace International, Inc. | 5 SERIES | NSV/NSH060H1*0 |  | Ground-Source | WBAHP: Heat Pump Packaged Unit | Heat Pump | 208 | 1 |  |  |  | Single-Speed |  |  |  | 62300 | 3580 | 17.4 | 13.4 | 46100 | 3651 | 3.7 | 3.1 | Non Federally-Regulated | 02/23/2016 |  | 04/01/2016
Waterfurnace International, Inc. | 5 SERIES | NSV/NSH060H1*0 |  | Ground-Source | WBAHP: Heat Pump Packaged Unit | Heat Pump | 230 | 1 |  |  |  | Single-Speed |  |  |  | 62300 | 3580 | 17.4 | 13.4 | 46100 | 3651 | 3.7 | 3.1 | Non Federally-Regulated | 02/23/2016 |  | 04/01/2016
Bard Manufacturing Company, Inc. | Bard | GTC48S1-A | GTADP-4860-C | Ground-Water-Source | WBAH-C: Heating Only Split Sys | Heat Pump | 208 | 1 | False |  |  | Dual-Speed | [7 empty] | 44000 | 2865 | 4.5 | 3.1 | Non Federally-Regulated | 02/23/2016 |  | 05/25/2016
Bard Manufacturing Company, Inc. | Bard | GTC48S1-A | GTADP-4860-C | Ground-Water-Source | WBAH-C: Heating Only Split Sys | Heat Pump | 230 | 1 | False |  |  | Dual-Speed | [7 empty] | 44000 | 2865 | 4.5 | 3.1 | Non Federally-Regulated | 02/23/2016 |  | 05/25/2016
Bard Manufacturing Company, Inc. | Bard | GTC48S1-A | GTADP-4860-C | Ground-Source | WBAH-C: Heating Only Split Sys | Heat Pump | 208 | 1 | False |  |  | Dual-Speed | [7 empty] | 35000 | 2699 | 3.8 | 3.1 | Non Federally-Regulated | 02/23/2016 |  | 05/25/2016
Bard Manufacturing Company, Inc. | Bard | GTC48S1-A | GTADP-4860-C | Ground-Source | WBAH-C: Heating Only Split Sys | Heat Pump | 230 | 1 | False |  |  | Dual-Speed | [7 empty] | 35000 | 2699 | 3.8 | 3.1 | Non Federally-Regulated | 02/23/2016 |  | 05/25/2016
Bard Manufacturing Company, Inc. | G3 | GTC48S1-A | GTADP-4860-C | Ground-Water-Source | WBAH-C: Heating Only Split Sys | Heat Pump | 208 | 1 | False |  |  | Dual-Speed | [7 empty] | 44000 | 2865 | 4.5 | 3.1 | Non Federally-Regulated | 02/16/2016 |  | 05/25/2016
Bard Manufacturing Company, Inc. | G3 | GTC48S1-A | GTADP-4860-C | Ground-Water-Source | WBAH-C: Heating Only Split Sys | Heat Pump | 230 | 1 | False |  |  | Dual-Speed | [7 empty] | 44000 | 2865 | 4.5 | 3.1 | Non Federally-Regulated | 02/16/2016 |  | 05/25/2016
Bard Manufacturing Company, Inc. | G3 | GTC48S1-A | GTADP-4860-C | Ground-Source | WBAH-C: Heating Only Split Sys | Heat Pump | 208 | 1 | False |  |  | Dual-Speed | [7 empty] | 35000 | 2699 | 3.8 | 3.1 | Non Federally-Regulated | 02/16/2016 |  | 05/25/2016
Bard Manufacturing Company, Inc. | G3 | GTC48S1-A | GTADP-4860-C | Ground-Source | WBAH-C: Heating Only Split Sys | Heat Pump | 230 | 1 | False |  |  | Dual-Speed | [7 empty] | 35000 | 2699 | 3.8 | 3.1 | Non Federally-Regulated | 02/16/2016 |  | 05/25/2016
ClimateMaster Inc. | Rheem | RPVH/V/D025 |  | Water-Source | WBAHP: Heat Pump Packaged Unit | Heat Pump | 208 | 1 |  |  |  | Single-Speed |  |  |  | 25300 | 1591 | 15.9 | 12 | 30800 | 1703 | 5.3 | 4.2 | Federally-Regulated Commercial & Industrial Equipment | 06/15/2015 |  | 05/25/2016
ClimateMaster Inc. | Rheem | RPVH/V/D025 |  | Water-Source | WBAHP: Heat Pump Packaged Unit | Heat Pump | 230 | 1 |  |  |  | Single-Speed |  |  |  | 25300 | 1591 | 15.9 | 12 | 30800 | 1703 | 5.3 | 4.2 | Federally-Regulated Commercial & Industrial Equipment | 06/15/2015 |  | 05/25/2016
ClimateMaster Inc. | Rheem | RPVH/V/D025 |  | Ground-Water-Source | WBAHP: Heat Pump Packaged Unit | Heat Pump | 208 | 1 |  |  |  | Single-Speed |  |  |  | 28900 | 1179 | 24.5 | 16.2 | 25700 | 1569 | 4.8 | 3.6 | Non Federally-Regulated | 06/15/2015 |  | 05/25/2016
ClimateMaster Inc. | Rheem | RPVH/V/D025 |  | Ground-Water-Source | WBAHP: Heat Pump Packaged Unit | Heat Pump | 230 | 1 |  |  |  | Single-Speed |  |  |  | 28900 | 1179 | 24.5 | 16.2 | 25700 | 1569 | 4.8 | 3.6 | Non Federally-Regulated | 06/15/2015 |  | 05/25/2016
ClimateMaster Inc. | Rheem | RPVH/V/D025 |  | Ground-Source | WBAHP: Heat Pump Packaged Unit | Heat Pump | 208 | 1 |  |  |  | Single-Speed |  |  |  | 26600 | 1437 | 18.5 | 13.4 | 19800 | 1450 | 4 | 3.1 | Non Federally-Regulated | 06/15/2015 |  | 05/25/2016
ClimateMaster Inc. | Rheem | RPVH/V/D025 |  | Ground-Source | WBAHP: Heat Pump Packaged Unit | Heat Pump | 230 | 1 |  |  |  | Single-Speed |  |  |  | 26600 | 1437 | 18.5 | 13.4 | 19800 | 1450 | 4 | 3.1 | Non Federally-Regulated | 06/15/2015 |  | 05/25/2016
ClimateMaster Inc. | Rheem | RPVH/V/D036 |  | Water-Source | WBAHP: Heat Pump Packaged Unit | Heat Pump | 208 | 1 |  |  |  | Single-Speed |  |  |  | 36200 | 2320 | 15.6 | 12 | 44800 | 2477 | 5.3 | 4.2 | Federally-Regulated Commercial & Industrial Equipment | 06/15/2015 |  | 05/25/2016
ClimateMaster Inc. | Rheem | RPVH/V/D036 |  | Water-Source | WBAHP: Heat Pump Packaged Unit | Heat Pump | 230 | 1 |  |  |  | Single-Speed |  |  |  | 36200 | 2320 | 15.6 | 12 | 44800 | 2477 | 5.3 | 4.2 | Federally-Regulated Commercial & Industrial Equipment | 06/15/2015 |  | 05/25/2016
ClimateMaster Inc. | Rheem | RPVH/V/D036 |  | Ground-Water-Source | WBAHP: Heat Pump Packaged Unit | Heat Pump | 208 | 1 |  |  |  | Single-Speed |  |  |  | 41200 | 1791 | 23 | 16.2 | 36700 | 2288 | 4.7 | 3.6 | Non Federally-Regulated | 06/15/2015 |  | 05/25/2016
ClimateMaster Inc. | Rheem | RPVH/V/D036 |  | Ground-Water-Source | WBAHP: Heat Pump Packaged Unit | Heat Pump | 230 | 1 |  |  |  | Single-Speed |  |  |  | 41200 | 1791 | 23 | 16.2 | 36700 | 2288 | 4.7 | 3.6 | Non Federally-Regulated | 06/15/2015 |  | 05/25/2016
ClimateMaster Inc. | Rheem | RPVH/V/D036 |  | Ground-Source | WBAHP: Heat Pump Packaged Unit | Heat Pump | 208 | 1 |  |  |  | Single-Speed |  |  |  | 38200 | 2098 | 18.2 | 13.4 | 29000 | 2124 | 4 | 3.1 | Non Federally-Regulated | 06/15/2015 |  | 05/25/2016
ClimateMaster Inc. | Rheem | RPVH/V/D036 |  | Ground-Source | WBAHP: Heat Pump Packaged Unit | Heat Pump | 230 | 1 |  |  |  | Single-Speed |  |  |  | 38200 | 2098 | 18.2 | 13.4 | 29000 | 2124 | 4 | 3.1 | Non Federally-Regulated | 06/15/2015 |  | 05/25/2016
ClimateMaster Inc. | Rheem | RPVH/V/D048 |  | Water-Source | WBAHP: Heat Pump Packaged Unit | Heat Pump | 208 | 1 |  |  |  | Single-Speed |  |  |  | 48400 | 3082 | 15.7 | 12 | 59900 | 3375 | 5.2 | 4.2 | Federally-Regulated Commercial & Industrial Equipment | 06/15/2015 |  | 05/25/2016
ClimateMaster Inc. | Rheem | RPVH/V/D048 |  | Water-Source | WBAHP: Heat Pump Packaged Unit | Heat Pump | 230 | 1 |  |  |  | Single-Speed |  |  |  | 48400 | 3082 | 15.7 | 12 | 59900 | 3375 | 5.2 | 4.2 | Federally-Regulated Commercial & Industrial Equipment | 06/15/2015 |  | 05/25/2016
ClimateMaster Inc. | Rheem | RPVH/V/D048 |  | Ground-Water-Source | WBAHP: Heat Pump Packaged Unit | Heat Pump | 208 | 1 |  |  |  | Single-Speed |  |  |  | 54600 | 2426 | 22.5 | 16.2 | 48300 | 3011 | 4.7 | 3.6 | Non Federally-Regulated | 06/15/2015 |  | 05/25/2016
ClimateMaster Inc. | Rheem | RPVH/V/D048 |  | Ground-Water-Source | WBAHP: Heat Pump Packaged Unit | Heat Pump | 230 | 1 |  |  |  | Single-Speed |  |  |  | 54600 | 2426 | 22.5 | 16.2 | 48300 | 3011 | 4.7 | 3.6 | Non Federally-Regulated | 06/15/2015 |  | 05/25/2016
ClimateMaster Inc. | Rheem | RPVH/V/D048 |  | Ground-Source | WBAHP: Heat Pump Packaged Unit | Heat Pump | 208 | 1 |  |  |  | Single-Speed |  |  |  | 50600 | 2826 | 17.9 | 13.4 | 37500 | 2747 | 4 | 3.1 | Non Federally-Regulated | 06/15/2015 |  | 05/25/2016
ClimateMaster Inc. | Rheem | RPVH/V/D048 |  | Ground-Source | WBAHP: Heat Pump Packaged Unit | Heat Pump | 230 | 1 |  |  |  | Single-Speed |  |  |  | 50600 | 2826 | 17.9 | 13.4 | 37500 | 2747 | 4 | 3.1 | Non Federally-Regulated | 06/15/2015 |  | 05/25/2016
ClimateMaster Inc. | Rheem | RPVH/V/D062 |  | Water-Source | WBAHP: Heat Pump Packaged Unit | Heat Pump | 208 | 1 |  |  |  | Single-Speed |  |  |  | 61500 | 4100 | 15 | 12 | 72300 | 4237 | 5 | 4.2 | Federally-Regulated Commercial & Industrial Equipment | 06/15/2015 |  | 05/25/2016
ClimateMaster Inc. | Rheem | RPVH/V/D062 |  | Water-Source | WBAHP: Heat Pump Packaged Unit | Heat Pump | 230 | 1 |  |  |  | Single-Speed |  |  |  | 61500 | 4100 | 15 | 12 | 72300 | 4237 | 5 | 4.2 | Federally-Regulated Commercial & Industrial Equipment | 06/15/2015 |  | 05/25/2016
ClimateMaster Inc. | Rheem | RPVH/V/D062 |  | Ground-Water-Source | WBAHP: Heat Pump Packaged Unit | Heat Pump | 208 | 1 |  |  |  | Single-Speed | 2716 | 402 |  | 68600 | 3118 | 22 | 16.2 | 59600 | 3969 | 4.4 | 3.6 | Non Federally-Regulated | 06/15/2015 |  | 05/25/2016
ClimateMaster Inc. | Rheem | RPVH/V/D062 |  | Ground-Water-Source | WBAHP: Heat Pump Packaged Unit | Heat Pump | 230 | 1 |  |  |  | Single-Speed | 2716 | 402 |  | 68600 | 3118 | 22 | 16.2 | 59600 | 3969 | 4.4 | 3.6 | Non Federally-Regulated | 06/15/2015 |  | 05/25/2016
ClimateMaster Inc. | Rheem | RPVH/V/D062 |  | Ground-Source | WBAHP: Heat Pump Packaged Unit | Heat Pump | 208 | 1 |  |  |  | Single-Speed |  |  |  | 64800 | 3702 | 17.5 | 13.4 | 48000 | 3607 | 3.9 | 3.1 | Non Federally-Regulated | 06/15/2015 |  | 05/25/2016
ClimateMaster Inc. | Rheem | RPVH/V/D062 |  | Ground-Source | WBAHP: Heat Pump Packaged Unit | Heat Pump | 230 | 1 |  |  |  | Single-Speed |  |  |  | 64800 | 3702 | 17.5 | 13.4 | 48000 | 3607 | 3.9 | 3.1 | Non Federally-Regulated | 06/15/2015 |  | 05/25/2016
ClimateMaster Inc. | Rheem | RPVH/V/D069 |  | Water-Source | WBAHP: Heat Pump Packaged Unit | Heat Pump | 208 | 1 |  |  |  | Single-Speed | 4073 | 765 |  | 68700 | 4838 | 14.2 | 11.9 | 88600 | 5299 | 4.9 | 4.2 | Federally-Regulated Commercial & Industrial Equipment | 06/15/2015 |  | 05/25/2016
ClimateMaster Inc. | Rheem | RPVH/V/D069 |  | Water-Source | WBAHP: Heat Pump Packaged Unit | Heat Pump | 230 | 1 |  |  |  | Single-Speed | 4073 | 765 |  | 68700 | 4838 | 14.2 | 11.9 | 88600 | 5299 | 4.9 | 4.2 | Federally-Regulated Commercial & Industrial Equipment | 06/15/2015 |  | 05/25/2016
ClimateMaster Inc. | Rheem | RPVH/V/D069 |  | Ground-Water-Source | WBAHP: Heat Pump Packaged Unit | Heat Pump | 208 | 1 |  |  |  | Single-Speed | 3109 | 765 |  | 77100 | 3874 | 19.9 | 16.2 | 70200 | 4784 | 4.3 | 3.6 | Non Federally-Regulated | 06/15/2015 |  | 05/25/2016
ClimateMaster Inc. | Rheem | RPVH/V/D069 |  | Ground-Water-Source | WBAHP: Heat Pump Packaged Unit | Heat Pump | 230 | 1 |  |  |  | Single-Speed | 3109 | 765 |  | 77100 | 3874 | 19.9 | 16.2 | 70200 | 4784 | 4.3 | 3.6 | Non Federally-Regulated | 06/15/2015 |  | 05/25/2016
ClimateMaster Inc. | Rheem | RPVH/V/D069 |  | Ground-Source | WBAHP: Heat Pump Packaged Unit | Heat Pump | 208 | 1 |  |  |  | Single-Speed | 3655 | 765 |  | 71600 | 4419 | 16.2 | 13.4 | 54100 | 4404 | 3.6 | 3.1 | Non Federally-Regulated | 06/15/2015 |  | 05/25/2016
ClimateMaster Inc. | Rheem | RPVH/V/D069 |  | Ground-Source | WBAHP: Heat Pump Packaged Unit | Heat Pump | 230 | 1 |  |  |  | Single-Speed | 3655 | 765 |  | 71600 | 4419 | 16.2 | 13.4 | 54100 | 4404 | 3.6 | 3.1 | Non Federally-Regulated | 06/15/2015 |  | 05/25/2016
FHP Manufacturing Company | Arcoaire | HP024D/H/V* |  | Water-Source | WBAHP: Heat Pump Packaged Unit | Heat Pump | 208 | 1 |  |  |  | Dual-Speed |  |  |  | 26000 | 1625 | 16 | 11.2 | 30000 | 1758 | 5 | 4.2 | Federally-Regulated Commercial & Industrial Equipment | 04/27/2016 |  | 05/25/2016
FHP Manufacturing Company | Arcoaire | HP024D/H/V* |  | Water-Source | WBAHP: Heat Pump Packaged Unit | Heat Pump | 230 | 1 |  |  |  | Dual-Speed |  |  |  | 26000 | 1625 | 16 | 11.2 | 30000 | 1758 | 5 | 4.2 | Federally-Regulated Commercial & Industrial Equipment | 04/27/2016 |  | 05/25/2016
FHP Manufacturing Company | Arcoaire | HP024D/H/V* |  | Ground-Water-Source | WBAHP: Heat Pump Packaged Unit | Heat Pump | 208 | 1 |  |  |  | Dual-Speed |  |  |  | 29000 | 1208 | 24 | 16.2 | 25000 | 1592 | 4.6 | 3.6 | Non Federally-Regulated | 04/27/2016 |  | 05/25/2016
FHP Manufacturing Company | Arcoaire | HP024D/H/V* |  | Ground-Water-Source | WBAHP: Heat Pump Packaged Unit | Heat Pump | 230 | 1 |  |  |  | Dual-Speed |  |  |  | 29000 | 1208 | 24 | 16.2 | 25000 | 1592 | 4.6 | 3.6 | Non Federally-Regulated | 04/27/2016 |  | 05/25/2016
FHP Manufacturing Company | Arcoaire | HP024D/H/V* |  | Ground-Source | WBAHP: Heat Pump Packaged Unit | Heat Pump | 208 | 1 |  |  |  | Dual-Speed |  |  |  | 27500 | 1470 | 18.7 | 13.4 | 19000 | 1465 | 3.8 | 3.1 | Non Federally-Regulated | 04/27/2016 |  | 05/25/2016
FHP Manufacturing Company | Arcoaire | HP024D/H/V* |  | Ground-Source | WBAHP: Heat Pump Packaged Unit | Heat Pump | 230 | 1 |  |  |  | Dual-Speed |  |  |  | 27500 | 1470 | 18.7 | 13.4 | 19000 | 1465 | 3.8 | 3.1 | Non Federally-Regulated | 04/27/2016 |  | 05/25/2016
FHP Manufacturing Company | Arcoaire | HP036D/H/V* |  | Water-Source | WBAHP: Heat Pump Packaged Unit | Heat Pump | 208 | 1 |  |  |  | Dual-Speed |  |  |  | 36000 | 2465 | 14.6 | 11.2 | 43000 | 2625 | 4.8 | 4.2 | Federally-Regulated Commercial & Industrial Equipment | 04/27/2016 |  | 05/25/2016
FHP Manufacturing Company | Arcoaire | HP036D/H/V* |  | Water-Source | WBAHP: Heat Pump Packaged Unit | Heat Pump | 230 | 1 |  |  |  | Dual-Speed |  |  |  | 36000 | 2465 | 14.6 | 11.2 | 43000 | 2625 | 4.8 | 4.2 | Federally-Regulated Commercial & Industrial Equipment | 04/27/2016 |  | 05/25/2016
FHP Manufacturing Company | Arcoaire | HP036D/H/V* |  | Ground-Water-Source | WBAHP: Heat Pump Packaged Unit | Heat Pump | 208 | 1 |  |  |  | Dual-Speed |  |  |  | 42000 | 1944 | 21.6 | 16.2 | 36000 | 2512 | 4.2 | 3.6 | Non Federally-Regulated | 04/27/2016 |  | 05/25/2016
FHP Manufacturing Company | Arcoaire | HP036D/H/V* |  | Ground-Water-Source | WBAHP: Heat Pump Packaged Unit | Heat Pump | 230 | 1 |  |  |  | Dual-Speed |  |  |  | 42000 | 1944 | 21.6 | 16.2 | 36000 | 2512 | 4.2 | 3.6 | Non Federally-Regulated | 04/27/2016 |  | 05/25/2016
FHP Manufacturing Company | Arcoaire | HP036D/H/V* |  | Ground-Source | WBAHP: Heat Pump Packaged Unit | Heat Pump | 208 | 1 |  |  |  | Dual-Speed |  |  |  | 38000 | 2209 | 17.2 | 13.4 | 28000 | 2159 | 3.8 | 3.1 | Non Federally-Regulated | 04/27/2016 |  | 05/25/2016
FHP Manufacturing Company | Arcoaire | HP036D/H/V* |  | Ground-Source | WBAHP: Heat Pump Packaged Unit | Heat Pump | 230 | 1 |  |  |  | Dual-Speed |  |  |  | 38000 | 2209 | 17.2 | 13.4 | 28000 | 2159 | 3.8 | 3.1 | Non Federally-Regulated | 04/27/2016 |  | 05/25/2016
FHP Manufacturing Company | Arcoaire | HP060D/H/V* |  | Water-Source | WBAHP: Heat Pump Packaged Unit | Heat Pump | 208 | 1 |  |  |  | Single-Speed |  |  |  | 60000 | 4285 | 14 | 11.2 | 72000 | 4489 | 4.7 | 4.2 | Federally-Regulated Commercial & Industrial Equipment | 04/27/2016 |  | 05/25/2016
FHP Manufacturing Company | Arcoaire | HP060D/H/V* |  | Water-Source | WBAHP: Heat Pump Packaged Unit | Heat Pump | 230 | 1 |  |  |  | Single-Speed |  |  |  | 60000 | 4285 | 14 | 11.2 | 72000 | 4489 | 4.7 | 4.2 | Federally-Regulated Commercial & Industrial Equipment | 04/27/2016 |  | 05/25/2016
FHP Manufacturing Company | Arcoaire | HP060D/H/V* |  | Ground-Source | WBAHP: Heat Pump Packaged Unit | Heat Pump | 208 | 1 |  |  |  | Single-Speed |  |  |  | 62000 | 3949 | 15.7 | 13.4 | 49000 | 3989 | 3.6 | 3.1 | Non Federally-Regulated | 04/27/2016 |  | 05/25/2016
FHP Manufacturing Company | Arcoaire | HP060D/H/V* |  | Ground-Source | WBAHP: Heat Pump Packaged Unit | Heat Pump | 230 | 1 |  |  |  | Single-Speed |  |  |  | 62000 | 3949 | 15.7 | 13.4 | 49000 | 3989 | 3.6 | 3.1 | Non Federally-Regulated | 04/27/2016 |  | 05/25/2016
FHP Manufacturing Company | Bosch | CE061-1CF/HZ/VT |  | Water-Source | WBAHP: Heat Pump Packaged Unit | Heat Pump | 208 | 1 |  |  |  | Single-Speed |  |  |  | 60000 | 4285 | 14 | 11.2 | 72000 | 4489 | 4.7 | 4.2 | Federally-Regulated Commercial & Industrial Equipment | 04/27/2016 |  | 05/25/2016
FHP Manufacturing Company | Bosch | CE061-1CF/HZ/VT |  | Water-Source | WBAHP: Heat Pump Packaged Unit | Heat Pump | 230 | 1 |  |  |  | Single-Speed |  |  |  | 60000 | 4285 | 14 | 11.2 | 72000 | 4489 | 4.7 | 4.2 | Federally-Regulated Commercial & Industrial Equipment | 04/27/2016 |  | 05/25/2016
FHP Manufacturing Company | Bosch | CE061-1CF/HZ/VT |  | Ground-Source | WBAHP: Heat Pump Packaged Unit | Heat Pump | 208 | 1 |  |  |  | Single-Speed |  |  |  | 62000 | 3949 | 15.7 | 13.4 | 49000 | 3989 | 3.6 | 3.1 | Non Federally-Regulated | 04/27/2016 |  | 05/25/2016
FHP Manufacturing Company | Bosch | CE061-1CF/HZ/VT |  | Ground-Source | WBAHP: Heat Pump Packaged Unit | Heat Pump | 230 | 1 |  |  |  | Single-Speed |  |  |  | 62000 | 3949 | 15.7 | 13.4 | 49000 | 3989 | 3.6 | 3.1 | Non Federally-Regulated | 04/27/2016 |  | 05/25/2016
FHP Manufacturing Company | Comfortmaker | HP024D/H/V* |  | Water-Source | WBAHP: Heat Pump Packaged Unit | Heat Pump | 208 | 1 |  |  |  | Dual-Speed |  |  |  | 26000 | 1625 | 16 | 11.2 | 30000 | 1758 | 5 | 4.2 | Federally-Regulated Commercial & Industrial Equipment | 04/27/2016 |  | 05/25/2016
FHP Manufacturing Company | Comfortmaker | HP024D/H/V* |  | Water-Source | WBAHP: Heat Pump Packaged Unit | Heat Pump | 230 | 1 |  |  |  | Dual-Speed |  |  |  | 26000 | 1625 | 16 | 11.2 | 30000 | 1758 | 5 | 4.2 | Federally-Regulated Commercial & Industrial Equipment | 04/27/2016 |  | 05/25/2016
FHP Manufacturing Company | Comfortmaker | HP024D/H/V* |  | Ground-Water-Source | WBAHP: Heat Pump Packaged Unit | Heat Pump | 208 | 1 |  |  |  | Dual-Speed |  |  |  | 29000 | 1208 | 24 | 16.2 | 25000 | 1592 | 4.6 | 3.6 | Non Federally-Regulated | 04/27/2016 |  | 05/25/2016
FHP Manufacturing Company | Comfortmaker | HP024D/H/V* |  | Ground-Water-Source | WBAHP: Heat Pump Packaged Unit | Heat Pump | 230 | 1 |  |  |  | Dual-Speed |  |  |  | 29000 | 1208 | 24 | 16.2 | 25000 | 1592 | 4.6 | 3.6 | Non Federally-Regulated | 04/27/2016 |  | 05/25/2016
FHP Manufacturing Company | Comfortmaker | HP024D/H/V* |  | Ground-Source | WBAHP: Heat Pump Packaged Unit | Heat Pump | 208 | 1 |  |  |  | Dual-Speed |  |  |  | 27500 | 1470 | 18.7 | 13.4 | 19000 | 1465 | 3.8 | 3.1 | Non Federally-Regulated | 04/27/2016 |  | 05/25/2016
FHP Manufacturing Company | Comfortmaker | HP024D/H/V* |  | Ground-Source | WBAHP: Heat Pump Packaged Unit | Heat Pump | 230 | 1 |  |  |  | Dual-Speed |  |  |  | 27500 | 1470 | 18.7 | 13.4 | 19000 | 1465 | 3.8 | 3.1 | Non Federally-Regulated | 04/27/2016 |  | 05/25/2016
FHP Manufacturing Company | Comfortmaker | HP036D/H/V* |  | Water-Source | WBAHP: Heat Pump Packaged Unit | Heat Pump | 208 | 1 |  |  |  | Dual-Speed |  |  |  | 36000 | 2465 | 14.6 | 11.2 | 43000 | 2625 | 4.8 | 4.2 | Federally-Regulated Commercial & Industrial Equipment | 04/27/2016 |  | 05/25/2016
FHP Manufacturing Company | Comfortmaker | HP036D/H/V* |  | Water-Source | WBAHP: Heat Pump Packaged Unit | Heat Pump | 230 | 1 |  |  |  | Dual-Speed |  |  |  | 36000 | 2465 | 14.6 | 11.2 | 43000 | 2625 | 4.8 | 4.2 | Federally-Regulated Commercial & Industrial Equipment | 04/27/2016 |  | 05/25/2016
FHP Manufacturing Company | Comfortmaker | HP036D/H/V* |  | Ground-Water-Source | WBAHP: Heat Pump Packaged Unit | Heat Pump | 208 | 1 |  |  |  | Dual-Speed |  |  |  | 42000 | 1944 | 21.6 | 16.2 | 36000 | 2512 | 4.2 | 3.6 | Non Federally-Regulated | 04/27/2016 |  | 05/25/2016
FHP Manufacturing Company | Comfortmaker | HP036D/H/V* |  | Ground-Water-Source | WBAHP: Heat Pump Packaged Unit | Heat Pump | 230 | 1 |  |  |  | Dual-Speed |  |  |  | 42000 | 1944 | 21.6 | 16.2 | 36000 | 2512 | 4.2 | 3.6 | Non Federally-Regulated | 04/27/2016 |  | 05/25/2016
FHP Manufacturing Company | Comfortmaker | HP036D/H/V* |  | Ground-Source | WBAHP: Heat Pump Packaged Unit | Heat Pump | 208 | 1 |  |  |  | Dual-Speed |  |  |  | 38000 | 2209 | 17.2 | 13.4 | 28000 | 2159 | 3.8 | 3.1 | Non Federally-Regulated | 04/27/2016 |  | 05/25/2016
FHP Manufacturing Company | Comfortmaker | HP036D/H/V* |  | Ground-Source | WBAHP: Heat Pump Packaged Unit | Heat Pump | 230 | 1 |  |  |  | Dual-Speed |  |  |  | 38000 | 2209 | 17.2 | 13.4 | 28000 | 2159 | 3.8 | 3.1 | Non Federally-Regulated | 04/27/2016 |  | 05/25/2016
FHP Manufacturing Company | Comfortmaker | HP060D/H/V* |  | Water-Source | WBAHP: Heat Pump Packaged Unit | Heat Pump | 208 | 1 |  |  |  | Single-Speed |  |  |  | 60000 | 4285 | 14 | 11.2 | 72000 | 4489 | 4.7 | 4.2 | Federally-Regulated Commercial & Industrial Equipment | 04/27/2016 |  | 05/25/2016
FHP Manufacturing Company | Comfortmaker | HP060D/H/V* |  | Water-Source | WBAHP: Heat Pump Packaged Unit | Heat Pump | 230 | 1 |  |  |  | Single-Speed |  |  |  | 60000 | 4285 | 14 | 11.2 | 72000 | 4489 | 4.7 | 4.2 | Federally-Regulated Commercial & Industrial Equipment | 04/27/2016 |  | 05/25/2016
FHP Manufacturing Company | Comfortmaker | HP060D/H/V* |  | Ground-Source | WBAHP: Heat Pump Packaged Unit | Heat Pump | 208 | 1 |  |  |  | Single-Speed |  |  |  | 62000 | 3949 | 15.7 | 13.4 | 49000 | 3989 | 3.6 | 3.1 | Non Federally-Regulated | 04/27/2016 |  | 05/25/2016
FHP Manufacturing Company | Comfortmaker | HP060D/H/V* |  | Ground-Source | WBAHP: Heat Pump Packaged Unit | Heat Pump | 230 | 1 |  |  |  | Single-Speed |  |  |  | 62000 | 3949 | 15.7 | 13.4 | 49000 | 3989 | 3.6 | 3.1 | Non Federally-Regulated | 04/27/2016 |  | 05/25/2016
FHP Manufacturing Company | Day & Night | HP024D/H/V* |  | Water-Source | WBAHP: Heat Pump Packaged Unit | Heat Pump | 208 | 1 |  |  |  | Dual-Speed |  |  |  | 26000 | 1625 | 16 | 11.2 | 30000 | 1758 | 5 | 4.2 | Federally-Regulated Commercial & Industrial Equipment | 04/27/2016 |  | 05/25/2016
FHP Manufacturing Company | Day & Night | HP024D/H/V* |  | Water-Source | WBAHP: Heat Pump Packaged Unit | Heat Pump | 230 | 1 |  |  |  | Dual-Speed |  |  |  | 26000 | 1625 | 16 | 11.2 | 30000 | 1758 | 5 | 4.2 | Federally-Regulated Commercial & Industrial Equipment | 04/27/2016 |  | 05/25/2016
FHP Manufacturing Company | Day & Night | HP024D/H/V* |  | Ground-Water-Source | WBAHP: Heat Pump Packaged Unit | Heat Pump | 208 | 1 |  |  |  | Dual-Speed |  |  |  | 29000 | 1208 | 24 | 16.2 | 25000 | 1592 | 4.6 | 3.6 | Non Federally-Regulated | 04/27/2016 |  | 05/25/2016
FHP Manufacturing Company | Day & Night | HP024D/H/V* |  | Ground-Water-Source | WBAHP: Heat Pump Packaged Unit | Heat Pump | 230 | 1 |  |  |  | Dual-Speed |  |  |  | 29000 | 1208 | 24 | 16.2 | 25000 | 1592 | 4.6 | 3.6 | Non Federally-Regulated | 04/27/2016 |  | 05/25/2016
FHP Manufacturing Company | Day & Night | HP024D/H/V* |  | Ground-Source | WBAHP: Heat Pump Packaged Unit | Heat Pump | 208 | 1 |  |  |  | Dual-Speed |  |  |  | 27500 | 1470 | 18.7 | 13.4 | 19000 | 1465 | 3.8 | 3.1 | Non Federally-Regulated | 04/27/2016 |  | 05/25/2016
FHP Manufacturing Company | Day & Night | HP024D/H/V* |  | Ground-Source | WBAHP: Heat Pump Packaged Unit | Heat Pump | 230 | 1 |  |  |  | Dual-Speed |  |  |  | 27500 | 1470 | 18.7 | 13.4 | 19000 | 1465 | 3.8 | 3.1 | Non Federally-Regulated | 04/27/2016 |  | 05/25/2016
FHP Manufacturing Company | Day & Night | HP036D/H/V* |  | Water-Source | WBAHP: Heat Pump Packaged Unit | Heat Pump | 208 | 1 |  |  |  | Dual-Speed |  |  |  | 36000 | 2465 | 14.6 | 11.2 | 43000 | 2625 | 4.8 | 4.2 | Federally-Regulated Commercial & Industrial Equipment | 04/27/2016 |  | 05/25/2016
FHP Manufacturing Company | Day & Night | HP036D/H/V* |  | Water-Source | WBAHP: Heat Pump Packaged Unit | Heat Pump | 230 | 1 |  |  |  | Dual-Speed |  |  |  | 36000 | 2465 | 14.6 | 11.2 | 43000 | 2625 | 4.8 | 4.2 | Federally-Regulated Commercial & Industrial Equipment | 04/27/2016 |  | 05/25/2016
FHP Manufacturing Company | Day & Night | HP036D/H/V* |  | Ground-Water-Source | WBAHP: Heat Pump Packaged Unit | Heat Pump | 208 | 1 |  |  |  | Dual-Speed |  |  |  | 42000 | 1944 | 21.6 | 16.2 | 36000 | 2512 | 4.2 | 3.6 | Non Federally-Regulated | 04/27/2016 |  | 05/25/2016
FHP Manufacturing Company | Day & Night | HP036D/H/V* |  | Ground-Water-Source | WBAHP: Heat Pump Packaged Unit | Heat Pump | 230 | 1 |  |  |  | Dual-Speed |  |  |  | 42000 | 1944 | 21.6 | 16.2 | 36000 | 2512 | 4.2 | 3.6 | Non Federally-Regulated | 04/27/2016 |  | 05/25/2016
FHP Manufacturing Company | Day & Night | HP036D/H/V* |  | Ground-Source | WBAHP: Heat Pump Packaged Unit | Heat Pump | 208 | 1 |  |  |  | Dual-Speed |  |  |  | 38000 | 2209 | 17.2 | 13.4 | 28000 | 2159 | 3.8 | 3.1 | Non Federally-Regulated | 04/27/2016 |  | 05/25/2016
FHP Manufacturing Company | Day & Night | HP036D/H/V* |  | Ground-Source | WBAHP: Heat Pump Packaged Unit | Heat Pump | 230 | 1 |  |  |  | Dual-Speed |  |  |  | 38000 | 2209 | 17.2 | 13.4 | 28000 | 2159 | 3.8 | 3.1 | Non Federally-Regulated | 04/27/2016 |  | 05/25/2016
FHP Manufacturing Company | Day & Night | HP060D/H/V* |  | Water-Source | WBAHP: Heat Pump Packaged Unit | Heat Pump | 208 | 1 |  |  |  | Single-Speed |  |  |  | 60000 | 4285 | 14 | 11.2 | 72000 | 4489 | 4.7 | 4.2 | Federally-Regulated Commercial & Industrial Equipment | 04/27/2016 |  | 05/25/2016
FHP Manufacturing Company | Day & Night | HP060D/H/V* |  | Water-Source | WBAHP: Heat Pump Packaged Unit | Heat Pump | 230 | 1 |  |  |  | Single-Speed |  |  |  | 60000 | 4285 | 14 | 11.2 | 72000 | 4489 | 4.7 | 4.2 | Federally-Regulated Commercial & Industrial Equipment | 04/27/2016 |  | 05/25/2016
FHP Manufacturing Company | Day & Night | HP060D/H/V* |  | Ground-Source | WBAHP: Heat Pump Packaged Unit | Heat Pump | 208 | 1 |  |  |  | Single-Speed |  |  |  | 62000 | 3949 | 15.7 | 13.4 | 49000 | 3989 | 3.6 | 3.1 | Non Federally-Regulated | 04/27/2016 |  | 05/25/2016
FHP Manufacturing Company | Day & Night | HP060D/H/V* |  | Ground-Source | WBAHP: Heat Pump Packaged Unit | Heat Pump | 230 | 1 |  |  |  | Single-Speed |  |  |  | 62000 | 3949 | 15.7 | 13.4 | 49000 | 3989 | 3.6 | 3.1 | Non Federally-Regulated | 04/27/2016 |  | 05/25/2016
FHP Manufacturing Company | Heil | HP024D/H/V* |  | Water-Source | WBAHP: Heat Pump Packaged Unit | Heat Pump | 208 | 1 |  |  |  | Dual-Speed |  |  |  | 26000 | 1625 | 16 | 11.2 | 30000 | 1758 | 5 | 4.2 | Federally-Regulated Commercial & Industrial Equipment | 04/27/2016 |  | 05/26/2016
FHP Manufacturing Company | Heil | HP024D/H/V* |  | Water-Source | WBAHP: Heat Pump Packaged Unit | Heat Pump | 230 | 1 |  |  |  | Dual-Speed |  |  |  | 26000 | 1625 | 16 | 11.2 | 30000 | 1758 | 5 | 4.2 | Federally-Regulated Commercial & Industrial Equipment | 04/27/2016 |  | 05/26/2016
FHP Manufacturing Company | Heil | HP024D/H/V* |  | Ground-Water-Source | WBAHP: Heat Pump Packaged Unit | Heat Pump | 208 | 1 |  |  |  | Dual-Speed |  |  |  | 29000 | 1208 | 24 | 16.2 | 25000 | 1592 | 4.6 | 3.6 | Non Federally-Regulated | 04/27/2016 |  | 05/26/2016
FHP Manufacturing Company | Heil | HP024D/H/V* |  | Ground-Water-Source | WBAHP: Heat Pump Packaged Unit | Heat Pump | 230 | 1 |  |  |  | Dual-Speed |  |  |  | 29000 | 1208 | 24 | 16.2 | 25000 | 1592 | 4.6 | 3.6 | Non Federally-Regulated | 04/27/2016 |  | 05/26/2016
FHP Manufacturing Company | Heil | HP024D/H/V* |  | Ground-Source | WBAHP: Heat Pump Packaged Unit | Heat Pump | 208 | 1 |  |  |  | Dual-Speed |  |  |  | 27500 | 1470 | 18.7 | 13.4 | 19000 | 1465 | 3.8 | 3.1 | Non Federally-Regulated | 04/27/2016 |  | 05/26/2016
FHP Manufacturing Company | Heil | HP024D/H/V* |  | Ground-Source | WBAHP: Heat Pump Packaged Unit | Heat Pump | 230 | 1 |  |  |  | Dual-Speed |  |  |  | 27500 | 1470 | 18.7 | 13.4 | 19000 | 1465 | 3.8 | 3.1 | Non Federally-Regulated | 04/27/2016 |  | 05/26/2016
FHP Manufacturing Company | Heil | HP036D/H/V* |  | Water-Source | WBAHP: Heat Pump Packaged Unit | Heat Pump | 208 | 1 |  |  |  | Dual-Speed |  |  |  | 36000 | 2465 | 14.6 | 11.2 | 43000 | 2625 | 4.8 | 4.2 | Federally-Regulated Commercial & Industrial Equipment | 04/27/2016 |  | 05/26/2016
FHP Manufacturing Company | Heil | HP036D/H/V* |  | Water-Source | WBAHP: Heat Pump Packaged Unit | Heat Pump | 230 | 1 |  |  |  | Dual-Speed |  |  |  | 36000 | 2465 | 14.6 | 11.2 | 43000 | 2625 | 4.8 | 4.2 | Federally-Regulated Commercial & Industrial Equipment | 04/27/2016 |  | 05/26/2016
FHP Manufacturing Company | Heil | HP036D/H/V* |  | Ground-Water-Source | WBAHP: Heat Pump Packaged Unit | Heat Pump | 208 | 1 |  |  |  | Dual-Speed |  |  |  | 42000 | 1944 | 21.6 | 16.2 | 36000 | 2512 | 4.2 | 3.6 | Non Federally-Regulated | 04/27/2016 |  | 05/26/2016
FHP Manufacturing Company | Heil | HP036D/H/V* |  | Ground-Water-Source | WBAHP: Heat Pump Packaged Unit | Heat Pump | 230 | 1 |  |  |  | Dual-Speed |  |  |  | 42000 | 1944 | 21.6 | 16.2 | 36000 | 2512 | 4.2 | 3.6 | Non Federally-Regulated | 04/27/2016 |  | 05/26/2016
FHP Manufacturing Company | Heil | HP036D/H/V* |  | Ground-Source | WBAHP: Heat Pump Packaged Unit | Heat Pump | 208 | 1 |  |  |  | Dual-Speed |  |  |  | 38000 | 2209 | 17.2 | 13.4 | 28000 | 2159 | 3.8 | 3.1 | Non Federally-Regulated | 04/27/2016 |  | 05/26/2016
FHP Manufacturing Company | Heil | HP036D/H/V* |  | Ground-Source | WBAHP: Heat Pump Packaged Unit | Heat Pump | 230 | 1 |  |  |  | Dual-Speed |  |  |  | 38000 | 2209 | 17.2 | 13.4 | 28000 | 2159 | 3.8 | 3.1 | Non Federally-Regulated | 04/27/2016 |  | 05/26/2016
FHP Manufacturing Company | Keeprite | HP024D/H/V* |  | Water-Source | WBAHP: Heat Pump Packaged Unit | Heat Pump | 208 | 1 |  |  |  | Dual-Speed |  |  |  | 26000 | 1625 | 16 | 11.2 | 30000 | 1758 | 5 | 4.2 | Federally-Regulated Commercial & Industrial Equipment | 04/27/2016 |  | 05/26/2016
FHP Manufacturing Company | Keeprite | HP024D/H/V* |  | Water-Source | WBAHP: Heat Pump Packaged Unit | Heat Pump | 230 | 1 |  |  |  | Dual-Speed |  |  |  | 26000 | 1625 | 16 | 11.2 | 30000 | 1758 | 5 | 4.2 | Federally-Regulated Commercial & Industrial Equipment | 04/27/2016 |  | 05/26/2016
FHP Manufacturing Company | Keeprite | HP024D/H/V* |  | Ground-Water-Source | WBAHP: Heat Pump Packaged Unit | Heat Pump | 208 | 1 |  |  |  | Dual-Speed |  |  |  | 29000 | 1208 | 24 | 16.2 | 25000 | 1592 | 4.6 | 3.6 | Non Federally-Regulated | 04/27/2016 |  | 05/26/2016
FHP Manufacturing Company | Keeprite | HP024D/H/V* |  | Ground-Water-Source | WBAHP: Heat Pump Packaged Unit | Heat Pump | 230 | 1 |  |  |  | Dual-Speed |  |  |  | 29000 | 1208 | 24 | 16.2 | 25000 | 1592 | 4.6 | 3.6 | Non Federally-Regulated | 04/27/2016 |  | 05/26/2016
FHP Manufacturing Company | Keeprite | HP024D/H/V* |  | Ground-Source | WBAHP: Heat Pump Packaged Unit | Heat Pump | 208 | 1 |  |  |  | Dual-Speed |  |  |  | 27500 | 1470 | 18.7 | 13.4 | 19000 | 1465 | 3.8 | 3.1 | Non Federally-Regulated | 04/27/2016 |  | 05/26/2016
FHP Manufacturing Company | Keeprite | HP024D/H/V* |  | Ground-Source | WBAHP: Heat Pump Packaged Unit | Heat Pump | 230 | 1 |  |  |  | Dual-Speed |  |  |  | 27500 | 1470 | 18.7 | 13.4 | 19000 | 1465 | 3.8 | 3.1 | Non Federally-Regulated | 04/27/2016 |  | 05/26/2016
FHP Manufacturing Company | Keeprite | HP036D/H/V* |  | Water-Source | WBAHP: Heat Pump Packaged Unit | Heat Pump | 208 | 1 |  |  |  | Dual-Speed |  |  |  | 36000 | 2465 | 14.6 | 11.2 | 43000 | 2625 | 4.8 | 4.2 | Federally-Regulated Commercial & Industrial Equipment | 04/27/2016 |  | 05/26/2016
FHP Manufacturing Company | Keeprite | HP036D/H/V* |  | Water-Source | WBAHP: Heat Pump Packaged Unit | Heat Pump | 230 | 1 |  |  |  | Dual-Speed |  |  |  | 36000 | 2465 | 14.6 | 11.2 | 43000 | 2625 | 4.8 | 4.2 | Federally-Regulated Commercial & Industrial Equipment | 04/27/2016 |  | 05/26/2016
FHP Manufacturing Company | Keeprite | HP036D/H/V* |  | Ground-Water-Source | WBAHP: Heat Pump Packaged Unit | Heat Pump | 208 | 1 |  |  |  | Dual-Speed |  |  |  | 42000 | 1944 | 21.6 | 16.2 | 36000 | 2512 | 4.2 | 3.6 | Non Federally-Regulated | 04/27/2016 |  | 05/26/2016
FHP Manufacturing Company | Keeprite | HP036D/H/V* |  | Ground-Water-Source | WBAHP: Heat Pump Packaged Unit | Heat Pump | 230 | 1 |  |  |  | Dual-Speed |  |  |  | 42000 | 1944 | 21.6 | 16.2 | 36000 | 2512 | 4.2 | 3.6 | Non Federally-Regulated | 04/27/2016 |  | 05/26/2016
FHP Manufacturing Company | Keeprite | HP036D/H/V* |  | Ground-Source | WBAHP: Heat Pump Packaged Unit | Heat Pump | 208 | 1 |  |  |  | Dual-Speed |  |  |  | 38000 | 2209 | 17.2 | 13.4 | 28000 | 2159 | 3.8 | 3.1 | Non Federally-Regulated | 04/27/2016 |  | 05/26/2016
FHP Manufacturing Company | Keeprite | HP036D/H/V* |  | Ground-Source | WBAHP: Heat Pump Packaged Unit | Heat Pump | 230 | 1 |  |  |  | Dual-Speed |  |  |  | 38000 | 2209 | 17.2 | 13.4 | 28000 | 2159 | 3.8 | 3.1 | Non Federally-Regulated | 04/27/2016 |  | 05/26/2016
FHP Manufacturing Company | Tempstar | HP024D/H/V* |  | Water-Source | WBAHP: Heat Pump Packaged Unit | Heat Pump | 208 | 1 |  |  |  | Dual-Speed |  |  |  | 26000 | 1625 | 16 | 11.2 | 30000 | 1758 | 5 | 4.2 | Federally-Regulated Commercial & Industrial Equipment | 04/27/2016 |  | 05/26/2016
FHP Manufacturing Company | Tempstar | HP024D/H/V* |  | Water-Source | WBAHP: Heat Pump Packaged Unit | Heat Pump | 230 | 1 |  |  |  | Dual-Speed |  |  |  | 26000 | 1625 | 16 | 11.2 | 30000 | 1758 | 5 | 4.2 | Federally-Regulated Commercial & Industrial Equipment | 04/27/2016 |  | 05/26/2016
FHP Manufacturing Company | Tempstar | HP024D/H/V* |  | Ground-Water-Source | WBAHP: Heat Pump Packaged Unit | Heat Pump | 208 | 1 |  |  |  | Dual-Speed |  |  |  | 29000 | 1208 | 24 | 16.2 | 25000 | 1592 | 4.6 | 3.6 | Non Federally-Regulated | 04/27/2016 |  | 05/26/2016
FHP Manufacturing Company | Tempstar | HP024D/H/V* |  | Ground-Water-Source | WBAHP: Heat Pump Packaged Unit | Heat Pump | 230 | 1 |  |  |  | Dual-Speed |  |  |  | 29000 | 1208 | 24 | 16.2 | 25000 | 1592 | 4.6 | 3.6 | Non Federally-Regulated | 04/27/2016 |  | 05/26/2016
FHP Manufacturing Company | Tempstar | HP024D/H/V* |  | Ground-Source | WBAHP: Heat Pump Packaged Unit | Heat Pump | 208 | 1 |  |  |  | Dual-Speed |  |  |  | 27500 | 1470 | 18.7 | 13.4 | 19000 | 1465 | 3.8 | 3.1 | Non Federally-Regulated | 04/27/2016 |  | 05/26/2016
FHP Manufacturing Company | Tempstar | HP024D/H/V* |  | Ground-Source | WBAHP: Heat Pump Packaged Unit | Heat Pump | 230 | 1 |  |  |  | Dual-Speed |  |  |  | 27500 | 1470 | 18.7 | 13.4 | 19000 | 1465 | 3.8 | 3.1 | Non Federally-Regulated | 04/27/2016 |  | 05/26/2016
FHP Manufacturing Company | Tempstar | HP036D/H/V* |  | Water-Source | WBAHP: Heat Pump Packaged Unit | Heat Pump | 208 | 1 |  |  |  | Dual-Speed |  |  |  | 36000 | 2465 | 14.6 | 11.2 | 43000 | 2625 | 4.8 | 4.2 | Federally-Regulated Commercial & Industrial Equipment | 04/27/2016 |  | 05/26/2016
FHP Manufacturing Company | Tempstar | HP036D/H/V* |  | Water-Source | WBAHP: Heat Pump Packaged Unit | Heat Pump | 230 | 1 |  |  |  | Dual-Speed |  |  |  | 36000 | 2465 | 14.6 | 11.2 | 43000 | 2625 | 4.8 | 4.2 | Federally-Regulated Commercial & Industrial Equipment | 04/27/2016 |  | 05/26/2016
FHP Manufacturing Company | Tempstar | HP036D/H/V* |  | Ground-Water-Source | WBAHP: Heat Pump Packaged Unit | Heat Pump | 208 | 1 |  |  |  | Dual-Speed |  |  |  | 42000 | 1944 | 21.6 | 16.2 | 36000 | 2512 | 4.2 | 3.6 | Non Federally-Regulated | 04/27/2016 |  | 05/26/2016
FHP Manufacturing Company | Tempstar | HP036D/H/V* |  | Ground-Water-Source | WBAHP: Heat Pump Packaged Unit | Heat Pump | 230 | 1 |  |  |  | Dual-Speed |  |  |  | 42000 | 1944 | 21.6 | 16.2 | 36000 | 2512 | 4.2 | 3.6 | Non Federally-Regulated | 04/27/2016 |  | 05/26/2016
FHP Manufacturing Company | Tempstar | HP036D/H/V* |  | Ground-Source | WBAHP: Heat Pump Packaged Unit | Heat Pump | 208 | 1 |  |  |  | Dual-Speed |  |  |  | 38000 | 2209 | 17.2 | 13.4 | 28000 | 2159 | 3.8 | 3.1 | Non Federally-Regulated | 04/27/2016 |  | 05/26/2016
FHP Manufacturing Company | Tempstar | HP036D/H/V* |  | Ground-Source | WBAHP: Heat Pump Packaged Unit | Heat Pump | 230 | 1 |  |  |  | Dual-Speed |  |  |  | 38000 | 2209 | 17.2 | 13.4 | 28000 | 2159 | 3.8 | 3.1 | Non Federally-Regulated | 04/27/2016 |  | 05/26/2016
FHP Manufacturing Company | ENVIRO-SAVER | ES061-3CF/HZ/VT |  | Water-Source | WBAHP: Heat Pump Packaged Unit | Heat Pump | 208 | 3 |  |  |  | Single-Speed |  |  |  | 60000 | 4285 | 14 | 11.2 | 72000 | 4489 | 4.7 | 4.2 | Federally-Regulated Commercial & Industrial Equipment | 04/27/2016 |  | 05/26/2016
FHP Manufacturing Company | ENVIRO-SAVER | ES061-3CF/HZ/VT |  | Water-Source | WBAHP: Heat Pump Packaged Unit | Heat Pump | 230 | 3 |  |  |  | Single-Speed |  |  |  | 60000 | 4285 | 14 | 11.2 | 72000 | 4489 | 4.7 | 4.2 | Federally-Regulated Commercial & Industrial Equipment | 04/27/2016 |  | 05/26/2016
FHP Manufacturing Company | ENVIRO-SAVER | ES061-3CF/HZ/VT |  | Ground-Source | WBAHP: Heat Pump Packaged Unit | Heat Pump | 208 | 3 |  |  |  | Single-Speed |  |  |  | 62000 | 3949 | 15.7 | 13.4 | 49000 | 3989 | 3.6 | 3.1 | Non Federally-Regulated | 04/27/2016 |  | 05/26/2016
FHP Manufacturing Company | ENVIRO-SAVER | ES061-3CF/HZ/VT |  | Ground-Source | WBAHP: Heat Pump Packaged Unit | Heat Pump | 230 | 3 |  |  |  | Single-Speed |  |  |  | 62000 | 3949 | 15.7 | 13.4 | 49000 | 3989 | 3.6 | 3.1 | Non Federally-Regulated | 04/27/2016 |  | 05/26/2016
FHP Manufacturing Company | ENVIRO-SAVER | ES061-4CF/HZ/VT |  | Water-Source | WBAHP: Heat Pump Packaged Unit | Heat Pump | 460 | 3 |  |  |  | Single-Speed |  |  |  | 60000 | 4285 | 14 | 11.2 | 72000 | 4489 | 4.7 | 4.2 | Federally-Regulated Commercial & Industrial Equipment | 04/27/2016 |  | 05/26/2016
FHP Manufacturing Company | ENVIRO-SAVER | ES061-4CF/HZ/VT |  | Ground-Source | WBAHP: Heat Pump Packaged Unit | Heat Pump | 460 | 3 |  |  |  | Single-Speed |  |  |  | 62000 | 3949 | 15.7 | 13.4 | 49000 | 3989 | 3.6 | 3.1 | Non Federally-Regulated | 04/27/2016 |  | 05/26/2016
FHP Manufacturing Company | Heil | HP060D/H/V* |  | Water-Source | WBAHP: Heat Pump Packaged Unit | Heat Pump | 208 | 1 |  |  |  | Single-Speed |  |  |  | 60000 | 4285 | 14 | 11.2 | 72000 | 4489 | 4.7 | 4.2 | Federally-Regulated Commercial & Industrial Equipment | 04/27/2016 |  | 05/26/2016
FHP Manufacturing Company | Heil | HP060D/H/V* |  | Water-Source | WBAHP: Heat Pump Packaged Unit | Heat Pump | 230 | 1 |  |  |  | Single-Speed |  |  |  | 60000 | 4285 | 14 | 11.2 | 72000 | 4489 | 4.7 | 4.2 | Federally-Regulated Commercial & Industrial Equipment | 04/27/2016 |  | 05/26/2016
FHP Manufacturing Company | Heil | HP060D/H/V* |  | Ground-Source | WBAHP: Heat Pump Packaged Unit | Heat Pump | 208 | 1 |  |  |  | Single-Speed |  |  |  | 62000 | 3949 | 15.7 | 13.4 | 49000 | 3989 | 3.6 | 3.1 | Non Federally-Regulated | 04/27/2016 |  | 05/26/2016
FHP Manufacturing Company | Heil | HP060D/H/V* |  | Ground-Source | WBAHP: Heat Pump Packaged Unit | Heat Pump | 230 | 1 |  |  |  | Single-Speed |  |  |  | 62000 | 3949 | 15.7 | 13.4 | 49000 | 3989 | 3.6 | 3.1 | Non Federally-Regulated | 04/27/2016 |  | 05/26/2016
FHP Manufacturing Company | Keeprite | HP060D/H/V* |  | Water-Source | WBAHP: Heat Pump Packaged Unit | Heat Pump | 208 | 1 |  |  |  | Single-Speed |  |  |  | 60000 | 4285 | 14 | 11.2 | 72000 | 4489 | 4.7 | 4.2 | Federally-Regulated Commercial & Industrial Equipment | 04/27/2016 |  | 05/26/2016
FHP Manufacturing Company | Keeprite | HP060D/H/V* |  | Water-Source | WBAHP: Heat Pump Packaged Unit | Heat Pump | 230 | 1 |  |  |  | Single-Speed |  |  |  | 60000 | 4285 | 14 | 11.2 | 72000 | 4489 | 4.7 | 4.2 | Federally-Regulated Commercial & Industrial Equipment | 04/27/2016 |  | 05/26/2016
FHP Manufacturing Company | Keeprite | HP060D/H/V* |  | Ground-Source | WBAHP: Heat Pump Packaged Unit | Heat Pump | 208 | 1 |  |  |  | Single-Speed |  |  |  | 62000 | 3949 | 15.7 | 13.4 | 49000 | 3989 | 3.6 | 3.1 | Non Federally-Regulated | 04/27/2016 |  | 05/26/2016
FHP Manufacturing Company | Keeprite | HP060D/H/V* |  | Ground-Source | WBAHP: Heat Pump Packaged Unit | Heat Pump | 230 | 1 |  |  |  | Single-Speed |  |  |  | 62000 | 3949 | 15.7 | 13.4 | 49000 | 3989 | 3.6 | 3.1 | Non Federally-Regulated | 04/27/2016 |  | 05/26/2016
FHP Manufacturing Company | Tempstar | HP060D/H/V* |  | Water-Source | WBAHP: Heat Pump Packaged Unit | Heat Pump | 208 | 1 |  |  |  | Single-Speed |  |  |  | 60000 | 4285 | 14 | 11.2 | 72000 | 4489 | 4.7 | 4.2 | Federally-Regulated Commercial & Industrial Equipment | 04/27/2016 |  | 05/26/2016
FHP Manufacturing Company | Tempstar | HP060D/H/V* |  | Water-Source | WBAHP: Heat Pump Packaged Unit | Heat Pump | 230 | 1 |  |  |  | Single-Speed |  |  |  | 60000 | 4285 | 14 | 11.2 | 72000 | 4489 | 4.7 | 4.2 | Federally-Regulated Commercial & Industrial Equipment | 04/27/2016 |  | 05/26/2016
FHP Manufacturing Company | Tempstar | HP060D/H/V* |  | Ground-Source | WBAHP: Heat Pump Packaged Unit | Heat Pump | 208 | 1 |  |  |  | Single-Speed |  |  |  | 62000 | 3949 | 15.7 | 13.4 | 49000 | 3989 | 3.6 | 3.1 | Non Federally-Regulated | 04/27/2016 |  | 05/26/2016
FHP Manufacturing Company | Tempstar | HP060D/H/V* |  | Ground-Source | WBAHP: Heat Pump Packaged Unit | Heat Pump | 230 | 1 |  |  |  | Single-Speed |  |  |  | 62000 | 3949 | 15.7 | 13.4 | 49000 | 3989 | 3.6 | 3.1 | Non Federally-Regulated | 04/27/2016 |  | 05/26/2016
Waterfurnace International, Inc. | 5 SERIES | NSV/NSH060H1*(1,4) |  | Water-Source | WBAHP: Heat Pump Packaged Unit | Heat Pump | 208 | 1 |  |  |  | Single-Speed |  |  |  | 61100 | 3725 | 16.4 | 11.2 | 74100 | 3948 | 5.5 | 4.2 | Federally-Regulated Commercial & Industrial Equipment | 02/23/2016 |  | 06/03/2016
Waterfurnace International, Inc. | 5 SERIES | NSV/NSH060H1*(1,4) |  | Water-Source | WBAHP: Heat Pump Packaged Unit | Heat Pump | 230 | 1 |  |  |  | Single-Speed |  |  |  | 61100 | 3725 | 16.4 | 11.2 | 74100 | 3948 | 5.5 | 4.2 | Federally-Regulated Commercial & Industrial Equipment | 02/23/2016 |  | 06/03/2016
Waterfurnace International, Inc. | 5 SERIES | NSV/NSH060H1*(1,4) |  | Ground-Water-Source | WBAHP: Heat Pump Packaged Unit | Heat Pump | 208 | 1 |  |  |  | Single-Speed | 2359 | 400 |  | 66900 | 2753 | 24.3 | 16.2 | 59200 | 3691 | 4.7 | 3.6 | Non Federally-Regulated | 02/23/2016 |  | 06/03/2016
Waterfurnace International, Inc. | 5 SERIES | NSV/NSH060H1*(1,4) |  | Ground-Water-Source | WBAHP: Heat Pump Packaged Unit | Heat Pump | 230 | 1 |  |  |  | Single-Speed | 2359 | 400 |  | 66900 | 2753 | 24.3 | 16.2 | 59200 | 3691 | 4.7 | 3.6 | Non Federally-Regulated | 02/23/2016 |  | 06/03/2016
Waterfurnace International, Inc. | 5 SERIES | NSV/NSH060H1*(1,4) |  | Ground-Source | WBAHP: Heat Pump Packaged Unit | Heat Pump | 208 | 1 |  |  |  | Single-Speed |  |  |  | 62200 | 3380 | 18.4 | 13.4 | 47900 | 3509 | 4 | 3.1 | Non Federally-Regulated | 02/23/2016 |  | 06/03/2016
Waterfurnace International, Inc. | 5 SERIES | NSV/NSH060H1*(1,4) |  | Ground-Source | WBAHP: Heat Pump Packaged Unit | Heat Pump | 230 | 1 |  |  |  | Single-Speed |  |  |  | 62200 | 3380 | 18.4 | 13.4 | 47900 | 3509 | 4 | 3.1 | Non Federally-Regulated | 02/23/2016 |  | 06/03/2016
Trane U.S. Inc. | Trane | GERE0361 |  | Water-Source | WBAHP: Heat Pump Packaged Unit | Heat Pump | 208 | 1 |  |  |  | Single-Speed |  |  |  | 38200 | 2616 | 14.6 | 11.2 | 41400 | 2696 | 4.5 | 4.2 | Federally-Regulated Commercial & Industrial Equipment | 02/23/2016 |  | 06/29/2016
Trane U.S. Inc. | Trane | GERE0361 |  | Ground-Water-Source | WBAHP: Heat Pump Packaged Unit | Heat Pump | 208 | 1 |  |  |  | Single-Speed |  |  |  | 43800 | 1832 | 23.9 | 16.2 | 36100 | 2519 | 4.2 | 3.6 | Non Federally-Regulated | 02/23/2016 |  | 06/29/2016
Trane U.S. Inc. | Trane | GERE0361 |  | Ground-Source | WBAHP: Heat Pump Packaged Unit | Heat Pump | 208 | 1 |  |  |  | Single-Speed |  |  |  | 40000 | 2272 | 17.6 | 13.4 | 29800 | 2426 | 3.6 | 3.1 | Non Federally-Regulated | 02/23/2016 |  | 06/29/2016
Trane U.S. Inc. | Trane | GERE0481 |  | Water-Source | WBAHP: Heat Pump Packaged Unit | Heat Pump | 208 | 1 |  |  |  | Single-Speed |  |  |  | 51500 | 3259 | 15.8 | 11.2 | 52700 | 3286 | 4.7 | 4.2 | Federally-Regulated Commercial & Industrial Equipment | 02/23/2016 |  | 06/29/2016
Trane U.S. Inc. | Trane | GERE0481 |  | Ground-Water-Source | WBAHP: Heat Pump Packaged Unit | Heat Pump | 208 | 1 |  |  |  | Single-Speed |  |  |  | 58000 | 2386 | 24.3 | 16.2 | 45500 | 3101 | 4.3 | 3.6 | Non Federally-Regulated | 02/23/2016 |  | 06/29/2016
Trane U.S. Inc. | Trane | GERE0481 |  | Ground-Source | WBAHP: Heat Pump Packaged Unit | Heat Pump | 208 | 1 |  |  |  | Single-Speed |  |  |  | 53500 | 2907 | 18.4 | 13.4 | 37900 | 3085 | 3.6 | 3.1 | Non Federally-Regulated | 02/23/2016 |  | 06/29/2016
FHP Manufacturing Company | Bryant | GP024C/H/V******1*X1 |  | Water-Source | WBAHP: Heat Pump Packaged Unit | Heat Pump | 208 | 1 |  |  |  | Dual-Speed |  |  |  | 26000 | 1625 | 16 | 11.2 | 30000 | 1758 | 5 | 4.2 | Federally-Regulated Commercial & Industrial Equipment | 05/25/2016 |  | 06/29/2016
FHP Manufacturing Company | Bryant | GP024C/H/V******1*X1 |  | Water-Source | WBAHP: Heat Pump Packaged Unit | Heat Pump | 230 | 1 |  |  |  | Dual-Speed |  |  |  | 26000 | 1625 | 16 | 11.2 | 30000 | 1758 | 5 | 4.2 | Federally-Regulated Commercial & Industrial Equipment | 05/25/2016 |  | 06/29/2016
FHP Manufacturing Company | Bryant | GP024C/H/V******1*X1 |  | Ground-Water-Source | WBAHP: Heat Pump Packaged Unit | Heat Pump | 208 | 1 |  |  |  | Dual-Speed |  |  |  | 29000 | 1208 | 24 | 16.2 | 25000 | 1592 | 4.6 | 3.6 | Non Federally-Regulated | 05/25/2016 |  | 06/29/2016
FHP Manufacturing Company | Bryant | GP024C/H/V******1*X1 |  | Ground-Water-Source | WBAHP: Heat Pump Packaged Unit | Heat Pump | 230 | 1 |  |  |  | Dual-Speed |  |  |  | 29000 | 1208 | 24 | 16.2 | 25000 | 1592 | 4.6 | 3.6 | Non Federally-Regulated | 05/25/2016 |  | 06/29/2016
FHP Manufacturing Company | Bryant | GP024C/H/V******1*X1 |  | Ground-Source | WBAHP: Heat Pump Packaged Unit | Heat Pump | 208 | 1 |  |  |  | Dual-Speed |  |  |  | 27500 | 1470 | 18.7 | 13.4 | 19000 | 1465 | 3.8 | 3.1 | Non Federally-Regulated | 05/25/2016 |  | 06/29/2016
FHP Manufacturing Company | Bryant | GP024C/H/V******1*X1 |  | Ground-Source | WBAHP: Heat Pump Packaged Unit | Heat Pump | 230 | 1 |  |  |  | Dual-Speed |  |  |  | 27500 | 1470 | 18.7 | 13.4 | 19000 | 1465 | 3.8 | 3.1 | Non Federally-Regulated | 05/25/2016 |  | 06/29/2016
FHP Manufacturing Company | Bryant | GP036C/H/V******1*X1 |  | Water-Source | WBAHP: Heat Pump Packaged Unit | Heat Pump | 208 | 1 |  |  |  | Dual-Speed |  |  |  | 36000 | 2465 | 14.6 | 11.2 | 43000 | 2625 | 4.8 | 4.2 | Federally-Regulated Commercial & Industrial Equipment | 05/25/2016 |  | 06/29/2016
FHP Manufacturing Company | Bryant | GP036C/H/V******1*X1 |  | Water-Source | WBAHP: Heat Pump Packaged Unit | Heat Pump | 230 | 1 |  |  |  | Dual-Speed |  |  |  | 36000 | 2465 | 14.6 | 11.2 | 43000 | 2625 | 4.8 | 4.2 | Federally-Regulated Commercial & Industrial Equipment | 05/25/2016 |  | 06/29/2016
FHP Manufacturing Company | Bryant | GP036C/H/V******1*X1 |  | Ground-Water-Source | WBAHP: Heat Pump Packaged Unit | Heat Pump | 208 | 1 |  |  |  | Dual-Speed |  |  |  | 42000 | 1944 | 21.6 | 16.2 | 36000 | 2512 | 4.2 | 3.6 | Non Federally-Regulated | 05/25/2016 |  | 06/29/2016
FHP Manufacturing Company | Bryant | GP036C/H/V******1*X1 |  | Ground-Water-Source | WBAHP: Heat Pump Packaged Unit | Heat Pump | 230 | 1 |  |  |  | Dual-Speed |  |  |  | 42000 | 1944 | 21.6 | 16.2 | 36000 | 2512 | 4.2 | 3.6 | Non Federally-Regulated | 05/25/2016 |  | 06/29/2016
FHP Manufacturing Company | Bryant | GP036C/H/V******1*X1 |  | Ground-Source | WBAHP: Heat Pump Packaged Unit | Heat Pump | 208 | 1 |  |  |  | Dual-Speed |  |  |  | 38000 | 2209 | 17.2 | 13.4 | 28000 | 2159 | 3.8 | 3.1 | Non Federally-Regulated | 05/25/2016 |  | 06/29/2016
FHP Manufacturing Company | Bryant | GP036C/H/V******1*X1 |  | Ground-Source | WBAHP: Heat Pump Packaged Unit | Heat Pump | 230 | 1 |  |  |  | Dual-Speed |  |  |  | 38000 | 2209 | 17.2 | 13.4 | 28000 | 2159 | 3.8 | 3.1 | Non Federally-Regulated | 05/25/2016 |  | 06/29/2016
FHP Manufacturing Company | Carrier | GP024C/H/V******1**1 |  | Water-Source | WBAHP: Heat Pump Packaged Unit | Heat Pump | 208 | 1 |  |  |  | Dual-Speed |  |  |  | 26000 | 1625 | 16 | 11.2 | 30000 | 1758 | 5 | 4.2 | Federally-Regulated Commercial & Industrial Equipment | 05/25/2016 |  | 06/29/2016
FHP Manufacturing Company | Carrier | GP024C/H/V******1**1 |  | Water-Source | WBAHP: Heat Pump Packaged Unit | Heat Pump | 230 | 1 |  |  |  | Dual-Speed |  |  |  | 26000 | 1625 | 16 | 11.2 | 30000 | 1758 | 5 | 4.2 | Federally-Regulated Commercial & Industrial Equipment | 05/25/2016 |  | 06/29/2016
FHP Manufacturing Company | Carrier | GP024C/H/V******1**1 |  | Ground-Water-Source | WBAHP: Heat Pump Packaged Unit | Heat Pump | 208 | 1 |  |  |  | Dual-Speed |  |  |  | 29000 | 1208 | 24 | 16.2 | 25000 | 1592 | 4.6 | 3.6 | Non Federally-Regulated | 05/25/2016 |  | 06/29/2016
FHP Manufacturing Company | Carrier | GP024C/H/V******1**1 |  | Ground-Water-Source | WBAHP: Heat Pump Packaged Unit | Heat Pump | 230 | 1 |  |  |  | Dual-Speed |  |  |  | 29000 | 1208 | 24 | 16.2 | 25000 | 1592 | 4.6 | 3.6 | Non Federally-Regulated | 05/25/2016 |  | 06/29/2016
FHP Manufacturing Company | Carrier | GP024C/H/V******1**1 |  | Ground-Source | WBAHP: Heat Pump Packaged Unit | Heat Pump | 208 | 1 |  |  |  | Dual-Speed |  |  |  | 27500 | 1470 | 18.7 | 13.4 | 19000 | 1465 | 3.8 | 3.1 | Non Federally-Regulated | 05/25/2016 |  | 06/29/2016
FHP Manufacturing Company | Carrier | GP024C/H/V******1**1 |  | Ground-Source | WBAHP: Heat Pump Packaged Unit | Heat Pump | 230 | 1 |  |  |  | Dual-Speed |  |  |  | 27500 | 1470 | 18.7 | 13.4 | 19000 | 1465 | 3.8 | 3.1 | Non Federally-Regulated | 05/25/2016 |  | 06/29/2016
FHP Manufacturing Company | Carrier | GP036C/H/V******1**1 |  | Water-Source | WBAHP: Heat Pump Packaged Unit | Heat Pump | 208 | 1 |  |  |  | Dual-Speed |  |  |  | 36000 | 2465 | 14.6 | 11.2 | 43000 | 2625 | 4.8 | 4.2 | Federally-Regulated Commercial & Industrial Equipment | 05/25/2016 |  | 06/29/2016
FHP Manufacturing Company | Carrier | GP036C/H/V******1**1 |  | Water-Source | WBAHP: Heat Pump Packaged Unit | Heat Pump | 230 | 1 |  |  |  | Dual-Speed |  |  |  | 36000 | 2465 | 14.6 | 11.2 | 43000 | 2625 | 4.8 | 4.2 | Federally-Regulated Commercial & Industrial Equipment | 05/25/2016 |  | 06/29/2016
FHP Manufacturing Company | Carrier | GP036C/H/V******1**1 |  | Ground-Water-Source | WBAHP: Heat Pump Packaged Unit | Heat Pump | 208 | 1 |  |  |  | Dual-Speed |  |  |  | 42000 | 1944 | 21.6 | 16.2 | 36000 | 2512 | 4.2 | 3.6 | Non Federally-Regulated | 05/25/2016 |  | 06/29/2016
FHP Manufacturing Company | Carrier | GP036C/H/V******1**1 |  | Ground-Water-Source | WBAHP: Heat Pump Packaged Unit | Heat Pump | 230 | 1 |  |  |  | Dual-Speed |  |  |  | 42000 | 1944 | 21.6 | 16.2 | 36000 | 2512 | 4.2 | 3.6 | Non Federally-Regulated | 05/25/2016 |  | 06/29/2016
FHP Manufacturing Company | Carrier | GP036C/H/V******1**1 |  | Ground-Source | WBAHP: Heat Pump Packaged Unit | Heat Pump | 208 | 1 |  |  |  | Dual-Speed |  |  |  | 38000 | 2209 | 17.2 | 13.4 | 28000 | 2159 | 3.8 | 3.1 | Non Federally-Regulated | 05/25/2016 |  | 06/29/2016
FHP Manufacturing Company | Carrier | GP036C/H/V******1**1 |  | Ground-Source | WBAHP: Heat Pump Packaged Unit | Heat Pump | 230 | 1 |  |  |  | Dual-Speed |  |  |  | 38000 | 2209 | 17.2 | 13.4 | 28000 | 2159 | 3.8 | 3.1 | Non Federally-Regulated | 05/25/2016 |  | 06/29/2016
ClimateMaster Inc. | TRANQUILITY 27 DIGITAL SPLIT | TES/P049A | TAH049C | Ground-Water-Source | WBAHP-CB: Heat Pump Split Syst | Heat Pump | 208 | 1 | False |  |  | Single-Speed |  |  |  | 52800 | 2295 | 23 | 16.2 | 45900 | 3202 | 4.2 | 3.6 | Non Federally-Regulated | 04/27/2016 |  | 06/29/2016
ClimateMaster Inc. | TRANQUILITY 27 DIGITAL SPLIT | TES/P049A | TAH049C | Ground-Water-Source | WBAHP-CB: Heat Pump Split Syst | Heat Pump | 230 | 1 | False |  |  | Single-Speed |  |  |  | 52800 | 2295 | 23 | 16.2 | 45900 | 3202 | 4.2 | 3.6 | Non Federally-Regulated | 04/27/2016 |  | 06/29/2016
ClimateMaster Inc. | TRANQUILITY 27 DIGITAL SPLIT | TES/P049A | TAH049C | Ground-Source | WBAHP-CB: Heat Pump Split Syst | Heat Pump | 208 | 1 | False |  |  | Single-Speed |  |  |  | 48700 | 2881 | 16.9 | 13.4 | 35900 | 3006 | 3.5 | 3.1 | Non Federally-Regulated | 04/27/2016 |  | 06/29/2016
ClimateMaster Inc. | TRANQUILITY 27 DIGITAL SPLIT | TES/P049A | TAH049C | Ground-Source | WBAHP-CB: Heat Pump Split Syst | Heat Pump | 230 | 1 | False |  |  | Single-Speed |  |  |  | 48700 | 2881 | 16.9 | 13.4 | 35900 | 3006 | 3.5 | 3.1 | Non Federally-Regulated | 04/27/2016 |  | 06/29/2016
Enertech Global, LLC | GEOCOMFORT | GVS015 |  | Water-Source | WBAHP: Heat Pump Packaged Unit | Heat Pump | 208 | 1 |  |  |  | Single-Speed |  |  |  | 15200 | 878 | 17.3 | 11.2 | 18200 | 874 | 6.1 | 4.2 | Federally-Regulated Commercial & Industrial Equipment | 02/23/2016 |  | 06/29/2016
Enertech Global, LLC | GEOCOMFORT | GVS015 |  | Water-Source | WBAHP: Heat Pump Packaged Unit | Heat Pump | 230 | 1 |  |  |  | Single-Speed |  |  |  | 15200 | 878 | 17.3 | 11.2 | 18200 | 874 | 6.1 | 4.2 | Federally-Regulated Commercial & Industrial Equipment | 02/23/2016 |  | 06/29/2016
Enertech Global, LLC | GEOCOMFORT | GVS015 |  | Ground-Water-Source | WBAHP: Heat Pump Packaged Unit | Heat Pump | 208 | 1 |  |  |  | Single-Speed |  |  |  | 17700 | 625 | 28.3 | 16.2 | 14800 | 850 | 5.1 | 3.6 | Non Federally-Regulated | 02/23/2016 |  | 06/29/2016
Enertech Global, LLC | GEOCOMFORT | GVS015 |  | Ground-Water-Source | WBAHP: Heat Pump Packaged Unit | Heat Pump | 230 | 1 |  |  |  | Single-Speed |  |  |  | 17700 | 625 | 28.3 | 16.2 | 14800 | 850 | 5.1 | 3.6 | Non Federally-Regulated | 02/23/2016 |  | 06/29/2016
Enertech Global, LLC | GEOCOMFORT | GVS015 |  | Ground-Source | WBAHP: Heat Pump Packaged Unit | Heat Pump | 208 | 1 |  |  |  | Single-Speed |  |  |  | 16000 | 820 | 19.5 | 13.4 | 11600 | 849 | 4 | 3.1 | Non Federally-Regulated | 02/23/2016 |  | 06/29/2016
Enertech Global, LLC | GEOCOMFORT | GVS015 |  | Ground-Source | WBAHP: Heat Pump Packaged Unit | Heat Pump | 230 | 1 |  |  |  | Single-Speed |  |  |  | 16000 | 820 | 19.5 | 13.4 | 11600 | 849 | 4 | 3.1 | Non Federally-Regulated | 02/23/2016 |  | 06/29/2016
Enertech Global, LLC | GEOCOMFORT | GVS015*****1 |  | Water-Source | WBAHP: Heat Pump Packaged Unit | Heat Pump | 208 | 1 |  |  |  | Single-Speed |  |  |  | 15600 | 804 | 19.4 | 11.2 | 17900 | 807 | 6.5 | 4.2 | Federally-Regulated Commercial & Industrial Equipment | 02/23/2016 |  | 06/29/2016
Enertech Global, LLC | GEOCOMFORT | GVS015*****1 |  | Water-Source | WBAHP: Heat Pump Packaged Unit | Heat Pump | 230 | 1 |  |  |  | Single-Speed |  |  |  | 15600 | 804 | 19.4 | 11.2 | 17900 | 807 | 6.5 | 4.2 | Federally-Regulated Commercial & Industrial Equipment | 02/23/2016 |  | 06/29/2016
Enertech Global, LLC | GEOCOMFORT | GVS015*****1 |  | Ground-Water-Source | WBAHP: Heat Pump Packaged Unit | Heat Pump | 208 | 1 |  |  |  | Single-Speed |  |  |  | 17800 | 541 | 32.9 | 16.2 | 14500 | 786 | 5.4 | 3.6 | Non Federally-Regulated | 02/23/2016 |  | 06/29/2016
Enertech Global, LLC | GEOCOMFORT | GVS015*****1 |  | Ground-Water-Source | WBAHP: Heat Pump Packaged Unit | Heat Pump | 230 | 1 |  |  |  | Single-Speed |  |  |  | 17800 | 541 | 32.9 | 16.2 | 14500 | 786 | 5.4 | 3.6 | Non Federally-Regulated | 02/23/2016 |  | 06/29/2016
Enertech Global, LLC | GEOCOMFORT | GVS015*****1 |  | Ground-Source | WBAHP: Heat Pump Packaged Unit | Heat Pump | 208 | 1 |  |  |  | Single-Speed |  |  |  | 16200 | 710 | 22.8 | 13.4 | 11500 | 783 | 4.3 | 3.1 | Non Federally-Regulated | 02/23/2016 |  | 06/29/2016
Enertech Global, LLC | GEOCOMFORT | GVS015*****1 |  | Ground-Source | WBAHP: Heat Pump Packaged Unit | Heat Pump | 230 | 1 |  |  |  | Single-Speed |  |  |  | 16200 | 710 | 22.8 | 13.4 | 11500 | 783 | 4.3 | 3.1 | Non Federally-Regulated | 02/23/2016 |  | 06/29/2016
Enertech Global, LLC | GEOCOMFORT | GVS015*A |  | Water-Source | WBAHP: Heat Pump Packaged Unit | Heat Pump | 265 | 1 |  |  |  | Single-Speed |  |  |  | 15200 | 878 | 17.3 | 11.2 | 18200 | 874 | 6.1 | 4.2 | Federally-Regulated Commercial & Industrial Equipment | 02/23/2016 |  | 06/29/2016
Enertech Global, LLC | GEOCOMFORT | GVS015*A |  | Ground-Water-Source | WBAHP: Heat Pump Packaged Unit | Heat Pump | 265 | 1 |  |  |  | Single-Speed |  |  |  | 17700 | 625 | 28.3 | 16.2 | 14800 | 850 | 5.1 | 3.6 | Non Federally-Regulated | 02/23/2016 |  | 06/29/2016
Enertech Global, LLC | GEOCOMFORT | GVS015*A |  | Ground-Source | WBAHP: Heat Pump Packaged Unit | Heat Pump | 265 | 1 |  |  |  | Single-Speed |  |  |  | 16000 | 820 | 19.5 | 13.4 | 11600 | 849 | 4 | 3.1 | Non Federally-Regulated | 02/23/2016 |  | 06/29/2016
Enertech Global, LLC | GEOCOMFORT | GVS015*A***1 |  | Water-Source | WBAHP: Heat Pump Packaged Unit | Heat Pump | 265 | 1 |  |  |  | Single-Speed |  |  |  | 15600 | 804 | 19.4 | 11.2 | 17900 | 807 | 6.5 | 4.2 | Federally-Regulated Commercial & Industrial Equipment | 02/23/2016 |  | 06/29/2016
Enertech Global, LLC | GEOCOMFORT | GVS015*A***1 |  | Ground-Water-Source | WBAHP: Heat Pump Packaged Unit | Heat Pump | 265 | 1 |  |  |  | Single-Speed |  |  |  | 17800 | 541 | 32.9 | 16.2 | 14500 | 786 | 5.4 | 3.6 | Non Federally-Regulated | 02/23/2016 |  | 06/29/2016
Enertech Global, LLC | GEOCOMFORT | GVS015*A***1 |  | Ground-Source | WBAHP: Heat Pump Packaged Unit | Heat Pump | 265 | 1 |  |  |  | Single-Speed |  |  |  | 16200 | 710 | 22.8 | 13.4 | 11500 | 783 | 4.3 | 3.1 | Non Federally-Regulated | 02/23/2016 |  | 06/29/2016
Enertech Global, LLC | GEOCOMFORT | GVS030 |  | Water-Source | WBAHP: Heat Pump Packaged Unit | Heat Pump | 208 | 1 |  |  |  | Single-Speed |  |  |  | 28600 | 1798 | 15.9 | 11.2 | 34900 | 1894 | 5.4 | 4.2 | Federally-Regulated Commercial & Industrial Equipment | 06/28/2016 |  | 06/29/2016
Enertech Global, LLC | GEOCOMFORT | GVS030 |  | Water-Source | WBAHP: Heat Pump Packaged Unit | Heat Pump | 230 | 1 |  |  |  | Single-Speed |  |  |  | 28600 | 1798 | 15.9 | 11.2 | 34900 | 1894 | 5.4 | 4.2 | Federally-Regulated Commercial & Industrial Equipment | 06/28/2016 |  | 06/29/2016
Enertech Global, LLC | GEOCOMFORT | GVS030 |  | Ground-Water-Source | WBAHP: Heat Pump Packaged Unit | Heat Pump | 208 | 1 |  |  |  | Single-Speed |  |  |  | 31000 | 1324 | 23.4 | 16.2 | 28700 | 1789 | 4.7 | 3.6 | Non Federally-Regulated | 06/28/2016 |  | 06/29/2016
Enertech Global, LLC | GEOCOMFORT | GVS030 |  | Ground-Water-Source | WBAHP: Heat Pump Packaged Unit | Heat Pump | 230 | 1 |  |  |  | Single-Speed |  |  |  | 31000 | 1324 | 23.4 | 16.2 | 28700 | 1789 | 4.7 | 3.6 | Non Federally-Regulated | 06/28/2016 |  | 06/29/2016
Enertech Global, LLC | GEOCOMFORT | GVS030 |  | Ground-Source | WBAHP: Heat Pump Packaged Unit | Heat Pump | 208 | 1 |  |  |  | Single-Speed |  |  |  | 30100 | 1627 | 18.5 | 13.4 | 22300 | 1675 | 3.9 | 3.1 | Non Federally-Regulated | 06/28/2016 |  | 06/29/2016
Enertech Global, LLC | GEOCOMFORT | GVS030 |  | Ground-Source | WBAHP: Heat Pump Packaged Unit | Heat Pump | 230 | 1 |  |  |  | Single-Speed |  |  |  | 30100 | 1627 | 18.5 | 13.4 | 22300 | 1675 | 3.9 | 3.1 | Non Federally-Regulated | 06/28/2016 |  | 06/29/2016
Enertech Global, LLC | GEOCOMFORT | GVS030*2 |  | Water-Source | WBAHP: Heat Pump Packaged Unit | Heat Pump | 208 | 3 |  |  |  | Single-Speed |  |  |  | 29100 | 1818 | 16 | 11.2 | 37000 | 1936 | 5.6 | 4.2 | Federally-Regulated Commercial & Industrial Equipment | 02/16/2016 |  | 06/29/2016
Enertech Global, LLC | GEOCOMFORT | GVS030*2 |  | Water-Source | WBAHP: Heat Pump Packaged Unit | Heat Pump | 230 | 3 |  |  |  | Single-Speed |  |  |  | 29100 | 1818 | 16 | 11.2 | 37000 | 1936 | 5.6 | 4.2 | Federally-Regulated Commercial & Industrial Equipment | 02/16/2016 |  | 06/29/2016
Enertech Global, LLC | GEOCOMFORT | GVS030*2 |  | Ground-Water-Source | WBAHP: Heat Pump Packaged Unit | Heat Pump | 208 | 3 |  |  |  | Single-Speed |  |  |  | 33100 | 1356 | 24.4 | 16.2 | 29800 | 1782 | 4.9 | 3.6 | Non Federally-Regulated | 02/16/2016 |  | 06/29/2016
Enertech Global, LLC | GEOCOMFORT | GVS030*2 |  | Ground-Water-Source | WBAHP: Heat Pump Packaged Unit | Heat Pump | 230 | 3 |  |  |  | Single-Speed |  |  |  | 33100 | 1356 | 24.4 | 16.2 | 29800 | 1782 | 4.9 | 3.6 | Non Federally-Regulated | 02/16/2016 |  | 06/29/2016
Enertech Global, LLC | GEOCOMFORT | GVS030*2 |  | Ground-Source | WBAHP: Heat Pump Packaged Unit | Heat Pump | 208 | 3 |  |  |  | Single-Speed |  |  |  | 30600 | 1654 | 18.5 | 13.4 | 23900 | 1751 | 4 | 3.1 | Non Federally-Regulated | 02/16/2016 |  | 06/29/2016
Enertech Global, LLC | GEOCOMFORT | GVS030*2 |  | Ground-Source | WBAHP: Heat Pump Packaged Unit | Heat Pump | 230 | 3 |  |  |  | Single-Speed |  |  |  | 30600 | 1654 | 18.5 | 13.4 | 23900 | 1751 | 4 | 3.1 | Non Federally-Regulated | 02/16/2016 |  | 06/29/2016
Enertech Global, LLC | GEOCOMFORT | GVS030*3 |  | Water-Source | WBAHP: Heat Pump Packaged Unit | Heat Pump | 460 | 3 |  |  |  | Single-Speed |  |  |  | 29100 | 1818 | 16 | 11.2 | 37000 | 1936 | 5.6 | 4.2 | Federally-Regulated Commercial & Industrial Equipment | 02/16/2016 |  | 06/29/2016
Enertech Global, LLC | GEOCOMFORT | GVS030*3 |  | Ground-Water-Source | WBAHP: Heat Pump Packaged Unit | Heat Pump | 460 | 3 |  |  |  | Single-Speed |  |  |  | 33100 | 1356 | 24.4 | 16.2 | 29800 | 1782 | 4.9 | 3.6 | Non Federally-Regulated | 02/16/2016 |  | 06/29/2016
Enertech Global, LLC | GEOCOMFORT | GVS030*3 |  | Ground-Source | WBAHP: Heat Pump Packaged Unit | Heat Pump | 460 | 3 |  |  |  | Single-Speed |  |  |  | 30600 | 1654 | 18.5 | 13.4 | 23900 | 1751 | 4 | 3.1 | Non Federally-Regulated | 02/16/2016 |  | 06/29/2016
Enertech Global, LLC | GEOCOMFORT | GVS030*4 |  | Water-Source | WBAHP: Heat Pump Packaged Unit | Heat Pump | 575 | 3 |  |  |  | Single-Speed |  |  |  | 29100 | 1818 | 16 | 11.2 | 37000 | 1936 | 5.6 | 4.2 | Federally-Regulated Commercial & Industrial Equipment | 02/16/2016 |  | 06/29/2016
Enertech Global, LLC | GEOCOMFORT | GVS030*4 |  | Ground-Water-Source | WBAHP: Heat Pump Packaged Unit | Heat Pump | 575 | 3 |  |  |  | Single-Speed |  |  |  | 33100 | 1356 | 24.4 | 16.2 | 29800 | 1782 | 4.9 | 3.6 | Non Federally-Regulated | 02/16/2016 |  | 06/29/2016
Enertech Global, LLC | GEOCOMFORT | GVS030*4 |  | Ground-Source | WBAHP: Heat Pump Packaged Unit | Heat Pump | 575 | 3 |  |  |  | Single-Speed |  |  |  | 30600 | 1654 | 18.5 | 13.4 | 23900 | 1751 | 4 | 3.1 | Non Federally-Regulated | 02/16/2016 |  | 06/29/2016
Enertech Global, LLC | GEOCOMFORT | GVS030*A |  | Water-Source | WBAHP: Heat Pump Packaged Unit | Heat Pump | 265 | 1 |  |  |  | Single-Speed |  |  |  | 29100 | 1818 | 16 | 11.2 | 37000 | 1936 | 5.6 | 4.2 | Federally-Regulated Commercial & Industrial Equipment | 02/16/2016 |  | 06/29/2016
Enertech Global, LLC | GEOCOMFORT | GVS030*A |  | Ground-Water-Source | WBAHP: Heat Pump Packaged Unit | Heat Pump | 265 | 1 |  |  |  | Single-Speed |  |  |  | 33100 | 1356 | 24.4 | 16.2 | 29800 | 1782 | 4.9 | 3.6 | Non Federally-Regulated | 02/16/2016 |  | 06/29/2016
Enertech Global, LLC | GEOCOMFORT | GVS030*A |  | Ground-Source | WBAHP: Heat Pump Packaged Unit | Heat Pump | 265 | 1 |  |  |  | Single-Speed |  |  |  | 30600 | 1654 | 18.5 | 13.4 | 23900 | 1751 | 4 | 3.1 | Non Federally-Regulated | 02/16/2016 |  | 06/29/2016
Enertech Global, LLC | GEOCOMFORT | GVS048 |  | Water-Source | WBAHP: Heat Pump Packaged Unit | Heat Pump | 208 | 1 |  |  |  | Single-Speed |  |  |  | 48500 | 3190 | 15.2 | 11.2 | 58900 | 3452 | 5 | 4.2 | Federally-Regulated Commercial & Industrial Equipment | 06/28/2016 |  | 06/29/2016
Enertech Global, LLC | GEOCOMFORT | GVS048 |  | Water-Source | WBAHP: Heat Pump Packaged Unit | Heat Pump | 230 | 1 |  |  |  | Single-Speed |  |  |  | 48500 | 3190 | 15.2 | 11.2 | 58900 | 3452 | 5 | 4.2 | Federally-Regulated Commercial & Industrial Equipment | 06/28/2016 |  | 06/29/2016
Enertech Global, LLC | GEOCOMFORT | GVS048 |  | Ground-Water-Source | WBAHP: Heat Pump Packaged Unit | Heat Pump | 208 | 1 |  |  |  | Single-Speed |  |  |  | 53400 | 2362 | 22.6 | 16.2 | 48100 | 3203 | 4.4 | 3.6 | Non Federally-Regulated | 06/28/2016 |  | 06/29/2016
Enertech Global, LLC | GEOCOMFORT | GVS048 |  | Ground-Water-Source | WBAHP: Heat Pump Packaged Unit | Heat Pump | 230 | 1 |  |  |  | Single-Speed |  |  |  | 53400 | 2362 | 22.6 | 16.2 | 48100 | 3203 | 4.4 | 3.6 | Non Federally-Regulated | 06/28/2016 |  | 06/29/2016
Enertech Global, LLC | GEOCOMFORT | GVS048 |  | Ground-Source | WBAHP: Heat Pump Packaged Unit | Heat Pump | 208 | 1 |  |  |  | Single-Speed |  |  |  | 50500 | 2869 | 17.6 | 13.4 | 39600 | 3223 | 3.6 | 3.1 | Non Federally-Regulated | 06/28/2016 |  | 06/29/2016
Enertech Global, LLC | GEOCOMFORT | GVS048 |  | Ground-Source | WBAHP: Heat Pump Packaged Unit | Heat Pump | 230 | 1 |  |  |  | Single-Speed |  |  |  | 50500 | 2869 | 17.6 | 13.4 | 39600 | 3223 | 3.6 | 3.1 | Non Federally-Regulated | 06/28/2016 |  | 06/29/2016
Enertech Global, LLC | GEOCOMFORT | GVS048*****1 |  | Water-Source | WBAHP: Heat Pump Packaged Unit | Heat Pump | 208 | 1 |  |  |  | Single-Speed |  |  |  | 49900 | 2884 | 17.3 | 11.2 | 58400 | 3111 | 5.5 | 4.2 | Federally-Regulated Commercial & Industrial Equipment | 06/28/2016 |  | 06/29/2016
Enertech Global, LLC | GEOCOMFORT | GVS048*****1 |  | Water-Source | WBAHP: Heat Pump Packaged Unit | Heat Pump | 230 | 1 |  |  |  | Single-Speed |  |  |  | 49900 | 2884 | 17.3 | 11.2 | 58400 | 3111 | 5.5 | 4.2 | Federally-Regulated Commercial & Industrial Equipment | 06/28/2016 |  | 06/29/2016
Enertech Global, LLC | GEOCOMFORT | GVS048*****1 |  | Ground-Water-Source | WBAHP: Heat Pump Packaged Unit | Heat Pump | 208 | 1 |  |  |  | Single-Speed |  |  |  | 54900 | 2079 | 26.4 | 16.2 | 47500 | 2900 | 4.8 | 3.6 | Non Federally-Regulated | 06/28/2016 |  | 06/29/2016
Enertech Global, LLC | GEOCOMFORT | GVS048*****1 |  | Ground-Water-Source | WBAHP: Heat Pump Packaged Unit | Heat Pump | 230 | 1 |  |  |  | Single-Speed |  |  |  | 54900 | 2079 | 26.4 | 16.2 | 47500 | 2900 | 4.8 | 3.6 | Non Federally-Regulated | 06/28/2016 |  | 06/29/2016
Enertech Global, LLC | GEOCOMFORT | GVS048*****1 |  | Ground-Source | WBAHP: Heat Pump Packaged Unit | Heat Pump | 208 | 1 |  |  |  | Single-Speed |  |  |  | 51600 | 2567 | 20.1 | 13.4 | 38700 | 2908 | 3.9 | 3.1 | Non Federally-Regulated | 06/28/2016 |  | 06/29/2016
Enertech Global, LLC | GEOCOMFORT | GVS048*****1 |  | Ground-Source | WBAHP: Heat Pump Packaged Unit | Heat Pump | 230 | 1 |  |  |  | Single-Speed |  |  |  | 51600 | 2567 | 20.1 | 13.4 | 38700 | 2908 | 3.9 | 3.1 | Non Federally-Regulated | 06/28/2016 |  | 06/29/2016
Enertech Global, LLC | GEOCOMFORT | GVS048*2 |  | Water-Source | WBAHP: Heat Pump Packaged Unit | Heat Pump | 208 | 3 |  |  |  | Single-Speed |  |  |  | 48500 | 3190 | 15.2 | 11.2 | 58900 | 3452 | 5 | 4.2 | Federally-Regulated Commercial & Industrial Equipment | 06/28/2016 |  | 06/29/2016
Enertech Global, LLC | GEOCOMFORT | GVS048*2 |  | Water-Source | WBAHP: Heat Pump Packaged Unit | Heat Pump | 230 | 3 |  |  |  | Single-Speed |  |  |  | 48500 | 3190 | 15.2 | 11.2 | 58900 | 3452 | 5 | 4.2 | Federally-Regulated Commercial & Industrial Equipment | 06/28/2016 |  | 06/29/2016
Enertech Global, LLC | GEOCOMFORT | GVS048*2 |  | Ground-Water-Source | WBAHP: Heat Pump Packaged Unit | Heat Pump | 208 | 3 |  |  |  | Single-Speed |  |  |  | 53400 | 2362 | 22.6 | 16.2 | 48100 | 3203 | 4.4 | 3.6 | Non Federally-Regulated | 06/28/2016 |  | 06/29/2016
Enertech Global, LLC | GEOCOMFORT | GVS048*2 |  | Ground-Water-Source | WBAHP: Heat Pump Packaged Unit | Heat Pump | 230 | 3 |  |  |  | Single-Speed |  |  |  | 53400 | 2362 | 22.6 | 16.2 | 48100 | 3203 | 4.4 | 3.6 | Non Federally-Regulated | 06/28/2016 |  | 06/29/2016
Enertech Global, LLC | GEOCOMFORT | GVS048*2 |  | Ground-Source | WBAHP: Heat Pump Packaged Unit | Heat Pump | 208 | 3 |  |  |  | Single-Speed |  |  |  | 50500 | 2869 | 17.6 | 13.4 | 39600 | 3223 | 3.6 | 3.1 | Non Federally-Regulated | 06/28/2016 |  | 06/29/2016
Enertech Global, LLC | GEOCOMFORT | GVS048*2 |  | Ground-Source | WBAHP: Heat Pump Packaged Unit | Heat Pump | 230 | 3 |  |  |  | Single-Speed |  |  |  | 50500 | 2869 | 17.6 | 13.4 | 39600 | 3223 | 3.6 | 3.1 | Non Federally-Regulated | 06/28/2016 |  | 06/29/2016
Enertech Global, LLC | GEOCOMFORT | GVS048*2***1 |  | Water-Source | WBAHP: Heat Pump Packaged Unit | Heat Pump | 208 | 3 |  |  |  | Single-Speed |  |  |  | 49900 | 2884 | 17.3 | 11.2 | 58400 | 3111 | 5.5 | 4.2 | Federally-Regulated Commercial & Industrial Equipment | 06/28/2016 |  | 06/29/2016
Enertech Global, LLC | GEOCOMFORT | GVS048*2***1 |  | Water-Source | WBAHP: Heat Pump Packaged Unit | Heat Pump | 230 | 3 |  |  |  | Single-Speed |  |  |  | 49900 | 2884 | 17.3 | 11.2 | 58400 | 3111 | 5.5 | 4.2 | Federally-Regulated Commercial & Industrial Equipment | 06/28/2016 |  | 06/29/2016
Enertech Global, LLC | GEOCOMFORT | GVS048*2***1 |  | Ground-Water-Source | WBAHP: Heat Pump Packaged Unit | Heat Pump | 208 | 3 |  |  |  | Single-Speed |  |  |  | 54900 | 2079 | 26.4 | 16.2 | 47500 | 2900 | 4.8 | 3.6 | Non Federally-Regulated | 06/28/2016 |  | 06/29/2016
Enertech Global, LLC | GEOCOMFORT | GVS048*2***1 |  | Ground-Water-Source | WBAHP: Heat Pump Packaged Unit | Heat Pump | 230 | 3 |  |  |  | Single-Speed |  |  |  | 54900 | 2079 | 26.4 | 16.2 | 47500 | 2900 | 4.8 | 3.6 | Non Federally-Regulated | 06/28/2016 |  | 06/29/2016
Enertech Global, LLC | GEOCOMFORT | GVS048*2***1 |  | Ground-Source | WBAHP: Heat Pump Packaged Unit | Heat Pump | 208 | 3 |  |  |  | Single-Speed |  |  |  | 51600 | 2567 | 20.1 | 13.4 | 38700 | 2908 | 3.9 | 3.1 | Non Federally-Regulated | 06/28/2016 |  | 06/29/2016
Enertech Global, LLC | GEOCOMFORT | GVS048*2***1 |  | Ground-Source | WBAHP: Heat Pump Packaged Unit | Heat Pump | 230 | 3 |  |  |  | Single-Speed |  |  |  | 51600 | 2567 | 20.1 | 13.4 | 38700 | 2908 | 3.9 | 3.1 | Non Federally-Regulated | 06/28/2016 |  | 06/29/2016
Enertech Global, LLC | GEOCOMFORT | GVS048*3 |  | Water-Source | WBAHP: Heat Pump Packaged Unit | Heat Pump | 460 | 3 |  |  |  | Single-Speed |  |  |  | 48500 | 3190 | 15.2 | 11.2 | 58900 | 3452 | 5 | 4.2 | Federally-Regulated Commercial & Industrial Equipment | 06/28/2016 |  | 06/29/2016
Enertech Global, LLC | GEOCOMFORT | GVS048*3 |  | Ground-Water-Source | WBAHP: Heat Pump Packaged Unit | Heat Pump | 460 | 3 |  |  |  | Single-Speed |  |  |  | 53400 | 2362 | 22.6 | 16.2 | 48100 | 3203 | 4.4 | 3.6 | Non Federally-Regulated | 06/28/2016 |  | 06/29/2016
Enertech Global, LLC | GEOCOMFORT | GVS048*3 |  | Ground-Source | WBAHP: Heat Pump Packaged Unit | Heat Pump | 460 | 3 |  |  |  | Single-Speed |  |  |  | 50500 | 2869 | 17.6 | 13.4 | 39600 | 3223 | 3.6 | 3.1 | Non Federally-Regulated | 06/28/2016 |  | 06/29/2016
Enertech Global, LLC | GEOCOMFORT | GVS048*3***1 |  | Water-Source | WBAHP: Heat Pump Packaged Unit | Heat Pump | 460 | 3 |  |  |  | Single-Speed |  |  |  | 49900 | 2884 | 17.3 | 11.2 | 58400 | 3111 | 5.5 | 4.2 | Federally-Regulated Commercial & Industrial Equipment | 06/28/2016 |  | 06/29/2016
Enertech Global, LLC | GEOCOMFORT | GVS048*3***1 |  | Ground-Water-Source | WBAHP: Heat Pump Packaged Unit | Heat Pump | 460 | 3 |  |  |  | Single-Speed |  |  |  | 54900 | 2079 | 26.4 | 16.2 | 47500 | 2900 | 4.8 | 3.6 | Non Federally-Regulated | 06/28/2016 |  | 06/29/2016
Enertech Global, LLC | GEOCOMFORT | GVS048*3***1 |  | Ground-Source | WBAHP: Heat Pump Packaged Unit | Heat Pump | 460 | 3 |  |  |  | Single-Speed |  |  |  | 51600 | 2567 | 20.1 | 13.4 | 38700 | 2908 | 3.9 | 3.1 | Non Federally-Regulated | 06/28/2016 |  | 06/29/2016
Enertech Global, LLC | GEOCOMFORT | GVS048*4 |  | Water-Source | WBAHP: Heat Pump Packaged Unit | Heat Pump | 575 | 3 |  |  |  | Single-Speed |  |  |  | 48500 | 3190 | 15.2 | 11.2 | 58900 | 3452 | 5 | 4.2 | Federally-Regulated Commercial & Industrial Equipment | 06/28/2016 |  | 06/29/2016
Enertech Global, LLC | GEOCOMFORT | GVS048*4 |  | Ground-Water-Source | WBAHP: Heat Pump Packaged Unit | Heat Pump | 575 | 3 |  |  |  | Single-Speed |  |  |  | 53400 | 2362 | 22.6 | 16.2 | 48100 | 3203 | 4.4 | 3.6 | Non Federally-Regulated | 06/28/2016 |  | 06/29/2016
Enertech Global, LLC | GEOCOMFORT | GVS048*4 |  | Ground-Source | WBAHP: Heat Pump Packaged Unit | Heat Pump | 575 | 3 |  |  |  | Single-Speed |  |  |  | 50500 | 2869 | 17.6 | 13.4 | 39600 | 3223 | 3.6 | 3.1 | Non Federally-Regulated | 06/28/2016 |  | 06/29/2016
Enertech Global, LLC | GEOCOMFORT | GVT060 |  | Water-Source | WBAHP: Heat Pump Packaged Unit | Heat Pump | 208 | 1 |  |  |  | Single-Speed |  |  |  | 58600 | 3805 | 15.4 | 11.2 | 70500 | 4051 | 5.1 | 4.2 | Federally-Regulated Commercial & Industrial Equipment | 06/28/2016 |  | 06/29/2016
Enertech Global, LLC | GEOCOMFORT | GVT060 |  | Water-Source | WBAHP: Heat Pump Packaged Unit | Heat Pump | 230 | 1 |  |  |  | Single-Speed |  |  |  | 58600 | 3805 | 15.4 | 11.2 | 70500 | 4051 | 5.1 | 4.2 | Federally-Regulated Commercial & Industrial Equipment | 06/28/2016 |  | 06/29/2016
Enertech Global, LLC | GEOCOMFORT | GVT060 |  | Ground-Water-Source | WBAHP: Heat Pump Packaged Unit | Heat Pump | 208 | 1 |  |  |  | Single-Speed |  |  |  | 64200 | 2918 | 22 | 16.2 | 57500 | 3744 | 4.5 | 3.6 | Non Federally-Regulated | 06/28/2016 |  | 06/29/2016
Enertech Global, LLC | GEOCOMFORT | GVT060 |  | Ground-Water-Source | WBAHP: Heat Pump Packaged Unit | Heat Pump | 230 | 1 |  |  |  | Single-Speed |  |  |  | 64200 | 2918 | 22 | 16.2 | 57500 | 3744 | 4.5 | 3.6 | Non Federally-Regulated | 06/28/2016 |  | 06/29/2016
Enertech Global, LLC | GEOCOMFORT | GVT060 |  | Ground-Source | WBAHP: Heat Pump Packaged Unit | Heat Pump | 208 | 1 |  |  |  | Single-Speed |  |  |  | 60900 | 3460 | 17.6 | 13.4 | 46300 | 3570 | 3.8 | 3.1 | Non Federally-Regulated | 06/28/2016 |  | 06/29/2016
Enertech Global, LLC | GEOCOMFORT | GVT060 |  | Ground-Source | WBAHP: Heat Pump Packaged Unit | Heat Pump | 230 | 1 |  |  |  | Single-Speed |  |  |  | 60900 | 3460 | 17.6 | 13.4 | 46300 | 3570 | 3.8 | 3.1 | Non Federally-Regulated | 06/28/2016 |  | 06/29/2016
Enertech Global, LLC | GEOCOMFORT | GVT060*2 |  | Water-Source | WBAHP: Heat Pump Packaged Unit | Heat Pump | 208 | 3 |  |  |  | Single-Speed |  |  |  | 58600 | 3805 | 15.4 | 11.2 | 70500 | 4051 | 5.1 | 4.2 | Federally-Regulated Commercial & Industrial Equipment | 06/28/2016 |  | 06/29/2016
Enertech Global, LLC | GEOCOMFORT | GVT060*2 |  | Water-Source | WBAHP: Heat Pump Packaged Unit | Heat Pump | 230 | 3 |  |  |  | Single-Speed |  |  |  | 58600 | 3805 | 15.4 | 11.2 | 70500 | 4051 | 5.1 | 4.2 | Federally-Regulated Commercial & Industrial Equipment | 06/28/2016 |  | 06/29/2016
Enertech Global, LLC | GEOCOMFORT | GVT060*2 |  | Ground-Water-Source | WBAHP: Heat Pump Packaged Unit | Heat Pump | 208 | 3 |  |  |  | Single-Speed |  |  |  | 64200 | 2918 | 22 | 16.2 | 57500 | 3744 | 4.5 | 3.6 | Non Federally-Regulated | 06/28/2016 |  | 06/29/2016
Enertech Global, LLC | GEOCOMFORT | GVT060*2 |  | Ground-Water-Source | WBAHP: Heat Pump Packaged Unit | Heat Pump | 230 | 3 |  |  |  | Single-Speed |  |  |  | 64200 | 2918 | 22 | 16.2 | 57500 | 3744 | 4.5 | 3.6 | Non Federally-Regulated | 06/28/2016 |  | 06/29/2016
Enertech Global, LLC | GEOCOMFORT | GVT060*2 |  | Ground-Source | WBAHP: Heat Pump Packaged Unit | Heat Pump | 208 | 3 |  |  |  | Single-Speed |  |  |  | 60900 | 3460 | 17.6 | 13.4 | 46300 | 3570 | 3.8 | 3.1 | Non Federally-Regulated | 06/28/2016 |  | 06/29/2016
Enertech Global, LLC | GEOCOMFORT | GVT060*2 |  | Ground-Source | WBAHP: Heat Pump Packaged Unit | Heat Pump | 230 | 3 |  |  |  | Single-Speed |  |  |  | 60900 | 3460 | 17.6 | 13.4 | 46300 | 3570 | 3.8 | 3.1 | Non Federally-Regulated | 06/28/2016 |  | 06/29/2016
Enertech Global, LLC | GEOCOMFORT | GVT060*3 |  | Water-Source | WBAHP: Heat Pump Packaged Unit | Heat Pump | 460 | 3 |  |  |  | Single-Speed |  |  |  | 58600 | 3805 | 15.4 | 11.2 | 70500 | 4051 | 5.1 | 4.2 | Federally-Regulated Commercial & Industrial Equipment | 06/28/2016 |  | 06/29/2016
Enertech Global, LLC | GEOCOMFORT | GVT060*3 |  | Ground-Water-Source | WBAHP: Heat Pump Packaged Unit | Heat Pump | 460 | 3 |  |  |  | Single-Speed |  |  |  | 64200 | 2918 | 22 | 16.2 | 57500 | 3744 | 4.5 | 3.6 | Non Federally-Regulated | 06/28/2016 |  | 06/29/2016
Enertech Global, LLC | GEOCOMFORT | GVT060*3 |  | Ground-Source | WBAHP: Heat Pump Packaged Unit | Heat Pump | 460 | 3 |  |  |  | Single-Speed |  |  |  | 60900 | 3460 | 17.6 | 13.4 | 46300 | 3570 | 3.8 | 3.1 | Non Federally-Regulated | 06/28/2016 |  | 06/29/2016
Enertech Global, LLC | GEOCOMFORT | GVT060*A |  | Water-Source | WBAHP: Heat Pump Packaged Unit | Heat Pump | 265 | 1 |  |  |  | Single-Speed |  |  |  | 58600 | 3805 | 15.4 | 11.2 | 70500 | 4051 | 5.1 | 4.2 | Federally-Regulated Commercial & Industrial Equipment | 06/28/2016 |  | 06/29/2016
Enertech Global, LLC | GEOCOMFORT | GVT060*A |  | Ground-Water-Source | WBAHP: Heat Pump Packaged Unit | Heat Pump | 265 | 1 |  |  |  | Single-Speed |  |  |  | 64200 | 2918 | 22 | 16.2 | 57500 | 3744 | 4.5 | 3.6 | Non Federally-Regulated | 06/28/2016 |  | 06/29/2016
Enertech Global, LLC | GEOCOMFORT | GVT060*A |  | Ground-Source | WBAHP: Heat Pump Packaged Unit | Heat Pump | 265 | 1 |  |  |  | Single-Speed |  |  |  | 60900 | 3460 | 17.6 | 13.4 | 46300 | 3570 | 3.8 | 3.1 | Non Federally-Regulated | 06/28/2016 |  | 06/29/2016
Enertech Global, LLC | GEOCOMFORT | GVT072 |  | Water-Source | WBAHP: Heat Pump Packaged Unit | Heat Pump | 208 | 1 |  |  |  | Single-Speed | 4071 | 726 |  | 66200 | 4797 | 13.8 | 12 | 79200 | 5045 | 4.6 | 4.2 | Federally-Regulated Commercial & Industrial Equipment | 06/28/2016 |  | 06/29/2016
Enertech Global, LLC | GEOCOMFORT | GVT072 |  | Water-Source | WBAHP: Heat Pump Packaged Unit | Heat Pump | 230 | 1 |  |  |  | Single-Speed | 4071 | 726 |  | 66200 | 4797 | 13.8 | 12 | 79200 | 5045 | 4.6 | 4.2 | Federally-Regulated Commercial & Industrial Equipment | 06/28/2016 |  | 06/29/2016
Enertech Global, LLC | GEOCOMFORT | GVT072 |  | Ground-Water-Source | WBAHP: Heat Pump Packaged Unit | Heat Pump | 208 | 1 |  |  |  | Single-Speed | 2969 | 726 |  | 72800 | 3695 | 19.7 | 16.2 | 64700 | 4624 | 4.1 | 3.6 | Non Federally-Regulated | 06/28/2016 |  | 06/29/2016
Enertech Global, LLC | GEOCOMFORT | GVT072 |  | Ground-Water-Source | WBAHP: Heat Pump Packaged Unit | Heat Pump | 230 | 1 |  |  |  | Single-Speed | 2969 | 726 |  | 72800 | 3695 | 19.7 | 16.2 | 64700 | 4624 | 4.1 | 3.6 | Non Federally-Regulated | 06/28/2016 |  | 06/29/2016
Enertech Global, LLC | GEOCOMFORT | GVT072 |  | Ground-Source | WBAHP: Heat Pump Packaged Unit | Heat Pump | 208 | 1 |  |  |  | Single-Speed | 3635 | 726 |  | 68900 | 4360 | 15.8 | 13.4 | 51800 | 4465 | 3.4 | 3.1 | Non Federally-Regulated | 06/28/2016 |  | 06/29/2016
Enertech Global, LLC | GEOCOMFORT | GVT072 |  | Ground-Source | WBAHP: Heat Pump Packaged Unit | Heat Pump | 230 | 1 |  |  |  | Single-Speed | 3635 | 726 |  | 68900 | 4360 | 15.8 | 13.4 | 51800 | 4465 | 3.4 | 3.1 | Non Federally-Regulated | 06/28/2016 |  | 06/29/2016
Enertech Global, LLC | GEOCOMFORT | GVT072*2 |  | Water-Source | WBAHP: Heat Pump Packaged Unit | Heat Pump | 208 | 3 |  |  |  | Single-Speed | 4071 | 726 |  | 66200 | 4797 | 13.8 | 12 | 79200 | 5045 | 4.6 | 4.2 | Federally-Regulated Commercial & Industrial Equipment | 06/28/2016 |  | 06/29/2016
Enertech Global, LLC | GEOCOMFORT | GVT072*2 |  | Water-Source | WBAHP: Heat Pump Packaged Unit | Heat Pump | 230 | 3 |  |  |  | Single-Speed | 4071 | 726 |  | 66200 | 4797 | 13.8 | 12 | 79200 | 5045 | 4.6 | 4.2 | Federally-Regulated Commercial & Industrial Equipment | 06/28/2016 |  | 06/29/2016
Enertech Global, LLC | GEOCOMFORT | GVT072*2 |  | Ground-Water-Source | WBAHP: Heat Pump Packaged Unit | Heat Pump | 208 | 3 |  |  |  | Single-Speed | 2969 | 726 |  | 72800 | 3695 | 19.7 | 16.2 | 64700 | 4624 | 4.1 | 3.6 | Non Federally-Regulated | 06/28/2016 |  | 06/29/2016
Enertech Global, LLC | GEOCOMFORT | GVT072*2 |  | Ground-Water-Source | WBAHP: Heat Pump Packaged Unit | Heat Pump | 230 | 3 |  |  |  | Single-Speed | 2969 | 726 |  | 72800 | 3695 | 19.7 | 16.2 | 64700 | 4624 | 4.1 | 3.6 | Non Federally-Regulated | 06/28/2016 |  | 06/29/2016
Enertech Global, LLC | GEOCOMFORT | GVT072*2 |  | Ground-Source | WBAHP: Heat Pump Packaged Unit | Heat Pump | 208 | 3 |  |  |  | Single-Speed | 3635 | 726 |  | 68900 | 4360 | 15.8 | 13.4 | 51800 | 4465 | 3.4 | 3.1 | Non Federally-Regulated | 06/28/2016 |  | 06/29/2016
Enertech Global, LLC | GEOCOMFORT | GVT072*2 |  | Ground-Source | WBAHP: Heat Pump Packaged Unit | Heat Pump | 230 | 3 |  |  |  | Single-Speed | 3635 | 726 |  | 68900 | 4360 | 15.8 | 13.4 | 51800 | 4465 | 3.4 | 3.1 | Non Federally-Regulated | 06/28/2016 |  | 06/29/2016
Enertech Global, LLC | GEOCOMFORT | GVT072*3 |  | Water-Source | WBAHP: Heat Pump Packaged Unit | Heat Pump | 460 | 3 |  |  |  | Single-Speed | 4071 | 726 |  | 66200 | 4797 | 13.8 | 12 | 79200 | 5045 | 4.6 | 4.2 | Federally-Regulated Commercial & Industrial Equipment | 06/28/2016 |  | 06/29/2016
Enertech Global, LLC | GEOCOMFORT | GVT072*3 |  | Ground-Water-Source | WBAHP: Heat Pump Packaged Unit | Heat Pump | 460 | 3 |  |  |  | Single-Speed | 2969 | 726 |  | 72800 | 3695 | 19.7 | 16.2 | 64700 | 4624 | 4.1 | 3.6 | Non Federally-Regulated | 06/28/2016 |  | 06/29/2016
Enertech Global, LLC | GEOCOMFORT | GVT072*3 |  | Ground-Source | WBAHP: Heat Pump Packaged Unit | Heat Pump | 460 | 3 |  |  |  | Single-Speed | 3635 | 726 |  | 68900 | 4360 | 15.8 | 13.4 | 51800 | 4465 | 3.4 | 3.1 | Non Federally-Regulated | 06/28/2016 |  | 06/29/2016
Enertech Global, LLC | Hydron Module | HVS015 |  | Water-Source | WBAHP: Heat Pump Packaged Unit | Heat Pump | 208 | 1 |  |  |  | Single-Speed |  |  |  | 15200 | 878 | 17.3 | 11.2 | 18200 | 874 | 6.1 | 4.2 | Federally-Regulated Commercial & Industrial Equipment | 02/23/2016 |  | 06/29/2016
Enertech Global, LLC | Hydron Module | HVS015 |  | Water-Source | WBAHP: Heat Pump Packaged Unit | Heat Pump | 230 | 1 |  |  |  | Single-Speed |  |  |  | 15200 | 878 | 17.3 | 11.2 | 18200 | 874 | 6.1 | 4.2 | Federally-Regulated Commercial & Industrial Equipment | 02/23/2016 |  | 06/29/2016
Enertech Global, LLC | Hydron Module | HVS015 |  | Ground-Water-Source | WBAHP: Heat Pump Packaged Unit | Heat Pump | 208 | 1 |  |  |  | Single-Speed |  |  |  | 17700 | 625 | 28.3 | 16.2 | 14800 | 850 | 5.1 | 3.6 | Non Federally-Regulated | 02/23/2016 |  | 06/29/2016
Enertech Global, LLC | Hydron Module | HVS015 |  | Ground-Water-Source | WBAHP: Heat Pump Packaged Unit | Heat Pump | 230 | 1 |  |  |  | Single-Speed |  |  |  | 17700 | 625 | 28.3 | 16.2 | 14800 | 850 | 5.1 | 3.6 | Non Federally-Regulated | 02/23/2016 |  | 06/29/2016
Enertech Global, LLC | Hydron Module | HVS015 |  | Ground-Source | WBAHP: Heat Pump Packaged Unit | Heat Pump | 208 | 1 |  |  |  | Single-Speed |  |  |  | 16000 | 820 | 19.5 | 13.4 | 11600 | 849 | 4 | 3.1 | Non Federally-Regulated | 02/23/2016 |  | 06/29/2016
Enertech Global, LLC | Hydron Module | HVS015 |  | Ground-Source | WBAHP: Heat Pump Packaged Unit | Heat Pump | 230 | 1 |  |  |  | Single-Speed |  |  |  | 16000 | 820 | 19.5 | 13.4 | 11600 | 849 | 4 | 3.1 | Non Federally-Regulated | 02/23/2016 |  | 06/29/2016
Enertech Global, LLC | Hydron Module | HVS015*****1 |  | Water-Source | WBAHP: Heat Pump Packaged Unit | Heat Pump | 208 | 1 |  |  |  | Single-Speed |  |  |  | 15600 | 804 | 19.4 | 11.2 | 17900 | 807 | 6.5 | 4.2 | Federally-Regulated Commercial & Industrial Equipment | 02/23/2016 |  | 06/29/2016
Enertech Global, LLC | Hydron Module | HVS015*****1 |  | Water-Source | WBAHP: Heat Pump Packaged Unit | Heat Pump | 230 | 1 |  |  |  | Single-Speed |  |  |  | 15600 | 804 | 19.4 | 11.2 | 17900 | 807 | 6.5 | 4.2 | Federally-Regulated Commercial & Industrial Equipment | 02/23/2016 |  | 06/29/2016
Enertech Global, LLC | Hydron Module | HVS015*****1 |  | Ground-Water-Source | WBAHP: Heat Pump Packaged Unit | Heat Pump | 208 | 1 |  |  |  | Single-Speed |  |  |  | 17800 | 541 | 32.9 | 16.2 | 14500 | 786 | 5.4 | 3.6 | Non Federally-Regulated | 02/23/2016 |  | 06/29/2016
Enertech Global, LLC | Hydron Module | HVS015*****1 |  | Ground-Water-Source | WBAHP: Heat Pump Packaged Unit | Heat Pump | 230 | 1 |  |  |  | Single-Speed |  |  |  | 17800 | 541 | 32.9 | 16.2 | 14500 | 786 | 5.4 | 3.6 | Non Federally-Regulated | 02/23/2016 |  | 06/29/2016
Enertech Global, LLC | Hydron Module | HVS015*****1 |  | Ground-Source | WBAHP: Heat Pump Packaged Unit | Heat Pump | 208 | 1 |  |  |  | Single-Speed |  |  |  | 16200 | 710 | 22.8 | 13.4 | 11500 | 783 | 4.3 | 3.1 | Non Federally-Regulated | 02/23/2016 |  | 06/29/2016
Enertech Global, LLC | Hydron Module | HVS015*****1 |  | Ground-Source | WBAHP: Heat Pump Packaged Unit | Heat Pump | 230 | 1 |  |  |  | Single-Speed |  |  |  | 16200 | 710 | 22.8 | 13.4 | 11500 | 783 | 4.3 | 3.1 | Non Federally-Regulated | 02/23/2016 |  | 06/29/2016
Enertech Global, LLC | Hydron Module | HVS015*A |  | Water-Source | WBAHP: Heat Pump Packaged Unit | Heat Pump | 265 | 1 |  |  |  | Single-Speed |  |  |  | 15200 | 878 | 17.3 | 11.2 | 18200 | 874 | 6.1 | 4.2 | Federally-Regulated Commercial & Industrial Equipment | 02/23/2016 |  | 06/29/2016
Enertech Global, LLC | Hydron Module | HVS015*A |  | Ground-Water-Source | WBAHP: Heat Pump Packaged Unit | Heat Pump | 265 | 1 |  |  |  | Single-Speed |  |  |  | 17700 | 625 | 28.3 | 16.2 | 14800 | 850 | 5.1 | 3.6 | Non Federally-Regulated | 02/23/2016 |  | 06/29/2016
Enertech Global, LLC | Hydron Module | HVS015*A |  | Ground-Source | WBAHP: Heat Pump Packaged Unit | Heat Pump | 265 | 1 |  |  |  | Single-Speed |  |  |  | 16000 | 820 | 19.5 | 13.4 | 11600 | 849 | 4 | 3.1 | Non Federally-Regulated | 02/23/2016 |  | 06/29/2016
Enertech Global, LLC | Hydron Module | HVS015*A***1 |  | Water-Source | WBAHP: Heat Pump Packaged Unit | Heat Pump | 265 | 1 |  |  |  | Single-Speed |  |  |  | 15600 | 804 | 19.4 | 11.2 | 17900 | 807 | 6.5 | 4.2 | Federally-Regulated Commercial & Industrial Equipment | 02/23/2016 |  | 06/29/2016
Enertech Global, LLC | Hydron Module | HVS015*A***1 |  | Ground-Water-Source | WBAHP: Heat Pump Packaged Unit | Heat Pump | 265 | 1 |  |  |  | Single-Speed |  |  |  | 17800 | 541 | 32.9 | 16.2 | 14500 | 786 | 5.4 | 3.6 | Non Federally-Regulated | 02/23/2016 |  | 06/29/2016
Enertech Global, LLC | Hydron Module | HVS015*A***1 |  | Ground-Source | WBAHP: Heat Pump Packaged Unit | Heat Pump | 265 | 1 |  |  |  | Single-Speed |  |  |  | 16200 | 710 | 22.8 | 13.4 | 11500 | 783 | 4.3 | 3.1 | Non Federally-Regulated | 02/23/2016 |  | 06/29/2016
Enertech Global, LLC | Hydron Module | HVS030 |  | Water-Source | WBAHP: Heat Pump Packaged Unit | Heat Pump | 208 | 1 |  |  |  | Single-Speed |  |  |  | 28600 | 1798 | 15.9 | 11.2 | 34900 | 1894 | 5.4 | 4.2 | Federally-Regulated Commercial & Industrial Equipment | 06/28/2016 |  | 06/29/2016
Enertech Global, LLC | Hydron Module | HVS030 |  | Water-Source | WBAHP: Heat Pump Packaged Unit | Heat Pump | 230 | 1 |  |  |  | Single-Speed |  |  |  | 28600 | 1798 | 15.9 | 11.2 | 34900 | 1894 | 5.4 | 4.2 | Federally-Regulated Commercial & Industrial Equipment | 06/28/2016 |  | 06/29/2016
Enertech Global, LLC | Hydron Module | HVS030 |  | Ground-Water-Source | WBAHP: Heat Pump Packaged Unit | Heat Pump | 208 | 1 |  |  |  | Single-Speed |  |  |  | 31000 | 1324 | 23.4 | 16.2 | 28700 | 1789 | 4.7 | 3.6 | Non Federally-Regulated | 06/28/2016 |  | 06/29/2016
Enertech Global, LLC | Hydron Module | HVS030 |  | Ground-Water-Source | WBAHP: Heat Pump Packaged Unit | Heat Pump | 230 | 1 |  |  |  | Single-Speed |  |  |  | 31000 | 1324 | 23.4 | 16.2 | 28700 | 1789 | 4.7 | 3.6 | Non Federally-Regulated | 06/28/2016 |  | 06/29/2016
Enertech Global, LLC | Hydron Module | HVS030 |  | Ground-Source | WBAHP: Heat Pump Packaged Unit | Heat Pump | 208 | 1 |  |  |  | Single-Speed |  |  |  | 30100 | 1627 | 18.5 | 13.4 | 22300 | 1675 | 3.9 | 3.1 | Non Federally-Regulated | 06/28/2016 |  | 06/29/2016
Enertech Global, LLC | Hydron Module | HVS030 |  | Ground-Source | WBAHP: Heat Pump Packaged Unit | Heat Pump | 230 | 1 |  |  |  | Single-Speed |  |  |  | 30100 | 1627 | 18.5 | 13.4 | 22300 | 1675 | 3.9 | 3.1 | Non Federally-Regulated | 06/28/2016 |  | 06/29/2016
Enertech Global, LLC | Hydron Module | HVS030*2 |  | Water-Source | WBAHP: Heat Pump Packaged Unit | Heat Pump | 208 | 3 |  |  |  | Single-Speed |  |  |  | 29100 | 1818 | 16 | 11.2 | 37000 | 1936 | 5.6 | 4.2 | Federally-Regulated Commercial & Industrial Equipment | 02/16/2016 |  | 06/29/2016
Enertech Global, LLC | Hydron Module | HVS030*2 |  | Water-Source | WBAHP: Heat Pump Packaged Unit | Heat Pump | 230 | 3 |  |  |  | Single-Speed |  |  |  | 29100 | 1818 | 16 | 11.2 | 37000 | 1936 | 5.6 | 4.2 | Federally-Regulated Commercial & Industrial Equipment | 02/16/2016 |  | 06/29/2016
Enertech Global, LLC | Hydron Module | HVS030*2 |  | Ground-Water-Source | WBAHP: Heat Pump Packaged Unit | Heat Pump | 208 | 3 |  |  |  | Single-Speed |  |  |  | 33100 | 1356 | 24.4 | 16.2 | 29800 | 1782 | 4.9 | 3.6 | Non Federally-Regulated | 02/16/2016 |  | 06/29/2016
Enertech Global, LLC | Hydron Module | HVS030*2 |  | Ground-Water-Source | WBAHP: Heat Pump Packaged Unit | Heat Pump | 230 | 3 |  |  |  | Single-Speed |  |  |  | 33100 | 1356 | 24.4 | 16.2 | 29800 | 1782 | 4.9 | 3.6 | Non Federally-Regulated | 02/16/2016 |  | 06/29/2016
Enertech Global, LLC | Hydron Module | HVS030*2 |  | Ground-Source | WBAHP: Heat Pump Packaged Unit | Heat Pump | 208 | 3 |  |  |  | Single-Speed |  |  |  | 30600 | 1654 | 18.5 | 13.4 | 23900 | 1751 | 4 | 3.1 | Non Federally-Regulated | 02/16/2016 |  | 06/29/2016
Enertech Global, LLC | Hydron Module | HVS030*2 |  | Ground-Source | WBAHP: Heat Pump Packaged Unit | Heat Pump | 230 | 3 |  |  |  | Single-Speed |  |  |  | 30600 | 1654 | 18.5 | 13.4 | 23900 | 1751 | 4 | 3.1 | Non Federally-Regulated | 02/16/2016 |  | 06/29/2016
Enertech Global, LLC | Hydron Module | HVS030*3 |  | Water-Source | WBAHP: Heat Pump Packaged Unit | Heat Pump | 460 | 3 |  |  |  | Single-Speed |  |  |  | 29100 | 1818 | 16 | 11.2 | 37000 | 1936 | 5.6 | 4.2 | Federally-Regulated Commercial & Industrial Equipment | 02/16/2016 |  | 06/29/2016
Enertech Global, LLC | Hydron Module | HVS030*3 |  | Ground-Water-Source | WBAHP: Heat Pump Packaged Unit | Heat Pump | 460 | 3 |  |  |  | Single-Speed |  |  |  | 33100 | 1356 | 24.4 | 16.2 | 29800 | 1782 | 4.9 | 3.6 | Non Federally-Regulated | 02/16/2016 |  | 06/29/2016
Enertech Global, LLC | Hydron Module | HVS030*3 |  | Ground-Source | WBAHP: Heat Pump Packaged Unit | Heat Pump | 460 | 3 |  |  |  | Single-Speed |  |  |  | 30600 | 1654 | 18.5 | 13.4 | 23900 | 1751 | 4 | 3.1 | Non Federally-Regulated | 02/16/2016 |  | 06/29/2016
Enertech Global, LLC | Hydron Module | HVS030*4 |  | Water-Source | WBAHP: Heat Pump Packaged Unit | Heat Pump | 575 | 3 |  |  |  | Single-Speed |  |  |  | 29100 | 1818 | 16 | 11.2 | 37000 | 1936 | 5.6 | 4.2 | Federally-Regulated Commercial & Industrial Equipment | 02/16/2016 |  | 06/29/2016
Enertech Global, LLC | Hydron Module | HVS030*4 |  | Ground-Water-Source | WBAHP: Heat Pump Packaged Unit | Heat Pump | 575 | 3 |  |  |  | Single-Speed |  |  |  | 33100 | 1356 | 24.4 | 16.2 | 29800 | 1782 | 4.9 | 3.6 | Non Federally-Regulated | 02/16/2016 |  | 06/29/2016
Enertech Global, LLC | Hydron Module | HVS030*4 |  | Ground-Source | WBAHP: Heat Pump Packaged Unit | Heat Pump | 575 | 3 |  |  |  | Single-Speed |  |  |  | 30600 | 1654 | 18.5 | 13.4 | 23900 | 1751 | 4 | 3.1 | Non Federally-Regulated | 02/16/2016 |  | 06/29/2016
Enertech Global, LLC | Hydron Module | HVS030*A |  | Water-Source | WBAHP: Heat Pump Packaged Unit | Heat Pump | 265 | 1 |  |  |  | Single-Speed |  |  |  | 29100 | 1818 | 16 | 11.2 | 37000 | 1936 | 5.6 | 4.2 | Federally-Regulated Commercial & Industrial Equipment | 02/16/2016 |  | 06/29/2016
Enertech Global, LLC | Hydron Module | HVS030*A |  | Ground-Water-Source | WBAHP: Heat Pump Packaged Unit | Heat Pump | 265 | 1 |  |  |  | Single-Speed |  |  |  | 33100 | 1356 | 24.4 | 16.2 | 29800 | 1782 | 4.9 | 3.6 | Non Federally-Regulated | 02/16/2016 |  | 06/29/2016
Enertech Global, LLC | Hydron Module | HVS030*A |  | Ground-Source | WBAHP: Heat Pump Packaged Unit | Heat Pump | 265 | 1 |  |  |  | Single-Speed |  |  |  | 30600 | 1654 | 18.5 | 13.4 | 23900 | 1751 | 4 | 3.1 | Non Federally-Regulated | 02/16/2016 |  | 06/29/2016
Enertech Global, LLC | Hydron Module | HVS048 |  | Water-Source | WBAHP: Heat Pump Packaged Unit | Heat Pump | 208 | 1 |  |  |  | Single-Speed |  |  |  | 48500 | 3190 | 15.2 | 11.2 | 58900 | 3452 | 5 | 4.2 | Federally-Regulated Commercial & Industrial Equipment | 06/28/2016 |  | 06/29/2016
Enertech Global, LLC | Hydron Module | HVS048 |  | Water-Source | WBAHP: Heat Pump Packaged Unit | Heat Pump | 230 | 1 |  |  |  | Single-Speed |  |  |  | 48500 | 3190 | 15.2 | 11.2 | 58900 | 3452 | 5 | 4.2 | Federally-Regulated Commercial & Industrial Equipment | 06/28/2016 |  | 06/29/2016
Enertech Global, LLC | Hydron Module | HVS048 |  | Ground-Water-Source | WBAHP: Heat Pump Packaged Unit | Heat Pump | 208 | 1 |  |  |  | Single-Speed |  |  |  | 53400 | 2362 | 22.6 | 16.2 | 48100 | 3203 | 4.4 | 3.6 | Non Federally-Regulated | 06/28/2016 |  | 06/29/2016
Enertech Global, LLC | Hydron Module | HVS048 |  | Ground-Water-Source | WBAHP: Heat Pump Packaged Unit | Heat Pump | 230 | 1 |  |  |  | Single-Speed |  |  |  | 53400 | 2362 | 22.6 | 16.2 | 48100 | 3203 | 4.4 | 3.6 | Non Federally-Regulated | 06/28/2016 |  | 06/29/2016
Enertech Global, LLC | Hydron Module | HVS048 |  | Ground-Source | WBAHP: Heat Pump Packaged Unit | Heat Pump | 208 | 1 |  |  |  | Single-Speed |  |  |  | 50500 | 2869 | 17.6 | 13.4 | 39600 | 3223 | 3.6 | 3.1 | Non Federally-Regulated | 06/28/2016 |  | 06/29/2016
Enertech Global, LLC | Hydron Module | HVS048 |  | Ground-Source | WBAHP: Heat Pump Packaged Unit | Heat Pump | 230 | 1 |  |  |  | Single-Speed |  |  |  | 50500 | 2869 | 17.6 | 13.4 | 39600 | 3223 | 3.6 | 3.1 | Non Federally-Regulated | 06/28/2016 |  | 06/29/2016
Enertech Global, LLC | Hydron Module | HVS048*****1 |  | Water-Source | WBAHP: Heat Pump Packaged Unit | Heat Pump | 208 | 1 |  |  |  | Single-Speed |  |  |  | 49900 | 2884 | 17.3 | 11.2 | 58400 | 3111 | 5.5 | 4.2 | Federally-Regulated Commercial & Industrial Equipment | 06/28/2016 |  | 06/29/2016
Enertech Global, LLC | Hydron Module | HVS048*****1 |  | Water-Source | WBAHP: Heat Pump Packaged Unit | Heat Pump | 230 | 1 |  |  |  | Single-Speed |  |  |  | 49900 | 2884 | 17.3 | 11.2 | 58400 | 3111 | 5.5 | 4.2 | Federally-Regulated Commercial & Industrial Equipment | 06/28/2016 |  | 06/29/2016
Enertech Global, LLC | Hydron Module | HVS048*****1 |  | Ground-Water-Source | WBAHP: Heat Pump Packaged Unit | Heat Pump | 208 | 1 |  |  |  | Single-Speed |  |  |  | 54900 | 2079 | 26.4 | 16.2 | 47500 | 2900 | 4.8 | 3.6 | Non Federally-Regulated | 06/28/2016 |  | 06/29/2016
Enertech Global, LLC | Hydron Module | HVS048*****1 |  | Ground-Water-Source | WBAHP: Heat Pump Packaged Unit | Heat Pump | 230 | 1 |  |  |  | Single-Speed |  |  |  | 54900 | 2079 | 26.4 | 16.2 | 47500 | 2900 | 4.8 | 3.6 | Non Federally-Regulated | 06/28/2016 |  | 06/29/2016
Enertech Global, LLC | Hydron Module | HVS048*****1 |  | Ground-Source | WBAHP: Heat Pump Packaged Unit | Heat Pump | 208 | 1 |  |  |  | Single-Speed |  |  |  | 51600 | 2567 | 20.1 | 13.4 | 38700 | 2908 | 3.9 | 3.1 | Non Federally-Regulated | 06/28/2016 |  | 06/29/2016
Enertech Global, LLC | Hydron Module | HVS048*****1 |  | Ground-Source | WBAHP: Heat Pump Packaged Unit | Heat Pump | 230 | 1 |  |  |  | Single-Speed |  |  |  | 51600 | 2567 | 20.1 | 13.4 | 38700 | 2908 | 3.9 | 3.1 | Non Federally-Regulated | 06/28/2016 |  | 06/29/2016
Enertech Global, LLC | Hydron Module | HVS048*2 |  | Water-Source | WBAHP: Heat Pump Packaged Unit | Heat Pump | 208 | 3 |  |  |  | Single-Speed |  |  |  | 48500 | 3190 | 15.2 | 11.2 | 58900 | 3452 | 5 | 4.2 | Federally-Regulated Commercial & Industrial Equipment | 06/28/2016 |  | 06/29/2016
Enertech Global, LLC | Hydron Module | HVS048*2 |  | Water-Source | WBAHP: Heat Pump Packaged Unit | Heat Pump | 230 | 3 |  |  |  | Single-Speed |  |  |  | 48500 | 3190 | 15.2 | 11.2 | 58900 | 3452 | 5 | 4.2 | Federally-Regulated Commercial & Industrial Equipment | 06/28/2016 |  | 06/29/2016
Enertech Global, LLC | Hydron Module | HVS048*2 |  | Ground-Water-Source | WBAHP: Heat Pump Packaged Unit | Heat Pump | 208 | 3 |  |  |  | Single-Speed |  |  |  | 53400 | 2362 | 22.6 | 16.2 | 48100 | 3203 | 4.4 | 3.6 | Non Federally-Regulated | 06/28/2016 |  | 06/29/2016
Enertech Global, LLC | Hydron Module | HVS048*2 |  | Ground-Water-Source | WBAHP: Heat Pump Packaged Unit | Heat Pump | 230 | 3 |  |  |  | Single-Speed |  |  |  | 53400 | 2362 | 22.6 | 16.2 | 48100 | 3203 | 4.4 | 3.6 | Non Federally-Regulated | 06/28/2016 |  | 06/29/2016
Enertech Global, LLC | Hydron Module | HVS048*2 |  | Ground-Source | WBAHP: Heat Pump Packaged Unit | Heat Pump | 208 | 3 |  |  |  | Single-Speed |  |  |  | 50500 | 2869 | 17.6 | 13.4 | 39600 | 3223 | 3.6 | 3.1 | Non Federally-Regulated | 06/28/2016 |  | 06/29/2016
Enertech Global, LLC | Hydron Module | HVS048*2 |  | Ground-Source | WBAHP: Heat Pump Packaged Unit | Heat Pump | 230 | 3 |  |  |  | Single-Speed |  |  |  | 50500 | 2869 | 17.6 | 13.4 | 39600 | 3223 | 3.6 | 3.1 | Non Federally-Regulated | 06/28/2016 |  | 06/29/2016
Enertech Global, LLC | Hydron Module | HVS048*2***1 |  | Water-Source | WBAHP: Heat Pump Packaged Unit | Heat Pump | 208 | 3 |  |  |  | Single-Speed |  |  |  | 49900 | 2884 | 17.3 | 11.2 | 58400 | 3111 | 5.5 | 4.2 | Federally-Regulated Commercial & Industrial Equipment | 06/28/2016 |  | 06/29/2016
Enertech Global, LLC | Hydron Module | HVS048*2***1 |  | Water-Source | WBAHP: Heat Pump Packaged Unit | Heat Pump | 230 | 3 |  |  |  | Single-Speed |  |  |  | 49900 | 2884 | 17.3 | 11.2 | 58400 | 3111 | 5.5 | 4.2 | Federally-Regulated Commercial & Industrial Equipment | 06/28/2016 |  | 06/29/2016
Enertech Global, LLC | Hydron Module | HVS048*2***1 |  | Ground-Water-Source | WBAHP: Heat Pump Packaged Unit | Heat Pump | 208 | 3 |  |  |  | Single-Speed |  |  |  | 54900 | 2079 | 26.4 | 16.2 | 47500 | 2900 | 4.8 | 3.6 | Non Federally-Regulated | 06/28/2016 |  | 06/29/2016
Enertech Global, LLC | Hydron Module | HVS048*2***1 |  | Ground-Water-Source | WBAHP: Heat Pump Packaged Unit | Heat Pump | 230 | 3 |  |  |  | Single-Speed |  |  |  | 54900 | 2079 | 26.4 | 16.2 | 47500 | 2900 | 4.8 | 3.6 | Non Federally-Regulated | 06/28/2016 |  | 06/29/2016
Enertech Global, LLC | Hydron Module | HVS048*2***1 |  | Ground-Source | WBAHP: Heat Pump Packaged Unit | Heat Pump | 208 | 3 |  |  |  | Single-Speed |  |  |  | 51600 | 2567 | 20.1 | 13.4 | 38700 | 2908 | 3.9 | 3.1 | Non Federally-Regulated | 06/28/2016 |  | 06/29/2016
Enertech Global, LLC | Hydron Module | HVS048*2***1 |  | Ground-Source | WBAHP: Heat Pump Packaged Unit | Heat Pump | 230 | 3 |  |  |  | Single-Speed |  |  |  | 51600 | 2567 | 20.1 | 13.4 | 38700 | 2908 | 3.9 | 3.1 | Non Federally-Regulated | 06/28/2016 |  | 06/29/2016
Enertech Global, LLC | Hydron Module | HVS048*3 |  | Water-Source | WBAHP: Heat Pump Packaged Unit | Heat Pump | 460 | 3 |  |  |  | Single-Speed |  |  |  | 48500 | 3190 | 15.2 | 11.2 | 58900 | 3452 | 5 | 4.2 | Federally-Regulated Commercial & Industrial Equipment | 06/28/2016 |  | 06/29/2016
Enertech Global, LLC | Hydron Module | HVS048*3 |  | Ground-Water-Source | WBAHP: Heat Pump Packaged Unit | Heat Pump | 460 | 3 |  |  |  | Single-Speed |  |  |  | 53400 | 2362 | 22.6 | 16.2 | 48100 | 3203 | 4.4 | 3.6 | Non Federally-Regulated | 06/28/2016 |  | 06/29/2016
Enertech Global, LLC | Hydron Module | HVS048*3 |  | Ground-Source | WBAHP: Heat Pump Packaged Unit | Heat Pump | 460 | 3 |  |  |  | Single-Speed |  |  |  | 50500 | 2869 | 17.6 | 13.4 | 39600 | 3223 | 3.6 | 3.1 | Non Federally-Regulated | 06/28/2016 |  | 06/29/2016
Enertech Global, LLC | Hydron Module | HVS048*3***1 |  | Water-Source | WBAHP: Heat Pump Packaged Unit | Heat Pump | 460 | 3 |  |  |  | Single-Speed |  |  |  | 49900 | 2884 | 17.3 | 11.2 | 58400 | 3111 | 5.5 | 4.2 | Federally-Regulated Commercial & Industrial Equipment | 06/28/2016 |  | 06/29/2016
Enertech Global, LLC | Hydron Module | HVS048*3***1 |  | Ground-Water-Source | WBAHP: Heat Pump Packaged Unit | Heat Pump | 460 | 3 |  |  |  | Single-Speed |  |  |  | 54900 | 2079 | 26.4 | 16.2 | 47500 | 2900 | 4.8 | 3.6 | Non Federally-Regulated | 06/28/2016 |  | 06/29/2016
Enertech Global, LLC | Hydron Module | HVS048*3***1 |  | Ground-Source | WBAHP: Heat Pump Packaged Unit | Heat Pump | 460 | 3 |  |  |  | Single-Speed |  |  |  | 51600 | 2567 | 20.1 | 13.4 | 38700 | 2908 | 3.9 | 3.1 | Non Federally-Regulated | 06/28/2016 |  | 06/29/2016
Enertech Global, LLC | Hydron Module | HVS048*4 |  | Water-Source | WBAHP: Heat Pump Packaged Unit | Heat Pump | 575 | 3 |  |  |  | Single-Speed |  |  |  | 48500 | 3190 | 15.2 | 11.2 | 58900 | 3452 | 5 | 4.2 | Federally-Regulated Commercial & Industrial Equipment | 06/28/2016 |  | 06/29/2016
Enertech Global, LLC | Hydron Module | HVS048*4 |  | Ground-Water-Source | WBAHP: Heat Pump Packaged Unit | Heat Pump | 575 | 3 |  |  |  | Single-Speed |  |  |  | 53400 | 2362 | 22.6 | 16.2 | 48100 | 3203 | 4.4 | 3.6 | Non Federally-Regulated | 06/28/2016 |  | 06/29/2016
Enertech Global, LLC | Hydron Module | HVS048*4 |  | Ground-Source | WBAHP: Heat Pump Packaged Unit | Heat Pump | 575 | 3 |  |  |  | Single-Speed |  |  |  | 50500 | 2869 | 17.6 | 13.4 | 39600 | 3223 | 3.6 | 3.1 | Non Federally-Regulated | 06/28/2016 |  | 06/29/2016
Enertech Global, LLC | Hydron Module | HVT060 |  | Water-Source | WBAHP: Heat Pump Packaged Unit | Heat Pump | 208 | 1 |  |  |  | Single-Speed |  |  |  | 58600 | 3805 | 15.4 | 11.2 | 70500 | 4051 | 5.1 | 4.2 | Federally-Regulated Commercial & Industrial Equipment | 06/28/2016 |  | 06/29/2016
Enertech Global, LLC | Hydron Module | HVT060 |  | Water-Source | WBAHP: Heat Pump Packaged Unit | Heat Pump | 230 | 1 |  |  |  | Single-Speed |  |  |  | 58600 | 3805 | 15.4 | 11.2 | 70500 | 4051 | 5.1 | 4.2 | Federally-Regulated Commercial & Industrial Equipment | 06/28/2016 |  | 06/29/2016
Enertech Global, LLC | Hydron Module | HVT060 |  | Ground-Water-Source | WBAHP: Heat Pump Packaged Unit | Heat Pump | 208 | 1 |  |  |  | Single-Speed |  |  |  | 64200 | 2918 | 22 | 16.2 | 57500 | 3744 | 4.5 | 3.6 | Non Federally-Regulated | 06/28/2016 |  | 06/29/2016
Enertech Global, LLC | Hydron Module | HVT060 |  | Ground-Water-Source | WBAHP: Heat Pump Packaged Unit | Heat Pump | 230 | 1 |  |  |  | Single-Speed |  |  |  | 64200 | 2918 | 22 | 16.2 | 57500 | 3744 | 4.5 | 3.6 | Non Federally-Regulated | 06/28/2016 |  | 06/29/2016
Enertech Global, LLC | Hydron Module | HVT060 |  | Ground-Source | WBAHP: Heat Pump Packaged Unit | Heat Pump | 208 | 1 |  |  |  | Single-Speed |  |  |  | 60900 | 3460 | 17.6 | 13.4 | 46300 | 3570 | 3.8 | 3.1 | Non Federally-Regulated | 06/28/2016 |  | 06/29/2016
Enertech Global, LLC | Hydron Module | HVT060 |  | Ground-Source | WBAHP: Heat Pump Packaged Unit | Heat Pump | 230 | 1 |  |  |  | Single-Speed |  |  |  | 60900 | 3460 | 17.6 | 13.4 | 46300 | 3570 | 3.8 | 3.1 | Non Federally-Regulated | 06/28/2016 |  | 06/29/2016
Enertech Global, LLC | Hydron Module | HVT060*2 |  | Water-Source | WBAHP: Heat Pump Packaged Unit | Heat Pump | 208 | 3 |  |  |  | Single-Speed |  |  |  | 58600 | 3805 | 15.4 | 11.2 | 70500 | 4051 | 5.1 | 4.2 | Federally-Regulated Commercial & Industrial Equipment | 06/28/2016 |  | 06/29/2016
Enertech Global, LLC | Hydron Module | HVT060*2 |  | Water-Source | WBAHP: Heat Pump Packaged Unit | Heat Pump | 230 | 3 |  |  |  | Single-Speed |  |  |  | 58600 | 3805 | 15.4 | 11.2 | 70500 | 4051 | 5.1 | 4.2 | Federally-Regulated Commercial & Industrial Equipment | 06/28/2016 |  | 06/29/2016
Enertech Global, LLC | Hydron Module | HVT060*2 |  | Ground-Water-Source | WBAHP: Heat Pump Packaged Unit | Heat Pump | 208 | 3 |  |  |  | Single-Speed |  |  |  | 64200 | 2918 | 22 | 16.2 | 57500 | 3744 | 4.5 | 3.6 | Non Federally-Regulated | 06/28/2016 |  | 06/29/2016
Enertech Global, LLC | Hydron Module | HVT060*2 |  | Ground-Water-Source | WBAHP: Heat Pump Packaged Unit | Heat Pump | 230 | 3 |  |  |  | Single-Speed |  |  |  | 64200 | 2918 | 22 | 16.2 | 57500 | 3744 | 4.5 | 3.6 | Non Federally-Regulated | 06/28/2016 |  | 06/29/2016
Enertech Global, LLC | Hydron Module | HVT060*2 |  | Ground-Source | WBAHP: Heat Pump Packaged Unit | Heat Pump | 208 | 3 |  |  |  | Single-Speed |  |  |  | 60900 | 3460 | 17.6 | 13.4 | 46300 | 3570 | 3.8 | 3.1 | Non Federally-Regulated | 06/28/2016 |  | 06/29/2016
Enertech Global, LLC | Hydron Module | HVT060*2 |  | Ground-Source | WBAHP: Heat Pump Packaged Unit | Heat Pump | 230 | 3 |  |  |  | Single-Speed |  |  |  | 60900 | 3460 | 17.6 | 13.4 | 46300 | 3570 | 3.8 | 3.1 | Non Federally-Regulated | 06/28/2016 |  | 06/29/2016
Enertech Global, LLC | Hydron Module | HVT060*3 |  | Water-Source | WBAHP: Heat Pump Packaged Unit | Heat Pump | 460 | 3 |  |  |  | Single-Speed |  |  |  | 58600 | 3805 | 15.4 | 11.2 | 70500 | 4051 | 5.1 | 4.2 | Federally-Regulated Commercial & Industrial Equipment | 06/28/2016 |  | 06/29/2016
Enertech Global, LLC | Hydron Module | HVT060*3 |  | Ground-Water-Source | WBAHP: Heat Pump Packaged Unit | Heat Pump | 460 | 3 |  |  |  | Single-Speed |  |  |  | 64200 | 2918 | 22 | 16.2 | 57500 | 3744 | 4.5 | 3.6 | Non Federally-Regulated | 06/28/2016 |  | 06/29/2016
Enertech Global, LLC | Hydron Module | HVT060*3 |  | Ground-Source | WBAHP: Heat Pump Packaged Unit | Heat Pump | 460 | 3 |  |  |  | Single-Speed |  |  |  | 60900 | 3460 | 17.6 | 13.4 | 46300 | 3570 | 3.8 | 3.1 | Non Federally-Regulated | 06/28/2016 |  | 06/29/2016
Enertech Global, LLC | Hydron Module | HVT060*A |  | Water-Source | WBAHP: Heat Pump Packaged Unit | Heat Pump | 265 | 1 |  |  |  | Single-Speed |  |  |  | 58600 | 3805 | 15.4 | 11.2 | 70500 | 4051 | 5.1 | 4.2 | Federally-Regulated Commercial & Industrial Equipment | 06/28/2016 |  | 06/29/2016
Enertech Global, LLC | Hydron Module | HVT060*A |  | Ground-Water-Source | WBAHP: Heat Pump Packaged Unit | Heat Pump | 265 | 1 |  |  |  | Single-Speed |  |  |  | 64200 | 2918 | 22 | 16.2 | 57500 | 3744 | 4.5 | 3.6 | Non Federally-Regulated | 06/28/2016 |  | 06/29/2016
Enertech Global, LLC | Hydron Module | HVT060*A |  | Ground-Source | WBAHP: Heat Pump Packaged Unit | Heat Pump | 265 | 1 |  |  |  | Single-Speed |  |  |  | 60900 | 3460 | 17.6 | 13.4 | 46300 | 3570 | 3.8 | 3.1 | Non Federally-Regulated | 06/28/2016 |  | 06/29/2016
Enertech Global, LLC | Hydron Module | HVT072 |  | Water-Source | WBAHP: Heat Pump Packaged Unit | Heat Pump | 208 | 1 |  |  |  | Single-Speed | 4071 | 726 |  | 66200 | 4797 | 13.8 | 12 | 79200 | 5045 | 4.6 | 4.2 | Federally-Regulated Commercial & Industrial Equipment | 06/28/2016 |  | 06/29/2016
Enertech Global, LLC | Hydron Module | HVT072 |  | Water-Source | WBAHP: Heat Pump Packaged Unit | Heat Pump | 230 | 1 |  |  |  | Single-Speed | 4071 | 726 |  | 66200 | 4797 | 13.8 | 12 | 79200 | 5045 | 4.6 | 4.2 | Federally-Regulated Commercial & Industrial Equipment | 06/28/2016 |  | 06/29/2016
Enertech Global, LLC | Hydron Module | HVT072 |  | Ground-Water-Source | WBAHP: Heat Pump Packaged Unit | Heat Pump | 208 | 1 |  |  |  | Single-Speed | 2926 | 726 |  | 72800 | 3695 | 19.7 | 16.2 | 64700 | 4624 | 4.1 | 3.6 | Non Federally-Regulated | 06/28/2016 |  | 06/29/2016
Enertech Global, LLC | Hydron Module | HVT072 |  | Ground-Water-Source | WBAHP: Heat Pump Packaged Unit | Heat Pump | 230 | 1 |  |  |  | Single-Speed | 2926 | 726 |  | 72800 | 3695 | 19.7 | 16.2 | 64700 | 4624 | 4.1 | 3.6 | Non Federally-Regulated | 06/28/2016 |  | 06/29/2016
Enertech Global, LLC | Hydron Module | HVT072 |  | Ground-Source | WBAHP: Heat Pump Packaged Unit | Heat Pump | 208 | 1 |  |  |  | Single-Speed | 3635 | 726 |  | 68900 | 4360 | 15.8 | 13.4 | 51800 | 4465 | 3.4 | 3.1 | Non Federally-Regulated | 06/28/2016 |  | 06/29/2016
Enertech Global, LLC | Hydron Module | HVT072 |  | Ground-Source | WBAHP: Heat Pump Packaged Unit | Heat Pump | 230 | 1 |  |  |  | Single-Speed | 3635 | 726 |  | 68900 | 4360 | 15.8 | 13.4 | 51800 | 4465 | 3.4 | 3.1 | Non Federally-Regulated | 06/28/2016 |  | 06/29/2016
Enertech Global, LLC | Hydron Module | HVT072*2 |  | Water-Source | WBAHP: Heat Pump Packaged Unit | Heat Pump | 208 | 3 |  |  |  | Single-Speed | 4071 | 726 |  | 66200 | 4797 | 13.8 | 12 | 79200 | 5045 | 4.6 | 4.2 | Federally-Regulated Commercial & Industrial Equipment | 06/28/2016 |  | 06/29/2016
Enertech Global, LLC | Hydron Module | HVT072*2 |  | Water-Source | WBAHP: Heat Pump Packaged Unit | Heat Pump | 230 | 3 |  |  |  | Single-Speed | 4071 | 726 |  | 66200 | 4797 | 13.8 | 12 | 79200 | 5045 | 4.6 | 4.2 | Federally-Regulated Commercial & Industrial Equipment | 06/28/2016 |  | 06/29/2016
Enertech Global, LLC | Hydron Module | HVT072*2 |  | Ground-Water-Source | WBAHP: Heat Pump Packaged Unit | Heat Pump | 208 | 3 |  |  |  | Single-Speed | 2969 | 726 |  | 72800 | 3695 | 19.7 | 16.2 | 64700 | 4624 | 4.1 | 3.6 | Non Federally-Regulated | 06/28/2016 |  | 06/29/2016
Enertech Global, LLC | Hydron Module | HVT072*2 |  | Ground-Water-Source | WBAHP: Heat Pump Packaged Unit | Heat Pump | 230 | 3 |  |  |  | Single-Speed | 2969 | 726 |  | 72800 | 3695 | 19.7 | 16.2 | 64700 | 4624 | 4.1 | 3.6 | Non Federally-Regulated | 06/28/2016 |  | 06/29/2016
Enertech Global, LLC | Hydron Module | HVT072*2 |  | Ground-Source | WBAHP: Heat Pump Packaged Unit | Heat Pump | 208 | 3 |  |  |  | Single-Speed | 3635 | 726 |  | 68900 | 4360 | 15.8 | 13.4 | 51800 | 4465 | 3.4 | 3.1 | Non Federally-Regulated | 06/28/2016 |  | 06/29/2016
Enertech Global, LLC | Hydron Module | HVT072*2 |  | Ground-Source | WBAHP: Heat Pump Packaged Unit | Heat Pump | 230 | 3 |  |  |  | Single-Speed | 3635 | 726 |  | 68900 | 4360 | 15.8 | 13.4 | 51800 | 4465 | 3.4 | 3.1 | Non Federally-Regulated | 06/28/2016 |  | 06/29/2016
Enertech Global, LLC | Hydron Module | HVT072*3 |  | Water-Source | WBAHP: Heat Pump Packaged Unit | Heat Pump | 460 | 3 |  |  |  | Single-Speed | 4071 | 726 |  | 66200 | 4797 | 13.8 | 12 | 79200 | 5045 | 4.6 | 4.2 | Federally-Regulated Commercial & Industrial Equipment | 06/28/2016 |  | 06/29/2016
Enertech Global, LLC | Hydron Module | HVT072*3 |  | Ground-Water-Source | WBAHP: Heat Pump Packaged Unit | Heat Pump | 460 | 3 |  |  |  | Single-Speed | 2969 | 726 |  | 72800 | 3695 | 19.7 | 16.2 | 64700 | 4624 | 4.1 | 3.6 | Non Federally-Regulated | 06/28/2016 |  | 06/29/2016
Enertech Global, LLC | Hydron Module | HVT072*3 |  | Ground-Source | WBAHP: Heat Pump Packaged Unit | Heat Pump | 460 | 3 |  |  |  | Single-Speed | 3635 | 726 |  | 68900 | 4360 | 15.8 | 13.4 | 51800 | 4465 | 3.4 | 3.1 | Non Federally-Regulated | 06/28/2016 |  | 06/29/2016
Enertech Global, LLC | Tetco | TVS015 |  | Water-Source | WBAHP: Heat Pump Packaged Unit | Heat Pump | 208 | 1 |  |  |  | Single-Speed |  |  |  | 15200 | 878 | 17.3 | 11.2 | 18200 | 874 | 6.1 | 4.2 | Federally-Regulated Commercial & Industrial Equipment | 02/23/2016 |  | 06/29/2016
Enertech Global, LLC | Tetco | TVS015 |  | Water-Source | WBAHP: Heat Pump Packaged Unit | Heat Pump | 230 | 1 |  |  |  | Single-Speed |  |  |  | 15200 | 878 | 17.3 | 11.2 | 18200 | 874 | 6.1 | 4.2 | Federally-Regulated Commercial & Industrial Equipment | 02/23/2016 |  | 06/29/2016
Enertech Global, LLC | Tetco | TVS015 |  | Ground-Water-Source | WBAHP: Heat Pump Packaged Unit | Heat Pump | 208 | 1 |  |  |  | Single-Speed |  |  |  | 17700 | 625 | 28.3 | 16.2 | 14800 | 850 | 5.1 | 3.6 | Non Federally-Regulated | 02/23/2016 |  | 06/29/2016
Enertech Global, LLC | Tetco | TVS015 |  | Ground-Water-Source | WBAHP: Heat Pump Packaged Unit | Heat Pump | 230 | 1 |  |  |  | Single-Speed |  |  |  | 17700 | 625 | 28.3 | 16.2 | 14800 | 850 | 5.1 | 3.6 | Non Federally-Regulated | 02/23/2016 |  | 06/29/2016
Enertech Global, LLC | Tetco | TVS015 |  | Ground-Source | WBAHP: Heat Pump Packaged Unit | Heat Pump | 208 | 1 |  |  |  | Single-Speed |  |  |  | 16000 | 820 | 19.5 | 13.4 | 11600 | 849 | 4 | 3.1 | Non Federally-Regulated | 02/23/2016 |  | 06/29/2016
Enertech Global, LLC | Tetco | TVS015 |  | Ground-Source | WBAHP: Heat Pump Packaged Unit | Heat Pump | 230 | 1 |  |  |  | Single-Speed |  |  |  | 16000 | 820 | 19.5 | 13.4 | 11600 | 849 | 4 | 3.1 | Non Federally-Regulated | 02/23/2016 |  | 06/29/2016
Enertech Global, LLC | Tetco | TVS015*****1 |  | Water-Source | WBAHP: Heat Pump Packaged Unit | Heat Pump | 208 | 1 |  |  |  | Single-Speed |  |  |  | 15600 | 804 | 19.4 | 11.2 | 17900 | 807 | 6.5 | 4.2 | Federally-Regulated Commercial & Industrial Equipment | 02/23/2016 |  | 06/29/2016
Enertech Global, LLC | Tetco | TVS015*****1 |  | Water-Source | WBAHP: Heat Pump Packaged Unit | Heat Pump | 230 | 1 |  |  |  | Single-Speed |  |  |  | 15600 | 804 | 19.4 | 11.2 | 17900 | 807 | 6.5 | 4.2 | Federally-Regulated Commercial & Industrial Equipment | 02/23/2016 |  | 06/29/2016
Enertech Global, LLC | Tetco | TVS015*****1 |  | Ground-Water-Source | WBAHP: Heat Pump Packaged Unit | Heat Pump | 208 | 1 |  |  |  | Single-Speed |  |  |  | 17800 | 541 | 32.9 | 16.2 | 14500 | 786 | 5.4 | 3.6 | Non Federally-Regulated | 02/23/2016 |  | 06/29/2016
Enertech Global, LLC | Tetco | TVS015*****1 |  | Ground-Water-Source | WBAHP: Heat Pump Packaged Unit | Heat Pump | 230 | 1 |  |  |  | Single-Speed |  |  |  | 17800 | 541 | 32.9 | 16.2 | 14500 | 786 | 5.4 | 3.6 | Non Federally-Regulated | 02/23/2016 |  | 06/29/2016
Enertech Global, LLC | Tetco | TVS015*****1 |  | Ground-Source | WBAHP: Heat Pump Packaged Unit | Heat Pump | 208 | 1 |  |  |  | Single-Speed |  |  |  | 16200 | 710 | 22.8 | 13.4 | 11500 | 783 | 4.3 | 3.1 | Non Federally-Regulated | 02/23/2016 |  | 06/29/2016
Enertech Global, LLC | Tetco | TVS015*****1 |  | Ground-Source | WBAHP: Heat Pump Packaged Unit | Heat Pump | 230 | 1 |  |  |  | Single-Speed |  |  |  | 16200 | 710 | 22.8 | 13.4 | 11500 | 783 | 4.3 | 3.1 | Non Federally-Regulated | 02/23/2016 |  | 06/29/2016
Enertech Global, LLC | Tetco | TVS015*A |  | Water-Source | WBAHP: Heat Pump Packaged Unit | Heat Pump | 265 | 1 |  |  |  | Single-Speed |  |  |  | 15200 | 878 | 17.3 | 11.2 | 18200 | 874 | 6.1 | 4.2 | Federally-Regulated Commercial & Industrial Equipment | 02/23/2016 |  | 06/29/2016
Enertech Global, LLC | Tetco | TVS015*A |  | Ground-Water-Source | WBAHP: Heat Pump Packaged Unit | Heat Pump | 265 | 1 |  |  |  | Single-Speed |  |  |  | 17700 | 625 | 28.3 | 16.2 | 14800 | 850 | 5.1 | 3.6 | Non Federally-Regulated | 02/23/2016 |  | 06/29/2016
Enertech Global, LLC | Tetco | TVS015*A |  | Ground-Source | WBAHP: Heat Pump Packaged Unit | Heat Pump | 265 | 1 |  |  |  | Single-Speed |  |  |  | 16000 | 820 | 19.5 | 13.4 | 11600 | 849 | 4 | 3.1 | Non Federally-Regulated | 02/23/2016 |  | 06/29/2016
Enertech Global, LLC | Tetco | TVS015*A***1 |  | Water-Source | WBAHP: Heat Pump Packaged Unit | Heat Pump | 265 | 1 |  |  |  | Single-Speed |  |  |  | 15600 | 804 | 19.4 | 11.2 | 17900 | 807 | 6.5 | 4.2 | Federally-Regulated Commercial & Industrial Equipment | 02/23/2016 |  | 06/29/2016
Enertech Global, LLC | Tetco | TVS015*A***1 |  | Ground-Water-Source | WBAHP: Heat Pump Packaged Unit | Heat Pump | 265 | 1 |  |  |  | Single-Speed |  |  |  | 17800 | 541 | 32.9 | 16.2 | 14500 | 786 | 5.4 | 3.6 | Non Federally-Regulated | 02/23/2016 |  | 06/29/2016
Enertech Global, LLC | Tetco | TVS015*A***1 |  | Ground-Source | WBAHP: Heat Pump Packaged Unit | Heat Pump | 265 | 1 |  |  |  | Single-Speed |  |  |  | 16200 | 710 | 22.8 | 13.4 | 11500 | 783 | 4.3 | 3.1 | Non Federally-Regulated | 02/23/2016 |  | 06/29/2016
Enertech Global, LLC | Tetco | TVS030 |  | Water-Source | WBAHP: Heat Pump Packaged Unit | Heat Pump | 208 | 1 |  |  |  | Single-Speed |  |  |  | 28600 | 1798 | 15.9 | 11.2 | 34900 | 1894 | 5.4 | 4.2 | Federally-Regulated Commercial & Industrial Equipment | 06/28/2016 |  | 06/29/2016
Enertech Global, LLC | Tetco | TVS030 |  | Water-Source | WBAHP: Heat Pump Packaged Unit | Heat Pump | 230 | 1 |  |  |  | Single-Speed |  |  |  | 28600 | 1798 | 15.9 | 11.2 | 34900 | 1894 | 5.4 | 4.2 | Federally-Regulated Commercial & Industrial Equipment | 06/28/2016 |  | 06/29/2016
Enertech Global, LLC | Tetco | TVS030 |  | Ground-Water-Source | WBAHP: Heat Pump Packaged Unit | Heat Pump | 208 | 1 |  |  |  | Single-Speed |  |  |  | 31000 | 1324 | 23.4 | 16.2 | 28700 | 1789 | 4.7 | 3.6 | Non Federally-Regulated | 06/28/2016 |  | 06/29/2016
Enertech Global, LLC | Tetco | TVS030 |  | Ground-Water-Source | WBAHP: Heat Pump Packaged Unit | Heat Pump | 230 | 1 |  |  |  | Single-Speed |  |  |  | 31000 | 1324 | 23.4 | 16.2 | 28700 | 1789 | 4.7 | 3.6 | Non Federally-Regulated | 06/28/2016 |  | 06/29/2016
Enertech Global, LLC | Tetco | TVS030 |  | Ground-Source | WBAHP: Heat Pump Packaged Unit | Heat Pump | 208 | 1 |  |  |  | Single-Speed |  |  |  | 30100 | 1627 | 18.5 | 13.4 | 22300 | 1675 | 3.9 | 3.1 | Non Federally-Regulated | 06/28/2016 |  | 06/29/2016
Enertech Global, LLC | Tetco | TVS030 |  | Ground-Source | WBAHP: Heat Pump Packaged Unit | Heat Pump | 230 | 1 |  |  |  | Single-Speed |  |  |  | 30100 | 1627 | 18.5 | 13.4 | 22300 | 1675 | 3.9 | 3.1 | Non Federally-Regulated | 06/28/2016 |  | 06/29/2016
Enertech Global, LLC | Tetco | TVS030*2 |  | Water-Source | WBAHP: Heat Pump Packaged Unit | Heat Pump | 208 | 3 |  |  |  | Single-Speed |  |  |  | 29100 | 1818 | 16 | 11.2 | 37000 | 1936 | 5.6 | 4.2 | Federally-Regulated Commercial & Industrial Equipment | 02/16/2016 |  | 06/29/2016
Enertech Global, LLC | Tetco | TVS030*2 |  | Water-Source | WBAHP: Heat Pump Packaged Unit | Heat Pump | 230 | 3 |  |  |  | Single-Speed |  |  |  | 29100 | 1818 | 16 | 11.2 | 37000 | 1936 | 5.6 | 4.2 | Federally-Regulated Commercial & Industrial Equipment | 02/16/2016 |  | 06/29/2016
Enertech Global, LLC | Tetco | TVS030*2 |  | Ground-Water-Source | WBAHP: Heat Pump Packaged Unit | Heat Pump | 208 | 3 |  |  |  | Single-Speed |  |  |  | 33100 | 1356 | 24.4 | 16.2 | 29800 | 1782 | 4.9 | 3.6 | Non Federally-Regulated | 02/16/2016 |  | 06/29/2016
Enertech Global, LLC | Tetco | TVS030*2 |  | Ground-Water-Source | WBAHP: Heat Pump Packaged Unit | Heat Pump | 230 | 3 |  |  |  | Single-Speed |  |  |  | 33100 | 1356 | 24.4 | 16.2 | 29800 | 1782 | 4.9 | 3.6 | Non Federally-Regulated | 02/16/2016 |  | 06/29/2016
Enertech Global, LLC | Tetco | TVS030*2 |  | Ground-Source | WBAHP: Heat Pump Packaged Unit | Heat Pump | 208 | 3 |  |  |  | Single-Speed |  |  |  | 30600 | 1654 | 18.5 | 13.4 | 23900 | 1751 | 4 | 3.1 | Non Federally-Regulated | 02/16/2016 |  | 06/29/2016
Enertech Global, LLC | Tetco | TVS030*2 |  | Ground-Source | WBAHP: Heat Pump Packaged Unit | Heat Pump | 230 | 3 |  |  |  | Single-Speed |  |  |  | 30600 | 1654 | 18.5 | 13.4 | 23900 | 1751 | 4 | 3.1 | Non Federally-Regulated | 02/16/2016 |  | 06/29/2016
Enertech Global, LLC | Tetco | TVS030*3 |  | Water-Source | WBAHP: Heat Pump Packaged Unit | Heat Pump | 460 | 3 |  |  |  | Single-Speed |  |  |  | 29100 | 1818 | 16 | 11.2 | 37000 | 1936 | 5.6 | 4.2 | Federally-Regulated Commercial & Industrial Equipment | 02/16/2016 |  | 06/29/2016
Enertech Global, LLC | Tetco | TVS030*3 |  | Ground-Water-Source | WBAHP: Heat Pump Packaged Unit | Heat Pump | 460 | 3 |  |  |  | Single-Speed |  |  |  | 33100 | 1356 | 24.4 | 16.2 | 29800 | 1782 | 4.9 | 3.6 | Non Federally-Regulated | 02/16/2016 |  | 06/29/2016
Enertech Global, LLC | Tetco | TVS030*3 |  | Ground-Source | WBAHP: Heat Pump Packaged Unit | Heat Pump | 460 | 3 |  |  |  | Single-Speed |  |  |  | 30600 | 1654 | 18.5 | 13.4 | 23900 | 1751 | 4 | 3.1 | Non Federally-Regulated | 02/16/2016 |  | 06/29/2016
Enertech Global, LLC | Tetco | TVS030*4 |  | Water-Source | WBAHP: Heat Pump Packaged Unit | Heat Pump | 575 | 3 |  |  |  | Single-Speed |  |  |  | 29100 | 1818 | 16 | 11.2 | 37000 | 1936 | 5.6 | 4.2 | Federally-Regulated Commercial & Industrial Equipment | 02/16/2016 |  | 06/29/2016
Enertech Global, LLC | Tetco | TVS030*4 |  | Ground-Water-Source | WBAHP: Heat Pump Packaged Unit | Heat Pump | 575 | 3 |  |  |  | Single-Speed |  |  |  | 33100 | 1356 | 24.4 | 16.2 | 29800 | 1782 | 4.9 | 3.6 | Non Federally-Regulated | 02/16/2016 |  | 06/29/2016
Enertech Global, LLC | Tetco | TVS030*4 |  | Ground-Source | WBAHP: Heat Pump Packaged Unit | Heat Pump | 575 | 3 |  |  |  | Single-Speed |  |  |  | 30600 | 1654 | 18.5 | 13.4 | 23900 | 1751 | 4 | 3.1 | Non Federally-Regulated | 02/16/2016 |  | 06/29/2016
Enertech Global, LLC | Tetco | TVS030*A |  | Water-Source | WBAHP: Heat Pump Packaged Unit | Heat Pump | 265 | 1 |  |  |  | Single-Speed |  |  |  | 29100 | 1818 | 16 | 11.2 | 37000 | 1936 | 5.6 | 4.2 | Federally-Regulated Commercial & Industrial Equipment | 02/16/2016 |  | 06/29/2016
Enertech Global, LLC | Tetco | TVS030*A |  | Ground-Water-Source | WBAHP: Heat Pump Packaged Unit | Heat Pump | 265 | 1 |  |  |  | Single-Speed |  |  |  | 33100 | 1356 | 24.4 | 16.2 | 29800 | 1782 | 4.9 | 3.6 | Non Federally-Regulated | 02/16/2016 |  | 06/29/2016
Enertech Global, LLC | Tetco | TVS030*A |  | Ground-Source | WBAHP: Heat Pump Packaged Unit | Heat Pump | 265 | 1 |  |  |  | Single-Speed |  |  |  | 30600 | 1654 | 18.5 | 13.4 | 23900 | 1751 | 4 | 3.1 | Non Federally-Regulated | 02/16/2016 |  | 06/29/2016
Enertech Global, LLC | Tetco | TVS048 |  | Water-Source | WBAHP: Heat Pump Packaged Unit | Heat Pump | 208 | 1 |  |  |  | Single-Speed |  |  |  | 48500 | 3190 | 15.2 | 11.2 | 58900 | 3452 | 5 | 4.2 | Federally-Regulated Commercial & Industrial Equipment | 06/28/2016 |  | 06/29/2016
Enertech Global, LLC | Tetco | TVS048 |  | Water-Source | WBAHP: Heat Pump Packaged Unit | Heat Pump | 230 | 1 |  |  |  | Single-Speed |  |  |  | 48500 | 3190 | 15.2 | 11.2 | 58900 | 3452 | 5 | 4.2 | Federally-Regulated Commercial & Industrial Equipment | 06/28/2016 |  | 06/29/2016
Enertech Global, LLC | Tetco | TVS048 |  | Ground-Water-Source | WBAHP: Heat Pump Packaged Unit | Heat Pump | 208 | 1 |  |  |  | Single-Speed |  |  |  | 53400 | 2362 | 22.6 | 16.2 | 48100 | 3203 | 4.4 | 3.6 | Non Federally-Regulated | 06/28/2016 |  | 06/29/2016
Enertech Global, LLC | Tetco | TVS048 |  | Ground-Water-Source | WBAHP: Heat Pump Packaged Unit | Heat Pump | 230 | 1 |  |  |  | Single-Speed |  |  |  | 53400 | 2362 | 22.6 | 16.2 | 48100 | 3203 | 4.4 | 3.6 | Non Federally-Regulated | 06/28/2016 |  | 06/29/2016
Enertech Global, LLC | Tetco | TVS048 |  | Ground-Source | WBAHP: Heat Pump Packaged Unit | Heat Pump | 208 | 1 |  |  |  | Single-Speed |  |  |  | 50500 | 2869 | 17.6 | 13.4 | 39600 | 3223 | 3.6 | 3.1 | Non Federally-Regulated | 06/28/2016 |  | 06/29/2016
Enertech Global, LLC | Tetco | TVS048 |  | Ground-Source | WBAHP: Heat Pump Packaged Unit | Heat Pump | 230 | 1 |  |  |  | Single-Speed |  |  |  | 50500 | 2869 | 17.6 | 13.4 | 39600 | 3223 | 3.6 | 3.1 | Non Federally-Regulated | 06/28/2016 |  | 06/29/2016
Enertech Global, LLC | Tetco | TVS048*****1 |  | Water-Source | WBAHP: Heat Pump Packaged Unit | Heat Pump | 208 | 1 |  |  |  | Single-Speed |  |  |  | 49900 | 2884 | 17.3 | 11.2 | 58400 | 3111 | 5.5 | 4.2 | Federally-Regulated Commercial & Industrial Equipment | 06/28/2016 |  | 06/29/2016
Enertech Global, LLC | Tetco | TVS048*****1 |  | Water-Source | WBAHP: Heat Pump Packaged Unit | Heat Pump | 230 | 1 |  |  |  | Single-Speed |  |  |  | 49900 | 2884 | 17.3 | 11.2 | 58400 | 3111 | 5.5 | 4.2 | Federally-Regulated Commercial & Industrial Equipment | 06/28/2016 |  | 06/29/2016
Enertech Global, LLC | Tetco | TVS048*****1 |  | Ground-Water-Source | WBAHP: Heat Pump Packaged Unit | Heat Pump | 208 | 1 |  |  |  | Single-Speed |  |  |  | 54900 | 2079 | 26.4 | 16.2 | 47500 | 2900 | 4.8 | 3.6 | Non Federally-Regulated | 06/28/2016 |  | 06/29/2016
Enertech Global, LLC | Tetco | TVS048*****1 |  | Ground-Water-Source | WBAHP: Heat Pump Packaged Unit | Heat Pump | 230 | 1 |  |  |  | Single-Speed |  |  |  | 54900 | 2079 | 26.4 | 16.2 | 47500 | 2900 | 4.8 | 3.6 | Non Federally-Regulated | 06/28/2016 |  | 06/29/2016
Enertech Global, LLC | Tetco | TVS048*****1 |  | Ground-Source | WBAHP: Heat Pump Packaged Unit | Heat Pump | 208 | 1 |  |  |  | Single-Speed |  |  |  | 51600 | 2567 | 20.1 | 13.4 | 38700 | 2908 | 3.9 | 3.1 | Non Federally-Regulated | 06/28/2016 |  | 06/29/2016
Enertech Global, LLC | Tetco | TVS048*****1 |  | Ground-Source | WBAHP: Heat Pump Packaged Unit | Heat Pump | 230 | 1 |  |  |  | Single-Speed |  |  |  | 51600 | 2567 | 20.1 | 13.4 | 38700 | 2908 | 3.9 | 3.1 | Non Federally-Regulated | 06/28/2016 |  | 06/29/2016
Enertech Global, LLC | Tetco | TVS048*2 |  | Water-Source | WBAHP: Heat Pump Packaged Unit | Heat Pump | 208 | 3 |  |  |  | Single-Speed |  |  |  | 48500 | 3190 | 15.2 | 11.2 | 58900 | 3452 | 5 | 4.2 | Federally-Regulated Commercial & Industrial Equipment | 06/28/2016 |  | 06/29/2016
Enertech Global, LLC | Tetco | TVS048*2 |  | Water-Source | WBAHP: Heat Pump Packaged Unit | Heat Pump | 230 | 3 |  |  |  | Single-Speed |  |  |  | 48500 | 3190 | 15.2 | 11.2 | 58900 | 3452 | 5 | 4.2 | Federally-Regulated Commercial & Industrial Equipment | 06/28/2016 |  | 06/29/2016
Enertech Global, LLC | Tetco | TVS048*2 |  | Ground-Water-Source | WBAHP: Heat Pump Packaged Unit | Heat Pump | 208 | 3 |  |  |  | Single-Speed |  |  |  | 53400 | 2362 | 22.6 | 16.2 | 48100 | 3203 | 4.4 | 3.6 | Non Federally-Regulated | 06/28/2016 |  | 06/29/2016
Enertech Global, LLC | Tetco | TVS048*2 |  | Ground-Water-Source | WBAHP: Heat Pump Packaged Unit | Heat Pump | 230 | 3 |  |  |  | Single-Speed |  |  |  | 53400 | 2362 | 22.6 | 16.2 | 48100 | 3203 | 4.4 | 3.6 | Non Federally-Regulated | 06/28/2016 |  | 06/29/2016
Enertech Global, LLC | Tetco | TVS048*2 |  | Ground-Source | WBAHP: Heat Pump Packaged Unit | Heat Pump | 208 | 3 |  |  |  | Single-Speed |  |  |  | 50500 | 2869 | 17.6 | 13.4 | 39600 | 3223 | 3.6 | 3.1 | Non Federally-Regulated | 06/28/2016 |  | 06/29/2016
Enertech Global, LLC | Tetco | TVS048*2 |  | Ground-Source | WBAHP: Heat Pump Packaged Unit | Heat Pump | 230 | 3 |  |  |  | Single-Speed |  |  |  | 50500 | 2869 | 17.6 | 13.4 | 39600 | 3223 | 3.6 | 3.1 | Non Federally-Regulated | 06/28/2016 |  | 06/29/2016
Enertech Global, LLC | Tetco | TVS048*2***1 |  | Water-Source | WBAHP: Heat Pump Packaged Unit | Heat Pump | 208 | 3 |  |  |  | Single-Speed |  |  |  | 49900 | 2884 | 17.3 | 11.2 | 58400 | 3111 | 5.5 | 4.2 | Federally-Regulated Commercial & Industrial Equipment | 06/28/2016 |  | 06/29/2016
Enertech Global, LLC | Tetco | TVS048*2***1 |  | Water-Source | WBAHP: Heat Pump Packaged Unit | Heat Pump | 230 | 3 |  |  |  | Single-Speed |  |  |  | 49900 | 2884 | 17.3 | 11.2 | 58400 | 3111 | 5.5 | 4.2 | Federally-Regulated Commercial & Industrial Equipment | 06/28/2016 |  | 06/29/2016
Enertech Global, LLC | Tetco | TVS048*2***1 |  | Ground-Water-Source | WBAHP: Heat Pump Packaged Unit | Heat Pump | 208 | 3 |  |  |  | Single-Speed |  |  |  | 54900 | 2079 | 26.4 | 16.2 | 47500 | 2900 | 4.8 | 3.6 | Non Federally-Regulated | 06/28/2016 |  | 06/29/2016
Enertech Global, LLC | Tetco | TVS048*2***1 |  | Ground-Water-Source | WBAHP: Heat Pump Packaged Unit | Heat Pump | 230 | 3 |  |  |  | Single-Speed |  |  |  | 54900 | 2079 | 26.4 | 16.2 | 47500 | 2900 | 4.8 | 3.6 | Non Federally-Regulated | 06/28/2016 |  | 06/29/2016
Enertech Global, LLC | Tetco | TVS048*2***1 |  | Ground-Source | WBAHP: Heat Pump Packaged Unit | Heat Pump | 208 | 3 |  |  |  | Single-Speed |  |  |  | 51600 | 2567 | 20.1 | 13.4 | 38700 | 2908 | 3.9 | 3.1 | Non Federally-Regulated | 06/28/2016 |  | 06/29/2016
Enertech Global, LLC | Tetco | TVS048*2***1 |  | Ground-Source | WBAHP: Heat Pump Packaged Unit | Heat Pump | 230 | 3 |  |  |  | Single-Speed |  |  |  | 51600 | 2567 | 20.1 | 13.4 | 38700 | 2908 | 3.9 | 3.1 | Non Federally-Regulated | 06/28/2016 |  | 06/29/2016
Enertech Global, LLC | Tetco | TVS048*3 |  | Water-Source | WBAHP: Heat Pump Packaged Unit | Heat Pump | 460 | 3 |  |  |  | Single-Speed |  |  |  | 48500 | 3190 | 15.2 | 11.2 | 58900 | 3452 | 5 | 4.2 | Federally-Regulated Commercial & Industrial Equipment | 06/28/2016 |  | 06/29/2016
Enertech Global, LLC | Tetco | TVS048*3 |  | Ground-Water-Source | WBAHP: Heat Pump Packaged Unit | Heat Pump | 460 | 3 |  |  |  | Single-Speed |  |  |  | 53400 | 2362 | 22.6 | 16.2 | 48100 | 3203 | 4.4 | 3.6 | Non Federally-Regulated | 06/28/2016 |  | 06/29/2016
Enertech Global, LLC | Tetco | TVS048*3 |  | Ground-Source | WBAHP: Heat Pump Packaged Unit | Heat Pump | 460 | 3 |  |  |  | Single-Speed |  |  |  | 50500 | 2869 | 17.6 | 13.4 | 39600 | 3223 | 3.6 | 3.1 | Non Federally-Regulated | 06/28/2016 |  | 06/29/2016
Enertech Global, LLC | Tetco | TVS048*3***1 |  | Water-Source | WBAHP: Heat Pump Packaged Unit | Heat Pump | 460 | 3 |  |  |  | Single-Speed |  |  |  | 49900 | 2884 | 17.3 | 11.2 | 58400 | 3111 | 5.5 | 4.2 | Federally-Regulated Commercial & Industrial Equipment | 06/28/2016 |  | 06/29/2016
Enertech Global, LLC | Tetco | TVS048*3***1 |  | Ground-Water-Source | WBAHP: Heat Pump Packaged Unit | Heat Pump | 460 | 3 |  |  |  | Single-Speed |  |  |  | 54900 | 2079 | 26.4 | 16.2 | 47500 | 2900 | 4.8 | 3.6 | Non Federally-Regulated | 06/28/2016 |  | 06/29/2016
Enertech Global, LLC | Tetco | TVS048*3***1 |  | Ground-Source | WBAHP: Heat Pump Packaged Unit | Heat Pump | 460 | 3 |  |  |  | Single-Speed |  |  |  | 51600 | 2567 | 20.1 | 13.4 | 38700 | 2908 | 3.9 | 3.1 | Non Federally-Regulated | 06/28/2016 |  | 06/29/2016
Enertech Global, LLC | Tetco | TVS048*4 |  | Water-Source | WBAHP: Heat Pump Packaged Unit | Heat Pump | 575 | 3 |  |  |  | Single-Speed |  |  |  | 48500 | 3190 | 15.2 | 11.2 | 58900 | 3452 | 5 | 4.2 | Federally-Regulated Commercial & Industrial Equipment | 06/28/2016 |  | 06/29/2016
Enertech Global, LLC | Tetco | TVS048*4 |  | Ground-Water-Source | WBAHP: Heat Pump Packaged Unit | Heat Pump | 575 | 3 |  |  |  | Single-Speed |  |  |  | 53400 | 2362 | 22.6 | 16.2 | 48100 | 3203 | 4.4 | 3.6 | Non Federally-Regulated | 06/28/2016 |  | 06/29/2016
Enertech Global, LLC | Tetco | TVS048*4 |  | Ground-Source | WBAHP: Heat Pump Packaged Unit | Heat Pump | 575 | 3 |  |  |  | Single-Speed |  |  |  | 50500 | 2869 | 17.6 | 13.4 | 39600 | 3223 | 3.6 | 3.1 | Non Federally-Regulated | 06/28/2016 |  | 06/29/2016
Enertech Global, LLC | Tetco | TVT060 |  | Water-Source | WBAHP: Heat Pump Packaged Unit | Heat Pump | 208 | 1 |  |  |  | Single-Speed |  |  |  | 58600 | 3805 | 15.4 | 11.2 | 70500 | 4051 | 5.1 | 4.2 | Federally-Regulated Commercial & Industrial Equipment | 06/28/2016 |  | 06/29/2016
Enertech Global, LLC | Tetco | TVT060 |  | Water-Source | WBAHP: Heat Pump Packaged Unit | Heat Pump | 230 | 1 |  |  |  | Single-Speed |  |  |  | 58600 | 3805 | 15.4 | 11.2 | 70500 | 4051 | 5.1 | 4.2 | Federally-Regulated Commercial & Industrial Equipment | 06/28/2016 |  | 06/29/2016
Enertech Global, LLC | Tetco | TVT060 |  | Ground-Water-Source | WBAHP: Heat Pump Packaged Unit | Heat Pump | 208 | 1 |  |  |  | Single-Speed |  |  |  | 64200 | 2918 | 22 | 16.2 | 57500 | 3744 | 4.5 | 3.6 | Non Federally-Regulated | 06/28/2016 |  | 06/29/2016
Enertech Global, LLC | Tetco | TVT060 |  | Ground-Water-Source | WBAHP: Heat Pump Packaged Unit | Heat Pump | 230 | 1 |  |  |  | Single-Speed |  |  |  | 64200 | 2918 | 22 | 16.2 | 57500 | 3744 | 4.5 | 3.6 | Non Federally-Regulated | 06/28/2016 |  | 06/29/2016
Enertech Global, LLC | Tetco | TVT060 |  | Ground-Source | WBAHP: Heat Pump Packaged Unit | Heat Pump | 208 | 1 |  |  |  | Single-Speed |  |  |  | 60900 | 3460 | 17.6 | 13.4 | 46300 | 3570 | 3.8 | 3.1 | Non Federally-Regulated | 06/28/2016 |  | 06/29/2016
Enertech Global, LLC | Tetco | TVT060 |  | Ground-Source | WBAHP: Heat Pump Packaged Unit | Heat Pump | 230 | 1 |  |  |  | Single-Speed |  |  |  | 60900 | 3460 | 17.6 | 13.4 | 46300 | 3570 | 3.8 | 3.1 | Non Federally-Regulated | 06/28/2016 |  | 06/29/2016
Enertech Global, LLC | Tetco | TVT060*2 |  | Water-Source | WBAHP: Heat Pump Packaged Unit | Heat Pump | 208 | 3 |  |  |  | Single-Speed |  |  |  | 58600 | 3805 | 15.4 | 11.2 | 70500 | 4051 | 5.1 | 4.2 | Federally-Regulated Commercial & Industrial Equipment | 06/28/2016 |  | 06/29/2016
Enertech Global, LLC | Tetco | TVT060*2 |  | Water-Source | WBAHP: Heat Pump Packaged Unit | Heat Pump | 230 | 3 |  |  |  | Single-Speed |  |  |  | 58600 | 3805 | 15.4 | 11.2 | 70500 | 4051 | 5.1 | 4.2 | Federally-Regulated Commercial & Industrial Equipment | 06/28/2016 |  | 06/29/2016
Enertech Global, LLC | Tetco | TVT060*2 |  | Ground-Water-Source | WBAHP: Heat Pump Packaged Unit | Heat Pump | 208 | 3 |  |  |  | Single-Speed |  |  |  | 64200 | 2918 | 22 | 16.2 | 57500 | 3744 | 4.5 | 3.6 | Non Federally-Regulated | 06/28/2016 |  | 06/29/2016
Enertech Global, LLC | Tetco | TVT060*2 |  | Ground-Water-Source | WBAHP: Heat Pump Packaged Unit | Heat Pump | 230 | 3 |  |  |  | Single-Speed |  |  |  | 64200 | 2918 | 22 | 16.2 | 57500 | 3744 | 4.5 | 3.6 | Non Federally-Regulated | 06/28/2016 |  | 06/29/2016
Enertech Global, LLC | Tetco | TVT060*2 |  | Ground-Source | WBAHP: Heat Pump Packaged Unit | Heat Pump | 208 | 3 |  |  |  | Single-Speed |  |  |  | 60900 | 3460 | 17.6 | 13.4 | 46300 | 3570 | 3.8 | 3.1 | Non Federally-Regulated | 06/28/2016 |  | 06/29/2016
Enertech Global, LLC | Tetco | TVT060*2 |  | Ground-Source | WBAHP: Heat Pump Packaged Unit | Heat Pump | 230 | 3 |  |  |  | Single-Speed |  |  |  | 60900 | 3460 | 17.6 | 13.4 | 46300 | 3570 | 3.8 | 3.1 | Non Federally-Regulated | 06/28/2016 |  | 06/29/2016
Enertech Global, LLC | Tetco | TVT060*3 |  | Water-Source | WBAHP: Heat Pump Packaged Unit | Heat Pump | 460 | 3 |  |  |  | Single-Speed |  |  |  | 58600 | 3805 | 15.4 | 11.2 | 70500 | 4051 | 5.1 | 4.2 | Federally-Regulated Commercial & Industrial Equipment | 06/28/2016 |  | 06/29/2016
Enertech Global, LLC | Tetco | TVT060*3 |  | Ground-Water-Source | WBAHP: Heat Pump Packaged Unit | Heat Pump | 460 | 3 |  |  |  | Single-Speed |  |  |  | 64200 | 2918 | 22 | 16.2 | 57500 | 3744 | 4.5 | 3.6 | Non Federally-Regulated | 06/28/2016 |  | 06/29/2016
Enertech Global, LLC | Tetco | TVT060*3 |  | Ground-Source | WBAHP: Heat Pump Packaged Unit | Heat Pump | 460 | 3 |  |  |  | Single-Speed |  |  |  | 60900 | 3460 | 17.6 | 13.4 | 46300 | 3570 | 3.8 | 3.1 | Non Federally-Regulated | 06/28/2016 |  | 06/29/2016
Enertech Global, LLC | Tetco | TVT060*A |  | Water-Source | WBAHP: Heat Pump Packaged Unit | Heat Pump | 265 | 1 |  |  |  | Single-Speed |  |  |  | 58600 | 3805 | 15.4 | 11.2 | 70500 | 4051 | 5.1 | 4.2 | Federally-Regulated Commercial & Industrial Equipment | 06/28/2016 |  | 06/29/2016
Enertech Global, LLC | Tetco | TVT060*A |  | Ground-Water-Source | WBAHP: Heat Pump Packaged Unit | Heat Pump | 265 | 1 |  |  |  | Single-Speed |  |  |  | 64200 | 2918 | 22 | 16.2 | 57500 | 3744 | 4.5 | 3.6 | Non Federally-Regulated | 06/28/2016 |  | 06/29/2016
Enertech Global, LLC | Tetco | TVT060*A |  | Ground-Source | WBAHP: Heat Pump Packaged Unit | Heat Pump | 265 | 1 |  |  |  | Single-Speed |  |  |  | 60900 | 3460 | 17.6 | 13.4 | 46300 | 3570 | 3.8 | 3.1 | Non Federally-Regulated | 06/28/2016 |  | 06/29/2016
Enertech Global, LLC | Tetco | TVT072 |  | Water-Source | WBAHP: Heat Pump Packaged Unit | Heat Pump | 208 | 1 |  |  |  | Single-Speed | 4071 | 726 |  | 66200 | 4797 | 13.8 | 12 | 79200 | 5045 | 4.6 | 4.2 | Federally-Regulated Commercial & Industrial Equipment | 06/28/2016 |  | 06/29/2016
Enertech Global, LLC | Tetco | TVT072 |  | Water-Source | WBAHP: Heat Pump Packaged Unit | Heat Pump | 230 | 1 |  |  |  | Single-Speed | 4071 | 726 |  | 66200 | 4797 | 13.8 | 12 | 79200 | 5045 | 4.6 | 4.2 | Federally-Regulated Commercial & Industrial Equipment | 06/28/2016 |  | 06/29/2016
Enertech Global, LLC | Tetco | TVT072 |  | Ground-Water-Source | WBAHP: Heat Pump Packaged Unit | Heat Pump | 208 | 1 |  |  |  | Single-Speed | 2969 | 726 |  | 72800 | 3695 | 19.7 | 16.2 | 64700 | 4624 | 4.1 | 3.6 | Non Federally-Regulated | 06/28/2016 |  | 06/29/2016
Enertech Global, LLC | Tetco | TVT072 |  | Ground-Water-Source | WBAHP: Heat Pump Packaged Unit | Heat Pump | 230 | 1 |  |  |  | Single-Speed | 2969 | 726 |  | 72800 | 3695 | 19.7 | 16.2 | 64700 | 4624 | 4.1 | 3.6 | Non Federally-Regulated | 06/28/2016 |  | 06/29/2016
Enertech Global, LLC | Tetco | TVT072 |  | Ground-Source | WBAHP: Heat Pump Packaged Unit | Heat Pump | 208 | 1 |  |  |  | Single-Speed | 3635 | 726 |  | 68900 | 4360 | 15.8 | 13.4 | 51800 | 4465 | 3.4 | 3.1 | Non Federally-Regulated | 06/28/2016 |  | 06/29/2016
Enertech Global, LLC | Tetco | TVT072 |  | Ground-Source | WBAHP: Heat Pump Packaged Unit | Heat Pump | 230 | 1 |  |  |  | Single-Speed | 3635 | 726 |  | 68900 | 4360 | 15.8 | 13.4 | 51800 | 4465 | 3.4 | 3.1 | Non Federally-Regulated | 06/28/2016 |  | 06/29/2016
Enertech Global, LLC | Tetco | TVT072*2 |  | Water-Source | WBAHP: Heat Pump Packaged Unit | Heat Pump | 208 | 3 |  |  |  | Single-Speed | 4071 | 726 |  | 66200 | 4797 | 13.8 | 12 | 79200 | 5045 | 4.6 | 4.2 | Federally-Regulated Commercial & Industrial Equipment | 06/28/2016 |  | 06/29/2016
Enertech Global, LLC | Tetco | TVT072*2 |  | Water-Source | WBAHP: Heat Pump Packaged Unit | Heat Pump | 230 | 3 |  |  |  | Single-Speed | 4071 | 726 |  | 66200 | 4797 | 13.8 | 12 | 79200 | 5045 | 4.6 | 4.2 | Federally-Regulated Commercial & Industrial Equipment | 06/28/2016 |  | 06/29/2016
Enertech Global, LLC | Tetco | TVT072*2 |  | Ground-Water-Source | WBAHP: Heat Pump Packaged Unit | Heat Pump | 208 | 3 |  |  |  | Single-Speed | 2969 | 726 |  | 72800 | 3695 | 19.7 | 16.2 | 64700 | 4624 | 4.1 | 3.6 | Non Federally-Regulated | 06/28/2016 |  | 06/29/2016
Enertech Global, LLC | Tetco | TVT072*2 |  | Ground-Water-Source | WBAHP: Heat Pump Packaged Unit | Heat Pump | 230 | 3 |  |  |  | Single-Speed | 2969 | 726 |  | 72800 | 3695 | 19.7 | 16.2 | 64700 | 4624 | 4.1 | 3.6 | Non Federally-Regulated | 06/28/2016 |  | 06/29/2016
Enertech Global, LLC | Tetco | TVT072*2 |  | Ground-Source | WBAHP: Heat Pump Packaged Unit | Heat Pump | 208 | 3 |  |  |  | Single-Speed | 3635 | 726 |  | 68900 | 4360 | 15.8 | 13.4 | 51800 | 4465 | 3.4 | 3.1 | Non Federally-Regulated | 06/28/2016 |  | 06/29/2016
Enertech Global, LLC | Tetco | TVT072*2 |  | Ground-Source | WBAHP: Heat Pump Packaged Unit | Heat Pump | 230 | 3 |  |  |  | Single-Speed | 3635 | 726 |  | 68900 | 4360 | 15.8 | 13.4 | 51800 | 4465 | 3.4 | 3.1 | Non Federally-Regulated | 06/28/2016 |  | 06/29/2016
Enertech Global, LLC | Tetco | TVT072*3 |  | Water-Source | WBAHP: Heat Pump Packaged Unit | Heat Pump | 460 | 3 |  |  |  | Single-Speed | 4071 | 726 |  | 66200 | 4797 | 13.8 | 12 | 79200 | 5045 | 4.6 | 4.2 | Federally-Regulated Commercial & Industrial Equipment | 06/28/2016 |  | 06/29/2016
Enertech Global, LLC | Tetco | TVT072*3 |  | Ground-Water-Source | WBAHP: Heat Pump Packaged Unit | Heat Pump | 460 | 3 |  |  |  | Single-Speed | 2969 | 726 |  | 72800 | 3695 | 19.7 | 16.2 | 64700 | 4624 | 4.1 | 3.6 | Non Federally-Regulated | 06/28/2016 |  | 06/29/2016
Enertech Global, LLC | Tetco | TVT072*3 |  | Ground-Source | WBAHP: Heat Pump Packaged Unit | Heat Pump | 460 | 3 |  |  |  | Single-Speed | 3635 | 726 |  | 68900 | 4360 | 15.8 | 13.4 | 51800 | 4465 | 3.4 | 3.1 | Non Federally-Regulated | 06/28/2016 |  | 06/29/2016
Waterfurnace International, Inc. | AMERICAN STANDARD | YCLC/YCLW/YCLS09*0 |  | Water-Source | WBAHP-O: Heat Pump Packaged Un | Heat Pump | 208 | 1 |  |  |  | Single-Speed |  |  |  | 8700 | 713 | 12.2 | 11.2 | 11400 | 776 | 4.3 | 4.2 | Federally-Regulated Commercial & Industrial Equipment | 06/03/2016 |  | 06/29/2016
Waterfurnace International, Inc. | AMERICAN STANDARD | YCLC/YCLW/YCLS09*0 |  | Water-Source | WBAHP-O: Heat Pump Packaged Un | Heat Pump | 230 | 1 |  |  |  | Single-Speed |  |  |  | 8700 | 713 | 12.2 | 11.2 | 11400 | 776 | 4.3 | 4.2 | Federally-Regulated Commercial & Industrial Equipment | 06/03/2016 |  | 06/29/2016
Waterfurnace International, Inc. | AMERICAN STANDARD | YCLC/YCLW/YCLS09*0 |  | Ground-Water-Source | WBAHP-O: Heat Pump Packaged Un | Heat Pump | 208 | 1 |  |  |  | Single-Speed |  |  |  | 10000 | 537 | 18.6 | 16.2 | 9200 | 728 | 3.7 | 3.6 | Non Federally-Regulated | 06/03/2016 |  | 06/29/2016
Waterfurnace International, Inc. | AMERICAN STANDARD | YCLC/YCLW/YCLS09*0 |  | Ground-Water-Source | WBAHP-O: Heat Pump Packaged Un | Heat Pump | 230 | 1 |  |  |  | Single-Speed |  |  |  | 10000 | 537 | 18.6 | 16.2 | 9200 | 728 | 3.7 | 3.6 | Non Federally-Regulated | 06/03/2016 |  | 06/29/2016
Waterfurnace International, Inc. | AMERICAN STANDARD | YCLC/YCLW/YCLS15*2 |  | Water-Source | WBAHP-O: Heat Pump Packaged Un | Heat Pump | 265 | 1 |  |  |  | Single-Speed |  |  |  | 13300 | 1090 | 12.2 | 11.2 | 17500 | 1165 | 4.4 | 4.2 | Federally-Regulated Commercial & Industrial Equipment | 06/03/2016 |  | 06/29/2016
Waterfurnace International, Inc. | AMERICAN STANDARD | YCLC/YCLW/YCLS15*2 |  | Ground-Water-Source | WBAHP-O: Heat Pump Packaged Un | Heat Pump | 265 | 1 |  |  |  | Single-Speed |  |  |  | 16200 | 852 | 19 | 16.2 | 14300 | 1102 | 3.8 | 3.6 | Non Federally-Regulated | 06/03/2016 |  | 06/29/2016
FHP Manufacturing Company | AQUARIUS SPLIT | EC120-1CS | EC120-1AH/AV | Water-Source | WBAHP-CB: Heat Pump Split Syst | Heat Pump | 208 | 1 | False |  |  | Single-Speed | 9102 | 1460 | 1 | 122000 | 9457 | 12.9 | 12 | 155000 | 10564 | 4.3 | 4.2 | Federally-Regulated Commercial & Industrial Equipment | 04/27/2016 |  | 07/11/2016
FHP Manufacturing Company | AQUARIUS SPLIT | EC120-1CS | EC120-1AH/AV | Water-Source | WBAHP-CB: Heat Pump Split Syst | Heat Pump | 230 | 1 | False |  |  | Single-Speed | 9102 | 1460 | 1 | 122000 | 9457 | 12.9 | 12 | 155000 | 10564 | 4.3 | 4.2 | Federally-Regulated Commercial & Industrial Equipment | 04/27/2016 |  | 07/11/2016
FHP Manufacturing Company | AQUARIUS SPLIT | EC120-1CS | EC120-1AH/AV | Ground-Water-Source | WBAHP-CB: Heat Pump Split Syst | Heat Pump | 208 | 1 | False |  |  | Single-Speed | 7793 | 1460 | 1 | 131000 | 7318 | 17.9 | 16.2 | 120000 | 9254 | 3.8 | 3.6 | Non Federally-Regulated | 04/27/2016 |  | 07/11/2016
FHP Manufacturing Company | AQUARIUS SPLIT | EC120-1CS | EC120-1AH/AV | Ground-Water-Source | WBAHP-CB: Heat Pump Split Syst | Heat Pump | 230 | 1 | False |  |  | Single-Speed | 7793 | 1460 | 1 | 131000 | 7318 | 17.9 | 16.2 | 120000 | 9254 | 3.8 | 3.6 | Non Federally-Regulated | 04/27/2016 |  | 07/11/2016
FHP Manufacturing Company | AQUARIUS SPLIT | EC120-1CS | EC120-1AH/AV | Ground-Source | WBAHP-CB: Heat Pump Split Syst | Heat Pump | 208 | 1 | False |  |  | Single-Speed | 7802 | 1460 | 1 | 125000 | 8865 | 14.1 | 13.4 | 98000 | 9264 | 3.1 | 3.1 | Non Federally-Regulated | 04/27/2016 |  | 07/11/2016
FHP Manufacturing Company | AQUARIUS SPLIT | EC120-1CS | EC120-1AH/AV | Ground-Source | WBAHP-CB: Heat Pump Split Syst | Heat Pump | 230 | 1 | False |  |  | Single-Speed | 7802 | 1460 | 1 | 125000 | 8865 | 14.1 | 13.4 | 98000 | 9264 | 3.1 | 3.1 | Non Federally-Regulated | 04/27/2016 |  | 07/11/2016
FHP Manufacturing Company | AQUARIUS SPLIT | EC120-3CS | EC120-1AH/AV | Water-Source | WBAHP-CB: Heat Pump Split Syst | Heat Pump | 208 | 3 | False |  |  | Single-Speed | 9102 | 1460 | 1 | 122000 | 9457 | 12.9 | 12 | 155000 | 10564 | 4.3 | 4.2 | Federally-Regulated Commercial & Industrial Equipment | 04/27/2016 |  | 07/11/2016
FHP Manufacturing Company | AQUARIUS SPLIT | EC120-3CS | EC120-1AH/AV | Water-Source | WBAHP-CB: Heat Pump Split Syst | Heat Pump | 230 | 3 | False |  |  | Single-Speed | 9102 | 1460 | 1 | 122000 | 9457 | 12.9 | 12 | 155000 | 10564 | 4.3 | 4.2 | Federally-Regulated Commercial & Industrial Equipment | 04/27/2016 |  | 07/11/2016
FHP Manufacturing Company | AQUARIUS SPLIT | EC120-3CS | EC120-1AH/AV | Ground-Water-Source | WBAHP-CB: Heat Pump Split Syst | Heat Pump | 208 | 3 | False |  |  | Single-Speed | 9102 | 1460 | 1 | 131000 | 7318 | 17.9 | 16.2 | 120000 | 9254 | 3.8 | 3.6 | Non Federally-Regulated | 04/27/2016 |  | 07/11/2016
FHP Manufacturing Company | AQUARIUS SPLIT | EC120-3CS | EC120-1AH/AV | Ground-Water-Source | WBAHP-CB: Heat Pump Split Syst | Heat Pump | 230 | 3 | False |  |  | Single-Speed | 9102 | 1460 | 1 | 131000 | 7318 | 17.9 | 16.2 | 120000 | 9254 | 3.8 | 3.6 | Non Federally-Regulated | 04/27/2016 |  | 07/11/2016
FHP Manufacturing Company | AQUARIUS SPLIT | EC120-3CS | EC120-1AH/AV | Ground-Source | WBAHP-CB: Heat Pump Split Syst | Heat Pump | 208 | 3 | False |  |  | Single-Speed | 7802 | 1460 | 1 | 125000 | 8865 | 14.1 | 13.4 | 98000 | 9264 | 3.1 | 3.1 | Non Federally-Regulated | 04/27/2016 |  | 07/11/2016
FHP Manufacturing Company | AQUARIUS SPLIT | EC120-3CS | EC120-1AH/AV | Ground-Source | WBAHP-CB: Heat Pump Split Syst | Heat Pump | 230 | 3 | False |  |  | Single-Speed | 7802 | 1460 | 1 | 125000 | 8865 | 14.1 | 13.4 | 98000 | 9264 | 3.1 | 3.1 | Non Federally-Regulated | 04/27/2016 |  | 07/11/2016
FHP Manufacturing Company | AQUARIUS SPLIT | EC120-4CS | EC120-4AH/AV | Water-Source | WBAHP-CB: Heat Pump Split Syst | Heat Pump | 460 | 3 | False |  |  | Single-Speed | 9102 | 1460 | 1 | 122000 | 9457 | 12.9 | 12 | 155000 | 10564 | 4.3 | 4.2 | Federally-Regulated Commercial & Industrial Equipment | 04/27/2016 |  | 07/11/2016
FHP Manufacturing Company | AQUARIUS SPLIT | EC120-4CS | EC120-4AH/AV | Ground-Water-Source | WBAHP-CB: Heat Pump Split Syst | Heat Pump | 460 | 3 | False |  |  | Single-Speed | 7793 | 1460 | 1 | 131000 | 7318 | 17.9 | 16.2 | 120000 | 9254 | 3.8 | 3.6 | Non Federally-Regulated | 04/27/2016 |  | 07/11/2016
FHP Manufacturing Company | AQUARIUS SPLIT | EC120-4CS | EC120-4AH/AV | Ground-Source | WBAHP-CB: Heat Pump Split Syst | Heat Pump | 460 | 3 | False |  |  | Single-Speed | 7802 | 1460 | 1 | 125000 | 8865 | 14.1 | 13.4 | 98000 | 9264 | 3.1 | 3.1 | Non Federally-Regulated | 04/27/2016 |  | 07/11/2016
FHP Manufacturing Company | Bosch | CE061-1CF/HZ/VT |  | Water-Source | WBAHP: Heat Pump Packaged Unit | Heat Pump | 208 | 1 |  |  |  | Single-Speed |  |  |  | 60000 | 4285 | 14 | 11.2 | 72000 | 4489 | 4.7 | 4.2 | Federally-Regulated Commercial & Industrial Equipment | 05/25/2016 |  | 07/11/2016
FHP Manufacturing Company | Bosch | CE061-1CF/HZ/VT |  | Water-Source | WBAHP: Heat Pump Packaged Unit | Heat Pump | 230 | 1 |  |  |  | Single-Speed |  |  |  | 60000 | 4285 | 14 | 11.2 | 72000 | 4489 | 4.7 | 4.2 | Federally-Regulated Commercial & Industrial Equipment | 05/25/2016 |  | 07/11/2016
FHP Manufacturing Company | Bosch | CE061-1CF/HZ/VT |  | Ground-Source | WBAHP: Heat Pump Packaged Unit | Heat Pump | 208 | 1 |  |  |  | Single-Speed |  |  |  | 62000 | 3949 | 15.7 | 13.4 | 49000 | 3989 | 3.6 | 3.1 | Non Federally-Regulated | 05/25/2016 |  | 07/11/2016
FHP Manufacturing Company | Bosch | CE061-1CF/HZ/VT |  | Ground-Source | WBAHP: Heat Pump Packaged Unit | Heat Pump | 230 | 1 |  |  |  | Single-Speed |  |  |  | 62000 | 3949 | 15.7 | 13.4 | 49000 | 3989 | 3.6 | 3.1 | Non Federally-Regulated | 05/25/2016 |  | 07/11/2016
FHP Manufacturing Company | BOSCH-GEO | CE049-1CF/HZ/VT |  | Water-Source | WBAHP: Heat Pump Packaged Unit | Heat Pump | 208 | 1 |  |  |  | Dual-Speed |  |  |  | 48000 | 3636 | 13.2 | 11.2 | 58000 | 3541 | 4.8 | 4.2 | Federally-Regulated Commercial & Industrial Equipment | 04/27/2016 |  | 07/11/2016
FHP Manufacturing Company | BOSCH-GEO | CE049-1CF/HZ/VT |  | Water-Source | WBAHP: Heat Pump Packaged Unit | Heat Pump | 230 | 1 |  |  |  | Dual-Speed |  |  |  | 48000 | 3636 | 13.2 | 11.2 | 58000 | 3541 | 4.8 | 4.2 | Federally-Regulated Commercial & Industrial Equipment | 04/27/2016 |  | 07/11/2016
FHP Manufacturing Company | BOSCH-GEO | CE049-1CF/HZ/VT |  | Ground-Water-Source | WBAHP: Heat Pump Packaged Unit | Heat Pump | 208 | 1 |  |  |  | Dual-Speed |  |  |  | 54000 | 2842 | 19 | 16.2 | 48000 | 3349 | 4.2 | 3.6 | Non Federally-Regulated | 04/27/2016 |  | 07/11/2016
FHP Manufacturing Company | BOSCH-GEO | CE049-1CF/HZ/VT |  | Ground-Water-Source | WBAHP: Heat Pump Packaged Unit | Heat Pump | 230 | 1 |  |  |  | Dual-Speed |  |  |  | 54000 | 2842 | 19 | 16.2 | 48000 | 3349 | 4.2 | 3.6 | Non Federally-Regulated | 04/27/2016 |  | 07/11/2016
FHP Manufacturing Company | BOSCH-GEO | CE049-1CF/HZ/VT |  | Ground-Source | WBAHP: Heat Pump Packaged Unit | Heat Pump | 208 | 1 |  |  |  | Dual-Speed |  |  |  | 49000 | 3161 | 15.5 | 13.4 | 38000 | 3093 | 3.6 | 3.1 | Non Federally-Regulated | 04/27/2016 |  | 07/11/2016
FHP Manufacturing Company | BOSCH-GEO | CE049-1CF/HZ/VT |  | Ground-Source | WBAHP: Heat Pump Packaged Unit | Heat Pump | 230 | 1 |  |  |  | Dual-Speed |  |  |  | 49000 | 3161 | 15.5 | 13.4 | 38000 | 3093 | 3.6 | 3.1 | Non Federally-Regulated | 04/27/2016 |  | 07/11/2016
FHP Manufacturing Company | BOSCH-GEO | CE061-1CF/HZ/VT |  | Ground-Source | WBAHP: Heat Pump Packaged Unit | Heat Pump | 208 | 1 |  |  |  | Dual-Speed |  |  |  | 62000 | 3949 | 15.7 | 13.4 | 49000 | 3989 | 3.6 | 3.1 | Non Federally-Regulated | 04/27/2016 |  | 07/11/2016
FHP Manufacturing Company | BOSCH-GEO | CE061-1CF/HZ/VT |  | Ground-Source | WBAHP: Heat Pump Packaged Unit | Heat Pump | 230 | 1 |  |  |  | Dual-Speed |  |  |  | 62000 | 3949 | 15.7 | 13.4 | 49000 | 3989 | 3.6 | 3.1 | Non Federally-Regulated | 04/27/2016 |  | 07/11/2016
FHP Manufacturing Company | Bryant | GP048C/H/V******1*X1 |  | Water-Source | WBAHP: Heat Pump Packaged Unit | Heat Pump | 208 | 1 |  |  |  | Single-Speed |  |  |  | 48000 | 3555 | 13.5 | 11.2 | 58000 | 3541 | 4.8 | 4.2 | Federally-Regulated Commercial & Industrial Equipment | 05/25/2016 |  | 07/11/2016
FHP Manufacturing Company | Bryant | GP048C/H/V******1*X1 |  | Water-Source | WBAHP: Heat Pump Packaged Unit | Heat Pump | 230 | 1 |  |  |  | Single-Speed |  |  |  | 48000 | 3555 | 13.5 | 11.2 | 58000 | 3541 | 4.8 | 4.2 | Federally-Regulated Commercial & Industrial Equipment | 05/25/2016 |  | 07/11/2016
FHP Manufacturing Company | Bryant | GP048C/H/V******1*X1 |  | Ground-Water-Source | WBAHP: Heat Pump Packaged Unit | Heat Pump | 208 | 1 |  |  |  | Single-Speed |  |  |  | 54000 | 2842 | 19 | 16.2 | 48000 | 3349 | 4.2 | 3.6 | Non Federally-Regulated | 05/25/2016 |  | 07/11/2016
FHP Manufacturing Company | Bryant | GP048C/H/V******1*X1 |  | Ground-Water-Source | WBAHP: Heat Pump Packaged Unit | Heat Pump | 230 | 1 |  |  |  | Single-Speed |  |  |  | 54000 | 2842 | 19 | 16.2 | 48000 | 3349 | 4.2 | 3.6 | Non Federally-Regulated | 05/25/2016 |  | 07/11/2016
FHP Manufacturing Company | Bryant | GP048C/H/V******1*X1 |  | Ground-Source | WBAHP: Heat Pump Packaged Unit | Heat Pump | 208 | 1 |  |  |  | Single-Speed |  |  |  | 49000 | 3161 | 15.5 | 13.4 | 38000 | 3093 | 3.6 | 3.1 | Non Federally-Regulated | 05/25/2016 |  | 07/11/2016
FHP Manufacturing Company | Bryant | GP048C/H/V******1*X1 |  | Ground-Source | WBAHP: Heat Pump Packaged Unit | Heat Pump | 230 | 1 |  |  |  | Single-Speed |  |  |  | 49000 | 3161 | 15.5 | 13.4 | 38000 | 3093 | 3.6 | 3.1 | Non Federally-Regulated | 05/25/2016 |  | 07/11/2016
FHP Manufacturing Company | Bryant | GP060C/H/V******1*X1 |  | Water-Source | WBAHP: Heat Pump Packaged Unit | Heat Pump | 208 | 1 |  |  |  | Single-Speed |  |  |  | 60000 | 4285 | 14 | 11.2 | 72000 | 4489 | 4.7 | 4.2 | Federally-Regulated Commercial & Industrial Equipment | 05/25/2016 |  | 07/11/2016
FHP Manufacturing Company | Bryant | GP060C/H/V******1*X1 |  | Water-Source | WBAHP: Heat Pump Packaged Unit | Heat Pump | 230 | 1 |  |  |  | Single-Speed |  |  |  | 60000 | 4285 | 14 | 11.2 | 72000 | 4489 | 4.7 | 4.2 | Federally-Regulated Commercial & Industrial Equipment | 05/25/2016 |  | 07/11/2016
FHP Manufacturing Company | Bryant | GP060C/H/V******1*X1 |  | Ground-Source | WBAHP: Heat Pump Packaged Unit | Heat Pump | 208 | 1 |  |  |  | Single-Speed |  |  |  | 62000 | 3949 | 15.7 | 13.4 | 49000 | 3989 | 3.6 | 3.1 | Non Federally-Regulated | 05/25/2016 |  | 07/11/2016
FHP Manufacturing Company | Bryant | GP060C/H/V******1*X1 |  | Ground-Source | WBAHP: Heat Pump Packaged Unit | Heat Pump | 230 | 1 |  |  |  | Single-Speed |  |  |  | 62000 | 3949 | 15.7 | 13.4 | 49000 | 3989 | 3.6 | 3.1 | Non Federally-Regulated | 05/25/2016 |  | 07/11/2016
FHP Manufacturing Company | Carrier | GP048C/H/V******1**1 |  | Water-Source | WBAHP: Heat Pump Packaged Unit | Heat Pump | 208 | 1 |  |  |  | Single-Speed |  |  |  | 48000 | 3555 | 13.5 | 11.2 | 58000 | 3541 | 4.8 | 4.2 | Federally-Regulated Commercial & Industrial Equipment | 05/25/2016 |  | 07/11/2016
FHP Manufacturing Company | Carrier | GP048C/H/V******1**1 |  | Water-Source | WBAHP: Heat Pump Packaged Unit | Heat Pump | 230 | 1 |  |  |  | Single-Speed |  |  |  | 48000 | 3555 | 13.5 | 11.2 | 58000 | 3541 | 4.8 | 4.2 | Federally-Regulated Commercial & Industrial Equipment | 05/25/2016 |  | 07/11/2016
FHP Manufacturing Company | Carrier | GP048C/H/V******1**1 |  | Ground-Water-Source | WBAHP: Heat Pump Packaged Unit | Heat Pump | 208 | 1 |  |  |  | Single-Speed |  |  |  | 54000 | 2842 | 19 | 16.2 | 48000 | 3349 | 4.2 | 3.6 | Non Federally-Regulated | 05/25/2016 |  | 07/11/2016
FHP Manufacturing Company | Carrier | GP048C/H/V******1**1 |  | Ground-Water-Source | WBAHP: Heat Pump Packaged Unit | Heat Pump | 230 | 1 |  |  |  | Single-Speed |  |  |  | 54000 | 2842 | 19 | 16.2 | 48000 | 3349 | 4.2 | 3.6 | Non Federally-Regulated | 05/25/2016 |  | 07/11/2016
FHP Manufacturing Company | Carrier | GP048C/H/V******1**1 |  | Ground-Source | WBAHP: Heat Pump Packaged Unit | Heat Pump | 208 | 1 |  |  |  | Single-Speed |  |  |  | 49000 | 3161 | 15.5 | 13.4 | 38000 | 3093 | 3.6 | 3.1 | Non Federally-Regulated | 05/25/2016 |  | 07/11/2016
FHP Manufacturing Company | Carrier | GP048C/H/V******1**1 |  | Ground-Source | WBAHP: Heat Pump Packaged Unit | Heat Pump | 230 | 1 |  |  |  | Single-Speed |  |  |  | 49000 | 3161 | 15.5 | 13.4 | 38000 | 3093 | 3.6 | 3.1 | Non Federally-Regulated | 05/25/2016 |  | 07/11/2016
FHP Manufacturing Company | Carrier | GP060C/H/V******1**1 |  | Water-Source | WBAHP: Heat Pump Packaged Unit | Heat Pump | 208 | 1 |  |  |  | Single-Speed |  |  |  | 60000 | 4285 | 14 | 11.2 | 72000 | 4489 | 4.7 | 4.2 | Federally-Regulated Commercial & Industrial Equipment | 05/25/2016 |  | 07/11/2016
FHP Manufacturing Company | Carrier | GP060C/H/V******1**1 |  | Water-Source | WBAHP: Heat Pump Packaged Unit | Heat Pump | 230 | 1 |  |  |  | Single-Speed |  |  |  | 60000 | 4285 | 14 | 11.2 | 72000 | 4489 | 4.7 | 4.2 | Federally-Regulated Commercial & Industrial Equipment | 05/25/2016 |  | 07/11/2016
FHP Manufacturing Company | Carrier | GP060C/H/V******1**1 |  | Ground-Source | WBAHP: Heat Pump Packaged Unit | Heat Pump | 208 | 1 |  |  |  | Single-Speed |  |  |  | 62000 | 3949 | 15.7 | 13.4 | 49000 | 3989 | 3.6 | 3.1 | Non Federally-Regulated | 05/25/2016 |  | 07/11/2016
FHP Manufacturing Company | Carrier | GP060C/H/V******1**1 |  | Ground-Source | WBAHP: Heat Pump Packaged Unit | Heat Pump | 230 | 1 |  |  |  | Single-Speed |  |  |  | 62000 | 3949 | 15.7 | 13.4 | 49000 | 3989 | 3.6 | 3.1 | Non Federally-Regulated | 05/25/2016 |  | 07/11/2016
FHP Manufacturing Company | ENVIRO-SAVER | ES049-3CF/HZ/VT |  | Water-Source | WBAHP: Heat Pump Packaged Unit | Heat Pump | 208 | 3 |  |  |  | Single-Speed |  |  |  | 48000 | 3809 | 12.6 | 11.2 | 58000 | 3541 | 4.8 | 4.2 | Federally-Regulated Commercial & Industrial Equipment | 04/27/2016 |  | 07/11/2016
FHP Manufacturing Company | ENVIRO-SAVER | ES049-3CF/HZ/VT |  | Water-Source | WBAHP: Heat Pump Packaged Unit | Heat Pump | 230 | 3 |  |  |  | Single-Speed |  |  |  | 48000 | 3809 | 12.6 | 11.2 | 58000 | 3541 | 4.8 | 4.2 | Federally-Regulated Commercial & Industrial Equipment | 04/27/2016 |  | 07/11/2016
FHP Manufacturing Company | ENVIRO-SAVER | ES049-3CF/HZ/VT |  | Ground-Water-Source | WBAHP: Heat Pump Packaged Unit | Heat Pump | 208 | 3 |  |  |  | Single-Speed |  |  |  | 54000 | 2842 | 19 | 16.2 | 48000 | 3349 | 4.2 | 3.6 | Non Federally-Regulated | 04/27/2016 |  | 07/11/2016
FHP Manufacturing Company | ENVIRO-SAVER | ES049-3CF/HZ/VT |  | Ground-Water-Source | WBAHP: Heat Pump Packaged Unit | Heat Pump | 230 | 3 |  |  |  | Single-Speed |  |  |  | 54000 | 2842 | 19 | 16.2 | 48000 | 3349 | 4.2 | 3.6 | Non Federally-Regulated | 04/27/2016 |  | 07/11/2016
FHP Manufacturing Company | ENVIRO-SAVER | ES049-3CF/HZ/VT |  | Ground-Source | WBAHP: Heat Pump Packaged Unit | Heat Pump | 208 | 3 |  |  |  | Single-Speed |  |  |  | 49000 | 3161 | 15.5 | 13.4 | 38000 | 3093 | 3.6 | 3.1 | Non Federally-Regulated | 04/27/2016 |  | 07/11/2016
FHP Manufacturing Company | ENVIRO-SAVER | ES049-3CF/HZ/VT |  | Ground-Source | WBAHP: Heat Pump Packaged Unit | Heat Pump | 230 | 3 |  |  |  | Single-Speed |  |  |  | 49000 | 3161 | 15.5 | 13.4 | 38000 | 3093 | 3.6 | 3.1 | Non Federally-Regulated | 04/27/2016 |  | 07/11/2016
FHP Manufacturing Company | ENVIRO-SAVER | ES049-4CF/HZ/VT |  | Water-Source | WBAHP: Heat Pump Packaged Unit | Heat Pump | 460 | 3 |  |  |  | Single-Speed |  |  |  | 48000 | 3809 | 12.6 | 11.2 | 58000 | 3541 | 4.8 | 4.2 | Federally-Regulated Commercial & Industrial Equipment | 04/27/2016 |  | 07/11/2016
FHP Manufacturing Company | ENVIRO-SAVER | ES049-4CF/HZ/VT |  | Ground-Water-Source | WBAHP: Heat Pump Packaged Unit | Heat Pump | 460 | 3 |  |  |  | Single-Speed |  |  |  | 54000 | 2842 | 19 | 16.2 | 48000 | 3349 | 4.2 | 3.6 | Non Federally-Regulated | 04/27/2016 |  | 07/11/2016
FHP Manufacturing Company | ENVIRO-SAVER | ES049-4CF/HZ/VT |  | Ground-Source | WBAHP: Heat Pump Packaged Unit | Heat Pump | 460 | 3 |  |  |  | Single-Speed |  |  |  | 49000 | 3161 | 15.5 | 13.4 | 38000 | 3093 | 3.6 | 3.1 | Non Federally-Regulated | 04/27/2016 |  | 07/11/2016
Johnson Controls, Inc. | ENVIRO-TEC | VSCS09*6****0 |  | Water-Source | WBAHP: Heat Pump Packaged Unit | Heat Pump | 265 | 1 |  |  |  | Single-Speed |  |  |  | 8900 | 684 | 13 | 11.2 | 11800 | 735 | 4.7 | 4.2 | Federally-Regulated Commercial & Industrial Equipment | 02/23/2016 |  | 07/11/2016
Johnson Controls, Inc. | ENVIRO-TEC | VSCS09*6****0 |  | Ground-Water-Source | WBAHP: Heat Pump Packaged Unit | Heat Pump | 265 | 1 |  |  |  | Single-Speed |  |  |  | 10100 | 517 | 19.5 | 16.2 | 9300 | 698 | 3.9 | 3.6 | Non Federally-Regulated | 02/23/2016 |  | 07/11/2016
Johnson Controls, Inc. | ENVIRO-TEC | VSCS09*6****0 |  | Ground-Source | WBAHP: Heat Pump Packaged Unit | Heat Pump | 265 | 1 |  |  |  | Single-Speed |  |  |  | 9300 | 654 | 14.2 | 13.4 | 7000 | 661 | 3.1 | 3.1 | Non Federally-Regulated | 02/23/2016 |  | 07/11/2016
Johnson Controls, Inc. | ENVIRO-TEC | VSCS12*6****0 |  | Water-Source | WBAHP: Heat Pump Packaged Unit | Heat Pump | 265 | 1 |  |  |  | Single-Speed |  |  |  | 12200 | 938 | 13 | 11.2 | 14900 | 992 | 4.4 | 4.2 | Federally-Regulated Commercial & Industrial Equipment | 11/13/2015 |  | 07/11/2016
Johnson Controls, Inc. | ENVIRO-TEC | VSCS12*6****0 |  | Ground-Water-Source | WBAHP: Heat Pump Packaged Unit | Heat Pump | 265 | 1 |  |  |  | Single-Speed |  |  |  | 14400 | 727 | 19.8 | 16.2 | 12200 | 993 | 3.6 | 3.6 | Non Federally-Regulated | 11/13/2015 |  | 07/11/2016
Johnson Controls, Inc. | ENVIRO-TEC | VSCS12*6****0 |  | Ground-Source | WBAHP: Heat Pump Packaged Unit | Heat Pump | 265 | 1 |  |  |  | Single-Speed |  |  |  | 13100 | 903 | 14.5 | 13.4 | 9600 | 907 | 3.1 | 3.1 | Non Federally-Regulated | 11/13/2015 |  | 07/11/2016
Johnson Controls, Inc. | ENVIRO-TEC | VSCS15*6****0 |  | Water-Source | WBAHP: Heat Pump Packaged Unit | Heat Pump | 265 | 1 |  |  |  | Single-Speed |  |  |  | 14700 | 1088 | 13.5 | 11.2 | 17200 | 1072 | 4.7 | 4.2 | Federally-Regulated Commercial & Industrial Equipment | 11/13/2015 |  | 07/11/2016
Johnson Controls, Inc. | ENVIRO-TEC | VSCS15*6****0 |  | Ground-Water-Source | WBAHP: Heat Pump Packaged Unit | Heat Pump | 265 | 1 |  |  |  | Single-Speed |  |  |  | 16800 | 770 | 21.8 | 16.2 | 13900 | 1018 | 4 | 3.6 | Non Federally-Regulated | 11/13/2015 |  | 07/11/2016
Johnson Controls, Inc. | ENVIRO-TEC | VSCS15*6****0 |  | Ground-Source | WBAHP: Heat Pump Packaged Unit | Heat Pump | 265 | 1 |  |  |  | Single-Speed |  |  |  | 15100 | 955 | 15.8 | 13.4 | 11000 | 1039 | 3.1 | 3.1 | Non Federally-Regulated | 11/13/2015 |  | 07/11/2016
Johnson Controls, Inc. | ENVIRO-TEC | VSCS18*6****0 |  | Water-Source | WBAHP: Heat Pump Packaged Unit | Heat Pump | 265 | 1 |  |  |  | Single-Speed |  |  |  | 18100 | 1371 | 13.2 | 11.2 | 22300 | 1420 | 4.6 | 4.2 | Federally-Regulated Commercial & Industrial Equipment | 11/13/2015 |  | 07/11/2016
Johnson Controls, Inc. | ENVIRO-TEC | VSCS18*6****0 |  | Ground-Water-Source | WBAHP: Heat Pump Packaged Unit | Heat Pump | 265 | 1 |  |  |  | Single-Speed |  |  |  | 20900 | 1014 | 20.6 | 16.2 | 17900 | 1311 | 4 | 3.6 | Non Federally-Regulated | 11/13/2015 |  | 07/11/2016
Johnson Controls, Inc. | ENVIRO-TEC | VSCS18*6****0 |  | Ground-Source | WBAHP: Heat Pump Packaged Unit | Heat Pump | 265 | 1 |  |  |  | Single-Speed |  |  |  | 18800 | 1236 | 15.2 | 13.4 | 14000 | 1323 | 3.1 | 3.1 | Non Federally-Regulated | 11/13/2015 |  | 07/11/2016
Johnson Controls, Inc. | ENVIRO-TEC | VSCS24*6****0 |  | Water-Source | WBAHP: Heat Pump Packaged Unit | Heat Pump | 265 | 1 |  |  |  | Single-Speed |  |  |  | 24400 | 1820 | 13.4 | 11.2 | 30200 | 1924 | 4.6 | 4.2 | Federally-Regulated Commercial & Industrial Equipment | 11/13/2015 |  | 07/11/2016
Johnson Controls, Inc. | ENVIRO-TEC | VSCS24*6****0 |  | Ground-Water-Source | WBAHP: Heat Pump Packaged Unit | Heat Pump | 265 | 1 |  |  |  | Single-Speed |  |  |  | 27600 | 1283 | 21.5 | 16.2 | 23800 | 1835 | 3.8 | 3.6 | Non Federally-Regulated | 11/13/2015 |  | 07/11/2016
Johnson Controls, Inc. | ENVIRO-TEC | VSCS24*6****0 |  | Ground-Source | WBAHP: Heat Pump Packaged Unit | Heat Pump | 265 | 1 |  |  |  | Single-Speed |  |  |  | 25900 | 1649 | 15.7 | 13.4 | 18100 | 1711 | 3.1 | 3.1 | Non Federally-Regulated | 11/13/2015 |  | 07/11/2016
Johnson Controls, Inc. | ENVIRO-TEC | VSCS36*6****0 |  | Water-Source | WBAHP: Heat Pump Packaged Unit | Heat Pump | 265 | 1 |  |  |  | Single-Speed |  |  |  | 34900 | 2726 | 12.8 | 11.2 | 36400 | 2480 | 4.3 | 4.2 | Federally-Regulated Commercial & Industrial Equipment | 11/13/2015 |  | 07/11/2016
Johnson Controls, Inc. | ENVIRO-TEC | VSCS36*6****0 |  | Ground-Water-Source | WBAHP: Heat Pump Packaged Unit | Heat Pump | 265 | 1 |  |  |  | Single-Speed |  |  |  | 39200 | 2020 | 19.4 | 16.2 | 29100 | 2369 | 3.6 | 3.6 | Non Federally-Regulated | 11/13/2015 |  | 07/11/2016
Johnson Controls, Inc. | ENVIRO-TEC | VSCS36*6****0 |  | Ground-Source | WBAHP: Heat Pump Packaged Unit | Heat Pump | 265 | 1 |  |  |  | Single-Speed |  |  |  | 36400 | 2600 | 14 | 13.4 | 22900 | 2164 | 3.1 | 3.1 | Non Federally-Regulated | 11/13/2015 |  | 07/11/2016
Johnson Controls, Inc. | Johnson Controls | VSCS09*6****0 |  | Water-Source | WBAHP: Heat Pump Packaged Unit | Heat Pump | 265 | 1 |  |  |  | Single-Speed |  |  |  | 8900 | 684 | 13 | 11.2 | 11800 | 735 | 4.7 | 4.2 | Federally-Regulated Commercial & Industrial Equipment | 02/23/2016 |  | 07/11/2016
Johnson Controls, Inc. | Johnson Controls | VSCS09*6****0 |  | Ground-Water-Source | WBAHP: Heat Pump Packaged Unit | Heat Pump | 265 | 1 |  |  |  | Single-Speed |  |  |  | 10100 | 517 | 19.5 | 16.2 | 9300 | 698 | 3.9 | 3.6 | Non Federally-Regulated | 02/23/2016 |  | 07/11/2016
Johnson Controls, Inc. | Johnson Controls | VSCS09*6****0 |  | Ground-Source | WBAHP: Heat Pump Packaged Unit | Heat Pump | 265 | 1 |  |  |  | Single-Speed |  |  |  | 9300 | 654 | 14.2 | 13.4 | 7000 | 661 | 3.1 | 3.1 | Non Federally-Regulated | 02/23/2016 |  | 07/11/2016
Johnson Controls, Inc. | Johnson Controls | VSCS12*6****0 |  | Water-Source | WBAHP: Heat Pump Packaged Unit | Heat Pump | 265 | 1 |  |  |  | Single-Speed |  |  |  | 12200 | 938 | 13 | 11.2 | 14900 | 992 | 4.4 | 4.2 | Federally-Regulated Commercial & Industrial Equipment | 11/13/2015 |  | 07/11/2016
Johnson Controls, Inc. | Johnson Controls | VSCS12*6****0 |  | Ground-Water-Source | WBAHP: Heat Pump Packaged Unit | Heat Pump | 265 | 1 |  |  |  | Single-Speed |  |  |  | 14400 | 727 | 19.8 | 16.2 | 12200 | 993 | 3.6 | 3.6 | Non Federally-Regulated | 11/13/2015 |  | 07/11/2016
Johnson Controls, Inc. | Johnson Controls | VSCS12*6****0 |  | Ground-Source | WBAHP: Heat Pump Packaged Unit | Heat Pump | 265 | 1 |  |  |  | Single-Speed |  |  |  | 13100 | 903 | 14.5 | 13.4 | 9600 | 907 | 3.1 | 3.1 | Non Federally-Regulated | 11/13/2015 |  | 07/11/2016
Johnson Controls, Inc. | Johnson Controls | VSCS15*6****0 |  | Water-Source | WBAHP: Heat Pump Packaged Unit | Heat Pump | 265 | 1 |  |  |  | Single-Speed |  |  |  | 14700 | 1088 | 13.5 | 11.2 | 17200 | 1072 | 4.7 | 4.2 | Federally-Regulated Commercial & Industrial Equipment | 11/13/2015 |  | 07/11/2016
Johnson Controls, Inc. | Johnson Controls | VSCS15*6****0 |  | Ground-Water-Source | WBAHP: Heat Pump Packaged Unit | Heat Pump | 265 | 1 |  |  |  | Single-Speed |  |  |  | 16800 | 770 | 21.8 | 16.2 | 13900 | 1018 | 4 | 3.6 | Non Federally-Regulated | 11/13/2015 |  | 07/11/2016
Johnson Controls, Inc. | Johnson Controls | VSCS15*6****0 |  | Ground-Source | WBAHP: Heat Pump Packaged Unit | Heat Pump | 265 | 1 |  |  |  | Single-Speed |  |  |  | 15100 | 955 | 15.8 | 13.4 | 11000 | 1039 | 3.1 | 3.1 | Non Federally-Regulated | 11/13/2015 |  | 07/11/2016
Johnson Controls, Inc. | Johnson Controls | VSCS18*6****0 |  | Water-Source | WBAHP: Heat Pump Packaged Unit | Heat Pump | 265 | 1 |  |  |  | Single-Speed |  |  |  | 18100 | 1371 | 13.2 | 11.2 | 22300 | 1420 | 4.6 | 4.2 | Federally-Regulated Commercial & Industrial Equipment | 11/13/2015 |  | 07/11/2016
Johnson Controls, Inc. | Johnson Controls | VSCS18*6****0 |  | Ground-Water-Source | WBAHP: Heat Pump Packaged Unit | Heat Pump | 265 | 1 |  |  |  | Single-Speed |  |  |  | 20900 | 1014 | 20.6 | 16.2 | 17900 | 1311 | 4 | 3.6 | Non Federally-Regulated | 11/13/2015 |  | 07/11/2016
Johnson Controls, Inc. | Johnson Controls | VSCS18*6****0 |  | Ground-Source | WBAHP: Heat Pump Packaged Unit | Heat Pump | 265 | 1 |  |  |  | Single-Speed |  |  |  | 18800 | 1236 | 15.2 | 13.4 | 14000 | 1323 | 3.1 | 3.1 | Non Federally-Regulated | 11/13/2015 |  | 07/11/2016
Johnson Controls, Inc. | Johnson Controls | VSCS24*6****0 |  | Water-Source | WBAHP: Heat Pump Packaged Unit | Heat Pump | 265 | 1 |  |  |  | Single-Speed |  |  |  | 24400 | 1820 | 13.4 | 11.2 | 30200 | 1924 | 4.6 | 4.2 | Federally-Regulated Commercial & Industrial Equipment | 11/13/2015 |  | 07/11/2016
Johnson Controls, Inc. | Johnson Controls | VSCS24*6****0 |  | Ground-Water-Source | WBAHP: Heat Pump Packaged Unit | Heat Pump | 265 | 1 |  |  |  | Single-Speed |  |  |  | 27600 | 1283 | 21.5 | 16.2 | 23800 | 1835 | 3.8 | 3.6 | Non Federally-Regulated | 11/13/2015 |  | 07/11/2016
Johnson Controls, Inc. | Johnson Controls | VSCS24*6****0 |  | Ground-Source | WBAHP: Heat Pump Packaged Unit | Heat Pump | 265 | 1 |  |  |  | Single-Speed |  |  |  | 25900 | 1649 | 15.7 | 13.4 | 18100 | 1711 | 3.1 | 3.1 | Non Federally-Regulated | 11/13/2015 |  | 07/11/2016
Johnson Controls, Inc. | Johnson Controls | VSCS36*6****0 |  | Water-Source | WBAHP: Heat Pump Packaged Unit | Heat Pump | 265 | 1 |  |  |  | Single-Speed |  |  |  | 34900 | 2726 | 12.8 | 11.2 | 36400 | 2480 | 4.3 | 4.2 | Federally-Regulated Commercial & Industrial Equipment | 11/13/2015 |  | 07/11/2016
Johnson Controls, Inc. | Johnson Controls | VSCS36*6****0 |  | Ground-Water-Source | WBAHP: Heat Pump Packaged Unit | Heat Pump | 265 | 1 |  |  |  | Single-Speed |  |  |  | 39200 | 2020 | 19.4 | 16.2 | 29100 | 2369 | 3.6 | 3.6 | Non Federally-Regulated | 11/13/2015 |  | 07/11/2016
Johnson Controls, Inc. | Johnson Controls | VSCS36*6****0 |  | Ground-Source | WBAHP: Heat Pump Packaged Unit | Heat Pump | 265 | 1 |  |  |  | Single-Speed |  |  |  | 36400 | 2600 | 14 | 13.4 | 22900 | 2164 | 3.1 | 3.1 | Non Federally-Regulated | 11/13/2015 |  | 07/11/2016
Johnson Controls, Inc. | Skymark | VSCS09*6****0 |  | Water-Source | WBAHP: Heat Pump Packaged Unit | Heat Pump | 265 | 1 |  |  |  | Single-Speed |  |  |  | 8900 | 684 | 13 | 11.2 | 11800 | 735 | 4.7 | 4.2 | Federally-Regulated Commercial & Industrial Equipment | 02/23/2016 |  | 07/11/2016
Johnson Controls, Inc. | Skymark | VSCS09*6****0 |  | Ground-Water-Source | WBAHP: Heat Pump Packaged Unit | Heat Pump | 265 | 1 |  |  |  | Single-Speed |  |  |  | 10100 | 517 | 19.5 | 16.2 | 9300 | 698 | 3.9 | 3.6 | Non Federally-Regulated | 02/23/2016 |  | 07/11/2016
Johnson Controls, Inc. | Skymark | VSCS09*6****0 |  | Ground-Source | WBAHP: Heat Pump Packaged Unit | Heat Pump | 265 | 1 |  |  |  | Single-Speed |  |  |  | 9300 | 654 | 14.2 | 13.4 | 7000 | 661 | 3.1 | 3.1 | Non Federally-Regulated | 02/23/2016 |  | 07/11/2016
Johnson Controls, Inc. | Skymark | VSCS12*6****0 |  | Water-Source | WBAHP: Heat Pump Packaged Unit | Heat Pump | 265 | 1 |  |  |  | Single-Speed |  |  |  | 12200 | 938 | 13 | 11.2 | 14900 | 992 | 4.4 | 4.2 | Federally-Regulated Commercial & Industrial Equipment | 11/13/2015 |  | 07/11/2016
Johnson Controls, Inc. | Skymark | VSCS12*6****0 |  | Ground-Water-Source | WBAHP: Heat Pump Packaged Unit | Heat Pump | 265 | 1 |  |  |  | Single-Speed |  |  |  | 14400 | 727 | 19.8 | 16.2 | 12200 | 993 | 3.6 | 3.6 | Non Federally-Regulated | 11/13/2015 |  | 07/11/2016
Johnson Controls, Inc. | Skymark | VSCS12*6****0 |  | Ground-Source | WBAHP: Heat Pump Packaged Unit | Heat Pump | 265 | 1 |  |  |  | Single-Speed |  |  |  | 13100 | 903 | 14.5 | 13.4 | 9600 | 907 | 3.1 | 3.1 | Non Federally-Regulated | 11/13/2015 |  | 07/11/2016
Johnson Controls, Inc. | Skymark | VSCS15*6****0 |  | Water-Source | WBAHP: Heat Pump Packaged Unit | Heat Pump | 265 | 1 |  |  |  | Single-Speed |  |  |  | 14700 | 1088 | 13.5 | 11.2 | 17200 | 1072 | 4.7 | 4.2 | Federally-Regulated Commercial & Industrial Equipment | 11/13/2015 |  | 07/11/2016
Johnson Controls, Inc. | Skymark | VSCS15*6****0 |  | Ground-Water-Source | WBAHP: Heat Pump Packaged Unit | Heat Pump | 265 | 1 |  |  |  | Single-Speed |  |  |  | 16800 | 770 | 21.8 | 16.2 | 13900 | 1018 | 4 | 3.6 | Non Federally-Regulated | 11/13/2015 |  | 07/11/2016
Johnson Controls, Inc. | Skymark | VSCS15*6****0 |  | Ground-Source | WBAHP: Heat Pump Packaged Unit | Heat Pump | 265 | 1 |  |  |  | Single-Speed |  |  |  | 15100 | 955 | 15.8 | 13.4 | 11000 | 1039 | 3.1 | 3.1 | Non Federally-Regulated | 11/13/2015 |  | 07/11/2016
Johnson Controls, Inc. | Skymark | VSCS18*6****0 |  | Water-Source | WBAHP: Heat Pump Packaged Unit | Heat Pump | 265 | 1 |  |  |  | Single-Speed |  |  |  | 18100 | 1371 | 13.2 | 11.2 | 22300 | 1420 | 4.6 | 4.2 | Federally-Regulated Commercial & Industrial Equipment | 11/13/2015 |  | 07/11/2016
Johnson Controls, Inc. | Skymark | VSCS18*6****0 |  | Ground-Water-Source | WBAHP: Heat Pump Packaged Unit | Heat Pump | 265 | 1 |  |  |  | Single-Speed |  |  |  | 20900 | 1014 | 20.6 | 16.2 | 17900 | 1311 | 4 | 3.6 | Non Federally-Regulated | 11/13/2015 |  | 07/11/2016
Johnson Controls, Inc. | Skymark | VSCS18*6****0 |  | Ground-Source | WBAHP: Heat Pump Packaged Unit | Heat Pump | 265 | 1 |  |  |  | Single-Speed |  |  |  | 18800 | 1236 | 15.2 | 13.4 | 14000 | 1323 | 3.1 | 3.1 | Non Federally-Regulated | 11/13/2015 |  | 07/11/2016
Johnson Controls, Inc. | Skymark | VSCS24*6****0 |  | Water-Source | WBAHP: Heat Pump Packaged Unit | Heat Pump | 265 | 1 |  |  |  | Single-Speed |  |  |  | 24400 | 1820 | 13.4 | 11.2 | 30200 | 1924 | 4.6 | 4.2 | Federally-Regulated Commercial & Industrial Equipment | 11/13/2015 |  | 07/11/2016
Johnson Controls, Inc. | Skymark | VSCS24*6****0 |  | Ground-Water-Source | WBAHP: Heat Pump Packaged Unit | Heat Pump | 265 | 1 |  |  |  | Single-Speed |  |  |  | 27600 | 1283 | 21.5 | 16.2 | 23800 | 1835 | 3.8 | 3.6 | Non Federally-Regulated | 11/13/2015 |  | 07/11/2016
Johnson Controls, Inc. | Skymark | VSCS24*6****0 |  | Ground-Source | WBAHP: Heat Pump Packaged Unit | Heat Pump | 265 | 1 |  |  |  | Single-Speed |  |  |  | 25900 | 1649 | 15.7 | 13.4 | 18100 | 1711 | 3.1 | 3.1 | Non Federally-Regulated | 11/13/2015 |  | 07/11/2016
Johnson Controls, Inc. | Skymark | VSCS36*6****0 |  | Water-Source | WBAHP: Heat Pump Packaged Unit | Heat Pump | 265 | 1 |  |  |  | Single-Speed |  |  |  | 34900 | 2726 | 12.8 | 11.2 | 36400 | 2480 | 4.3 | 4.2 | Federally-Regulated Commercial & Industrial Equipment | 11/13/2015 |  | 07/11/2016
Johnson Controls, Inc. | Skymark | VSCS36*6****0 |  | Ground-Water-Source | WBAHP: Heat Pump Packaged Unit | Heat Pump | 265 | 1 |  |  |  | Single-Speed |  |  |  | 39200 | 2020 | 19.4 | 16.2 | 29100 | 2369 | 3.6 | 3.6 | Non Federally-Regulated | 11/13/2015 |  | 07/11/2016
Johnson Controls, Inc. | Skymark | VSCS36*6****0 |  | Ground-Source | WBAHP: Heat Pump Packaged Unit | Heat Pump | 265 | 1 |  |  |  | Single-Speed |  |  |  | 36400 | 2600 | 14 | 13.4 | 22900 | 2164 | 3.1 | 3.1 | Non Federally-Regulated | 11/13/2015 |  | 07/11/2016
FHP Manufacturing Company | Arcoaire | HP048D/H/V* |  | Water-Source | WBAHP: Heat Pump Packaged Unit | Heat Pump | 208 | 1 |  |  |  | Single-Speed |  |  |  | 48000 | 3555 | 13.5 | 11.2 | 58000 | 3541 | 4.8 | 4.2 | Federally-Regulated Commercial & Industrial Equipment | 04/27/2016 |  | 08/22/2016
FHP Manufacturing Company | Arcoaire | HP048D/H/V* |  | Water-Source | WBAHP: Heat Pump Packaged Unit | Heat Pump | 230 | 1 |  |  |  | Single-Speed |  |  |  | 48000 | 3555 | 13.5 | 11.2 | 58000 | 3541 | 4.8 | 4.2 | Federally-Regulated Commercial & Industrial Equipment | 04/27/2016 |  | 08/22/2016
FHP Manufacturing Company | Arcoaire | HP048D/H/V* |  | Ground-Water-Source | WBAHP: Heat Pump Packaged Unit | Heat Pump | 208 | 1 |  |  |  | Single-Speed |  |  |  | 54000 | 2842 | 19 | 16.2 | 48000 | 3349 | 4.2 | 3.6 | Non Federally-Regulated | 04/27/2016 |  | 08/22/2016
FHP Manufacturing Company | Arcoaire | HP048D/H/V* |  | Ground-Water-Source | WBAHP: Heat Pump Packaged Unit | Heat Pump | 230 | 1 |  |  |  | Single-Speed |  |  |  | 54000 | 2842 | 19 | 16.2 | 48000 | 3349 | 4.2 | 3.6 | Non Federally-Regulated | 04/27/2016 |  | 08/22/2016
FHP Manufacturing Company | Arcoaire | HP048D/H/V* |  | Ground-Source | WBAHP: Heat Pump Packaged Unit | Heat Pump | 208 | 1 |  |  |  | Single-Speed |  |  |  | 49000 | 3161 | 15.5 | 13.4 | 38000 | 3093 | 3.6 | 3.1 | Non Federally-Regulated | 04/27/2016 |  | 08/22/2016
FHP Manufacturing Company | Arcoaire | HP048D/H/V* |  | Ground-Source | WBAHP: Heat Pump Packaged Unit | Heat Pump | 230 | 1 |  |  |  | Single-Speed |  |  |  | 49000 | 3161 | 15.5 | 13.4 | 38000 | 3093 | 3.6 | 3.1 | Non Federally-Regulated | 04/27/2016 |  | 08/22/2016
FHP Manufacturing Company | Comfortmaker | HP048D/H/V* |  | Water-Source | WBAHP: Heat Pump Packaged Unit | Heat Pump | 208 | 1 |  |  |  | Single-Speed |  |  |  | 48000 | 3555 | 13.5 | 11.2 | 58000 | 3541 | 4.8 | 4.2 | Federally-Regulated Commercial & Industrial Equipment | 04/27/2016 |  | 08/22/2016
FHP Manufacturing Company | Comfortmaker | HP048D/H/V* |  | Water-Source | WBAHP: Heat Pump Packaged Unit | Heat Pump | 230 | 1 |  |  |  | Single-Speed |  |  |  | 48000 | 3555 | 13.5 | 11.2 | 58000 | 3541 | 4.8 | 4.2 | Federally-Regulated Commercial & Industrial Equipment | 04/27/2016 |  | 08/22/2016
FHP Manufacturing Company | Comfortmaker | HP048D/H/V* |  | Ground-Water-Source | WBAHP: Heat Pump Packaged Unit | Heat Pump | 208 | 1 |  |  |  | Single-Speed |  |  |  | 54000 | 2842 | 19 | 16.2 | 48000 | 3349 | 4.2 | 3.6 | Non Federally-Regulated | 04/27/2016 |  | 08/22/2016
FHP Manufacturing Company | Comfortmaker | HP048D/H/V* |  | Ground-Water-Source | WBAHP: Heat Pump Packaged Unit | Heat Pump | 230 | 1 |  |  |  | Single-Speed |  |  |  | 54000 | 2842 | 19 | 16.2 | 48000 | 3349 | 4.2 | 3.6 | Non Federally-Regulated | 04/27/2016 |  | 08/22/2016
FHP Manufacturing Company | Comfortmaker | HP048D/H/V* |  | Ground-Source | WBAHP: Heat Pump Packaged Unit | Heat Pump | 208 | 1 |  |  |  | Single-Speed |  |  |  | 49000 | 3161 | 15.5 | 13.4 | 38000 | 3093 | 3.6 | 3.1 | Non Federally-Regulated | 04/27/2016 |  | 08/22/2016
FHP Manufacturing Company | Comfortmaker | HP048D/H/V* |  | Ground-Source | WBAHP: Heat Pump Packaged Unit | Heat Pump | 230 | 1 |  |  |  | Single-Speed |  |  |  | 49000 | 3161 | 15.5 | 13.4 | 38000 | 3093 | 3.6 | 3.1 | Non Federally-Regulated | 04/27/2016 |  | 08/22/2016
FHP Manufacturing Company | Day & Night | HP048D/H/V* |  | Water-Source | WBAHP: Heat Pump Packaged Unit | Heat Pump | 208 | 1 |  |  |  | Single-Speed |  |  |  | 48000 | 3555 | 13.5 | 11.2 | 58000 | 3541 | 4.8 | 4.2 | Federally-Regulated Commercial & Industrial Equipment | 04/27/2016 |  | 08/22/2016
FHP Manufacturing Company | Day & Night | HP048D/H/V* |  | Water-Source | WBAHP: Heat Pump Packaged Unit | Heat Pump | 230 | 1 |  |  |  | Single-Speed |  |  |  | 48000 | 3555 | 13.5 | 11.2 | 58000 | 3541 | 4.8 | 4.2 | Federally-Regulated Commercial & Industrial Equipment | 04/27/2016 |  | 08/22/2016
FHP Manufacturing Company | Day & Night | HP048D/H/V* |  | Ground-Water-Source | WBAHP: Heat Pump Packaged Unit | Heat Pump | 208 | 1 |  |  |  | Single-Speed |  |  |  | 54000 | 2842 | 19 | 16.2 | 48000 | 3349 | 4.2 | 3.6 | Non Federally-Regulated | 04/27/2016 |  | 08/22/2016
FHP Manufacturing Company | Day & Night | HP048D/H/V* |  | Ground-Water-Source | WBAHP: Heat Pump Packaged Unit | Heat Pump | 230 | 1 |  |  |  | Single-Speed |  |  |  | 54000 | 2842 | 19 | 16.2 | 48000 | 3349 | 4.2 | 3.6 | Non Federally-Regulated | 04/27/2016 |  | 08/22/2016
FHP Manufacturing Company | Day & Night | HP048D/H/V* |  | Ground-Source | WBAHP: Heat Pump Packaged Unit | Heat Pump | 208 | 1 |  |  |  | Single-Speed |  |  |  | 49000 | 3161 | 15.5 | 13.4 | 38000 | 3093 | 3.6 | 3.1 | Non Federally-Regulated | 04/27/2016 |  | 08/22/2016
FHP Manufacturing Company | Day & Night | HP048D/H/V* |  | Ground-Source | WBAHP: Heat Pump Packaged Unit | Heat Pump | 230 | 1 |  |  |  | Single-Speed |  |  |  | 49000 | 3161 | 15.5 | 13.4 | 38000 | 3093 | 3.6 | 3.1 | Non Federally-Regulated | 04/27/2016 |  | 08/22/2016
FHP Manufacturing Company | ENVIRO-SAVER SPLIT | ES049-1CS | ES049-1AV/AH | Water-Source | WBAHP-CB: Heat Pump Split Syst | Heat Pump | 208 | 1 | False |  |  | Dual-Speed |  |  |  | 47000 | 3533 | 13.3 | 12 | 57000 | 3554 | 4.7 | 4.2 | Federally-Regulated Commercial & Industrial Equipment | 04/27/2016 |  | 08/22/2016
FHP Manufacturing Company | ENVIRO-SAVER SPLIT | ES049-1CS | ES049-1AV/AH | Water-Source | WBAHP-CB: Heat Pump Split Syst | Heat Pump | 230 | 1 | False |  |  | Dual-Speed |  |  |  | 47000 | 3533 | 13.3 | 12 | 57000 | 3554 | 4.7 | 4.2 | Federally-Regulated Commercial & Industrial Equipment | 04/27/2016 |  | 08/22/2016
FHP Manufacturing Company | ENVIRO-SAVER SPLIT | ES049-1CS | ES049-1AV/AH | Ground-Water-Source | WBAHP-CB: Heat Pump Split Syst | Heat Pump | 208 | 1 | False |  |  | Dual-Speed |  |  |  | 53000 | 2849 | 18.6 | 16.2 | 47000 | 3359 | 4.1 | 3.6 | Non Federally-Regulated | 04/27/2016 |  | 08/22/2016
FHP Manufacturing Company | ENVIRO-SAVER SPLIT | ES049-1CS | ES049-1AV/AH | Ground-Water-Source | WBAHP-CB: Heat Pump Split Syst | Heat Pump | 230 | 1 | False |  |  | Dual-Speed |  |  |  | 53000 | 2849 | 18.6 | 16.2 | 47000 | 3359 | 4.1 | 3.6 | Non Federally-Regulated | 04/27/2016 |  | 08/22/2016
FHP Manufacturing Company | ENVIRO-SAVER SPLIT | ES049-1CS | ES049-1AV/AH | Ground-Source | WBAHP-CB: Heat Pump Split Syst | Heat Pump | 208 | 1 | False |  |  | Dual-Speed |  |  |  | 48000 | 3157 | 15.2 | 13.4 | 37000 | 3098 | 3.5 | 3.1 | Non Federally-Regulated | 04/27/2016 |  | 08/22/2016
FHP Manufacturing Company | ENVIRO-SAVER SPLIT | ES049-1CS | ES049-1AV/AH | Ground-Source | WBAHP-CB: Heat Pump Split Syst | Heat Pump | 230 | 1 | False |  |  | Dual-Speed |  |  |  | 48000 | 3157 | 15.2 | 13.4 | 37000 | 3098 | 3.5 | 3.1 | Non Federally-Regulated | 04/27/2016 |  | 08/22/2016
FHP Manufacturing Company | ENVIRO-SAVER | ES049-1CF/HZ/VT |  | Water-Source | WBAHP: Heat Pump Packaged Unit | Heat Pump | 208 | 1 |  |  |  | Single-Speed |  |  |  | 48000 | 3555 | 13.5 | 11.2 | 58000 | 3541 | 4.8 | 4.2 | Federally-Regulated Commercial & Industrial Equipment | 04/27/2016 |  | 08/22/2016
FHP Manufacturing Company | ENVIRO-SAVER | ES049-1CF/HZ/VT |  | Water-Source | WBAHP: Heat Pump Packaged Unit | Heat Pump | 230 | 1 |  |  |  | Single-Speed |  |  |  | 48000 | 3555 | 13.5 | 11.2 | 58000 | 3541 | 4.8 | 4.2 | Federally-Regulated Commercial & Industrial Equipment | 04/27/2016 |  | 08/22/2016
FHP Manufacturing Company | ENVIRO-SAVER | ES049-1CF/HZ/VT |  | Ground-Water-Source | WBAHP: Heat Pump Packaged Unit | Heat Pump | 208 | 1 |  |  |  | Single-Speed |  |  |  | 54000 | 2842 | 19 | 16.2 | 48000 | 3349 | 4.2 | 3.6 | Non Federally-Regulated | 04/27/2016 |  | 08/22/2016
FHP Manufacturing Company | ENVIRO-SAVER | ES049-1CF/HZ/VT |  | Ground-Water-Source | WBAHP: Heat Pump Packaged Unit | Heat Pump | 230 | 1 |  |  |  | Single-Speed |  |  |  | 54000 | 2842 | 19 | 16.2 | 48000 | 3349 | 4.2 | 3.6 | Non Federally-Regulated | 04/27/2016 |  | 08/22/2016
FHP Manufacturing Company | ENVIRO-SAVER | ES049-1CF/HZ/VT |  | Ground-Source | WBAHP: Heat Pump Packaged Unit | Heat Pump | 208 | 1 |  |  |  | Single-Speed |  |  |  | 49000 | 3161 | 15.5 | 13.4 | 38000 | 3093 | 3.6 | 3.1 | Non Federally-Regulated | 04/27/2016 |  | 08/22/2016
FHP Manufacturing Company | ENVIRO-SAVER | ES049-1CF/HZ/VT |  | Ground-Source | WBAHP: Heat Pump Packaged Unit | Heat Pump | 230 | 1 |  |  |  | Single-Speed |  |  |  | 49000 | 3161 | 15.5 | 13.4 | 38000 | 3093 | 3.6 | 3.1 | Non Federally-Regulated | 04/27/2016 |  | 08/22/2016
FHP Manufacturing Company | Heil | HP048D/H/V* |  | Water-Source | WBAHP: Heat Pump Packaged Unit | Heat Pump | 208 | 1 |  |  |  | Single-Speed |  |  |  | 48000 | 3555 | 13.5 | 11.2 | 58000 | 3541 | 4.8 | 4.2 | Federally-Regulated Commercial & Industrial Equipment | 04/27/2016 |  | 08/22/2016
FHP Manufacturing Company | Heil | HP048D/H/V* |  | Water-Source | WBAHP: Heat Pump Packaged Unit | Heat Pump | 230 | 1 |  |  |  | Single-Speed |  |  |  | 48000 | 3555 | 13.5 | 11.2 | 58000 | 3541 | 4.8 | 4.2 | Federally-Regulated Commercial & Industrial Equipment | 04/27/2016 |  | 08/22/2016
FHP Manufacturing Company | Heil | HP048D/H/V* |  | Ground-Water-Source | WBAHP: Heat Pump Packaged Unit | Heat Pump | 208 | 1 |  |  |  | Single-Speed |  |  |  | 54000 | 2842 | 19 | 16.2 | 48000 | 3349 | 4.2 | 3.6 | Non Federally-Regulated | 04/27/2016 |  | 08/22/2016
FHP Manufacturing Company | Heil | HP048D/H/V* |  | Ground-Water-Source | WBAHP: Heat Pump Packaged Unit | Heat Pump | 230 | 1 |  |  |  | Single-Speed |  |  |  | 54000 | 2842 | 19 | 16.2 | 48000 | 3349 | 4.2 | 3.6 | Non Federally-Regulated | 04/27/2016 |  | 08/22/2016
FHP Manufacturing Company | Heil | HP048D/H/V* |  | Ground-Source | WBAHP: Heat Pump Packaged Unit | Heat Pump | 208 | 1 |  |  |  | Single-Speed |  |  |  | 49000 | 3161 | 15.5 | 13.4 | 38000 | 3093 | 3.6 | 3.1 | Non Federally-Regulated | 04/27/2016 |  | 08/22/2016
FHP Manufacturing Company | Heil | HP048D/H/V* |  | Ground-Source | WBAHP: Heat Pump Packaged Unit | Heat Pump | 230 | 1 |  |  |  | Single-Speed |  |  |  | 49000 | 3161 | 15.5 | 13.4 | 38000 | 3093 | 3.6 | 3.1 | Non Federally-Regulated | 04/27/2016 |  | 08/22/2016
FHP Manufacturing Company | Keeprite | HP048D/H/V* |  | Water-Source | WBAHP: Heat Pump Packaged Unit | Heat Pump | 208 | 1 |  |  |  | Single-Speed |  |  |  | 48000 | 3555 | 13.5 | 11.2 | 58000 | 3541 | 4.8 | 4.2 | Federally-Regulated Commercial & Industrial Equipment | 04/27/2016 |  | 08/22/2016
FHP Manufacturing Company | Keeprite | HP048D/H/V* |  | Water-Source | WBAHP: Heat Pump Packaged Unit | Heat Pump | 230 | 1 |  |  |  | Single-Speed |  |  |  | 48000 | 3555 | 13.5 | 11.2 | 58000 | 3541 | 4.8 | 4.2 | Federally-Regulated Commercial & Industrial Equipment | 04/27/2016 |  | 08/22/2016
FHP Manufacturing Company | Keeprite | HP048D/H/V* |  | Ground-Water-Source | WBAHP: Heat Pump Packaged Unit | Heat Pump | 208 | 1 |  |  |  | Single-Speed |  |  |  | 54000 | 2842 | 19 | 16.2 | 48000 | 3349 | 4.2 | 3.6 | Non Federally-Regulated | 04/27/2016 |  | 08/22/2016
FHP Manufacturing Company | Keeprite | HP048D/H/V* |  | Ground-Water-Source | WBAHP: Heat Pump Packaged Unit | Heat Pump | 230 | 1 |  |  |  | Single-Speed |  |  |  | 54000 | 2842 | 19 | 16.2 | 48000 | 3349 | 4.2 | 3.6 | Non Federally-Regulated | 04/27/2016 |  | 08/22/2016
FHP Manufacturing Company | Keeprite | HP048D/H/V* |  | Ground-Source | WBAHP: Heat Pump Packaged Unit | Heat Pump | 208 | 1 |  |  |  | Single-Speed |  |  |  | 49000 | 3161 | 15.5 | 13.4 | 38000 | 3093 | 3.6 | 3.1 | Non Federally-Regulated | 04/27/2016 |  | 08/22/2016
FHP Manufacturing Company | Keeprite | HP048D/H/V* |  | Ground-Source | WBAHP: Heat Pump Packaged Unit | Heat Pump | 230 | 1 |  |  |  | Single-Speed |  |  |  | 49000 | 3161 | 15.5 | 13.4 | 38000 | 3093 | 3.6 | 3.1 | Non Federally-Regulated | 04/27/2016 |  | 08/22/2016
FHP Manufacturing Company | Tempstar | HP048D/H/V* |  | Water-Source | WBAHP: Heat Pump Packaged Unit | Heat Pump | 208 | 1 |  |  |  | Single-Speed |  |  |  | 48000 | 3555 | 13.5 | 11.2 | 58000 | 3541 | 4.8 | 4.2 | Federally-Regulated Commercial & Industrial Equipment | 04/27/2016 |  | 08/22/2016
FHP Manufacturing Company | Tempstar | HP048D/H/V* |  | Water-Source | WBAHP: Heat Pump Packaged Unit | Heat Pump | 230 | 1 |  |  |  | Single-Speed |  |  |  | 48000 | 3555 | 13.5 | 11.2 | 58000 | 3541 | 4.8 | 4.2 | Federally-Regulated Commercial & Industrial Equipment | 04/27/2016 |  | 08/22/2016
FHP Manufacturing Company | Tempstar | HP048D/H/V* |  | Ground-Water-Source | WBAHP: Heat Pump Packaged Unit | Heat Pump | 208 | 1 |  |  |  | Single-Speed |  |  |  | 54000 | 2842 | 19 | 16.2 | 48000 | 3349 | 4.2 | 3.6 | Non Federally-Regulated | 04/27/2016 |  | 08/22/2016
FHP Manufacturing Company | Tempstar | HP048D/H/V* |  | Ground-Water-Source | WBAHP: Heat Pump Packaged Unit | Heat Pump | 230 | 1 |  |  |  | Single-Speed |  |  |  | 54000 | 2842 | 19 | 16.2 | 48000 | 3349 | 4.2 | 3.6 | Non Federally-Regulated | 04/27/2016 |  | 08/22/2016
FHP Manufacturing Company | Tempstar | HP048D/H/V* |  | Ground-Source | WBAHP: Heat Pump Packaged Unit | Heat Pump | 208 | 1 |  |  |  | Single-Speed |  |  |  | 49000 | 3161 | 15.5 | 13.4 | 38000 | 3093 | 3.6 | 3.1 | Non Federally-Regulated | 04/27/2016 |  | 08/22/2016
FHP Manufacturing Company | Tempstar | HP048D/H/V* |  | Ground-Source | WBAHP: Heat Pump Packaged Unit | Heat Pump | 230 | 1 |  |  |  | Single-Speed |  |  |  | 49000 | 3161 | 15.5 | 13.4 | 38000 | 3093 | 3.6 | 3.1 | Non Federally-Regulated | 04/27/2016 |  | 08/22/2016
The Whalen Company | Whalen | VP-B-1204-*D |  | Water-Source | WBAC: Cooling Only Packaged Un | Heat Pump | 208 | 1 |  |  |  | Single-Speed |  |  |  | 33100 | 2330 | 14.2 | 12 |  |  |  |  | Federally-Regulated Commercial & Industrial Equipment | 04/27/2016 |  | 08/22/2016
FHP Manufacturing Company | AQUARIUS CONSOLE | CA009-1 |  | Water-Source | WBAHP-O: Heat Pump Packaged Un | Heat Pump | 208 | 1 |  |  |  | Single-Speed |  |  |  | 8200 | 635 | 12.9 | 11.2 | 9400 | 598 | 4.6 | 4.2 | Federally-Regulated Commercial & Industrial Equipment | 04/27/2016 |  | 09/20/2016
FHP Manufacturing Company | AQUARIUS CONSOLE | CA009-1 |  | Water-Source | WBAHP-O: Heat Pump Packaged Un | Heat Pump | 230 | 1 |  |  |  | Single-Speed |  |  |  | 8200 | 635 | 12.9 | 11.2 | 9400 | 598 | 4.6 | 4.2 | Federally-Regulated Commercial & Industrial Equipment | 04/27/2016 |  | 09/20/2016
FHP Manufacturing Company | AQUARIUS CONSOLE | CA009-1 |  | Ground-Water-Source | WBAHP-O: Heat Pump Packaged Un | Heat Pump | 208 | 1 |  |  |  | Single-Speed |  |  |  | 10200 | 457 | 22.3 | 16.2 | 7400 | 570 | 3.8 | 3.6 | Non Federally-Regulated | 04/27/2016 |  | 09/20/2016
FHP Manufacturing Company | AQUARIUS CONSOLE | CA009-1 |  | Ground-Water-Source | WBAHP-O: Heat Pump Packaged Un | Heat Pump | 230 | 1 |  |  |  | Single-Speed |  |  |  | 10200 | 457 | 22.3 | 16.2 | 7400 | 570 | 3.8 | 3.6 | Non Federally-Regulated | 04/27/2016 |  | 09/20/2016
FHP Manufacturing Company | AQUARIUS CONSOLE | CA009-1 |  | Ground-Source | WBAHP-O: Heat Pump Packaged Un | Heat Pump | 208 | 1 |  |  |  | Single-Speed |  |  |  | 9000 | 562 | 16 | 13.4 | 5400 | 479 | 3.3 | 3.1 | Non Federally-Regulated | 04/27/2016 |  | 09/20/2016
FHP Manufacturing Company | AQUARIUS CONSOLE | CA009-1 |  | Ground-Source | WBAHP-O: Heat Pump Packaged Un | Heat Pump | 230 | 1 |  |  |  | Single-Speed |  |  |  | 9000 | 562 | 16 | 13.4 | 5400 | 479 | 3.3 | 3.1 | Non Federally-Regulated | 04/27/2016 |  | 09/20/2016
FHP Manufacturing Company | AQUARIUS CONSOLE | CA009-2 |  | Water-Source | WBAHP-O: Heat Pump Packaged Un | Heat Pump | 265 | 1 |  |  |  | Single-Speed |  |  |  | 8200 | 635 | 12.9 | 11.2 | 9400 | 598 | 4.6 | 4.2 | Federally-Regulated Commercial & Industrial Equipment | 04/27/2016 |  | 09/20/2016
FHP Manufacturing Company | AQUARIUS CONSOLE | CA009-2 |  | Ground-Water-Source | WBAHP-O: Heat Pump Packaged Un | Heat Pump | 265 | 1 |  |  |  | Single-Speed |  |  |  | 10200 | 457 | 22.3 | 16.2 | 7400 | 570 | 3.8 | 3.6 | Non Federally-Regulated | 04/27/2016 |  | 09/20/2016
FHP Manufacturing Company | AQUARIUS CONSOLE | CA009-2 |  | Ground-Source | WBAHP-O: Heat Pump Packaged Un | Heat Pump | 265 | 1 |  |  |  | Single-Speed |  |  |  | 9000 | 562 | 16 | 13.4 | 5400 | 479 | 3.3 | 3.1 | Non Federally-Regulated | 04/27/2016 |  | 09/20/2016
FHP Manufacturing Company | AQUARIUS CONSOLE | CA015-1 |  | Water-Source | WBAHP-O: Heat Pump Packaged Un | Heat Pump | 208 | 1 |  |  |  | Single-Speed |  |  |  | 14400 | 1082 | 13.3 | 11.2 | 15000 | 1022 | 4.3 | 4.2 | Federally-Regulated Commercial & Industrial Equipment | 04/27/2016 |  | 09/20/2016
FHP Manufacturing Company | AQUARIUS CONSOLE | CA015-1 |  | Water-Source | WBAHP-O: Heat Pump Packaged Un | Heat Pump | 230 | 1 |  |  |  | Single-Speed |  |  |  | 14400 | 1082 | 13.3 | 11.2 | 15000 | 1022 | 4.3 | 4.2 | Federally-Regulated Commercial & Industrial Equipment | 04/27/2016 |  | 09/20/2016
FHP Manufacturing Company | AQUARIUS CONSOLE | CA015-1 |  | Ground-Water-Source | WBAHP-O: Heat Pump Packaged Un | Heat Pump | 208 | 1 |  |  |  | Single-Speed |  |  |  | 16400 | 828 | 19.8 | 16.2 | 11800 | 960 | 3.6 | 3.6 | Non Federally-Regulated | 04/27/2016 |  | 09/20/2016
FHP Manufacturing Company | AQUARIUS CONSOLE | CA015-1 |  | Ground-Water-Source | WBAHP-O: Heat Pump Packaged Un | Heat Pump | 230 | 1 |  |  |  | Single-Speed |  |  |  | 16400 | 828 | 19.8 | 16.2 | 11800 | 960 | 3.6 | 3.6 | Non Federally-Regulated | 04/27/2016 |  | 09/20/2016
FHP Manufacturing Company | AQUARIUS CONSOLE | CA015-1 |  | Ground-Source | WBAHP-O: Heat Pump Packaged Un | Heat Pump | 208 | 1 |  |  |  | Single-Speed |  |  |  | 14700 | 1013 | 14.5 | 13.4 | 9800 | 870 | 3.3 | 3.1 | Non Federally-Regulated | 04/27/2016 |  | 09/20/2016
FHP Manufacturing Company | AQUARIUS CONSOLE | CA015-1 |  | Ground-Source | WBAHP-O: Heat Pump Packaged Un | Heat Pump | 230 | 1 |  |  |  | Single-Speed |  |  |  | 14700 | 1013 | 14.5 | 13.4 | 9800 | 870 | 3.3 | 3.1 | Non Federally-Regulated | 04/27/2016 |  | 09/20/2016
FHP Manufacturing Company | AQUARIUS CONSOLE | CA015-2 |  | Water-Source | WBAHP-O: Heat Pump Packaged Un | Heat Pump | 265 | 1 |  |  |  | Single-Speed |  |  |  | 14400 | 1082 | 13.3 | 11.2 | 15000 | 1022 | 4.3 | 4.2 | Federally-Regulated Commercial & Industrial Equipment | 04/27/2016 |  | 09/20/2016
FHP Manufacturing Company | AQUARIUS CONSOLE | CA015-2 |  | Ground-Water-Source | WBAHP-O: Heat Pump Packaged Un | Heat Pump | 265 | 1 |  |  |  | Single-Speed |  |  |  | 16400 | 828 | 19.8 | 16.2 | 11800 | 960 | 3.6 | 3.6 | Non Federally-Regulated | 04/27/2016 |  | 09/20/2016
FHP Manufacturing Company | AQUARIUS CONSOLE | CA015-2 |  | Ground-Source | WBAHP-O: Heat Pump Packaged Un | Heat Pump | 265 | 1 |  |  |  | Single-Speed |  |  |  | 14700 | 1013 | 14.5 | 13.4 | 9800 | 870 | 3.3 | 3.1 | Non Federally-Regulated | 04/27/2016 |  | 09/20/2016
FHP Manufacturing Company | Bosch | SM024-1VT/CF*-*****B |  | Water-Source | WBAHP: Heat Pump Packaged Unit | Both Heat Pump and Electric Re | 208 | 1 |  |  |  | Dual-Speed |  |  |  | 26500 | 1558 | 17 | 11.2 | 31400 | 1586 | 5.8 | 4.2 | Federally-Regulated Commercial & Industrial Equipment | 08/22/2016 |  | 09/20/2016
FHP Manufacturing Company | Bosch | SM024-1VT/CF*-*****B |  | Water-Source | WBAHP: Heat Pump Packaged Unit | Both Heat Pump and Electric Re | 230 | 1 |  |  |  | Dual-Speed |  |  |  | 26500 | 1558 | 17 | 11.2 | 31400 | 1586 | 5.8 | 4.2 | Federally-Regulated Commercial & Industrial Equipment | 08/22/2016 |  | 09/20/2016
FHP Manufacturing Company | Bosch | SM024-1VT/CF*-*****B |  | Ground-Water-Source | WBAHP: Heat Pump Packaged Unit | Both Heat Pump and Electric Re | 208 | 1 |  |  |  | Dual-Speed |  |  |  | 30300 | 1169 | 25.9 | 16.2 | 24900 | 1489 | 4.9 | 3.6 | Non Federally-Regulated | 08/22/2016 |  | 09/20/2016
FHP Manufacturing Company | Bosch | SM024-1VT/CF*-*****B |  | Ground-Water-Source | WBAHP: Heat Pump Packaged Unit | Both Heat Pump and Electric Re | 230 | 1 |  |  |  | Dual-Speed |  |  |  | 30300 | 1169 | 25.9 | 16.2 | 24900 | 1489 | 4.9 | 3.6 | Non Federally-Regulated | 08/22/2016 |  | 09/20/2016
FHP Manufacturing Company | Bosch | SM024-1VT/CF*-*****B |  | Ground-Source | WBAHP: Heat Pump Packaged Unit | Both Heat Pump and Electric Re | 208 | 1 |  |  |  | Dual-Speed |  |  |  | 27300 | 1392 | 19.6 | 13.4 | 19100 | 1399 | 4 | 3.1 | Non Federally-Regulated | 08/22/2016 |  | 09/20/2016
FHP Manufacturing Company | Bosch | SM024-1VT/CF*-*****B |  | Ground-Source | WBAHP: Heat Pump Packaged Unit | Both Heat Pump and Electric Re | 230 | 1 |  |  |  | Dual-Speed |  |  |  | 27300 | 1392 | 19.6 | 13.4 | 19100 | 1399 | 4 | 3.1 | Non Federally-Regulated | 08/22/2016 |  | 09/20/2016
FHP Manufacturing Company | Bosch | SM036-1VT/CF*-*****B |  | Water-Source | WBAHP: Heat Pump Packaged Unit | Both Heat Pump and Electric Re | 208 | 1 |  |  |  | Dual-Speed |  |  |  | 40700 | 2153 | 18.9 | 11.2 | 47200 | 2161 | 6.4 | 4.2 | Federally-Regulated Commercial & Industrial Equipment | 08/22/2016 |  | 09/20/2016
FHP Manufacturing Company | Bosch | SM036-1VT/CF*-*****B |  | Water-Source | WBAHP: Heat Pump Packaged Unit | Both Heat Pump and Electric Re | 230 | 1 |  |  |  | Dual-Speed |  |  |  | 40700 | 2153 | 18.9 | 11.2 | 47200 | 2161 | 6.4 | 4.2 | Federally-Regulated Commercial & Industrial Equipment | 08/22/2016 |  | 09/20/2016
FHP Manufacturing Company | Bosch | SM036-1VT/CF*-*****B |  | Ground-Water-Source | WBAHP: Heat Pump Packaged Unit | Both Heat Pump and Electric Re | 208 | 1 |  |  |  | Dual-Speed |  |  |  | 44900 | 1669 | 26.9 | 16.2 | 37800 | 2014 | 5.5 | 3.6 | Non Federally-Regulated | 08/22/2016 |  | 09/20/2016
FHP Manufacturing Company | Bosch | SM036-1VT/CF*-*****B |  | Ground-Water-Source | WBAHP: Heat Pump Packaged Unit | Both Heat Pump and Electric Re | 230 | 1 |  |  |  | Dual-Speed |  |  |  | 44900 | 1669 | 26.9 | 16.2 | 37800 | 2014 | 5.5 | 3.6 | Non Federally-Regulated | 08/22/2016 |  | 09/20/2016
FHP Manufacturing Company | Bosch | SM036-1VT/CF*-*****B |  | Ground-Source | WBAHP: Heat Pump Packaged Unit | Both Heat Pump and Electric Re | 208 | 1 |  |  |  | Dual-Speed |  |  |  | 41300 | 1920 | 21.5 | 13.4 | 29200 | 1901 | 4.5 | 3.1 | Non Federally-Regulated | 08/22/2016 |  | 09/20/2016
FHP Manufacturing Company | Bosch | SM036-1VT/CF*-*****B |  | Ground-Source | WBAHP: Heat Pump Packaged Unit | Both Heat Pump and Electric Re | 230 | 1 |  |  |  | Dual-Speed |  |  |  | 41300 | 1920 | 21.5 | 13.4 | 29200 | 1901 | 4.5 | 3.1 | Non Federally-Regulated | 08/22/2016 |  | 09/20/2016
FHP Manufacturing Company | Bosch | SM048-1VT/CF*-*****B* |  | Water-Source | WBAHP: Heat Pump Packaged Unit | Both Heat Pump and Electric Re | 208 | 1 |  |  |  | Dual-Speed |  |  |  | 52100 | 3101 | 16.8 | 11.2 | 59700 | 3069 | 5.7 | 4.2 | Federally-Regulated Commercial & Industrial Equipment | 08/22/2016 |  | 09/20/2016
FHP Manufacturing Company | Bosch | SM048-1VT/CF*-*****B* |  | Water-Source | WBAHP: Heat Pump Packaged Unit | Both Heat Pump and Electric Re | 230 | 1 |  |  |  | Dual-Speed |  |  |  | 52100 | 3101 | 16.8 | 11.2 | 59700 | 3069 | 5.7 | 4.2 | Federally-Regulated Commercial & Industrial Equipment | 08/22/2016 |  | 09/20/2016
FHP Manufacturing Company | Bosch | SM048-1VT/CF*-*****B* |  | Ground-Water-Source | WBAHP: Heat Pump Packaged Unit | Both Heat Pump and Electric Re | 208 | 1 |  |  |  | Dual-Speed |  |  |  | 58200 | 2318 | 25.1 | 16.2 | 48000 | 2870 | 4.9 | 3.6 | Non Federally-Regulated | 08/22/2016 |  | 09/20/2016
FHP Manufacturing Company | Bosch | SM048-1VT/CF*-*****B* |  | Ground-Water-Source | WBAHP: Heat Pump Packaged Unit | Both Heat Pump and Electric Re | 230 | 1 |  |  |  | Dual-Speed |  |  |  | 58200 | 2318 | 25.1 | 16.2 | 48000 | 2870 | 4.9 | 3.6 | Non Federally-Regulated | 08/22/2016 |  | 09/20/2016
FHP Manufacturing Company | Bosch | SM048-1VT/CF*-*****B* |  | Ground-Source | WBAHP: Heat Pump Packaged Unit | Both Heat Pump and Electric Re | 208 | 1 |  |  |  | Dual-Speed |  |  |  | 53200 | 2756 | 19.3 | 13.4 | 37300 | 2602 | 4.2 | 3.1 | Non Federally-Regulated | 08/22/2016 |  | 09/20/2016
FHP Manufacturing Company | Bosch | SM048-1VT/CF*-*****B* |  | Ground-Source | WBAHP: Heat Pump Packaged Unit | Both Heat Pump and Electric Re | 230 | 1 |  |  |  | Dual-Speed |  |  |  | 53200 | 2756 | 19.3 | 13.4 | 37300 | 2602 | 4.2 | 3.1 | Non Federally-Regulated | 08/22/2016 |  | 09/20/2016
FHP Manufacturing Company | Bosch | SM060-1VT/CF*-*****B |  | Water-Source | WBAHP: Heat Pump Packaged Unit | Both Heat Pump and Electric Re | 208 | 1 |  |  |  | Dual-Speed |  |  |  | 63800 | 3866 | 16.5 | 11.2 | 77300 | 4045 | 5.6 | 4.2 | Federally-Regulated Commercial & Industrial Equipment | 08/22/2016 |  | 09/20/2016
FHP Manufacturing Company | Bosch | SM060-1VT/CF*-*****B |  | Water-Source | WBAHP: Heat Pump Packaged Unit | Both Heat Pump and Electric Re | 230 | 1 |  |  |  | Dual-Speed |  |  |  | 63800 | 3866 | 16.5 | 11.2 | 77300 | 4045 | 5.6 | 4.2 | Federally-Regulated Commercial & Industrial Equipment | 08/22/2016 |  | 09/20/2016
FHP Manufacturing Company | Bosch | SM060-1VT/CF*-*****B |  | Ground-Source | WBAHP: Heat Pump Packaged Unit | Both Heat Pump and Electric Re | 208 | 1 |  |  |  | Dual-Speed |  |  |  | 64400 | 3462 | 18.6 | 13.4 | 47700 | 3409 | 4.1 | 3.1 | Non Federally-Regulated | 08/22/2016 |  | 09/20/2016
FHP Manufacturing Company | Bosch | SM060-1VT/CF*-*****B |  | Ground-Source | WBAHP: Heat Pump Packaged Unit | Both Heat Pump and Electric Re | 230 | 1 |  |  |  | Dual-Speed |  |  |  | 64400 | 3462 | 18.6 | 13.4 | 47700 | 3409 | 4.1 | 3.1 | Non Federally-Regulated | 08/22/2016 |  | 09/20/2016
FHP Manufacturing Company | Bosch | CA018-0**-*****B |  | Water-Source | WBAHP-O: Heat Pump Packaged Un | Heat Pump | 115 | 1 |  |  |  | Single-Speed |  |  |  | 16900 | 1385 | 12.2 | 11.2 | 20800 | 1417 | 4.3 | 4.2 | Federally-Regulated Commercial & Industrial Equipment | 08/22/2016 |  | 09/20/2016
FHP Manufacturing Company | Bosch | CA018-0**-*****B |  | Ground-Water-Source | WBAHP-O: Heat Pump Packaged Un | Heat Pump | 115 | 1 |  |  |  | Single-Speed |  |  |  | 20100 | 1104 | 18.2 | 16.2 | 17500 | 1424 | 3.6 | 3.6 | Non Federally-Regulated | 08/22/2016 |  | 09/20/2016
FHP Manufacturing Company | Bosch | CA018-0**-*****B |  | Ground-Source | WBAHP-O: Heat Pump Packaged Un | Heat Pump | 115 | 1 |  |  |  | Single-Speed |  |  |  | 17900 | 1260 | 14.2 | 13.4 | 13900 | 1273 | 3.2 | 3.1 | Non Federally-Regulated | 08/22/2016 |  | 09/20/2016
FHP Manufacturing Company | Bosch | SM048-1VT/CF*-*****B |  | Water-Source | WBAHP: Heat Pump Packaged Unit | Heat Pump | 200 | 1 |  |  |  | Dual-Speed |  |  |  | 52100 | 3101 | 16.8 | 11.2 | 59700 | 3069 | 5.7 | 4.2 | Federally-Regulated Commercial & Industrial Equipment | 08/22/2016 |  | 09/20/2016
FHP Manufacturing Company | Bosch | SM048-1VT/CF*-*****B |  | Water-Source | WBAHP: Heat Pump Packaged Unit | Heat Pump | 230 | 1 |  |  |  | Dual-Speed |  |  |  | 52100 | 3101 | 16.8 | 11.2 | 59700 | 3069 | 5.7 | 4.2 | Federally-Regulated Commercial & Industrial Equipment | 08/22/2016 |  | 09/20/2016
FHP Manufacturing Company | Bosch | SM048-1VT/CF*-*****B |  | Ground-Water-Source | WBAHP: Heat Pump Packaged Unit | Heat Pump | 200 | 1 |  |  |  | Dual-Speed |  |  |  | 58200 | 2318 | 25.1 | 16.2 | 48000 | 2870 | 4.9 | 3.6 | Non Federally-Regulated | 08/22/2016 |  | 09/20/2016
FHP Manufacturing Company | Bosch | SM048-1VT/CF*-*****B |  | Ground-Water-Source | WBAHP: Heat Pump Packaged Unit | Heat Pump | 230 | 1 |  |  |  | Dual-Speed |  |  |  | 58200 | 2318 | 25.1 | 16.2 | 48000 | 2870 | 4.9 | 3.6 | Non Federally-Regulated | 08/22/2016 |  | 09/20/2016
FHP Manufacturing Company | Bosch | SM048-1VT/CF*-*****B |  | Ground-Source | WBAHP: Heat Pump Packaged Unit | Heat Pump | 200 | 1 |  |  |  | Dual-Speed |  |  |  | 53200 | 2756 | 19.3 | 13.4 | 37300 | 2602 | 4.2 | 3.1 | Non Federally-Regulated | 08/22/2016 |  | 09/20/2016
FHP Manufacturing Company | Bosch | SM048-1VT/CF*-*****B |  | Ground-Source | WBAHP: Heat Pump Packaged Unit | Heat Pump | 230 | 1 |  |  |  | Dual-Speed |  |  |  | 53200 | 2756 | 19.3 | 13.4 | 37300 | 2602 | 4.2 | 3.1 | Non Federally-Regulated | 08/22/2016 |  | 09/20/2016
FHP Manufacturing Company | Carrier | 50PEC18****0/B |  | Water-Source | WBAHP-O: Heat Pump Packaged Un | Heat Pump | 115 | 1 |  |  |  | Single-Speed |  |  |  | 16900 | 1385 | 12.2 | 11.2 | 20800 | 1417 | 4.3 | 4.2 | Federally-Regulated Commercial & Industrial Equipment | 08/22/2016 |  | 09/20/2016
FHP Manufacturing Company | Carrier | 50PEC18****0/B |  | Ground-Water-Source | WBAHP-O: Heat Pump Packaged Un | Heat Pump | 115 | 1 |  |  |  | Single-Speed |  |  |  | 20100 | 1104 | 18.2 | 16.2 | 17500 | 1424 | 3.6 | 3.6 | Non Federally-Regulated | 08/22/2016 |  | 09/20/2016
FHP Manufacturing Company | Carrier | 50PEC18****0/B |  | Ground-Source | WBAHP-O: Heat Pump Packaged Un | Heat Pump | 115 | 1 |  |  |  | Single-Speed |  |  |  | 17900 | 1260 | 14.2 | 13.4 | 13900 | 1273 | 3.2 | 3.1 | Non Federally-Regulated | 08/22/2016 |  | 09/20/2016
FHP Manufacturing Company | FHP | BC018-0**-*****B |  | Water-Source | WBAHP-O: Heat Pump Packaged Un | Heat Pump | 115 | 1 |  |  |  | Single-Speed |  |  |  | 16900 | 1385 | 12.2 | 11.2 | 20800 | 1417 | 4.3 | 4.2 | Federally-Regulated Commercial & Industrial Equipment | 08/22/2016 |  | 09/20/2016
FHP Manufacturing Company | FHP | BC018-0**-*****B |  | Ground-Water-Source | WBAHP-O: Heat Pump Packaged Un | Heat Pump | 115 | 1 |  |  |  | Single-Speed |  |  |  | 20100 | 1104 | 18.2 | 16.2 | 17500 | 1424 | 3.6 | 3.6 | Non Federally-Regulated | 08/22/2016 |  | 09/20/2016
FHP Manufacturing Company | FHP | BC018-0**-*****B |  | Ground-Source | WBAHP-O: Heat Pump Packaged Un | Heat Pump | 115 | 1 |  |  |  | Single-Speed |  |  |  | 17900 | 1260 | 14.2 | 13.4 | 13900 | 1273 | 3.2 | 3.1 | Non Federally-Regulated | 08/22/2016 |  | 09/20/2016
FHP Manufacturing Company | FHP | CA018-0**-*****B |  | Water-Source | WBAHP-O: Heat Pump Packaged Un | Heat Pump | 115 | 1 |  |  |  | Single-Speed |  |  |  | 16900 | 1385 | 12.2 | 11.2 | 20800 | 1417 | 4.3 | 4.2 | Federally-Regulated Commercial & Industrial Equipment | 08/22/2016 |  | 09/20/2016
FHP Manufacturing Company | FHP | CA018-0**-*****B |  | Ground-Water-Source | WBAHP-O: Heat Pump Packaged Un | Heat Pump | 115 | 1 |  |  |  | Single-Speed |  |  |  | 20100 | 1104 | 18.2 | 16.2 | 17500 | 1424 | 3.6 | 3.6 | Non Federally-Regulated | 08/22/2016 |  | 09/20/2016
FHP Manufacturing Company | FHP | CA018-0**-*****B |  | Ground-Source | WBAHP-O: Heat Pump Packaged Un | Heat Pump | 115 | 1 |  |  |  | Single-Speed |  |  |  | 17900 | 1260 | 14.2 | 13.4 | 13900 | 1273 | 3.2 | 3.1 | Non Federally-Regulated | 08/22/2016 |  | 09/20/2016
FHP Manufacturing Company | GEOEXCEL | CU018-0**-*****B |  | Water-Source | WBAHP-O: Heat Pump Packaged Un | Heat Pump | 115 | 1 |  |  |  | Single-Speed |  |  |  | 16900 | 1385 | 12.2 | 11.2 | 20800 | 1417 | 4.3 | 4.2 | Federally-Regulated Commercial & Industrial Equipment | 08/22/2016 |  | 09/20/2016
FHP Manufacturing Company | GEOEXCEL | CU018-0**-*****B |  | Ground-Water-Source | WBAHP-O: Heat Pump Packaged Un | Heat Pump | 115 | 1 |  |  |  | Single-Speed |  |  |  | 20100 | 1104 | 18.2 | 16.2 | 17500 | 1424 | 3.6 | 3.6 | Non Federally-Regulated | 08/22/2016 |  | 09/20/2016
FHP Manufacturing Company | GEOEXCEL | CU018-0**-*****B |  | Ground-Source | WBAHP-O: Heat Pump Packaged Un | Heat Pump | 115 | 1 |  |  |  | Single-Speed |  |  |  | 17900 | 1260 | 14.2 | 13.4 | 13900 | 1273 | 3.2 | 3.1 | Non Federally-Regulated | 08/22/2016 |  | 09/20/2016
Enertech Global, LLC | GEOCOMFORT | GST024A | MPD024 | Ground-Water-Source | WBAHP-CB: Heat Pump Split Syst | Heat Pump | 208 | 1 | False |  |  | Single-Speed |  |  |  | 26800 | 1326 | 20.2 | 16.2 | 23100 | 1611 | 4.2 | 3.6 | Non Federally-Regulated | 02/16/2016 |  | 11/30/2016
Enertech Global, LLC | GEOCOMFORT | GST024A | MPD024 | Ground-Water-Source | WBAHP-CB: Heat Pump Split Syst | Heat Pump | 230 | 1 | False |  |  | Single-Speed |  |  |  | 26800 | 1326 | 20.2 | 16.2 | 23100 | 1611 | 4.2 | 3.6 | Non Federally-Regulated | 02/16/2016 |  | 11/30/2016
Enertech Global, LLC | GEOCOMFORT | GST024A | MPD024 | Ground-Source | WBAHP-CB: Heat Pump Split Syst | Heat Pump | 208 | 1 | False |  |  | Single-Speed |  |  |  | 24900 | 1616 | 15.4 | 13.4 | 17800 | 1534 | 3.4 | 3.1 | Non Federally-Regulated | 02/16/2016 |  | 11/30/2016
Enertech Global, LLC | GEOCOMFORT | GST024A | MPD024 | Ground-Source | WBAHP-CB: Heat Pump Split Syst | Heat Pump | 230 | 1 | False |  |  | Single-Speed |  |  |  | 24900 | 1616 | 15.4 | 13.4 | 17800 | 1534 | 3.4 | 3.1 | Non Federally-Regulated | 02/16/2016 |  | 11/30/2016
Enertech Global, LLC | GEOCOMFORT | GST036A | MPD036 | Ground-Water-Source | WBAHP-CB: Heat Pump Split Syst | Heat Pump | 208 | 1 | False |  |  | Single-Speed |  |  |  | 40000 | 1851 | 21.6 | 16.2 | 35800 | 2440 | 4.3 | 3.6 | Non Federally-Regulated | 02/16/2016 |  | 11/30/2016
Enertech Global, LLC | GEOCOMFORT | GST036A | MPD036 | Ground-Water-Source | WBAHP-CB: Heat Pump Split Syst | Heat Pump | 230 | 1 | False |  |  | Single-Speed |  |  |  | 40000 | 1851 | 21.6 | 16.2 | 35800 | 2440 | 4.3 | 3.6 | Non Federally-Regulated | 02/16/2016 |  | 11/30/2016
Enertech Global, LLC | GEOCOMFORT | GST036A | MPD036 | Ground-Source | WBAHP-CB: Heat Pump Split Syst | Heat Pump | 208 | 1 | False |  |  | Single-Speed |  |  |  | 37400 | 2294 | 16.3 | 13.4 | 28000 | 2279 | 3.6 | 3.1 | Non Federally-Regulated | 02/16/2016 |  | 11/30/2016
Enertech Global, LLC | GEOCOMFORT | GST036A | MPD036 | Ground-Source | WBAHP-CB: Heat Pump Split Syst | Heat Pump | 230 | 1 | False |  |  | Single-Speed |  |  |  | 37400 | 2294 | 16.3 | 13.4 | 28000 | 2279 | 3.6 | 3.1 | Non Federally-Regulated | 02/16/2016 |  | 11/30/2016
Enertech Global, LLC | GEOCOMFORT | GST060A | MPD060 | Ground-Water-Source | WBAHP-CB: Heat Pump Split Syst | Heat Pump | 208 | 1 | False |  |  | Single-Speed | 2495 | 644 | 1 | 65900 | 3138 | 21 | 16.2 | 54900 | 3924 | 4.1 | 3.6 | Non Federally-Regulated | 02/16/2016 |  | 11/30/2016
Enertech Global, LLC | GEOCOMFORT | GST060A | MPD060 | Ground-Water-Source | WBAHP-CB: Heat Pump Split Syst | Heat Pump | 230 | 1 | False |  |  | Single-Speed | 2495 | 644 | 1 | 65900 | 3138 | 21 | 16.2 | 54900 | 3924 | 4.1 | 3.6 | Non Federally-Regulated | 02/16/2016 |  | 11/30/2016
Enertech Global, LLC | GEOCOMFORT | GST060A | MPD060 | Ground-Source | WBAHP-CB: Heat Pump Split Syst | Heat Pump | 208 | 1 | False |  |  | Single-Speed |  |  |  | 62200 | 3702 | 16.8 | 13.4 | 44200 | 3701 | 3.5 | 3.1 | Non Federally-Regulated | 02/16/2016 |  | 11/30/2016
Enertech Global, LLC | GEOCOMFORT | GST060A | MPD060 | Ground-Source | WBAHP-CB: Heat Pump Split Syst | Heat Pump | 230 | 1 | False |  |  | Single-Speed |  |  |  | 62200 | 3702 | 16.8 | 13.4 | 44200 | 3701 | 3.5 | 3.1 | Non Federally-Regulated | 02/16/2016 |  | 11/30/2016
Enertech Global, LLC | GEOCOMFORT | GST072A | MPD072 | Ground-Water-Source | WBAHP-CB: Heat Pump Split Syst | Heat Pump | 208 | 1 | False |  |  | Single-Speed | 2879 | 693 | 1 | 71800 | 3572 | 20.1 | 16.2 | 64000 | 4689 | 4 | 3.6 | Non Federally-Regulated | 02/16/2016 |  | 11/30/2016
Enertech Global, LLC | GEOCOMFORT | GST072A | MPD072 | Ground-Water-Source | WBAHP-CB: Heat Pump Split Syst | Heat Pump | 230 | 1 | False |  |  | Single-Speed | 2879 | 693 | 1 | 71800 | 3572 | 20.1 | 16.2 | 64000 | 4689 | 4 | 3.6 | Non Federally-Regulated | 02/16/2016 |  | 11/30/2016
Enertech Global, LLC | GEOCOMFORT | GST072A | MPD072 | Ground-Source | WBAHP-CB: Heat Pump Split Syst | Heat Pump | 208 | 1 | False |  |  | Single-Speed | 3638 | 693 | 1 | 68000 | 4331 | 15.7 | 13.4 | 51800 | 4465 | 3.4 | 3.1 | Non Federally-Regulated | 02/16/2016 |  | 11/30/2016
Enertech Global, LLC | GEOCOMFORT | GST072A | MPD072 | Ground-Source | WBAHP-CB: Heat Pump Split Syst | Heat Pump | 230 | 1 | False |  |  | Single-Speed | 3638 | 693 | 1 | 68000 | 4331 | 15.7 | 13.4 | 51800 | 4465 | 3.4 | 3.1 | Non Federally-Regulated | 02/16/2016 |  | 11/30/2016
Enertech Global, LLC | GEOCOMFORT | GST048A | MPD060 | Ground-Water-Source | WBAHP-CB: Heat Pump Split Syst | Heat Pump | 208 | 1 | False |  |  | Single-Speed |  |  |  | 55400 | 2308 | 24 | 16.2 | 44400 | 2891 | 4.5 | 3.6 | Non Federally-Regulated | 02/16/2016 |  | 11/30/2016
Enertech Global, LLC | GEOCOMFORT | GST048A | MPD060 | Ground-Water-Source | WBAHP-CB: Heat Pump Split Syst | Heat Pump | 230 | 1 | False |  |  | Single-Speed |  |  |  | 55400 | 2308 | 24 | 16.2 | 44400 | 2891 | 4.5 | 3.6 | Non Federally-Regulated | 02/16/2016 |  | 11/30/2016
Enertech Global, LLC | GEOCOMFORT | GST048A | MPD060 | Ground-Source | WBAHP-CB: Heat Pump Split Syst | Heat Pump | 208 | 1 | False |  |  | Single-Speed |  |  |  | 52000 | 2780 | 18.7 | 13.4 | 35900 | 2768 | 3.8 | 3.1 | Non Federally-Regulated | 02/16/2016 |  | 11/30/2016
Enertech Global, LLC | GEOCOMFORT | GST048A | MPD060 | Ground-Source | WBAHP-CB: Heat Pump Split Syst | Heat Pump | 230 | 1 | False |  |  | Single-Speed |  |  |  | 52000 | 2780 | 18.7 | 13.4 | 35900 | 2768 | 3.8 | 3.1 | Non Federally-Regulated | 02/16/2016 |  | 11/30/2016
Enertech Global, LLC | GEOCOMFORT | GST024A2 | MPD024 | Ground-Water-Source | WBAHP-CB: Heat Pump Split Syst | Heat Pump | 208 | 3 | False |  |  | Single-Speed |  |  |  | 26800 | 1326 | 20.2 | 16.2 | 23100 | 1611 | 4.2 | 3.6 | Non Federally-Regulated | 02/16/2016 |  | 11/30/2016
Enertech Global, LLC | GEOCOMFORT | GST024A2 | MPD024 | Ground-Water-Source | WBAHP-CB: Heat Pump Split Syst | Heat Pump | 230 | 3 | False |  |  | Single-Speed |  |  |  | 26800 | 1326 | 20.2 | 16.2 | 23100 | 1611 | 4.2 | 3.6 | Non Federally-Regulated | 02/16/2016 |  | 11/30/2016
Enertech Global, LLC | GEOCOMFORT | GST024A2 | MPD024 | Ground-Source | WBAHP-CB: Heat Pump Split Syst | Heat Pump | 208 | 3 | False |  |  | Single-Speed |  |  |  | 24900 | 1616 | 15.4 | 13.4 | 17800 | 1534 | 3.4 | 3.1 | Non Federally-Regulated | 02/16/2016 |  | 11/30/2016
Enertech Global, LLC | GEOCOMFORT | GST024A2 | MPD024 | Ground-Source | WBAHP-CB: Heat Pump Split Syst | Heat Pump | 230 | 3 | False |  |  | Single-Speed |  |  |  | 24900 | 1616 | 15.4 | 13.4 | 17800 | 1534 | 3.4 | 3.1 | Non Federally-Regulated | 02/16/2016 |  | 11/30/2016
Enertech Global, LLC | GEOCOMFORT | GST036A2 | MPD036 | Ground-Water-Source | WBAHP-CB: Heat Pump Split Syst | Heat Pump | 208 | 3 | False |  |  | Single-Speed |  |  |  | 40000 | 1851 | 21.6 | 16.2 | 35800 | 2440 | 4.3 | 3.6 | Non Federally-Regulated | 02/16/2016 |  | 11/30/2016
Enertech Global, LLC | GEOCOMFORT | GST036A2 | MPD036 | Ground-Water-Source | WBAHP-CB: Heat Pump Split Syst | Heat Pump | 230 | 3 | False |  |  | Single-Speed |  |  |  | 40000 | 1851 | 21.6 | 16.2 | 35800 | 2440 | 4.3 | 3.6 | Non Federally-Regulated | 02/16/2016 |  | 11/30/2016
Enertech Global, LLC | GEOCOMFORT | GST036A2 | MPD036 | Ground-Source | WBAHP-CB: Heat Pump Split Syst | Heat Pump | 208 | 3 | False |  |  | Single-Speed |  |  |  | 37400 | 2294 | 16.3 | 13.4 | 28000 | 2279 | 3.6 | 3.1 | Non Federally-Regulated | 02/16/2016 |  | 11/30/2016
Enertech Global, LLC | GEOCOMFORT | GST036A2 | MPD036 | Ground-Source | WBAHP-CB: Heat Pump Split Syst | Heat Pump | 230 | 3 | False |  |  | Single-Speed |  |  |  | 37400 | 2294 | 16.3 | 13.4 | 28000 | 2279 | 3.6 | 3.1 | Non Federally-Regulated | 02/16/2016 |  | 11/30/2016
Enertech Global, LLC | GEOCOMFORT | GST048A2 | MPD060 | Ground-Water-Source | WBAHP-CB: Heat Pump Split Syst | Heat Pump | 208 | 3 | False |  |  | Single-Speed |  |  |  | 55400 | 2308 | 24 | 16.2 | 44400 | 2891 | 4.5 | 3.6 | Non Federally-Regulated | 02/16/2016 |  | 11/30/2016
Enertech Global, LLC | GEOCOMFORT | GST048A2 | MPD060 | Ground-Water-Source | WBAHP-CB: Heat Pump Split Syst | Heat Pump | 230 | 3 | False |  |  | Single-Speed |  |  |  | 55400 | 2308 | 24 | 16.2 | 44400 | 2891 | 4.5 | 3.6 | Non Federally-Regulated | 02/16/2016 |  | 11/30/2016
Enertech Global, LLC | GEOCOMFORT | GST048A2 | MPD060 | Ground-Source | WBAHP-CB: Heat Pump Split Syst | Heat Pump | 208 | 3 | False |  |  | Single-Speed |  |  |  | 52000 | 2780 | 18.7 | 13.4 | 35900 | 2768 | 3.8 | 3.1 | Non Federally-Regulated | 02/16/2016 |  | 11/30/2016
Enertech Global, LLC | GEOCOMFORT | GST048A2 | MPD060 | Ground-Source | WBAHP-CB: Heat Pump Split Syst | Heat Pump | 230 | 3 | False |  |  | Single-Speed |  |  |  | 52000 | 2780 | 18.7 | 13.4 | 35900 | 2768 | 3.8 | 3.1 | Non Federally-Regulated | 02/16/2016 |  | 11/30/2016
Enertech Global, LLC | GEOCOMFORT | GST060A2 | MPD060 | Ground-Water-Source | WBAHP-CB: Heat Pump Split Syst | Heat Pump | 208 | 3 | False |  |  | Single-Speed | 2495 | 644 | 1 | 65900 | 3138 | 21 | 16.2 | 54900 | 3924 | 4.1 | 3.6 | Non Federally-Regulated | 02/16/2016 |  | 11/30/2016
Enertech Global, LLC | GEOCOMFORT | GST060A2 | MPD060 | Ground-Water-Source | WBAHP-CB: Heat Pump Split Syst | Heat Pump | 230 | 3 | False |  |  | Single-Speed | 2495 | 644 | 1 | 65900 | 3138 | 21 | 16.2 | 54900 | 3924 | 4.1 | 3.6 | Non Federally-Regulated | 02/16/2016 |  | 11/30/2016
Enertech Global, LLC | GEOCOMFORT | GST060A2 | MPD060 | Ground-Source | WBAHP-CB: Heat Pump Split Syst | Heat Pump | 208 | 3 | False |  |  | Single-Speed |  |  |  | 62200 | 3702 | 16.8 | 13.4 | 44200 | 3701 | 3.5 | 3.1 | Non Federally-Regulated | 02/16/2016 |  | 11/30/2016
Enertech Global, LLC | GEOCOMFORT | GST060A2 | MPD060 | Ground-Source | WBAHP-CB: Heat Pump Split Syst | Heat Pump | 230 | 3 | False |  |  | Single-Speed |  |  |  | 62200 | 3702 | 16.8 | 13.4 | 44200 | 3701 | 3.5 | 3.1 | Non Federally-Regulated | 02/16/2016 |  | 11/30/2016
Enertech Global, LLC | GEOCOMFORT | GRT024A | MPD024 | Ground-Source | WBAHP-CB: Heat Pump Split Syst | Heat Pump | 208 | 1 | False |  |  | Single-Speed |  |  |  | 24600 | 1556 | 15.8 | 13.4 | 18000 | 1598 | 3.3 | 3.1 | Non Federally-Regulated | 02/16/2016 |  | 11/30/2016
Enertech Global, LLC | GEOCOMFORT | GRT024A | MPD024 | Ground-Source | WBAHP-CB: Heat Pump Split Syst | Heat Pump | 230 | 1 | False |  |  | Single-Speed |  |  |  | 24600 | 1556 | 15.8 | 13.4 | 18000 | 1598 | 3.3 | 3.1 | Non Federally-Regulated | 02/16/2016 |  | 11/30/2016
Enertech Global, LLC | GEOCOMFORT | GRT036A | MPD036 | Ground-Source | WBAHP-CB: Heat Pump Split Syst | Heat Pump | 208 | 1 | False |  |  | Single-Speed |  |  |  | 35500 | 2218 | 16 | 13.4 | 27400 | 2170 | 3.7 | 3.1 | Non Federally-Regulated | 02/16/2016 |  | 11/30/2016
Enertech Global, LLC | GEOCOMFORT | GRT036A | MPD036 | Ground-Source | WBAHP-CB: Heat Pump Split Syst | Heat Pump | 230 | 1 | False |  |  | Single-Speed |  |  |  | 35500 | 2218 | 16 | 13.4 | 27400 | 2170 | 3.7 | 3.1 | Non Federally-Regulated | 02/16/2016 |  | 11/30/2016
Enertech Global, LLC | GEOCOMFORT | GRT048A | MPD060 | Ground-Source | WBAHP-CB: Heat Pump Split Syst | Heat Pump | 208 | 1 | False |  |  | Single-Speed |  |  |  | 50700 | 2816 | 18 | 13.4 | 34200 | 2708 | 3.7 | 3.1 | Non Federally-Regulated | 02/16/2016 |  | 11/30/2016
Enertech Global, LLC | GEOCOMFORT | GRT048A | MPD060 | Ground-Source | WBAHP-CB: Heat Pump Split Syst | Heat Pump | 230 | 1 | False |  |  | Single-Speed |  |  |  | 50700 | 2816 | 18 | 13.4 | 34200 | 2708 | 3.7 | 3.1 | Non Federally-Regulated | 02/16/2016 |  | 11/30/2016
Enertech Global, LLC | GEOCOMFORT | GST072A2 | MPD072 | Ground-Water-Source | WBAHP-CB: Heat Pump Split Syst | Heat Pump | 208 | 3 | False |  |  | Single-Speed | 2879 | 693 | 1 | 71800 | 3572 | 20.1 | 16.2 | 64000 | 4689 | 4 | 3.6 | Non Federally-Regulated | 02/16/2016 |  | 11/30/2016
Enertech Global, LLC | GEOCOMFORT | GST072A2 | MPD072 | Ground-Water-Source | WBAHP-CB: Heat Pump Split Syst | Heat Pump | 230 | 3 | False |  |  | Single-Speed | 2879 | 693 | 1 | 71800 | 3572 | 20.1 | 16.2 | 64000 | 4689 | 4 | 3.6 | Non Federally-Regulated | 02/16/2016 |  | 11/30/2016
Enertech Global, LLC | GEOCOMFORT | GST072A2 | MPD072 | Ground-Source | WBAHP-CB: Heat Pump Split Syst | Heat Pump | 208 | 3 | False |  |  | Single-Speed | 3638 | 693 | 1 | 68000 | 4331 | 15.7 | 13.4 | 51800 | 4465 | 3.4 | 3.1 | Non Federally-Regulated | 02/16/2016 |  | 11/30/2016
Enertech Global, LLC | GEOCOMFORT | GST072A2 | MPD072 | Ground-Source | WBAHP-CB: Heat Pump Split Syst | Heat Pump | 230 | 3 | False |  |  | Single-Speed | 3638 | 693 | 1 | 68000 | 4331 | 15.7 | 13.4 | 51800 | 4465 | 3.4 | 3.1 | Non Federally-Regulated | 02/16/2016 |  | 11/30/2016
Enertech Global, LLC | GEOCOMFORT | GXT024D |  | Ground-Water-Source | WBAHP: Heat Pump Packaged Unit | Heat Pump | 208 | 1 |  |  |  | Single-Speed |  |  |  | 29600 | 1100 | 26.9 | 16.2 | 24700 | 1392 | 5.2 | 3.6 | Non Federally-Regulated | 06/28/2016 |  | 11/30/2016
Enertech Global, LLC | GEOCOMFORT | GXT024D |  | Ground-Water-Source | WBAHP: Heat Pump Packaged Unit | Heat Pump | 230 | 1 |  |  |  | Single-Speed |  |  |  | 29600 | 1100 | 26.9 | 16.2 | 24700 | 1392 | 5.2 | 3.6 | Non Federally-Regulated | 06/28/2016 |  | 11/30/2016
Enertech Global, LLC | GEOCOMFORT | GXT024D |  | Ground-Source | WBAHP: Heat Pump Packaged Unit | Heat Pump | 208 | 1 |  |  |  | Single-Speed |  |  |  | 27200 | 1339 | 20.3 | 13.4 | 19800 | 1349 | 4.3 | 3.1 | Non Federally-Regulated | 06/28/2016 |  | 11/30/2016
Enertech Global, LLC | GEOCOMFORT | GXT024D |  | Ground-Source | WBAHP: Heat Pump Packaged Unit | Heat Pump | 230 | 1 |  |  |  | Single-Speed |  |  |  | 27200 | 1339 | 20.3 | 13.4 | 19800 | 1349 | 4.3 | 3.1 | Non Federally-Regulated | 06/28/2016 |  | 11/30/2016
Enertech Global, LLC | GEOCOMFORT | GXT024D2 |  | Ground-Water-Source | WBAHP: Heat Pump Packaged Unit | Heat Pump | 208 | 3 |  |  |  | Single-Speed |  |  |  | 29600 | 1100 | 26.9 | 16.2 | 24700 | 1392 | 5.2 | 3.6 | Non Federally-Regulated | 06/28/2016 |  | 11/30/2016
Enertech Global, LLC | GEOCOMFORT | GXT024D2 |  | Ground-Water-Source | WBAHP: Heat Pump Packaged Unit | Heat Pump | 230 | 3 |  |  |  | Single-Speed |  |  |  | 29600 | 1100 | 26.9 | 16.2 | 24700 | 1392 | 5.2 | 3.6 | Non Federally-Regulated | 06/28/2016 |  | 11/30/2016
Enertech Global, LLC | GEOCOMFORT | GXT024D2 |  | Ground-Source | WBAHP: Heat Pump Packaged Unit | Heat Pump | 208 | 3 |  |  |  | Single-Speed |  |  |  | 27200 | 1339 | 20.3 | 13.4 | 19800 | 1349 | 4.3 | 3.1 | Non Federally-Regulated | 06/28/2016 |  | 11/30/2016
Enertech Global, LLC | GEOCOMFORT | GXT024D2 |  | Ground-Source | WBAHP: Heat Pump Packaged Unit | Heat Pump | 230 | 3 |  |  |  | Single-Speed |  |  |  | 27200 | 1339 | 20.3 | 13.4 | 19800 | 1349 | 4.3 | 3.1 | Non Federally-Regulated | 06/28/2016 |  | 11/30/2016
Enertech Global, LLC | GEOCOMFORT | GXT024D3 |  | Ground-Water-Source | WBAHP: Heat Pump Packaged Unit | Heat Pump | 460 | 3 |  |  |  | Single-Speed |  |  |  | 29600 | 1100 | 26.9 | 16.2 | 24700 | 1392 | 5.2 | 3.6 | Non Federally-Regulated | 06/28/2016 |  | 11/30/2016
Enertech Global, LLC | GEOCOMFORT | GXT024D3 |  | Ground-Source | WBAHP: Heat Pump Packaged Unit | Heat Pump | 460 | 3 |  |  |  | Single-Speed |  |  |  | 27200 | 1339 | 20.3 | 13.4 | 19800 | 1349 | 4.3 | 3.1 | Non Federally-Regulated | 06/28/2016 |  | 11/30/2016
Enertech Global, LLC | GEOCOMFORT | GCT024D |  | Ground-Water-Source | WBAHP: Heat Pump Packaged Unit | Heat Pump | 208 | 1 |  |  |  | Single-Speed |  |  |  | 28900 | 1111 | 26 | 16.2 | 24300 | 1396 | 5.1 | 3.6 | Non Federally-Regulated | 06/28/2016 |  | 11/30/2016
Enertech Global, LLC | GEOCOMFORT | GCT024D |  | Ground-Water-Source | WBAHP: Heat Pump Packaged Unit | Heat Pump | 230 | 1 |  |  |  | Single-Speed |  |  |  | 28900 | 1111 | 26 | 16.2 | 24300 | 1396 | 5.1 | 3.6 | Non Federally-Regulated | 06/28/2016 |  | 11/30/2016
Enertech Global, LLC | GEOCOMFORT | GCT024D |  | Ground-Source | WBAHP: Heat Pump Packaged Unit | Heat Pump | 208 | 1 |  |  |  | Single-Speed |  |  |  | 26500 | 1325 | 20 | 13.4 | 19700 | 1374 | 4.2 | 3.1 | Non Federally-Regulated | 06/28/2016 |  | 11/30/2016
Enertech Global, LLC | GEOCOMFORT | GCT024D |  | Ground-Source | WBAHP: Heat Pump Packaged Unit | Heat Pump | 230 | 1 |  |  |  | Single-Speed |  |  |  | 26500 | 1325 | 20 | 13.4 | 19700 | 1374 | 4.2 | 3.1 | Non Federally-Regulated | 06/28/2016 |  | 11/30/2016
Enertech Global, LLC | GEOCOMFORT | GCT024D2 |  | Ground-Water-Source | WBAHP: Heat Pump Packaged Unit | Heat Pump | 208 | 3 |  |  |  | Single-Speed |  |  |  | 28900 | 1111 | 26 | 16.2 | 24300 | 1396 | 5.1 | 3.6 | Non Federally-Regulated | 06/28/2016 |  | 11/30/2016
Enertech Global, LLC | GEOCOMFORT | GCT024D2 |  | Ground-Water-Source | WBAHP: Heat Pump Packaged Unit | Heat Pump | 230 | 3 |  |  |  | Single-Speed |  |  |  | 28900 | 1111 | 26 | 16.2 | 24300 | 1396 | 5.1 | 3.6 | Non Federally-Regulated | 06/28/2016 |  | 11/30/2016
Enertech Global, LLC | GEOCOMFORT | GCT024D2 |  | Ground-Source | WBAHP: Heat Pump Packaged Unit | Heat Pump | 208 | 3 |  |  |  | Single-Speed |  |  |  | 26500 | 1325 | 20 | 13.4 | 19700 | 1374 | 4.2 | 3.1 | Non Federally-Regulated | 06/28/2016 |  | 11/30/2016
Enertech Global, LLC | GEOCOMFORT | GCT024D2 |  | Ground-Source | WBAHP: Heat Pump Packaged Unit | Heat Pump | 230 | 3 |  |  |  | Single-Speed |  |  |  | 26500 | 1325 | 20 | 13.4 | 19700 | 1374 | 4.2 | 3.1 | Non Federally-Regulated | 06/28/2016 |  | 11/30/2016
Enertech Global, LLC | GEOCOMFORT | GCT024D3 |  | Ground-Water-Source | WBAHP: Heat Pump Packaged Unit | Heat Pump | 460 | 3 |  |  |  | Single-Speed |  |  |  | 28900 | 1111 | 26 | 16.2 | 24300 | 1396 | 5.1 | 3.6 | Non Federally-Regulated | 06/28/2016 |  | 11/30/2016
Enertech Global, LLC | GEOCOMFORT | GCT024D3 |  | Ground-Source | WBAHP: Heat Pump Packaged Unit | Heat Pump | 460 | 3 |  |  |  | Single-Speed |  |  |  | 26500 | 1325 | 20 | 13.4 | 19700 | 1374 | 4.2 | 3.1 | Non Federally-Regulated | 06/28/2016 |  | 11/30/2016
Enertech Global, LLC | GEOCOMFORT | GXT036D |  | Ground-Water-Source | WBAHP: Heat Pump Packaged Unit | Heat Pump | 208 | 1 |  |  |  | Single-Speed |  |  |  | 42200 | 1758 | 24 | 16.2 | 37000 | 2126 | 5.1 | 3.6 | Non Federally-Regulated | 06/28/2016 |  | 11/30/2016
Enertech Global, LLC | GEOCOMFORT | GXT036D |  | Ground-Water-Source | WBAHP: Heat Pump Packaged Unit | Heat Pump | 230 | 1 |  |  |  | Single-Speed |  |  |  | 42200 | 1758 | 24 | 16.2 | 37000 | 2126 | 5.1 | 3.6 | Non Federally-Regulated | 06/28/2016 |  | 11/30/2016
Enertech Global, LLC | GEOCOMFORT | GXT036D |  | Ground-Source | WBAHP: Heat Pump Packaged Unit | Heat Pump | 208 | 1 |  |  |  | Single-Speed |  |  |  | 38900 | 2125 | 18.3 | 13.4 | 29200 | 2037 | 4.2 | 3.1 | Non Federally-Regulated | 06/28/2016 |  | 11/30/2016
Enertech Global, LLC | GEOCOMFORT | GXT036D |  | Ground-Source | WBAHP: Heat Pump Packaged Unit | Heat Pump | 230 | 1 |  |  |  | Single-Speed |  |  |  | 38900 | 2125 | 18.3 | 13.4 | 29200 | 2037 | 4.2 | 3.1 | Non Federally-Regulated | 06/28/2016 |  | 11/30/2016
Enertech Global, LLC | GEOCOMFORT | GXT036D2 |  | Ground-Water-Source | WBAHP: Heat Pump Packaged Unit | Heat Pump | 208 | 3 |  |  |  | Single-Speed |  |  |  | 42200 | 1758 | 24 | 16.2 | 37000 | 2126 | 5.1 | 3.6 | Non Federally-Regulated | 06/28/2016 |  | 11/30/2016
Enertech Global, LLC | GEOCOMFORT | GXT036D2 |  | Ground-Water-Source | WBAHP: Heat Pump Packaged Unit | Heat Pump | 230 | 3 |  |  |  | Single-Speed |  |  |  | 42200 | 1758 | 24 | 16.2 | 37000 | 2126 | 5.1 | 3.6 | Non Federally-Regulated | 06/28/2016 |  | 11/30/2016
Enertech Global, LLC | GEOCOMFORT | GXT036D2 |  | Ground-Source | WBAHP: Heat Pump Packaged Unit | Heat Pump | 208 | 3 |  |  |  | Single-Speed |  |  |  | 38900 | 2125 | 18.3 | 13.4 | 29200 | 2037 | 4.2 | 3.1 | Non Federally-Regulated | 06/28/2016 |  | 11/30/2016
Enertech Global, LLC | GEOCOMFORT | GXT036D2 |  | Ground-Source | WBAHP: Heat Pump Packaged Unit | Heat Pump | 230 | 3 |  |  |  | Single-Speed |  |  |  | 38900 | 2125 | 18.3 | 13.4 | 29200 | 2037 | 4.2 | 3.1 | Non Federally-Regulated | 06/28/2016 |  | 11/30/2016
Enertech Global, LLC | GEOCOMFORT | GXT036D3 |  | Ground-Water-Source | WBAHP: Heat Pump Packaged Unit | Heat Pump | 460 | 3 |  |  |  | Single-Speed |  |  |  | 42200 | 1758 | 24 | 16.2 | 37000 | 2126 | 5.1 | 3.6 | Non Federally-Regulated | 06/28/2016 |  | 11/30/2016
Enertech Global, LLC | GEOCOMFORT | GXT036D3 |  | Ground-Source | WBAHP: Heat Pump Packaged Unit | Heat Pump | 460 | 3 |  |  |  | Single-Speed |  |  |  | 38900 | 2125 | 18.3 | 13.4 | 29200 | 2037 | 4.2 | 3.1 | Non Federally-Regulated | 06/28/2016 |  | 11/30/2016
Enertech Global, LLC | GEOCOMFORT | GCT036D |  | Ground-Water-Source | WBAHP: Heat Pump Packaged Unit | Heat Pump | 208 | 1 |  |  |  | Single-Speed |  |  |  | 41700 | 1774 | 23.5 | 16.2 | 36700 | 2151 | 5 | 3.6 | Non Federally-Regulated | 06/28/2016 |  | 11/30/2016
Enertech Global, LLC | GEOCOMFORT | GCT036D |  | Ground-Water-Source | WBAHP: Heat Pump Packaged Unit | Heat Pump | 230 | 1 |  |  |  | Single-Speed |  |  |  | 41700 | 1774 | 23.5 | 16.2 | 36700 | 2151 | 5 | 3.6 | Non Federally-Regulated | 06/28/2016 |  | 11/30/2016
Enertech Global, LLC | GEOCOMFORT | GCT036D |  | Ground-Source | WBAHP: Heat Pump Packaged Unit | Heat Pump | 208 | 1 |  |  |  | Single-Speed |  |  |  | 38600 | 2109 | 18.3 | 13.4 | 28600 | 2044 | 4.1 | 3.1 | Non Federally-Regulated | 06/28/2016 |  | 11/30/2016
Enertech Global, LLC | GEOCOMFORT | GCT036D |  | Ground-Source | WBAHP: Heat Pump Packaged Unit | Heat Pump | 230 | 1 |  |  |  | Single-Speed |  |  |  | 38600 | 2109 | 18.3 | 13.4 | 28600 | 2044 | 4.1 | 3.1 | Non Federally-Regulated | 06/28/2016 |  | 11/30/2016
Enertech Global, LLC | GEOCOMFORT | GCT036D2 |  | Ground-Water-Source | WBAHP: Heat Pump Packaged Unit | Heat Pump | 208 | 3 |  |  |  | Single-Speed |  |  |  | 41700 | 1774 | 23.5 | 16.2 | 36700 | 2151 | 5 | 3.6 | Non Federally-Regulated | 06/28/2016 |  | 11/30/2016
Enertech Global, LLC | GEOCOMFORT | GCT036D2 |  | Ground-Water-Source | WBAHP: Heat Pump Packaged Unit | Heat Pump | 230 | 3 |  |  |  | Single-Speed |  |  |  | 41700 | 1774 | 23.5 | 16.2 | 36700 | 2151 | 5 | 3.6 | Non Federally-Regulated | 06/28/2016 |  | 11/30/2016
Enertech Global, LLC | GEOCOMFORT | GCT036D2 |  | Ground-Source | WBAHP: Heat Pump Packaged Unit | Heat Pump | 208 | 3 |  |  |  | Single-Speed |  |  |  | 38600 | 2109 | 18.3 | 13.4 | 28600 | 2044 | 4.1 | 3.1 | Non Federally-Regulated | 06/28/2016 |  | 11/30/2016
Enertech Global, LLC | GEOCOMFORT | GCT036D2 |  | Ground-Source | WBAHP: Heat Pump Packaged Unit | Heat Pump | 230 | 3 |  |  |  | Single-Speed |  |  |  | 38600 | 2109 | 18.3 | 13.4 | 28600 | 2044 | 4.1 | 3.1 | Non Federally-Regulated | 06/28/2016 |  | 11/30/2016
Enertech Global, LLC | GEOCOMFORT | GCT036D3 |  | Ground-Water-Source | WBAHP: Heat Pump Packaged Unit | Heat Pump | 460 | 3 |  |  |  | Single-Speed |  |  |  | 41700 | 1774 | 23.5 | 16.2 | 36700 | 2151 | 5 | 3.6 | Non Federally-Regulated | 06/28/2016 |  | 11/30/2016
Enertech Global, LLC | GEOCOMFORT | GCT036D3 |  | Ground-Source | WBAHP: Heat Pump Packaged Unit | Heat Pump | 460 | 3 |  |  |  | Single-Speed |  |  |  | 38600 | 2109 | 18.3 | 13.4 | 28600 | 2044 | 4.1 | 3.1 | Non Federally-Regulated | 06/28/2016 |  | 11/30/2016
Enertech Global, LLC | GEOCOMFORT | GXT048D |  | Ground-Water-Source | WBAHP: Heat Pump Packaged Unit | Heat Pump | 208 | 1 |  |  |  | Single-Speed |  |  |  | 53100 | 2402 | 22.1 | 16.2 | 47400 | 3019 | 4.6 | 3.6 | Non Federally-Regulated | 06/28/2016 |  | 11/30/2016
Enertech Global, LLC | GEOCOMFORT | GXT048D |  | Ground-Water-Source | WBAHP: Heat Pump Packaged Unit | Heat Pump | 230 | 1 |  |  |  | Single-Speed |  |  |  | 53100 | 2402 | 22.1 | 16.2 | 47400 | 3019 | 4.6 | 3.6 | Non Federally-Regulated | 06/28/2016 |  | 11/30/2016
Enertech Global, LLC | GEOCOMFORT | GXT048D |  | Ground-Source | WBAHP: Heat Pump Packaged Unit | Heat Pump | 208 | 1 |  |  |  | Single-Speed |  |  |  | 49000 | 2865 | 17.1 | 13.4 | 38200 | 2870 | 3.9 | 3.1 | Non Federally-Regulated | 06/28/2016 |  | 11/30/2016
Enertech Global, LLC | GEOCOMFORT | GXT048D |  | Ground-Source | WBAHP: Heat Pump Packaged Unit | Heat Pump | 230 | 1 |  |  |  | Single-Speed |  |  |  | 49000 | 2865 | 17.1 | 13.4 | 38200 | 2870 | 3.9 | 3.1 | Non Federally-Regulated | 06/28/2016 |  | 11/30/2016
Enertech Global, LLC | GEOCOMFORT | GXT048D2 |  | Ground-Water-Source | WBAHP: Heat Pump Packaged Unit | Heat Pump | 208 | 3 |  |  |  | Single-Speed |  |  |  | 53100 | 2402 | 22.1 | 16.2 | 47400 | 3019 | 4.6 | 3.6 | Non Federally-Regulated | 06/28/2016 |  | 11/30/2016
Enertech Global, LLC | GEOCOMFORT | GXT048D2 |  | Ground-Water-Source | WBAHP: Heat Pump Packaged Unit | Heat Pump | 230 | 3 |  |  |  | Single-Speed |  |  |  | 53100 | 2402 | 22.1 | 16.2 | 47400 | 3019 | 4.6 | 3.6 | Non Federally-Regulated | 06/28/2016 |  | 11/30/2016
Enertech Global, LLC | GEOCOMFORT | GXT048D2 |  | Ground-Source | WBAHP: Heat Pump Packaged Unit | Heat Pump | 208 | 3 |  |  |  | Single-Speed |  |  |  | 49000 | 2865 | 17.1 | 13.4 | 38200 | 2870 | 3.9 | 3.1 | Non Federally-Regulated | 06/28/2016 |  | 11/30/2016
Enertech Global, LLC | GEOCOMFORT | GXT048D2 |  | Ground-Source | WBAHP: Heat Pump Packaged Unit | Heat Pump | 230 | 3 |  |  |  | Single-Speed |  |  |  | 49000 | 2865 | 17.1 | 13.4 | 38200 | 2870 | 3.9 | 3.1 | Non Federally-Regulated | 06/28/2016 |  | 11/30/2016
Enertech Global, LLC | GEOCOMFORT | GXT048D3 |  | Ground-Water-Source | WBAHP: Heat Pump Packaged Unit | Heat Pump | 460 | 3 |  |  |  | Single-Speed |  |  |  | 53100 | 2402 | 22.1 | 16.2 | 47400 | 3019 | 4.6 | 3.6 | Non Federally-Regulated | 06/28/2016 |  | 11/30/2016
Enertech Global, LLC | GEOCOMFORT | GXT048D3 |  | Ground-Source | WBAHP: Heat Pump Packaged Unit | Heat Pump | 460 | 3 |  |  |  | Single-Speed |  |  |  | 49000 | 2865 | 17.1 | 13.4 | 38200 | 2870 | 3.9 | 3.1 | Non Federally-Regulated | 06/28/2016 |  | 11/30/2016
Enertech Global, LLC | GEOCOMFORT | GCT048D |  | Ground-Water-Source | WBAHP: Heat Pump Packaged Unit | Heat Pump | 208 | 1 |  |  |  | Single-Speed |  |  |  | 53100 | 2435 | 21.8 | 16.2 | 46700 | 2975 | 4.6 | 3.6 | Non Federally-Regulated | 06/28/2016 |  | 11/30/2016
Enertech Global, LLC | GEOCOMFORT | GCT048D |  | Ground-Water-Source | WBAHP: Heat Pump Packaged Unit | Heat Pump | 230 | 1 |  |  |  | Single-Speed |  |  |  | 53100 | 2435 | 21.8 | 16.2 | 46700 | 2975 | 4.6 | 3.6 | Non Federally-Regulated | 06/28/2016 |  | 11/30/2016
Enertech Global, LLC | GEOCOMFORT | GCT048D |  | Ground-Source | WBAHP: Heat Pump Packaged Unit | Heat Pump | 208 | 1 |  |  |  | Single-Speed |  |  |  | 49000 | 2865 | 17.1 | 13.4 | 38000 | 2855 | 3.9 | 3.1 | Non Federally-Regulated | 06/28/2016 |  | 11/30/2016
Enertech Global, LLC | GEOCOMFORT | GCT048D |  | Ground-Source | WBAHP: Heat Pump Packaged Unit | Heat Pump | 230 | 1 |  |  |  | Single-Speed |  |  |  | 49000 | 2865 | 17.1 | 13.4 | 38000 | 2855 | 3.9 | 3.1 | Non Federally-Regulated | 06/28/2016 |  | 11/30/2016
Enertech Global, LLC | GEOCOMFORT | GCT048D2 |  | Ground-Water-Source | WBAHP: Heat Pump Packaged Unit | Heat Pump | 208 | 3 |  |  |  | Single-Speed |  |  |  | 53100 | 2435 | 21.8 | 16.2 | 46700 | 2975 | 4.6 | 3.6 | Non Federally-Regulated | 06/28/2016 |  | 11/30/2016
Enertech Global, LLC | GEOCOMFORT | GCT048D2 |  | Ground-Water-Source | WBAHP: Heat Pump Packaged Unit | Heat Pump | 230 | 3 |  |  |  | Single-Speed |  |  |  | 53100 | 2435 | 21.8 | 16.2 | 46700 | 2975 | 4.6 | 3.6 | Non Federally-Regulated | 06/28/2016 |  | 11/30/2016
Enertech Global, LLC | GEOCOMFORT | GCT048D2 |  | Ground-Source | WBAHP: Heat Pump Packaged Unit | Heat Pump | 208 | 3 |  |  |  | Single-Speed |  |  |  | 49000 | 2865 | 17.1 | 13.4 | 38000 | 2855 | 3.9 | 3.1 | Non Federally-Regulated | 06/28/2016 |  | 11/30/2016
Enertech Global, LLC | GEOCOMFORT | GCT048D2 |  | Ground-Source | WBAHP: Heat Pump Packaged Unit | Heat Pump | 230 | 3 |  |  |  | Single-Speed |  |  |  | 49000 | 2865 | 17.1 | 13.4 | 38000 | 2855 | 3.9 | 3.1 | Non Federally-Regulated | 06/28/2016 |  | 11/30/2016
Enertech Global, LLC | GEOCOMFORT | GCT048D3 |  | Ground-Water-Source | WBAHP: Heat Pump Packaged Unit | Heat Pump | 460 | 3 |  |  |  | Single-Speed |  |  |  | 53100 | 2435 | 21.8 | 16.2 | 46700 | 2975 | 4.6 | 3.6 | Non Federally-Regulated | 06/28/2016 |  | 11/30/2016
Enertech Global, LLC | GEOCOMFORT | GCT048D3 |  | Ground-Source | WBAHP: Heat Pump Packaged Unit | Heat Pump | 460 | 3 |  |  |  | Single-Speed |  |  |  | 49000 | 2865 | 17.1 | 13.4 | 38000 | 2855 | 3.9 | 3.1 | Non Federally-Regulated | 06/28/2016 |  | 11/30/2016
Enertech Global, LLC | Hydron Module | HST024A | MPD024 | Ground-Water-Source | WBAHP-CB: Heat Pump Split Syst | Heat Pump | 208 | 1 | False |  |  | Single-Speed |  |  |  | 26800 | 1326 | 20.2 | 16.2 | 23100 | 1611 | 4.2 | 3.6 | Non Federally-Regulated | 02/16/2016 |  | 11/30/2016
Enertech Global, LLC | Hydron Module | HST024A | MPD024 | Ground-Water-Source | WBAHP-CB: Heat Pump Split Syst | Heat Pump | 230 | 1 | False |  |  | Single-Speed |  |  |  | 26800 | 1326 | 20.2 | 16.2 | 23100 | 1611 | 4.2 | 3.6 | Non Federally-Regulated | 02/16/2016 |  | 11/30/2016
Enertech Global, LLC | Hydron Module | HST024A | MPD024 | Ground-Source | WBAHP-CB: Heat Pump Split Syst | Heat Pump | 208 | 1 | False |  |  | Single-Speed |  |  |  | 24900 | 1616 | 15.4 | 13.4 | 17800 | 1534 | 3.4 | 3.1 | Non Federally-Regulated | 02/16/2016 |  | 11/30/2016
Enertech Global, LLC | Hydron Module | HST024A | MPD024 | Ground-Source | WBAHP-CB: Heat Pump Split Syst | Heat Pump | 230 | 1 | False |  |  | Single-Speed |  |  |  | 24900 | 1616 | 15.4 | 13.4 | 17800 | 1534 | 3.4 | 3.1 | Non Federally-Regulated | 02/16/2016 |  | 11/30/2016
Enertech Global, LLC | Hydron Module | HST036A | MPD036 | Ground-Water-Source | WBAHP-CB: Heat Pump Split Syst | Heat Pump | 208 | 1 | False |  |  | Single-Speed |  |  |  | 40000 | 1851 | 21.6 | 16.2 | 35800 | 2440 | 4.3 | 3.6 | Non Federally-Regulated | 02/16/2016 |  | 11/30/2016
Enertech Global, LLC | Hydron Module | HST036A | MPD036 | Ground-Water-Source | WBAHP-CB: Heat Pump Split Syst | Heat Pump | 230 | 1 | False |  |  | Single-Speed |  |  |  | 40000 | 1851 | 21.6 | 16.2 | 35800 | 2440 | 4.3 | 3.6 | Non Federally-Regulated | 02/16/2016 |  | 11/30/2016
Enertech Global, LLC | Hydron Module | HST036A | MPD036 | Ground-Source | WBAHP-CB: Heat Pump Split Syst | Heat Pump | 208 | 1 | False |  |  | Single-Speed |  |  |  | 37400 | 2294 | 16.3 | 13.4 | 28000 | 2279 | 3.6 | 3.1 | Non Federally-Regulated | 02/16/2016 |  | 11/30/2016
Enertech Global, LLC | Hydron Module | HST036A | MPD036 | Ground-Source | WBAHP-CB: Heat Pump Split Syst | Heat Pump | 230 | 1 | False |  |  | Single-Speed |  |  |  | 37400 | 2294 | 16.3 | 13.4 | 28000 | 2279 | 3.6 | 3.1 | Non Federally-Regulated | 02/16/2016 |  | 11/30/2016
Enertech Global, LLC | Hydron Module | HST060A | MPD060 | Ground-Water-Source | WBAHP-CB: Heat Pump Split Syst | Heat Pump | 208 | 1 | False |  |  | Single-Speed | 2495 | 644 | 1 | 65900 | 3138 | 21 | 16.2 | 54900 | 3924 | 4.1 | 3.6 | Non Federally-Regulated | 02/16/2016 |  | 11/30/2016
Enertech Global, LLC | Hydron Module | HST060A | MPD060 | Ground-Water-Source | WBAHP-CB: Heat Pump Split Syst | Heat Pump | 230 | 1 | False |  |  | Single-Speed | 2495 | 644 | 1 | 65900 | 3138 | 21 | 16.2 | 54900 | 3924 | 4.1 | 3.6 | Non Federally-Regulated | 02/16/2016 |  | 11/30/2016
Enertech Global, LLC | Hydron Module | HST060A | MPD060 | Ground-Source | WBAHP-CB: Heat Pump Split Syst | Heat Pump | 208 | 1 | False |  |  | Single-Speed |  |  |  | 62200 | 3702 | 16.8 | 13.4 | 44200 | 3701 | 3.5 | 3.1 | Non Federally-Regulated | 02/16/2016 |  | 11/30/2016
Enertech Global, LLC | Hydron Module | HST060A | MPD060 | Ground-Source | WBAHP-CB: Heat Pump Split Syst | Heat Pump | 230 | 1 | False |  |  | Single-Speed |  |  |  | 62200 | 3702 | 16.8 | 13.4 | 44200 | 3701 | 3.5 | 3.1 | Non Federally-Regulated | 02/16/2016 |  | 11/30/2016
Enertech Global, LLC | Hydron Module | HST072A | MPD072 | Ground-Water-Source | WBAHP-CB: Heat Pump Split Syst | Heat Pump | 208 | 1 | False |  |  | Single-Speed | 2879 | 693 | 1 | 71800 | 3572 | 20.1 | 16.2 | 64000 | 4689 | 4 | 3.6 | Non Federally-Regulated | 02/16/2016 |  | 11/30/2016
Enertech Global, LLC | Hydron Module | HST072A | MPD072 | Ground-Water-Source | WBAHP-CB: Heat Pump Split Syst | Heat Pump | 230 | 1 | False |  |  | Single-Speed | 2879 | 693 | 1 | 71800 | 3572 | 20.1 | 16.2 | 64000 | 4689 | 4 | 3.6 | Non Federally-Regulated | 02/16/2016 |  | 11/30/2016
Enertech Global, LLC | Hydron Module | HST072A | MPD072 | Ground-Source | WBAHP-CB: Heat Pump Split Syst | Heat Pump | 208 | 1 | False |  |  | Single-Speed | 3638 | 693 | 1 | 68000 | 4331 | 15.7 | 13.4 | 51800 | 4465 | 3.4 | 3.1 | Non Federally-Regulated | 02/16/2016 |  | 11/30/2016
Enertech Global, LLC | Hydron Module | HST072A | MPD072 | Ground-Source | WBAHP-CB: Heat Pump Split Syst | Heat Pump | 230 | 1 | False |  |  | Single-Speed | 3638 | 693 | 1 | 68000 | 4331 | 15.7 | 13.4 | 51800 | 4465 | 3.4 | 3.1 | Non Federally-Regulated | 02/16/2016 |  | 11/30/2016
Enertech Global, LLC | Hydron Module | HST048A | MPD060 | Ground-Water-Source | WBAHP-CB: Heat Pump Split Syst | Heat Pump | 208 | 1 | False |  |  | Single-Speed |  |  |  | 55400 | 2308 | 24 | 16.2 | 44400 | 2891 | 4.5 | 3.6 | Non Federally-Regulated | 02/16/2016 |  | 11/30/2016
Enertech Global, LLC | Hydron Module | HST048A | MPD060 | Ground-Water-Source | WBAHP-CB: Heat Pump Split Syst | Heat Pump | 230 | 1 | False |  |  | Single-Speed |  |  |  | 55400 | 2308 | 24 | 16.2 | 44400 | 2891 | 4.5 | 3.6 | Non Federally-Regulated | 02/16/2016 |  | 11/30/2016
Enertech Global, LLC | Hydron Module | HST048A | MPD060 | Ground-Source | WBAHP-CB: Heat Pump Split Syst | Heat Pump | 208 | 1 | False |  |  | Single-Speed |  |  |  | 52000 | 2780 | 18.7 | 13.4 | 35900 | 2768 | 3.8 | 3.1 | Non Federally-Regulated | 02/16/2016 |  | 11/30/2016
Enertech Global, LLC | Hydron Module | HST048A | MPD060 | Ground-Source | WBAHP-CB: Heat Pump Split Syst | Heat Pump | 230 | 1 | False |  |  | Single-Speed |  |  |  | 52000 | 2780 | 18.7 | 13.4 | 35900 | 2768 | 3.8 | 3.1 | Non Federally-Regulated | 02/16/2016 |  | 11/30/2016
Enertech Global, LLC | Hydron Module | HST024A2 | MPD024 | Ground-Water-Source | WBAHP-CB: Heat Pump Split Syst | Heat Pump | 208 | 3 | False |  |  | Single-Speed |  |  |  | 26800 | 1326 | 20.2 | 16.2 | 23100 | 1611 | 4.2 | 3.6 | Non Federally-Regulated | 02/16/2016 |  | 11/30/2016
Enertech Global, LLC | Hydron Module | HST024A2 | MPD024 | Ground-Water-Source | WBAHP-CB: Heat Pump Split Syst | Heat Pump | 230 | 3 | False |  |  | Single-Speed |  |  |  | 26800 | 1326 | 20.2 | 16.2 | 23100 | 1611 | 4.2 | 3.6 | Non Federally-Regulated | 02/16/2016 |  | 11/30/2016
Enertech Global, LLC | Hydron Module | HST024A2 | MPD024 | Ground-Source | WBAHP-CB: Heat Pump Split Syst | Heat Pump | 208 | 3 | False |  |  | Single-Speed |  |  |  | 24900 | 1616 | 15.4 | 13.4 | 17800 | 1534 | 3.4 | 3.1 | Non Federally-Regulated | 02/16/2016 |  | 11/30/2016
Enertech Global, LLC | Hydron Module | HST024A2 | MPD024 | Ground-Source | WBAHP-CB: Heat Pump Split Syst | Heat Pump | 230 | 3 | False |  |  | Single-Speed |  |  |  | 24900 | 1616 | 15.4 | 13.4 | 17800 | 1534 | 3.4 | 3.1 | Non Federally-Regulated | 02/16/2016 |  | 11/30/2016
Enertech Global, LLC | Hydron Module | HST036A2 | MPD036 | Ground-Water-Source | WBAHP-CB: Heat Pump Split Syst | Heat Pump | 208 | 3 | False |  |  | Single-Speed |  |  |  | 40000 | 1851 | 21.6 | 16.2 | 35800 | 2440 | 4.3 | 3.6 | Non Federally-Regulated | 02/16/2016 |  | 11/30/2016
Enertech Global, LLC | Hydron Module | HST036A2 | MPD036 | Ground-Water-Source | WBAHP-CB: Heat Pump Split Syst | Heat Pump | 230 | 3 | False |  |  | Single-Speed |  |  |  | 40000 | 1851 | 21.6 | 16.2 | 35800 | 2440 | 4.3 | 3.6 | Non Federally-Regulated | 02/16/2016 |  | 11/30/2016
Enertech Global, LLC | Hydron Module | HST036A2 | MPD036 | Ground-Source | WBAHP-CB: Heat Pump Split Syst | Heat Pump | 208 | 3 | False |  |  | Single-Speed |  |  |  | 37400 | 2294 | 16.3 | 13.4 | 28000 | 2279 | 3.6 | 3.1 | Non Federally-Regulated | 02/16/2016 |  | 11/30/2016
Enertech Global, LLC | Hydron Module | HST036A2 | MPD036 | Ground-Source | WBAHP-CB: Heat Pump Split Syst | Heat Pump | 230 | 3 | False |  |  | Single-Speed |  |  |  | 37400 | 2294 | 16.3 | 13.4 | 28000 | 2279 | 3.6 | 3.1 | Non Federally-Regulated | 02/16/2016 |  | 11/30/2016
Enertech Global, LLC | Hydron Module | HST048A2 | MPD060 | Ground-Water-Source | WBAHP-CB: Heat Pump Split Syst | Heat Pump | 208 | 3 | False |  |  | Single-Speed |  |  |  | 55400 | 2308 | 24 | 16.2 | 44400 | 2891 | 4.5 | 3.6 | Non Federally-Regulated | 02/16/2016 |  | 11/30/2016
Enertech Global, LLC | Hydron Module | HST048A2 | MPD060 | Ground-Water-Source | WBAHP-CB: Heat Pump Split Syst | Heat Pump | 230 | 3 | False |  |  | Single-Speed |  |  |  | 55400 | 2308 | 24 | 16.2 | 44400 | 2891 | 4.5 | 3.6 | Non Federally-Regulated | 02/16/2016 |  | 11/30/2016
Enertech Global, LLC | Hydron Module | HST048A2 | MPD060 | Ground-Source | WBAHP-CB: Heat Pump Split Syst | Heat Pump | 208 | 3 | False |  |  | Single-Speed |  |  |  | 52000 | 2780 | 18.7 | 13.4 | 35900 | 2768 | 3.8 | 3.1 | Non Federally-Regulated | 02/16/2016 |  | 11/30/2016
Enertech Global, LLC | Hydron Module | HST048A2 | MPD060 | Ground-Source | WBAHP-CB: Heat Pump Split Syst | Heat Pump | 230 | 3 | False |  |  | Single-Speed |  |  |  | 52000 | 2780 | 18.7 | 13.4 | 35900 | 2768 | 3.8 | 3.1 | Non Federally-Regulated | 02/16/2016 |  | 11/30/2016
Enertech Global, LLC | Hydron Module | HST060A2 | MPD060 | Ground-Water-Source | WBAHP-CB: Heat Pump Split Syst | Heat Pump | 208 | 3 | False |  |  | Single-Speed | 2495 | 644 | 1 | 65900 | 3138 | 21 | 16.2 | 54900 | 3924 | 4.1 | 3.6 | Non Federally-Regulated | 02/16/2016 |  | 11/30/2016
Enertech Global, LLC | Hydron Module | HST060A2 | MPD060 | Ground-Water-Source | WBAHP-CB: Heat Pump Split Syst | Heat Pump | 230 | 3 | False |  |  | Single-Speed | 2495 | 644 | 1 | 65900 | 3138 | 21 | 16.2 | 54900 | 3924 | 4.1 | 3.6 | Non Federally-Regulated | 02/16/2016 |  | 11/30/2016
Enertech Global, LLC | Hydron Module | HST060A2 | MPD060 | Ground-Source | WBAHP-CB: Heat Pump Split Syst | Heat Pump | 208 | 3 | False |  |  | Single-Speed |  |  |  | 62200 | 3702 | 16.8 | 13.4 | 44200 | 3701 | 3.5 | 3.1 | Non Federally-Regulated | 02/16/2016 |  | 11/30/2016
Enertech Global, LLC | Hydron Module | HST060A2 | MPD060 | Ground-Source | WBAHP-CB: Heat Pump Split Syst | Heat Pump | 230 | 3 | False |  |  | Single-Speed |  |  |  | 62200 | 3702 | 16.8 | 13.4 | 44200 | 3701 | 3.5 | 3.1 | Non Federally-Regulated | 02/16/2016 |  | 11/30/2016
Enertech Global, LLC | Hydron Module | HRT024A | MPD024 | Ground-Source | WBAHP-CB: Heat Pump Split Syst | Heat Pump | 208 | 1 | False |  |  | Single-Speed |  |  |  | 24600 | 1556 | 15.8 | 13.4 | 18000 | 1598 | 3.3 | 3.1 | Non Federally-Regulated | 02/16/2016 |  | 11/30/2016
Enertech Global, LLC | Hydron Module | HRT024A | MPD024 | Ground-Source | WBAHP-CB: Heat Pump Split Syst | Heat Pump | 230 | 1 | False |  |  | Single-Speed |  |  |  | 24600 | 1556 | 15.8 | 13.4 | 18000 | 1598 | 3.3 | 3.1 | Non Federally-Regulated | 02/16/2016 |  | 11/30/2016
Enertech Global, LLC | Hydron Module | HRT036A | MPD036 | Ground-Source | WBAHP-CB: Heat Pump Split Syst | Heat Pump | 208 | 1 | False |  |  | Single-Speed |  |  |  | 35500 | 2218 | 16 | 13.4 | 27400 | 2170 | 3.7 | 3.1 | Non Federally-Regulated | 02/16/2016 |  | 11/30/2016
Enertech Global, LLC | Hydron Module | HRT036A | MPD036 | Ground-Source | WBAHP-CB: Heat Pump Split Syst | Heat Pump | 230 | 1 | False |  |  | Single-Speed |  |  |  | 35500 | 2218 | 16 | 13.4 | 27400 | 2170 | 3.7 | 3.1 | Non Federally-Regulated | 02/16/2016 |  | 11/30/2016
Enertech Global, LLC | Hydron Module | HRT048A | MPD060 | Ground-Source | WBAHP-CB: Heat Pump Split Syst | Heat Pump | 208 | 1 | False |  |  | Single-Speed |  |  |  | 50700 | 2816 | 18 | 13.4 | 34200 | 2708 | 3.7 | 3.1 | Non Federally-Regulated | 02/16/2016 |  | 11/30/2016
Enertech Global, LLC | Hydron Module | HRT048A | MPD060 | Ground-Source | WBAHP-CB: Heat Pump Split Syst | Heat Pump | 230 | 1 | False |  |  | Single-Speed |  |  |  | 50700 | 2816 | 18 | 13.4 | 34200 | 2708 | 3.7 | 3.1 | Non Federally-Regulated | 02/16/2016 |  | 11/30/2016
Enertech Global, LLC | Hydron Module | HST072A2 | MPD072 | Ground-Water-Source | WBAHP-CB: Heat Pump Split Syst | Heat Pump | 208 | 3 | False |  |  | Single-Speed | 2879 | 693 | 1 | 71800 | 3572 | 20.1 | 16.2 | 64000 | 4689 | 4 | 3.6 | Non Federally-Regulated | 02/16/2016 |  | 11/30/2016
Enertech Global, LLC | Hydron Module | HST072A2 | MPD072 | Ground-Water-Source | WBAHP-CB: Heat Pump Split Syst | Heat Pump | 230 | 3 | False |  |  | Single-Speed | 2879 | 693 | 1 | 71800 | 3572 | 20.1 | 16.2 | 64000 | 4689 | 4 | 3.6 | Non Federally-Regulated | 02/16/2016 |  | 11/30/2016
Enertech Global, LLC | Hydron Module | HST072A2 | MPD072 | Ground-Source | WBAHP-CB: Heat Pump Split Syst | Heat Pump | 208 | 3 | False |  |  | Single-Speed | 3638 | 693 | 1 | 68000 | 4331 | 15.7 | 13.4 | 51800 | 4465 | 3.4 | 3.1 | Non Federally-Regulated | 02/16/2016 |  | 11/30/2016
Enertech Global, LLC | Hydron Module | HST072A2 | MPD072 | Ground-Source | WBAHP-CB: Heat Pump Split Syst | Heat Pump | 230 | 3 | False |  |  | Single-Speed | 3638 | 693 | 1 | 68000 | 4331 | 15.7 | 13.4 | 51800 | 4465 | 3.4 | 3.1 | Non Federally-Regulated | 02/16/2016 |  | 11/30/2016
Enertech Global, LLC | Hydron Module | HXT024D |  | Ground-Water-Source | WBAHP: Heat Pump Packaged Unit | Heat Pump | 208 | 1 |  |  |  | Single-Speed |  |  |  | 29600 | 1100 | 26.9 | 16.2 | 24700 | 1392 | 5.2 | 3.6 | Non Federally-Regulated | 06/28/2016 |  | 11/30/2016
Enertech Global, LLC | Hydron Module | HXT024D |  | Ground-Water-Source | WBAHP: Heat Pump Packaged Unit | Heat Pump | 230 | 1 |  |  |  | Single-Speed |  |  |  | 29600 | 1100 | 26.9 | 16.2 | 24700 | 1392 | 5.2 | 3.6 | Non Federally-Regulated | 06/28/2016 |  | 11/30/2016
Enertech Global, LLC | Hydron Module | HXT024D |  | Ground-Source | WBAHP: Heat Pump Packaged Unit | Heat Pump | 208 | 1 |  |  |  | Single-Speed |  |  |  | 27200 | 1339 | 20.3 | 13.4 | 19800 | 1349 | 4.3 | 3.1 | Non Federally-Regulated | 06/28/2016 |  | 11/30/2016
Enertech Global, LLC | Hydron Module | HXT024D |  | Ground-Source | WBAHP: Heat Pump Packaged Unit | Heat Pump | 230 | 1 |  |  |  | Single-Speed |  |  |  | 27200 | 1339 | 20.3 | 13.4 | 19800 | 1349 | 4.3 | 3.1 | Non Federally-Regulated | 06/28/2016 |  | 11/30/2016
Enertech Global, LLC | Hydron Module | HXT024D2 |  | Ground-Water-Source | WBAHP: Heat Pump Packaged Unit | Heat Pump | 208 | 3 |  |  |  | Single-Speed |  |  |  | 29600 | 1100 | 26.9 | 16.2 | 24700 | 1392 | 5.2 | 3.6 | Non Federally-Regulated | 06/28/2016 |  | 11/30/2016
Enertech Global, LLC | Hydron Module | HXT024D2 |  | Ground-Water-Source | WBAHP: Heat Pump Packaged Unit | Heat Pump | 230 | 3 |  |  |  | Single-Speed |  |  |  | 29600 | 1100 | 26.9 | 16.2 | 24700 | 1392 | 5.2 | 3.6 | Non Federally-Regulated | 06/28/2016 |  | 11/30/2016
Enertech Global, LLC | Hydron Module | HXT024D2 |  | Ground-Source | WBAHP: Heat Pump Packaged Unit | Heat Pump | 208 | 3 |  |  |  | Single-Speed |  |  |  | 27200 | 1339 | 20.3 | 13.4 | 19800 | 1349 | 4.3 | 3.1 | Non Federally-Regulated | 06/28/2016 |  | 11/30/2016
Enertech Global, LLC | Hydron Module | HXT024D2 |  | Ground-Source | WBAHP: Heat Pump Packaged Unit | Heat Pump | 230 | 3 |  |  |  | Single-Speed |  |  |  | 27200 | 1339 | 20.3 | 13.4 | 19800 | 1349 | 4.3 | 3.1 | Non Federally-Regulated | 06/28/2016 |  | 11/30/2016
Enertech Global, LLC | Hydron Module | HXT024D3 |  | Ground-Water-Source | WBAHP: Heat Pump Packaged Unit | Heat Pump | 460 | 3 |  |  |  | Single-Speed |  |  |  | 29600 | 1100 | 26.9 | 16.2 | 24700 | 1392 | 5.2 | 3.6 | Non Federally-Regulated | 06/28/2016 |  | 11/30/2016
Enertech Global, LLC | Hydron Module | HXT024D3 |  | Ground-Source | WBAHP: Heat Pump Packaged Unit | Heat Pump | 460 | 3 |  |  |  | Single-Speed |  |  |  | 27200 | 1339 | 20.3 | 13.4 | 19800 | 1349 | 4.3 | 3.1 | Non Federally-Regulated | 06/28/2016 |  | 11/30/2016
Enertech Global, LLC | Hydron Module | HCT024D |  | Ground-Water-Source | WBAHP: Heat Pump Packaged Unit | Heat Pump | 208 | 1 |  |  |  | Single-Speed |  |  |  | 28900 | 1111 | 26 | 16.2 | 24300 | 1396 | 5.1 | 3.6 | Non Federally-Regulated | 06/28/2016 |  | 11/30/2016
Enertech Global, LLC | Hydron Module | HCT024D |  | Ground-Water-Source | WBAHP: Heat Pump Packaged Unit | Heat Pump | 230 | 1 |  |  |  | Single-Speed |  |  |  | 28900 | 1111 | 26 | 16.2 | 24300 | 1396 | 5.1 | 3.6 | Non Federally-Regulated | 06/28/2016 |  | 11/30/2016
Enertech Global, LLC | Hydron Module | HCT024D |  | Ground-Source | WBAHP: Heat Pump Packaged Unit | Heat Pump | 208 | 1 |  |  |  | Single-Speed |  |  |  | 26500 | 1325 | 20 | 13.4 | 19700 | 1374 | 4.2 | 3.1 | Non Federally-Regulated | 06/28/2016 |  | 11/30/2016
Enertech Global, LLC | Hydron Module | HCT024D |  | Ground-Source | WBAHP: Heat Pump Packaged Unit | Heat Pump | 230 | 1 |  |  |  | Single-Speed |  |  |  | 26500 | 1325 | 20 | 13.4 | 19700 | 1374 | 4.2 | 3.1 | Non Federally-Regulated | 06/28/2016 |  | 11/30/2016
Enertech Global, LLC | Hydron Module | HCT024D2 |  | Ground-Water-Source | WBAHP: Heat Pump Packaged Unit | Heat Pump | 208 | 3 |  |  |  | Single-Speed |  |  |  | 28900 | 1111 | 26 | 16.2 | 24300 | 1396 | 5.1 | 3.6 | Non Federally-Regulated | 06/28/2016 |  | 11/30/2016
Enertech Global, LLC | Hydron Module | HCT024D2 |  | Ground-Water-Source | WBAHP: Heat Pump Packaged Unit | Heat Pump | 230 | 3 |  |  |  | Single-Speed |  |  |  | 28900 | 1111 | 26 | 16.2 | 24300 | 1396 | 5.1 | 3.6 | Non Federally-Regulated | 06/28/2016 |  | 11/30/2016
Enertech Global, LLC | Hydron Module | HCT024D2 |  | Ground-Source | WBAHP: Heat Pump Packaged Unit | Heat Pump | 208 | 3 |  |  |  | Single-Speed |  |  |  | 26500 | 1325 | 20 | 13.4 | 19700 | 1374 | 4.2 | 3.1 | Non Federally-Regulated | 06/28/2016 |  | 11/30/2016
Enertech Global, LLC | Hydron Module | HCT024D2 |  | Ground-Source | WBAHP: Heat Pump Packaged Unit | Heat Pump | 230 | 3 |  |  |  | Single-Speed |  |  |  | 26500 | 1325 | 20 | 13.4 | 19700 | 1374 | 4.2 | 3.1 | Non Federally-Regulated | 06/28/2016 |  | 11/30/2016
Enertech Global, LLC | Hydron Module | HCT024D3 |  | Ground-Water-Source | WBAHP: Heat Pump Packaged Unit | Heat Pump | 460 | 3 |  |  |  | Single-Speed |  |  |  | 28900 | 1111 | 26 | 16.2 | 24300 | 1396 | 5.1 | 3.6 | Non Federally-Regulated | 06/28/2016 |  | 11/30/2016
Enertech Global, LLC | Hydron Module | HCT024D3 |  | Ground-Source | WBAHP: Heat Pump Packaged Unit | Heat Pump | 460 | 3 |  |  |  | Single-Speed |  |  |  | 26500 | 1325 | 20 | 13.4 | 19700 | 1374 | 4.2 | 3.1 | Non Federally-Regulated | 06/28/2016 |  | 11/30/2016
Enertech Global, LLC | Hydron Module | HXT036D |  | Ground-Water-Source | WBAHP: Heat Pump Packaged Unit | Heat Pump | 208 | 1 |  |  |  | Single-Speed |  |  |  | 42200 | 1758 | 24 | 16.2 | 37000 | 2126 | 5.1 | 3.6 | Non Federally-Regulated | 06/28/2016 |  | 11/30/2016
Enertech Global, LLC | Hydron Module | HXT036D |  | Ground-Water-Source | WBAHP: Heat Pump Packaged Unit | Heat Pump | 230 | 1 |  |  |  | Single-Speed |  |  |  | 42200 | 1758 | 24 | 16.2 | 37000 | 2126 | 5.1 | 3.6 | Non Federally-Regulated | 06/28/2016 |  | 11/30/2016
Enertech Global, LLC | Hydron Module | HXT036D |  | Ground-Source | WBAHP: Heat Pump Packaged Unit | Heat Pump | 208 | 1 |  |  |  | Single-Speed |  |  |  | 38900 | 2125 | 18.3 | 13.4 | 29200 | 2037 | 4.2 | 3.1 | Non Federally-Regulated | 06/28/2016 |  | 11/30/2016
Enertech Global, LLC | Hydron Module | HXT036D |  | Ground-Source | WBAHP: Heat Pump Packaged Unit | Heat Pump | 230 | 1 |  |  |  | Single-Speed |  |  |  | 38900 | 2125 | 18.3 | 13.4 | 29200 | 2037 | 4.2 | 3.1 | Non Federally-Regulated | 06/28/2016 |  | 11/30/2016
Enertech Global, LLC | Hydron Module | HXT036D2 |  | Ground-Water-Source | WBAHP: Heat Pump Packaged Unit | Heat Pump | 208 | 3 |  |  |  | Single-Speed |  |  |  | 42200 | 1758 | 24 | 16.2 | 37000 | 2126 | 5.1 | 3.6 | Non Federally-Regulated | 06/28/2016 |  | 11/30/2016
Enertech Global, LLC | Hydron Module | HXT036D2 |  | Ground-Water-Source | WBAHP: Heat Pump Packaged Unit | Heat Pump | 230 | 3 |  |  |  | Single-Speed |  |  |  | 42200 | 1758 | 24 | 16.2 | 37000 | 2126 | 5.1 | 3.6 | Non Federally-Regulated | 06/28/2016 |  | 11/30/2016
Enertech Global, LLC | Hydron Module | HXT036D2 |  | Ground-Source | WBAHP: Heat Pump Packaged Unit | Heat Pump | 208 | 3 |  |  |  | Single-Speed |  |  |  | 38900 | 2125 | 18.3 | 13.4 | 29200 | 2037 | 4.2 | 3.1 | Non Federally-Regulated | 06/28/2016 |  | 11/30/2016
Enertech Global, LLC | Hydron Module | HXT036D2 |  | Ground-Source | WBAHP: Heat Pump Packaged Unit | Heat Pump | 230 | 3 |  |  |  | Single-Speed |  |  |  | 38900 | 2125 | 18.3 | 13.4 | 29200 | 2037 | 4.2 | 3.1 | Non Federally-Regulated | 06/28/2016 |  | 11/30/2016
Enertech Global, LLC | Hydron Module | HXT036D3 |  | Ground-Water-Source | WBAHP: Heat Pump Packaged Unit | Heat Pump | 460 | 3 |  |  |  | Single-Speed |  |  |  | 42200 | 1758 | 24 | 16.2 | 37000 | 2126 | 5.1 | 3.6 | Non Federally-Regulated | 06/28/2016 |  | 11/30/2016
Enertech Global, LLC | Hydron Module | HXT036D3 |  | Ground-Source | WBAHP: Heat Pump Packaged Unit | Heat Pump | 460 | 3 |  |  |  | Single-Speed |  |  |  | 38900 | 2125 | 18.3 | 13.4 | 29200 | 2037 | 4.2 | 3.1 | Non Federally-Regulated | 06/28/2016 |  | 11/30/2016
Enertech Global, LLC | Hydron Module | HCT036D |  | Ground-Water-Source | WBAHP: Heat Pump Packaged Unit | Heat Pump | 208 | 1 |  |  |  | Single-Speed |  |  |  | 41700 | 1774 | 23.5 | 16.2 | 36700 | 2151 | 5 | 3.6 | Non Federally-Regulated | 06/28/2016 |  | 11/30/2016
Enertech Global, LLC | Hydron Module | HCT036D |  | Ground-Water-Source | WBAHP: Heat Pump Packaged Unit | Heat Pump | 230 | 1 |  |  |  | Single-Speed |  |  |  | 41700 | 1774 | 23.5 | 16.2 | 36700 | 2151 | 5 | 3.6 | Non Federally-Regulated | 06/28/2016 |  | 11/30/2016
Enertech Global, LLC | Hydron Module | HCT036D |  | Ground-Source | WBAHP: Heat Pump Packaged Unit | Heat Pump | 208 | 1 |  |  |  | Single-Speed |  |  |  | 38600 | 2109 | 18.3 | 13.4 | 28600 | 2044 | 4.1 | 3.1 | Non Federally-Regulated | 06/28/2016 |  | 11/30/2016
Enertech Global, LLC | Hydron Module | HCT036D |  | Ground-Source | WBAHP: Heat Pump Packaged Unit | Heat Pump | 230 | 1 |  |  |  | Single-Speed |  |  |  | 38600 | 2109 | 18.3 | 13.4 | 28600 | 2044 | 4.1 | 3.1 | Non Federally-Regulated | 06/28/2016 |  | 11/30/2016
Enertech Global, LLC | Hydron Module | HCT036D2 |  | Ground-Water-Source | WBAHP: Heat Pump Packaged Unit | Heat Pump | 208 | 3 |  |  |  | Single-Speed |  |  |  | 41700 | 1774 | 23.5 | 16.2 | 36700 | 2151 | 5 | 3.6 | Non Federally-Regulated | 06/28/2016 |  | 11/30/2016
Enertech Global, LLC | Hydron Module | HCT036D2 |  | Ground-Water-Source | WBAHP: Heat Pump Packaged Unit | Heat Pump | 230 | 3 |  |  |  | Single-Speed |  |  |  | 41700 | 1774 | 23.5 | 16.2 | 36700 | 2151 | 5 | 3.6 | Non Federally-Regulated | 06/28/2016 |  | 11/30/2016
Enertech Global, LLC | Hydron Module | HCT036D2 |  | Ground-Source | WBAHP: Heat Pump Packaged Unit | Heat Pump | 208 | 3 |  |  |  | Single-Speed |  |  |  | 38600 | 2109 | 18.3 | 13.4 | 28600 | 2044 | 4.1 | 3.1 | Non Federally-Regulated | 06/28/2016 |  | 11/30/2016
Enertech Global, LLC | Hydron Module | HCT036D2 |  | Ground-Source | WBAHP: Heat Pump Packaged Unit | Heat Pump | 230 | 3 |  |  |  | Single-Speed |  |  |  | 38600 | 2109 | 18.3 | 13.4 | 28600 | 2044 | 4.1 | 3.1 | Non Federally-Regulated | 06/28/2016 |  | 11/30/2016
Enertech Global, LLC | Hydron Module | HCT036D3 |  | Ground-Water-Source | WBAHP: Heat Pump Packaged Unit | Heat Pump | 460 | 3 |  |  |  | Single-Speed |  |  |  | 41700 | 1774 | 23.5 | 16.2 | 36700 | 2151 | 5 | 3.6 | Non Federally-Regulated | 06/28/2016 |  | 11/30/2016
Enertech Global, LLC | Hydron Module | HCT036D3 |  | Ground-Source | WBAHP: Heat Pump Packaged Unit | Heat Pump | 460 | 3 |  |  |  | Single-Speed |  |  |  | 38600 | 2109 | 18.3 | 13.4 | 28600 | 2044 | 4.1 | 3.1 | Non Federally-Regulated | 06/28/2016 |  | 11/30/2016
Enertech Global, LLC | Hydron Module | HXT048D |  | Ground-Water-Source | WBAHP: Heat Pump Packaged Unit | Heat Pump | 208 | 1 |  |  |  | Single-Speed |  |  |  | 53100 | 2402 | 22.1 | 16.2 | 47400 | 3019 | 4.6 | 3.6 | Non Federally-Regulated | 06/28/2016 |  | 11/30/2016
Enertech Global, LLC | Hydron Module | HXT048D |  | Ground-Water-Source | WBAHP: Heat Pump Packaged Unit | Heat Pump | 230 | 1 |  |  |  | Single-Speed |  |  |  | 53100 | 2402 | 22.1 | 16.2 | 47400 | 3019 | 4.6 | 3.6 | Non Federally-Regulated | 06/28/2016 |  | 11/30/2016
Enertech Global, LLC | Hydron Module | HXT048D |  | Ground-Source | WBAHP: Heat Pump Packaged Unit | Heat Pump | 208 | 1 |  |  |  | Single-Speed |  |  |  | 49000 | 2865 | 17.1 | 13.4 | 38200 | 2870 | 3.9 | 3.1 | Non Federally-Regulated | 06/28/2016 |  | 11/30/2016
Enertech Global, LLC | Hydron Module | HXT048D |  | Ground-Source | WBAHP: Heat Pump Packaged Unit | Heat Pump | 230 | 1 |  |  |  | Single-Speed |  |  |  | 49000 | 2865 | 17.1 | 13.4 | 38200 | 2870 | 3.9 | 3.1 | Non Federally-Regulated | 06/28/2016 |  | 11/30/2016
Enertech Global, LLC | Hydron Module | HXT048D2 |  | Ground-Water-Source | WBAHP: Heat Pump Packaged Unit | Heat Pump | 208 | 3 |  |  |  | Single-Speed |  |  |  | 53100 | 2402 | 22.1 | 16.2 | 47400 | 3019 | 4.6 | 3.6 | Non Federally-Regulated | 06/28/2016 |  | 11/30/2016
Enertech Global, LLC | Hydron Module | HXT048D2 |  | Ground-Water-Source | WBAHP: Heat Pump Packaged Unit | Heat Pump | 230 | 3 |  |  |  | Single-Speed |  |  |  | 53100 | 2402 | 22.1 | 16.2 | 47400 | 3019 | 4.6 | 3.6 | Non Federally-Regulated | 06/28/2016 |  | 11/30/2016
Enertech Global, LLC | Hydron Module | HXT048D2 |  | Ground-Source | WBAHP: Heat Pump Packaged Unit | Heat Pump | 208 | 3 |  |  |  | Single-Speed |  |  |  | 49000 | 2865 | 17.1 | 13.4 | 38200 | 2870 | 3.9 | 3.1 | Non Federally-Regulated | 06/28/2016 |  | 11/30/2016
Enertech Global, LLC | Hydron Module | HXT048D2 |  | Ground-Source | WBAHP: Heat Pump Packaged Unit | Heat Pump | 230 | 3 |  |  |  | Single-Speed |  |  |  | 49000 | 2865 | 17.1 | 13.4 | 38200 | 2870 | 3.9 | 3.1 | Non Federally-Regulated | 06/28/2016 |  | 11/30/2016
Enertech Global, LLC | Hydron Module | HXT048D3 |  | Ground-Water-Source | WBAHP: Heat Pump Packaged Unit | Heat Pump | 460 | 3 |  |  |  | Single-Speed |  |  |  | 53100 | 2402 | 22.1 | 16.2 | 47400 | 3019 | 4.6 | 3.6 | Non Federally-Regulated | 06/28/2016 |  | 11/30/2016
Enertech Global, LLC | Hydron Module | HXT048D3 |  | Ground-Source | WBAHP: Heat Pump Packaged Unit | Heat Pump | 460 | 3 |  |  |  | Single-Speed |  |  |  | 49000 | 2865 | 17.1 | 13.4 | 38200 | 2870 | 3.9 | 3.1 | Non Federally-Regulated | 06/28/2016 |  | 11/30/2016
Enertech Global, LLC | Hydron Module | HCT048D |  | Ground-Water-Source | WBAHP: Heat Pump Packaged Unit | Heat Pump | 208 | 1 |  |  |  | Single-Speed |  |  |  | 53100 | 2435 | 21.8 | 16.2 | 46700 | 2975 | 4.6 | 3.6 | Non Federally-Regulated | 06/28/2016 |  | 11/30/2016
Enertech Global, LLC | Hydron Module | HCT048D |  | Ground-Water-Source | WBAHP: Heat Pump Packaged Unit | Heat Pump | 230 | 1 |  |  |  | Single-Speed |  |  |  | 53100 | 2435 | 21.8 | 16.2 | 46700 | 2975 | 4.6 | 3.6 | Non Federally-Regulated | 06/28/2016 |  | 11/30/2016
Enertech Global, LLC | Hydron Module | HCT048D |  | Ground-Source | WBAHP: Heat Pump Packaged Unit | Heat Pump | 208 | 1 |  |  |  | Single-Speed |  |  |  | 49000 | 2865 | 17.1 | 13.4 | 38000 | 2855 | 3.9 | 3.1 | Non Federally-Regulated | 06/28/2016 |  | 11/30/2016
Enertech Global, LLC | Hydron Module | HCT048D |  | Ground-Source | WBAHP: Heat Pump Packaged Unit | Heat Pump | 230 | 1 |  |  |  | Single-Speed |  |  |  | 49000 | 2865 | 17.1 | 13.4 | 38000 | 2855 | 3.9 | 3.1 | Non Federally-Regulated | 06/28/2016 |  | 11/30/2016
Enertech Global, LLC | Hydron Module | HCT048D2 |  | Ground-Water-Source | WBAHP: Heat Pump Packaged Unit | Heat Pump | 208 | 3 |  |  |  | Single-Speed |  |  |  | 53100 | 2435 | 21.8 | 16.2 | 46700 | 2975 | 4.6 | 3.6 | Non Federally-Regulated | 06/28/2016 |  | 11/30/2016
Enertech Global, LLC | Hydron Module | HCT048D2 |  | Ground-Water-Source | WBAHP: Heat Pump Packaged Unit | Heat Pump | 230 | 3 |  |  |  | Single-Speed |  |  |  | 53100 | 2435 | 21.8 | 16.2 | 46700 | 2975 | 4.6 | 3.6 | Non Federally-Regulated | 06/28/2016 |  | 11/30/2016
Enertech Global, LLC | Hydron Module | HCT048D2 |  | Ground-Source | WBAHP: Heat Pump Packaged Unit | Heat Pump | 208 | 3 |  |  |  | Single-Speed |  |  |  | 49000 | 2865 | 17.1 | 13.4 | 38000 | 2855 | 3.9 | 3.1 | Non Federally-Regulated | 06/28/2016 |  | 11/30/2016
Enertech Global, LLC | Hydron Module | HCT048D2 |  | Ground-Source | WBAHP: Heat Pump Packaged Unit | Heat Pump | 230 | 3 |  |  |  | Single-Speed |  |  |  | 49000 | 2865 | 17.1 | 13.4 | 38000 | 2855 | 3.9 | 3.1 | Non Federally-Regulated | 06/28/2016 |  | 11/30/2016
Enertech Global, LLC | Hydron Module | HCT048D3 |  | Ground-Water-Source | WBAHP: Heat Pump Packaged Unit | Heat Pump | 460 | 3 |  |  |  | Single-Speed |  |  |  | 53100 | 2435 | 21.8 | 16.2 | 46700 | 2975 | 4.6 | 3.6 | Non Federally-Regulated | 06/28/2016 |  | 11/30/2016
Enertech Global, LLC | Hydron Module | HCT048D3 |  | Ground-Source | WBAHP: Heat Pump Packaged Unit | Heat Pump | 460 | 3 |  |  |  | Single-Speed |  |  |  | 49000 | 2865 | 17.1 | 13.4 | 38000 | 2855 | 3.9 | 3.1 | Non Federally-Regulated | 06/28/2016 |  | 11/30/2016
Enertech Global, LLC | Tetco | TST060A | MPD060 | Ground-Water-Source | WBAHP-CB: Heat Pump Split Syst | Heat Pump | 208 | 1 | False |  |  | Single-Speed | 2495 | 644 | 1 | 65900 | 3138 | 21 | 16.2 | 54900 | 3924 | 4.1 | 3.6 | Non Federally-Regulated | 02/16/2016 |  | 11/30/2016
Enertech Global, LLC | Tetco | TST060A | MPD060 | Ground-Water-Source | WBAHP-CB: Heat Pump Split Syst | Heat Pump | 230 | 1 | False |  |  | Single-Speed | 2495 | 644 | 1 | 65900 | 3138 | 21 | 16.2 | 54900 | 3924 | 4.1 | 3.6 | Non Federally-Regulated | 02/16/2016 |  | 11/30/2016
Enertech Global, LLC | Tetco | TST060A | MPD060 | Ground-Source | WBAHP-CB: Heat Pump Split Syst | Heat Pump | 208 | 1 | False |  |  | Single-Speed |  |  |  | 62200 | 3702 | 16.8 | 13.4 | 44200 | 3701 | 3.5 | 3.1 | Non Federally-Regulated | 02/16/2016 |  | 11/30/2016
Enertech Global, LLC | Tetco | TST060A | MPD060 | Ground-Source | WBAHP-CB: Heat Pump Split Syst | Heat Pump | 230 | 1 | False |  |  | Single-Speed |  |  |  | 62200 | 3702 | 16.8 | 13.4 | 44200 | 3701 | 3.5 | 3.1 | Non Federally-Regulated | 02/16/2016 |  | 11/30/2016
Enertech Global, LLC | Tetco | TST072A | MPD072 | Ground-Water-Source | WBAHP-CB: Heat Pump Split Syst | Heat Pump | 208 | 1 | False |  |  | Single-Speed | 2879 | 693 | 1 | 71800 | 3572 | 20.1 | 16.2 | 64000 | 4689 | 4 | 3.6 | Non Federally-Regulated | 02/16/2016 |  | 11/30/2016
Enertech Global, LLC | Tetco | TST072A | MPD072 | Ground-Water-Source | WBAHP-CB: Heat Pump Split Syst | Heat Pump | 230 | 1 | False |  |  | Single-Speed | 2879 | 693 | 1 | 71800 | 3572 | 20.1 | 16.2 | 64000 | 4689 | 4 | 3.6 | Non Federally-Regulated | 02/16/2016 |  | 11/30/2016
Enertech Global, LLC | Tetco | TST072A | MPD072 | Ground-Source | WBAHP-CB: Heat Pump Split Syst | Heat Pump | 208 | 1 | False |  |  | Single-Speed | 3638 | 693 | 1 | 68000 | 4331 | 15.7 | 13.4 | 51800 | 4465 | 3.4 | 3.1 | Non Federally-Regulated | 02/16/2016 |  | 11/30/2016
Enertech Global, LLC | Tetco | TST072A | MPD072 | Ground-Source | WBAHP-CB: Heat Pump Split Syst | Heat Pump | 230 | 1 | False |  |  | Single-Speed | 3638 | 693 | 1 | 68000 | 4331 | 15.7 | 13.4 | 51800 | 4465 | 3.4 | 3.1 | Non Federally-Regulated | 02/16/2016 |  | 11/30/2016
Enertech Global, LLC | Tetco | TST048A | MPD060 | Ground-Water-Source | WBAHP-CB: Heat Pump Split Syst | Heat Pump | 208 | 1 | False |  |  | Single-Speed |  |  |  | 55400 | 2308 | 24 | 16.2 | 44400 | 2891 | 4.5 | 3.6 | Non Federally-Regulated | 02/16/2016 |  | 11/30/2016
Enertech Global, LLC | Tetco | TST048A | MPD060 | Ground-Water-Source | WBAHP-CB: Heat Pump Split Syst | Heat Pump | 230 | 1 | False |  |  | Single-Speed |  |  |  | 55400 | 2308 | 24 | 16.2 | 44400 | 2891 | 4.5 | 3.6 | Non Federally-Regulated | 02/16/2016 |  | 11/30/2016
Enertech Global, LLC | Tetco | TST048A | MPD060 | Ground-Source | WBAHP-CB: Heat Pump Split Syst | Heat Pump | 208 | 1 | False |  |  | Single-Speed |  |  |  | 52000 | 2780 | 18.7 | 13.4 | 35900 | 2768 | 3.8 | 3.1 | Non Federally-Regulated | 02/16/2016 |  | 11/30/2016
Enertech Global, LLC | Tetco | TST048A | MPD060 | Ground-Source | WBAHP-CB: Heat Pump Split Syst | Heat Pump | 230 | 1 | False |  |  | Single-Speed |  |  |  | 52000 | 2780 | 18.7 | 13.4 | 35900 | 2768 | 3.8 | 3.1 | Non Federally-Regulated | 02/16/2016 |  | 11/30/2016
Enertech Global, LLC | Tetco | TST024A2 | MPD024 | Ground-Water-Source | WBAHP-CB: Heat Pump Split Syst | Heat Pump | 208 | 3 | False |  |  | Single-Speed |  |  |  | 26800 | 1326 | 20.2 | 16.2 | 23100 | 1611 | 4.2 | 3.6 | Non Federally-Regulated | 02/16/2016 |  | 11/30/2016
Enertech Global, LLC | Tetco | TST024A2 | MPD024 | Ground-Water-Source | WBAHP-CB: Heat Pump Split Syst | Heat Pump | 230 | 3 | False |  |  | Single-Speed |  |  |  | 26800 | 1326 | 20.2 | 16.2 | 23100 | 1611 | 4.2 | 3.6 | Non Federally-Regulated | 02/16/2016 |  | 11/30/2016
Enertech Global, LLC | Tetco | TST024A2 | MPD024 | Ground-Source | WBAHP-CB: Heat Pump Split Syst | Heat Pump | 208 | 3 | False |  |  | Single-Speed |  |  |  | 24900 | 1616 | 15.4 | 13.4 | 17800 | 1534 | 3.4 | 3.1 | Non Federally-Regulated | 02/16/2016 |  | 11/30/2016
Enertech Global, LLC | Tetco | TST024A2 | MPD024 | Ground-Source | WBAHP-CB: Heat Pump Split Syst | Heat Pump | 230 | 3 | False |  |  | Single-Speed |  |  |  | 24900 | 1616 | 15.4 | 13.4 | 17800 | 1534 | 3.4 | 3.1 | Non Federally-Regulated | 02/16/2016 |  | 11/30/2016
Enertech Global, LLC | Tetco | TST036A2 | MPD036 | Ground-Water-Source | WBAHP-CB: Heat Pump Split Syst | Heat Pump | 208 | 3 | False |  |  | Single-Speed |  |  |  | 40000 | 1851 | 21.6 | 16.2 | 35800 | 2440 | 4.3 | 3.6 | Non Federally-Regulated | 02/16/2016 |  | 11/30/2016
Enertech Global, LLC | Tetco | TST036A2 | MPD036 | Ground-Water-Source | WBAHP-CB: Heat Pump Split Syst | Heat Pump | 230 | 3 | False |  |  | Single-Speed |  |  |  | 40000 | 1851 | 21.6 | 16.2 | 35800 | 2440 | 4.3 | 3.6 | Non Federally-Regulated | 02/16/2016 |  | 11/30/2016
Enertech Global, LLC | Tetco | TST036A2 | MPD036 | Ground-Source | WBAHP-CB: Heat Pump Split Syst | Heat Pump | 208 | 3 | False |  |  | Single-Speed |  |  |  | 37400 | 2294 | 16.3 | 13.4 | 28000 | 2279 | 3.6 | 3.1 | Non Federally-Regulated | 02/16/2016 |  | 11/30/2016
Enertech Global, LLC | Tetco | TST036A2 | MPD036 | Ground-Source | WBAHP-CB: Heat Pump Split Syst | Heat Pump | 230 | 3 | False |  |  | Single-Speed |  |  |  | 37400 | 2294 | 16.3 | 13.4 | 28000 | 2279 | 3.6 | 3.1 | Non Federally-Regulated | 02/16/2016 |  | 11/30/2016
Enertech Global, LLC | Tetco | TST048A2 | MPD060 | Ground-Water-Source | WBAHP-CB: Heat Pump Split Syst | Heat Pump | 208 | 3 | False |  |  | Single-Speed |  |  |  | 55400 | 2308 | 24 | 16.2 | 44400 | 2891 | 4.5 | 3.6 | Non Federally-Regulated | 02/16/2016 |  | 11/30/2016
Enertech Global, LLC | Tetco | TST048A2 | MPD060 | Ground-Water-Source | WBAHP-CB: Heat Pump Split Syst | Heat Pump | 230 | 3 | False |  |  | Single-Speed |  |  |  | 55400 | 2308 | 24 | 16.2 | 44400 | 2891 | 4.5 | 3.6 | Non Federally-Regulated | 02/16/2016 |  | 11/30/2016
Enertech Global, LLC | Tetco | TST048A2 | MPD060 | Ground-Source | WBAHP-CB: Heat Pump Split Syst | Heat Pump | 208 | 3 | False |  |  | Single-Speed |  |  |  | 52000 | 2780 | 18.7 | 13.4 | 35900 | 2768 | 3.8 | 3.1 | Non Federally-Regulated | 02/16/2016 |  | 11/30/2016
Enertech Global, LLC | Tetco | TST048A2 | MPD060 | Ground-Source | WBAHP-CB: Heat Pump Split Syst | Heat Pump | 230 | 3 | False |  |  | Single-Speed |  |  |  | 52000 | 2780 | 18.7 | 13.4 | 35900 | 2768 | 3.8 | 3.1 | Non Federally-Regulated | 02/16/2016 |  | 11/30/2016
Enertech Global, LLC | Tetco | TST060A2 | MPD060 | Ground-Water-Source | WBAHP-CB: Heat Pump Split Syst | Heat Pump | 208 | 3 | False |  |  | Single-Speed | 2495 | 644 | 1 | 65900 | 3138 | 21 | 16.2 | 54900 | 3924 | 4.1 | 3.6 | Non Federally-Regulated | 02/16/2016 |  | 11/30/2016
Enertech Global, LLC | Tetco | TST060A2 | MPD060 | Ground-Water-Source | WBAHP-CB: Heat Pump Split Syst | Heat Pump | 230 | 3 | False |  |  | Single-Speed | 2495 | 644 | 1 | 65900 | 3138 | 21 | 16.2 | 54900 | 3924 | 4.1 | 3.6 | Non Federally-Regulated | 02/16/2016 |  | 11/30/2016
Enertech Global, LLC | Tetco | TST060A2 | MPD060 | Ground-Source | WBAHP-CB: Heat Pump Split Syst | Heat Pump | 208 | 3 | False |  |  | Single-Speed |  |  |  | 62200 | 3702 | 16.8 | 13.4 | 44200 | 3701 | 3.5 | 3.1 | Non Federally-Regulated | 02/16/2016 |  | 11/30/2016
Enertech Global, LLC | Tetco | TST060A2 | MPD060 | Ground-Source | WBAHP-CB: Heat Pump Split Syst | Heat Pump | 230 | 3 | False |  |  | Single-Speed |  |  |  | 62200 | 3702 | 16.8 | 13.4 | 44200 | 3701 | 3.5 | 3.1 | Non Federally-Regulated | 02/16/2016 |  | 11/30/2016
Enertech Global, LLC | Tetco | TRT024A | MPD024 | Ground-Source | WBAHP-CB: Heat Pump Split Syst | Heat Pump | 208 | 1 | False |  |  | Single-Speed |  |  |  | 24600 | 1556 | 15.8 | 13.4 | 18000 | 1598 | 3.3 | 3.1 | Non Federally-Regulated | 02/16/2016 |  | 11/30/2016
Enertech Global, LLC | Tetco | TRT024A | MPD024 | Ground-Source | WBAHP-CB: Heat Pump Split Syst | Heat Pump | 230 | 1 | False |  |  | Single-Speed |  |  |  | 24600 | 1556 | 15.8 | 13.4 | 18000 | 1598 | 3.3 | 3.1 | Non Federally-Regulated | 02/16/2016 |  | 11/30/2016
Enertech Global, LLC | Tetco | TRT036A | MPD036 | Ground-Source | WBAHP-CB: Heat Pump Split Syst | Heat Pump | 208 | 1 | False |  |  | Single-Speed |  |  |  | 35500 | 2218 | 16 | 13.4 | 27400 | 2170 | 3.7 | 3.1 | Non Federally-Regulated | 02/16/2016 |  | 11/30/2016
Enertech Global, LLC | Tetco | TRT036A | MPD036 | Ground-Source | WBAHP-CB: Heat Pump Split Syst | Heat Pump | 230 | 1 | False |  |  | Single-Speed |  |  |  | 35500 | 2218 | 16 | 13.4 | 27400 | 2170 | 3.7 | 3.1 | Non Federally-Regulated | 02/16/2016 |  | 11/30/2016
Enertech Global, LLC | Tetco | TRT048A | MPD060 | Ground-Source | WBAHP-CB: Heat Pump Split Syst | Heat Pump | 208 | 1 | False |  |  | Single-Speed |  |  |  | 50700 | 2816 | 18 | 13.4 | 34200 | 2708 | 3.7 | 3.1 | Non Federally-Regulated | 02/16/2016 |  | 11/30/2016
Enertech Global, LLC | Tetco | TRT048A | MPD060 | Ground-Source | WBAHP-CB: Heat Pump Split Syst | Heat Pump | 230 | 1 | False |  |  | Single-Speed |  |  |  | 50700 | 2816 | 18 | 13.4 | 34200 | 2708 | 3.7 | 3.1 | Non Federally-Regulated | 02/16/2016 |  | 11/30/2016
Enertech Global, LLC | Tetco | TST072A2 | MPD072 | Ground-Water-Source | WBAHP-CB: Heat Pump Split Syst | Heat Pump | 208 | 3 | False |  |  | Single-Speed | 2879 | 693 | 1 | 71800 | 3572 | 20.1 | 16.2 | 64000 | 4689 | 4 | 3.6 | Non Federally-Regulated | 02/16/2016 |  | 11/30/2016
Enertech Global, LLC | Tetco | TST072A2 | MPD072 | Ground-Water-Source | WBAHP-CB: Heat Pump Split Syst | Heat Pump | 230 | 3 | False |  |  | Single-Speed | 2879 | 693 | 1 | 71800 | 3572 | 20.1 | 16.2 | 64000 | 4689 | 4 | 3.6 | Non Federally-Regulated | 02/16/2016 |  | 11/30/2016
Enertech Global, LLC | Tetco | TST072A2 | MPD072 | Ground-Source | WBAHP-CB: Heat Pump Split Syst | Heat Pump | 208 | 3 | False |  |  | Single-Speed | 3638 | 693 | 1 | 68000 | 4331 | 15.7 | 13.4 | 51800 | 4465 | 3.4 | 3.1 | Non Federally-Regulated | 02/16/2016 |  | 11/30/2016
Enertech Global, LLC | Tetco | TST072A2 | MPD072 | Ground-Source | WBAHP-CB: Heat Pump Split Syst | Heat Pump | 230 | 3 | False |  |  | Single-Speed | 3638 | 693 | 1 | 68000 | 4331 | 15.7 | 13.4 | 51800 | 4465 | 3.4 | 3.1 | Non Federally-Regulated | 02/16/2016 |  | 11/30/2016
Enertech Global, LLC | Tetco | TXT024D |  | Ground-Water-Source | WBAHP: Heat Pump Packaged Unit | Heat Pump | 208 | 1 |  |  |  | Single-Speed |  |  |  | 29600 | 1100 | 26.9 | 16.2 | 24700 | 1392 | 5.2 | 3.6 | Non Federally-Regulated | 06/28/2016 |  | 11/30/2016
Enertech Global, LLC | Tetco | TXT024D |  | Ground-Water-Source | WBAHP: Heat Pump Packaged Unit | Heat Pump | 230 | 1 |  |  |  | Single-Speed |  |  |  | 29600 | 1100 | 26.9 | 16.2 | 24700 | 1392 | 5.2 | 3.6 | Non Federally-Regulated | 06/28/2016 |  | 11/30/2016
Enertech Global, LLC | Tetco | TXT024D |  | Ground-Source | WBAHP: Heat Pump Packaged Unit | Heat Pump | 208 | 1 |  |  |  | Single-Speed |  |  |  | 27200 | 1339 | 20.3 | 13.4 | 19800 | 1349 | 4.3 | 3.1 | Non Federally-Regulated | 06/28/2016 |  | 11/30/2016
Enertech Global, LLC | Tetco | TXT024D |  | Ground-Source | WBAHP: Heat Pump Packaged Unit | Heat Pump | 230 | 1 |  |  |  | Single-Speed |  |  |  | 27200 | 1339 | 20.3 | 13.4 | 19800 | 1349 | 4.3 | 3.1 | Non Federally-Regulated | 06/28/2016 |  | 11/30/2016
Enertech Global, LLC | Tetco | TXT024D2 |  | Ground-Water-Source | WBAHP: Heat Pump Packaged Unit | Heat Pump | 208 | 3 |  |  |  | Single-Speed |  |  |  | 29600 | 1100 | 26.9 | 16.2 | 24700 | 1392 | 5.2 | 3.6 | Non Federally-Regulated | 06/28/2016 |  | 11/30/2016
Enertech Global, LLC | Tetco | TXT024D2 |  | Ground-Water-Source | WBAHP: Heat Pump Packaged Unit | Heat Pump | 230 | 3 |  |  |  | Single-Speed |  |  |  | 29600 | 1100 | 26.9 | 16.2 | 24700 | 1392 | 5.2 | 3.6 | Non Federally-Regulated | 06/28/2016 |  | 11/30/2016
Enertech Global, LLC | Tetco | TXT024D2 |  | Ground-Source | WBAHP: Heat Pump Packaged Unit | Heat Pump | 208 | 3 |  |  |  | Single-Speed |  |  |  | 27200 | 1339 | 20.3 | 13.4 | 19800 | 1349 | 4.3 | 3.1 | Non Federally-Regulated | 06/28/2016 |  | 11/30/2016
Enertech Global, LLC | Tetco | TXT024D2 |  | Ground-Source | WBAHP: Heat Pump Packaged Unit | Heat Pump | 230 | 3 |  |  |  | Single-Speed |  |  |  | 27200 | 1339 | 20.3 | 13.4 | 19800 | 1349 | 4.3 | 3.1 | Non Federally-Regulated | 06/28/2016 |  | 11/30/2016
Enertech Global, LLC | Tetco | TXT024D3 |  | Ground-Water-Source | WBAHP: Heat Pump Packaged Unit | Heat Pump | 460 | 3 |  |  |  | Single-Speed |  |  |  | 29600 | 1100 | 26.9 | 16.2 | 24700 | 1392 | 5.2 | 3.6 | Non Federally-Regulated | 06/28/2016 |  | 11/30/2016
Enertech Global, LLC | Tetco | TXT024D3 |  | Ground-Source | WBAHP: Heat Pump Packaged Unit | Heat Pump | 460 | 3 |  |  |  | Single-Speed |  |  |  | 27200 | 1339 | 20.3 | 13.4 | 19800 | 1349 | 4.3 | 3.1 | Non Federally-Regulated | 06/28/2016 |  | 11/30/2016
Enertech Global, LLC | Tetco | TCT024D |  | Ground-Water-Source | WBAHP: Heat Pump Packaged Unit | Heat Pump | 208 | 1 |  |  |  | Single-Speed |  |  |  | 28900 | 1111 | 26 | 16.2 | 24300 | 1396 | 5.1 | 3.6 | Non Federally-Regulated | 06/28/2016 |  | 11/30/2016
Enertech Global, LLC | Tetco | TCT024D |  | Ground-Water-Source | WBAHP: Heat Pump Packaged Unit | Heat Pump | 230 | 1 |  |  |  | Single-Speed |  |  |  | 28900 | 1111 | 26 | 16.2 | 24300 | 1396 | 5.1 | 3.6 | Non Federally-Regulated | 06/28/2016 |  | 11/30/2016
Enertech Global, LLC | Tetco | TCT024D |  | Ground-Source | WBAHP: Heat Pump Packaged Unit | Heat Pump | 208 | 1 |  |  |  | Single-Speed |  |  |  | 26500 | 1325 | 20 | 13.4 | 19700 | 1374 | 4.2 | 3.1 | Non Federally-Regulated | 06/28/2016 |  | 11/30/2016
Enertech Global, LLC | Tetco | TCT024D |  | Ground-Source | WBAHP: Heat Pump Packaged Unit | Heat Pump | 230 | 1 |  |  |  | Single-Speed |  |  |  | 26500 | 1325 | 20 | 13.4 | 19700 | 1374 | 4.2 | 3.1 | Non Federally-Regulated | 06/28/2016 |  | 11/30/2016
Enertech Global, LLC | Tetco | TCT024D2 |  | Ground-Water-Source | WBAHP: Heat Pump Packaged Unit | Heat Pump | 208 | 3 |  |  |  | Single-Speed |  |  |  | 28900 | 1111 | 26 | 16.2 | 24300 | 1396 | 5.1 | 3.6 | Non Federally-Regulated | 06/28/2016 |  | 11/30/2016
Enertech Global, LLC | Tetco | TCT024D2 |  | Ground-Water-Source | WBAHP: Heat Pump Packaged Unit | Heat Pump | 230 | 3 |  |  |  | Single-Speed |  |  |  | 28900 | 1111 | 26 | 16.2 | 24300 | 1396 | 5.1 | 3.6 | Non Federally-Regulated | 06/28/2016 |  | 11/30/2016
Enertech Global, LLC | Tetco | TCT024D2 |  | Ground-Source | WBAHP: Heat Pump Packaged Unit | Heat Pump | 208 | 3 |  |  |  | Single-Speed |  |  |  | 26500 | 1325 | 20 | 13.4 | 19700 | 1374 | 4.2 | 3.1 | Non Federally-Regulated | 06/28/2016 |  | 11/30/2016
Enertech Global, LLC | Tetco | TCT024D2 |  | Ground-Source | WBAHP: Heat Pump Packaged Unit | Heat Pump | 230 | 3 |  |  |  | Single-Speed |  |  |  | 26500 | 1325 | 20 | 13.4 | 19700 | 1374 | 4.2 | 3.1 | Non Federally-Regulated | 06/28/2016 |  | 11/30/2016
Enertech Global, LLC | Tetco | TCT024D3 |  | Ground-Water-Source | WBAHP: Heat Pump Packaged Unit | Heat Pump | 460 | 3 |  |  |  | Single-Speed |  |  |  | 28900 | 1111 | 26 | 16.2 | 24300 | 1396 | 5.1 | 3.6 | Non Federally-Regulated | 06/28/2016 |  | 11/30/2016
Enertech Global, LLC | Tetco | TCT024D3 |  | Ground-Source | WBAHP: Heat Pump Packaged Unit | Heat Pump | 460 | 3 |  |  |  | Single-Speed |  |  |  | 26500 | 1325 | 20 | 13.4 | 19700 | 1374 | 4.2 | 3.1 | Non Federally-Regulated | 06/28/2016 |  | 11/30/2016
Enertech Global, LLC | Tetco | TXT036D |  | Ground-Water-Source | WBAHP: Heat Pump Packaged Unit | Heat Pump | 208 | 1 |  |  |  | Single-Speed |  |  |  | 42200 | 1758 | 24 | 16.2 | 37000 | 2126 | 5.1 | 3.6 | Non Federally-Regulated | 06/28/2016 |  | 11/30/2016
Enertech Global, LLC | Tetco | TXT036D |  | Ground-Water-Source | WBAHP: Heat Pump Packaged Unit | Heat Pump | 230 | 1 |  |  |  | Single-Speed |  |  |  | 42200 | 1758 | 24 | 16.2 | 37000 | 2126 | 5.1 | 3.6 | Non Federally-Regulated | 06/28/2016 |  | 11/30/2016
Enertech Global, LLC | Tetco | TXT036D |  | Ground-Source | WBAHP: Heat Pump Packaged Unit | Heat Pump | 208 | 1 |  |  |  | Single-Speed |  |  |  | 38900 | 2125 | 18.3 | 13.4 | 29200 | 2037 | 4.2 | 3.1 | Non Federally-Regulated | 06/28/2016 |  | 11/30/2016
Enertech Global, LLC | Tetco | TXT036D |  | Ground-Source | WBAHP: Heat Pump Packaged Unit | Heat Pump | 230 | 1 |  |  |  | Single-Speed |  |  |  | 38900 | 2125 | 18.3 | 13.4 | 29200 | 2037 | 4.2 | 3.1 | Non Federally-Regulated | 06/28/2016 |  | 11/30/2016
Enertech Global, LLC | Tetco | TXT036D2 |  | Ground-Water-Source | WBAHP: Heat Pump Packaged Unit | Heat Pump | 208 | 3 |  |  |  | Single-Speed |  |  |  | 42200 | 1758 | 24 | 16.2 | 37000 | 2126 | 5.1 | 3.6 | Non Federally-Regulated | 06/28/2016 |  | 11/30/2016
Enertech Global, LLC | Tetco | TXT036D2 |  | Ground-Water-Source | WBAHP: Heat Pump Packaged Unit | Heat Pump | 230 | 3 |  |  |  | Single-Speed |  |  |  | 42200 | 1758 | 24 | 16.2 | 37000 | 2126 | 5.1 | 3.6 | Non Federally-Regulated | 06/28/2016 |  | 11/30/2016
Enertech Global, LLC | Tetco | TXT036D2 |  | Ground-Source | WBAHP: Heat Pump Packaged Unit | Heat Pump | 208 | 3 |  |  |  | Single-Speed |  |  |  | 38900 | 2125 | 18.3 | 13.4 | 29200 | 2037 | 4.2 | 3.1 | Non Federally-Regulated | 06/28/2016 |  | 11/30/2016
Enertech Global, LLC | Tetco | TXT036D2 |  | Ground-Source | WBAHP: Heat Pump Packaged Unit | Heat Pump | 230 | 3 |  |  |  | Single-Speed |  |  |  | 38900 | 2125 | 18.3 | 13.4 | 29200 | 2037 | 4.2 | 3.1 | Non Federally-Regulated | 06/28/2016 |  | 11/30/2016
Enertech Global, LLC | Tetco | TXT036D3 |  | Ground-Water-Source | WBAHP: Heat Pump Packaged Unit | Heat Pump | 460 | 3 |  |  |  | Single-Speed |  |  |  | 42200 | 1758 | 24 | 16.2 | 37000 | 2126 | 5.1 | 3.6 | Non Federally-Regulated | 06/28/2016 |  | 11/30/2016
Enertech Global, LLC | Tetco | TXT036D3 |  | Ground-Source | WBAHP: Heat Pump Packaged Unit | Heat Pump | 460 | 3 |  |  |  | Single-Speed |  |  |  | 38900 | 2125 | 18.3 | 13.4 | 29200 | 2037 | 4.2 | 3.1 | Non Federally-Regulated | 06/28/2016 |  | 11/30/2016
Enertech Global, LLC | Tetco | TCT036D |  | Ground-Water-Source | WBAHP: Heat Pump Packaged Unit | Heat Pump | 208 | 1 |  |  |  | Single-Speed |  |  |  | 41700 | 1774 | 23.5 | 16.2 | 36700 | 2151 | 5 | 3.6 | Non Federally-Regulated | 06/28/2016 |  | 11/30/2016
Enertech Global, LLC | Tetco | TCT036D |  | Ground-Water-Source | WBAHP: Heat Pump Packaged Unit | Heat Pump | 230 | 1 |  |  |  | Single-Speed |  |  |  | 41700 | 1774 | 23.5 | 16.2 | 36700 | 2151 | 5 | 3.6 | Non Federally-Regulated | 06/28/2016 |  | 11/30/2016
Enertech Global, LLC | Tetco | TCT036D |  | Ground-Source | WBAHP: Heat Pump Packaged Unit | Heat Pump | 208 | 1 |  |  |  | Single-Speed |  |  |  | 38600 | 2109 | 18.3 | 13.4 | 28600 | 2044 | 4.1 | 3.1 | Non Federally-Regulated | 06/28/2016 |  | 11/30/2016
Enertech Global, LLC | Tetco | TCT036D |  | Ground-Source | WBAHP: Heat Pump Packaged Unit | Heat Pump | 230 | 1 |  |  |  | Single-Speed |  |  |  | 38600 | 2109 | 18.3 | 13.4 | 28600 | 2044 | 4.1 | 3.1 | Non Federally-Regulated | 06/28/2016 |  | 11/30/2016
Enertech Global, LLC | Tetco | TCT036D2 |  | Ground-Water-Source | WBAHP: Heat Pump Packaged Unit | Heat Pump | 208 | 3 |  |  |  | Single-Speed |  |  |  | 41700 | 1774 | 23.5 | 16.2 | 36700 | 2151 | 5 | 3.6 | Non Federally-Regulated | 06/28/2016 |  | 11/30/2016
Enertech Global, LLC | Tetco | TCT036D2 |  | Ground-Water-Source | WBAHP: Heat Pump Packaged Unit | Heat Pump | 230 | 3 |  |  |  | Single-Speed |  |  |  | 41700 | 1774 | 23.5 | 16.2 | 36700 | 2151 | 5 | 3.6 | Non Federally-Regulated | 06/28/2016 |  | 11/30/2016
Enertech Global, LLC | Tetco | TCT036D2 |  | Ground-Source | WBAHP: Heat Pump Packaged Unit | Heat Pump | 208 | 3 |  |  |  | Single-Speed |  |  |  | 38600 | 2109 | 18.3 | 13.4 | 28600 | 2044 | 4.1 | 3.1 | Non Federally-Regulated | 06/28/2016 |  | 11/30/2016
Enertech Global, LLC | Tetco | TCT036D2 |  | Ground-Source | WBAHP: Heat Pump Packaged Unit | Heat Pump | 230 | 3 |  |  |  | Single-Speed |  |  |  | 38600 | 2109 | 18.3 | 13.4 | 28600 | 2044 | 4.1 | 3.1 | Non Federally-Regulated | 06/28/2016 |  | 11/30/2016
Enertech Global, LLC | Tetco | TCT036D3 |  | Ground-Water-Source | WBAHP: Heat Pump Packaged Unit | Heat Pump | 460 | 3 |  |  |  | Single-Speed |  |  |  | 41700 | 1774 | 23.5 | 16.2 | 36700 | 2151 | 5 | 3.6 | Non Federally-Regulated | 06/28/2016 |  | 11/30/2016
Enertech Global, LLC | Tetco | TCT036D3 |  | Ground-Source | WBAHP: Heat Pump Packaged Unit | Heat Pump | 460 | 3 |  |  |  | Single-Speed |  |  |  | 38600 | 2109 | 18.3 | 13.4 | 28600 | 2044 | 4.1 | 3.1 | Non Federally-Regulated | 06/28/2016 |  | 11/30/2016
Enertech Global, LLC | Tetco | TXT048D |  | Ground-Water-Source | WBAHP: Heat Pump Packaged Unit | Heat Pump | 208 | 1 |  |  |  | Single-Speed |  |  |  | 53100 | 2402 | 22.1 | 16.2 | 47400 | 3019 | 4.6 | 3.6 | Non Federally-Regulated | 06/28/2016 |  | 11/30/2016
Enertech Global, LLC | Tetco | TXT048D |  | Ground-Water-Source | WBAHP: Heat Pump Packaged Unit | Heat Pump | 230 | 1 |  |  |  | Single-Speed |  |  |  | 53100 | 2402 | 22.1 | 16.2 | 47400 | 3019 | 4.6 | 3.6 | Non Federally-Regulated | 06/28/2016 |  | 11/30/2016
Enertech Global, LLC | Tetco | TXT048D |  | Ground-Source | WBAHP: Heat Pump Packaged Unit | Heat Pump | 208 | 1 |  |  |  | Single-Speed |  |  |  | 49000 | 2865 | 17.1 | 13.4 | 38200 | 2870 | 3.9 | 3.1 | Non Federally-Regulated | 06/28/2016 |  | 11/30/2016
Enertech Global, LLC | Tetco | TXT048D |  | Ground-Source | WBAHP: Heat Pump Packaged Unit | Heat Pump | 230 | 1 |  |  |  | Single-Speed |  |  |  | 49000 | 2865 | 17.1 | 13.4 | 38200 | 2870 | 3.9 | 3.1 | Non Federally-Regulated | 06/28/2016 |  | 11/30/2016
Enertech Global, LLC | Tetco | TXT048D2 |  | Ground-Water-Source | WBAHP: Heat Pump Packaged Unit | Heat Pump | 208 | 3 |  |  |  | Single-Speed |  |  |  | 53100 | 2402 | 22.1 | 16.2 | 47400 | 3019 | 4.6 | 3.6 | Non Federally-Regulated | 06/28/2016 |  | 11/30/2016
Enertech Global, LLC | Tetco | TXT048D2 |  | Ground-Water-Source | WBAHP: Heat Pump Packaged Unit | Heat Pump | 230 | 3 |  |  |  | Single-Speed |  |  |  | 53100 | 2402 | 22.1 | 16.2 | 47400 | 3019 | 4.6 | 3.6 | Non Federally-Regulated | 06/28/2016 |  | 11/30/2016
Enertech Global, LLC | Tetco | TXT048D2 |  | Ground-Source | WBAHP: Heat Pump Packaged Unit | Heat Pump | 208 | 3 |  |  |  | Single-Speed |  |  |  | 49000 | 2865 | 17.1 | 13.4 | 38200 | 2870 | 3.9 | 3.1 | Non Federally-Regulated | 06/28/2016 |  | 11/30/2016
Enertech Global, LLC | Tetco | TXT048D2 |  | Ground-Source | WBAHP: Heat Pump Packaged Unit | Heat Pump | 230 | 3 |  |  |  | Single-Speed |  |  |  | 49000 | 2865 | 17.1 | 13.4 | 38200 | 2870 | 3.9 | 3.1 | Non Federally-Regulated | 06/28/2016 |  | 11/30/2016
Enertech Global, LLC | Tetco | TXT048D3 |  | Ground-Water-Source | WBAHP: Heat Pump Packaged Unit | Heat Pump | 460 | 3 |  |  |  | Single-Speed |  |  |  | 53100 | 2402 | 22.1 | 16.2 | 47400 | 3019 | 4.6 | 3.6 | Non Federally-Regulated | 06/28/2016 |  | 11/30/2016
Enertech Global, LLC | Tetco | TXT048D3 |  | Ground-Source | WBAHP: Heat Pump Packaged Unit | Heat Pump | 460 | 3 |  |  |  | Single-Speed |  |  |  | 49000 | 2865 | 17.1 | 13.4 | 38200 | 2870 | 3.9 | 3.1 | Non Federally-Regulated | 06/28/2016 |  | 11/30/2016
Enertech Global, LLC | Tetco | TCT048D |  | Ground-Water-Source | WBAHP: Heat Pump Packaged Unit | Heat Pump | 208 | 1 |  |  |  | Single-Speed |  |  |  | 53100 | 2435 | 21.8 | 16.2 | 46700 | 2975 | 4.6 | 3.6 | Non Federally-Regulated | 06/28/2016 |  | 11/30/2016
Enertech Global, LLC | Tetco | TCT048D |  | Ground-Water-Source | WBAHP: Heat Pump Packaged Unit | Heat Pump | 230 | 1 |  |  |  | Single-Speed |  |  |  | 53100 | 2435 | 21.8 | 16.2 | 46700 | 2975 | 4.6 | 3.6 | Non Federally-Regulated | 06/28/2016 |  | 11/30/2016
Enertech Global, LLC | Tetco | TCT048D |  | Ground-Source | WBAHP: Heat Pump Packaged Unit | Heat Pump | 208 | 1 |  |  |  | Single-Speed |  |  |  | 49000 | 2865 | 17.1 | 13.4 | 38000 | 2855 | 3.9 | 3.1 | Non Federally-Regulated | 06/28/2016 |  | 11/30/2016
Enertech Global, LLC | Tetco | TCT048D |  | Ground-Source | WBAHP: Heat Pump Packaged Unit | Heat Pump | 230 | 1 |  |  |  | Single-Speed |  |  |  | 49000 | 2865 | 17.1 | 13.4 | 38000 | 2855 | 3.9 | 3.1 | Non Federally-Regulated | 06/28/2016 |  | 11/30/2016
Enertech Global, LLC | Tetco | TCT048D2 |  | Ground-Water-Source | WBAHP: Heat Pump Packaged Unit | Heat Pump | 208 | 3 |  |  |  | Single-Speed |  |  |  | 53100 | 2435 | 21.8 | 16.2 | 46700 | 2975 | 4.6 | 3.6 | Non Federally-Regulated | 06/28/2016 |  | 11/30/2016
Enertech Global, LLC | Tetco | TCT048D2 |  | Ground-Water-Source | WBAHP: Heat Pump Packaged Unit | Heat Pump | 230 | 3 |  |  |  | Single-Speed |  |  |  | 53100 | 2435 | 21.8 | 16.2 | 46700 | 2975 | 4.6 | 3.6 | Non Federally-Regulated | 06/28/2016 |  | 11/30/2016
Enertech Global, LLC | Tetco | TCT048D2 |  | Ground-Source | WBAHP: Heat Pump Packaged Unit | Heat Pump | 208 | 3 |  |  |  | Single-Speed |  |  |  | 49000 | 2865 | 17.1 | 13.4 | 38000 | 2855 | 3.9 | 3.1 | Non Federally-Regulated | 06/28/2016 |  | 11/30/2016
Enertech Global, LLC | Tetco | TCT048D2 |  | Ground-Source | WBAHP: Heat Pump Packaged Unit | Heat Pump | 230 | 3 |  |  |  | Single-Speed |  |  |  | 49000 | 2865 | 17.1 | 13.4 | 38000 | 2855 | 3.9 | 3.1 | Non Federally-Regulated | 06/28/2016 |  | 11/30/2016
Enertech Global, LLC | Tetco | TCT048D3 |  | Ground-Water-Source | WBAHP: Heat Pump Packaged Unit | Heat Pump | 460 | 3 |  |  |  | Single-Speed |  |  |  | 53100 | 2435 | 21.8 | 16.2 | 46700 | 2975 | 4.6 | 3.6 | Non Federally-Regulated | 06/28/2016 |  | 11/30/2016
Enertech Global, LLC | Tetco | TCT048D3 |  | Ground-Source | WBAHP: Heat Pump Packaged Unit | Heat Pump | 460 | 3 |  |  |  | Single-Speed |  |  |  | 49000 | 2865 | 17.1 | 13.4 | 38000 | 2855 | 3.9 | 3.1 | Non Federally-Regulated | 06/28/2016 |  | 11/30/2016
Enertech Global, LLC | Tetco | TST024A | MPD024 | Ground-Water-Source | WBAHP-CB: Heat Pump Split Syst | Heat Pump | 208 | 1 | False |  |  | Single-Speed |  |  |  | 26800 | 1326 | 20.2 | 16.2 | 23100 | 1611 | 4.2 | 3.6 | Non Federally-Regulated | 02/16/2016 |  | 11/30/2016
Enertech Global, LLC | Tetco | TST024A | MPD024 | Ground-Water-Source | WBAHP-CB: Heat Pump Split Syst | Heat Pump | 230 | 1 | False |  |  | Single-Speed |  |  |  | 26800 | 1326 | 20.2 | 16.2 | 23100 | 1611 | 4.2 | 3.6 | Non Federally-Regulated | 02/16/2016 |  | 11/30/2016
Enertech Global, LLC | Tetco | TST024A | MPD024 | Ground-Source | WBAHP-CB: Heat Pump Split Syst | Heat Pump | 208 | 1 | False |  |  | Single-Speed |  |  |  | 24900 | 1616 | 15.4 | 13.4 | 17800 | 1534 | 3.4 | 3.1 | Non Federally-Regulated | 02/16/2016 |  | 11/30/2016
Enertech Global, LLC | Tetco | TST024A | MPD024 | Ground-Source | WBAHP-CB: Heat Pump Split Syst | Heat Pump | 230 | 1 | False |  |  | Single-Speed |  |  |  | 24900 | 1616 | 15.4 | 13.4 | 17800 | 1534 | 3.4 | 3.1 | Non Federally-Regulated | 02/16/2016 |  | 11/30/2016
Enertech Global, LLC | Tetco | TST036A | MPD036 | Ground-Water-Source | WBAHP-CB: Heat Pump Split Syst | Heat Pump | 208 | 1 | False |  |  | Single-Speed |  |  |  | 40000 | 1851 | 21.6 | 16.2 | 35800 | 2440 | 4.3 | 3.6 | Non Federally-Regulated | 02/16/2016 |  | 11/30/2016
Enertech Global, LLC | Tetco | TST036A | MPD036 | Ground-Water-Source | WBAHP-CB: Heat Pump Split Syst | Heat Pump | 230 | 1 | False |  |  | Single-Speed |  |  |  | 40000 | 1851 | 21.6 | 16.2 | 35800 | 2440 | 4.3 | 3.6 | Non Federally-Regulated | 02/16/2016 |  | 11/30/2016
Enertech Global, LLC | Tetco | TST036A | MPD036 | Ground-Source | WBAHP-CB: Heat Pump Split Syst | Heat Pump | 208 | 1 | False |  |  | Single-Speed |  |  |  | 37400 | 2294 | 16.3 | 13.4 | 28000 | 2279 | 3.6 | 3.1 | Non Federally-Regulated | 02/16/2016 |  | 11/30/2016
Enertech Global, LLC | Tetco | TST036A | MPD036 | Ground-Source | WBAHP-CB: Heat Pump Split Syst | Heat Pump | 230 | 1 | False |  |  | Single-Speed |  |  |  | 37400 | 2294 | 16.3 | 13.4 | 28000 | 2279 | 3.6 | 3.1 | Non Federally-Regulated | 02/16/2016 |  | 11/30/2016
The Whalen Company | Whalen | VI-B-1003 D |  | Water-Source | WBAC: Cooling Only Packaged Un | Heat Pump | 208 | 1 |  |  |  | Single-Speed |  |  |  | 29200 | 2056 | 14.2 | 12 |  |  |  |  | Federally-Regulated Commercial & Industrial Equipment | 04/27/2016 |  | 11/30/2016
The Whalen Company | Whalen | VI-B-603 S |  | Water-Source | WBAC: Cooling Only Packaged Un | Heat Pump | 208 | 1 |  |  |  | Single-Speed |  |  |  | 18000 | 1241 | 14.5 | 12 |  |  |  |  | Federally-Regulated Commercial & Industrial Equipment | 04/27/2016 |  | 11/30/2016
The Whalen Company | Whalen | VI-B-603 D |  | Water-Source | WBAC: Cooling Only Packaged Un | Heat Pump | 208 | 1 |  |  |  | Single-Speed |  |  |  | 18200 | 1197 | 15.2 | 12 |  |  |  |  | Federally-Regulated Commercial & Industrial Equipment | 04/27/2016 |  | 11/30/2016
The Whalen Company | Whalen | VP-C-603 D |  | Water-Source | WBAC: Cooling Only Packaged Un | Heat Pump | 208 | 1 |  |  |  | Single-Speed |  |  |  | 17800 | 1219 | 14.6 | 12 |  |  |  |  | Federally-Regulated Commercial & Industrial Equipment | 04/27/2016 |  | 11/30/2016
The Whalen Company | Whalen | VP-C-1003 D |  | Water-Source | WBAC: Cooling Only Packaged Un | Heat Pump | 208 | 1 |  |  |  | Single-Speed |  |  |  | 28200 | 2088 | 13.5 | 12 |  |  |  |  | Federally-Regulated Commercial & Industrial Equipment | 04/27/2016 |  | 11/30/2016
Trane U.S. Inc. | Trane | EXHF0061 |  | Water-Source | WBAHP: Heat Pump Packaged Unit | Heat Pump | 208 | 1 |  |  |  | Single-Speed |  |  |  | 7600 | 506 | 15 | 11.2 | 8800 | 526 | 4.9 | 4.2 | Federally-Regulated Commercial & Industrial Equipment | 02/23/2016 |  | 12/01/2016
Trane U.S. Inc. | Trane | EXHF0061 |  | Ground-Water-Source | WBAHP: Heat Pump Packaged Unit | Heat Pump | 208 | 1 |  |  |  | Single-Speed |  |  |  | 8800 | 376 | 23.4 | 16.2 | 7600 | 506 | 4.4 | 3.6 | Non Federally-Regulated | 02/23/2016 |  | 12/01/2016
Trane U.S. Inc. | Trane | EXHF0061 |  | Ground-Source | WBAHP: Heat Pump Packaged Unit | Heat Pump | 208 | 1 |  |  |  | Single-Speed |  |  |  | 8000 | 459 | 17.4 | 13.4 | 5700 | 491 | 3.4 | 3.1 | Non Federally-Regulated | 02/23/2016 |  | 12/01/2016
Trane U.S. Inc. | Trane | EXHF0067 |  | Water-Source | WBAHP: Heat Pump Packaged Unit | Heat Pump | 265 | 1 |  |  |  | Single-Speed |  |  |  | 7600 | 506 | 15 | 11.2 | 8800 | 526 | 4.9 | 4.2 | Federally-Regulated Commercial & Industrial Equipment | 02/23/2016 |  | 12/01/2016
Trane U.S. Inc. | Trane | EXHF0067 |  | Ground-Water-Source | WBAHP: Heat Pump Packaged Unit | Heat Pump | 265 | 1 |  |  |  | Single-Speed |  |  |  | 8800 | 376 | 23.4 | 16.2 | 7600 | 506 | 4.4 | 3.6 | Non Federally-Regulated | 02/23/2016 |  | 12/01/2016
Trane U.S. Inc. | Trane | EXHF0067 |  | Ground-Source | WBAHP: Heat Pump Packaged Unit | Heat Pump | 265 | 1 |  |  |  | Single-Speed |  |  |  | 8000 | 459 | 17.4 | 13.4 | 5700 | 491 | 3.4 | 3.1 | Non Federally-Regulated | 02/23/2016 |  | 12/01/2016
Trane U.S. Inc. | Trane | EXHF0091 |  | Water-Source | WBAHP: Heat Pump Packaged Unit | Heat Pump | 208 | 1 |  |  |  | Single-Speed |  |  |  | 9000 | 604 | 14.9 | 11.2 | 11100 | 602 | 5.4 | 4.2 | Federally-Regulated Commercial & Industrial Equipment | 02/23/2016 |  | 12/01/2016
Trane U.S. Inc. | Trane | EXHF0091 |  | Ground-Water-Source | WBAHP: Heat Pump Packaged Unit | Heat Pump | 208 | 1 |  |  |  | Single-Speed |  |  |  | 10000 | 456 | 21.9 | 16.2 | 9100 | 567 | 4.7 | 3.6 | Non Federally-Regulated | 02/23/2016 |  | 12/01/2016
Trane U.S. Inc. | Trane | EXHF0091 |  | Ground-Source | WBAHP: Heat Pump Packaged Unit | Heat Pump | 208 | 1 |  |  |  | Single-Speed |  |  |  | 9400 | 556 | 16.9 | 13.4 | 7000 | 539 | 3.8 | 3.1 | Non Federally-Regulated | 02/23/2016 |  | 12/01/2016
Trane U.S. Inc. | Trane | EXHF0097 |  | Water-Source | WBAHP: Heat Pump Packaged Unit | Heat Pump | 265 | 1 |  |  |  | Single-Speed |  |  |  | 9000 | 604 | 14.9 | 11.2 | 11100 | 602 | 5.4 | 4.2 | Federally-Regulated Commercial & Industrial Equipment | 02/23/2016 |  | 12/01/2016
Trane U.S. Inc. | Trane | EXHF0097 |  | Ground-Water-Source | WBAHP: Heat Pump Packaged Unit | Heat Pump | 265 | 1 |  |  |  | Single-Speed |  |  |  | 10000 | 456 | 21.9 | 16.2 | 9100 | 567 | 4.7 | 3.6 | Non Federally-Regulated | 02/23/2016 |  | 12/01/2016
Trane U.S. Inc. | Trane | EXHF0097 |  | Ground-Source | WBAHP: Heat Pump Packaged Unit | Heat Pump | 265 | 1 |  |  |  | Single-Speed |  |  |  | 9400 | 556 | 16.9 | 13.4 | 7000 | 539 | 3.8 | 3.1 | Non Federally-Regulated | 02/23/2016 |  | 12/01/2016
Trane U.S. Inc. | Trane | EXHF0121 |  | Water-Source | WBAHP: Heat Pump Packaged Unit | Heat Pump | 208 | 1 |  |  |  | Single-Speed |  |  |  | 11900 | 767 | 15.5 | 11.2 | 14600 | 822 | 5.2 | 4.2 | Federally-Regulated Commercial & Industrial Equipment | 02/23/2016 |  | 12/01/2016
Trane U.S. Inc. | Trane | EXHF0121 |  | Ground-Water-Source | WBAHP: Heat Pump Packaged Unit | Heat Pump | 208 | 1 |  |  |  | Single-Speed |  |  |  | 14000 | 526 | 26.6 | 16.2 | 11900 | 775 | 4.5 | 3.6 | Non Federally-Regulated | 02/23/2016 |  | 12/01/2016
Trane U.S. Inc. | Trane | EXHF0121 |  | Ground-Source | WBAHP: Heat Pump Packaged Unit | Heat Pump | 208 | 1 |  |  |  | Single-Speed |  |  |  | 12700 | 675 | 18.8 | 13.4 | 9000 | 732 | 3.6 | 3.1 | Non Federally-Regulated | 02/23/2016 |  | 12/01/2016
Trane U.S. Inc. | Trane | EXHF0127 |  | Water-Source | WBAHP: Heat Pump Packaged Unit | Heat Pump | 265 | 1 |  |  |  | Single-Speed |  |  |  | 11900 | 767 | 15.5 | 11.2 | 14600 | 822 | 5.2 | 4.2 | Federally-Regulated Commercial & Industrial Equipment | 02/23/2016 |  | 12/01/2016
Trane U.S. Inc. | Trane | EXHF0127 |  | Ground-Water-Source | WBAHP: Heat Pump Packaged Unit | Heat Pump | 265 | 1 |  |  |  | Single-Speed |  |  |  | 14000 | 526 | 26.6 | 16.2 | 11900 | 775 | 4.5 | 3.6 | Non Federally-Regulated | 02/23/2016 |  | 12/01/2016
Trane U.S. Inc. | Trane | EXHF0127 |  | Ground-Source | WBAHP: Heat Pump Packaged Unit | Heat Pump | 265 | 1 |  |  |  | Single-Speed |  |  |  | 12700 | 675 | 18.8 | 13.4 | 9000 | 732 | 3.6 | 3.1 | Non Federally-Regulated | 02/23/2016 |  | 12/01/2016
Trane U.S. Inc. | Trane | EXHF0151 |  | Water-Source | WBAHP: Heat Pump Packaged Unit | Heat Pump | 208 | 1 |  |  |  | Single-Speed |  |  |  | 15100 | 986 | 15.3 | 11.2 | 18300 | 1117 | 4.8 | 4.2 | Federally-Regulated Commercial & Industrial Equipment | 02/23/2016 |  | 12/01/2016
Trane U.S. Inc. | Trane | EXHF0151 |  | Ground-Water-Source | WBAHP: Heat Pump Packaged Unit | Heat Pump | 208 | 1 |  |  |  | Single-Speed |  |  |  | 17500 | 700 | 25 | 16.2 | 15200 | 1060 | 4.2 | 3.6 | Non Federally-Regulated | 02/23/2016 |  | 12/01/2016
Trane U.S. Inc. | Trane | EXHF0151 |  | Ground-Source | WBAHP: Heat Pump Packaged Unit | Heat Pump | 208 | 1 |  |  |  | Single-Speed |  |  |  | 15900 | 888 | 17.9 | 13.4 | 11300 | 974 | 3.4 | 3.1 | Non Federally-Regulated | 02/23/2016 |  | 12/01/2016
Trane U.S. Inc. | Trane | EXHF0157 |  | Water-Source | WBAHP: Heat Pump Packaged Unit | Heat Pump | 265 | 1 |  |  |  | Single-Speed |  |  |  | 15100 | 986 | 15.3 | 11.2 | 18300 | 1117 | 4.8 | 4.2 | Federally-Regulated Commercial & Industrial Equipment | 02/23/2016 |  | 12/01/2016
Trane U.S. Inc. | Trane | EXHF0157 |  | Ground-Water-Source | WBAHP: Heat Pump Packaged Unit | Heat Pump | 265 | 1 |  |  |  | Single-Speed |  |  |  | 17500 | 700 | 25 | 16.2 | 15200 | 1060 | 4.2 | 3.6 | Non Federally-Regulated | 02/23/2016 |  | 12/01/2016
Trane U.S. Inc. | Trane | EXHF0157 |  | Ground-Source | WBAHP: Heat Pump Packaged Unit | Heat Pump | 265 | 1 |  |  |  | Single-Speed |  |  |  | 15900 | 888 | 17.9 | 13.4 | 11300 | 974 | 3.4 | 3.1 | Non Federally-Regulated | 02/23/2016 |  | 12/01/2016
Trane U.S. Inc. | Trane | EXHF0181 |  | Water-Source | WBAHP: Heat Pump Packaged Unit | Heat Pump | 208 | 1 |  |  |  | Single-Speed |  |  |  | 19300 | 1155 | 16.7 | 11.2 | 23300 | 1338 | 5.1 | 4.2 | Federally-Regulated Commercial & Industrial Equipment | 02/23/2016 |  | 12/01/2016
Trane U.S. Inc. | Trane | EXHF0181 |  | Ground-Water-Source | WBAHP: Heat Pump Packaged Unit | Heat Pump | 208 | 1 |  |  |  | Single-Speed |  |  |  | 20600 | 824 | 25 | 16.2 | 19100 | 1243 | 4.5 | 3.6 | Non Federally-Regulated | 02/23/2016 |  | 12/01/2016
Trane U.S. Inc. | Trane | EXHF0181 |  | Ground-Source | WBAHP: Heat Pump Packaged Unit | Heat Pump | 208 | 1 |  |  |  | Single-Speed |  |  |  | 19800 | 1058 | 18.7 | 13.4 | 14200 | 1156 | 3.6 | 3.1 | Non Federally-Regulated | 02/23/2016 |  | 12/01/2016
Trane U.S. Inc. | Trane | EXHF0187 |  | Water-Source | WBAHP: Heat Pump Packaged Unit | Heat Pump | 265 | 1 |  |  |  | Single-Speed |  |  |  | 19300 | 1155 | 16.7 | 11.2 | 23300 | 1338 | 5.1 | 4.2 | Federally-Regulated Commercial & Industrial Equipment | 02/23/2016 |  | 12/01/2016
Trane U.S. Inc. | Trane | EXHF0187 |  | Ground-Water-Source | WBAHP: Heat Pump Packaged Unit | Heat Pump | 265 | 1 |  |  |  | Single-Speed |  |  |  | 20600 | 824 | 25 | 16.2 | 19100 | 1243 | 4.5 | 3.6 | Non Federally-Regulated | 02/23/2016 |  | 12/01/2016
Trane U.S. Inc. | Trane | EXHF0187 |  | Ground-Source | WBAHP: Heat Pump Packaged Unit | Heat Pump | 265 | 1 |  |  |  | Single-Speed |  |  |  | 19800 | 1058 | 18.7 | 13.4 | 14200 | 1156 | 3.6 | 3.1 | Non Federally-Regulated | 02/23/2016 |  | 12/01/2016
Trane U.S. Inc. | Trane | EXVF0061 |  | Water-Source | WBAHP: Heat Pump Packaged Unit | Heat Pump | 208 | 1 |  |  |  | Single-Speed |  |  |  | 7700 | 490 | 15.7 | 11.2 | 9200 | 508 | 5.3 | 4.2 | Federally-Regulated Commercial & Industrial Equipment | 02/23/2016 |  | 12/01/2016
Trane U.S. Inc. | Trane | EXVF0061 |  | Ground-Water-Source | WBAHP: Heat Pump Packaged Unit | Heat Pump | 208 | 1 |  |  |  | Single-Speed |  |  |  | 9000 | 371 | 24.2 | 16.2 | 7900 | 492 | 4.7 | 3.6 | Non Federally-Regulated | 02/23/2016 |  | 12/01/2016
Trane U.S. Inc. | Trane | EXVF0061 |  | Ground-Source | WBAHP: Heat Pump Packaged Unit | Heat Pump | 208 | 1 |  |  |  | Single-Speed |  |  |  | 8300 | 453 | 18.3 | 13.4 | 6200 | 478 | 3.8 | 3.1 | Non Federally-Regulated | 02/23/2016 |  | 12/01/2016
Trane U.S. Inc. | Trane | EXVF0067 |  | Water-Source | WBAHP: Heat Pump Packaged Unit | Heat Pump | 265 | 1 |  |  |  | Single-Speed |  |  |  | 7700 | 490 | 15.7 | 11.2 | 9200 | 508 | 5.3 | 4.2 | Federally-Regulated Commercial & Industrial Equipment | 02/23/2016 |  | 12/01/2016
Trane U.S. Inc. | Trane | EXVF0067 |  | Ground-Water-Source | WBAHP: Heat Pump Packaged Unit | Heat Pump | 265 | 1 |  |  |  | Single-Speed |  |  |  | 9000 | 371 | 24.2 | 16.2 | 7900 | 492 | 4.7 | 3.6 | Non Federally-Regulated | 02/23/2016 |  | 12/01/2016
Trane U.S. Inc. | Trane | EXVF0067 |  | Ground-Source | WBAHP: Heat Pump Packaged Unit | Heat Pump | 265 | 1 |  |  |  | Single-Speed |  |  |  | 8300 | 453 | 18.3 | 13.4 | 6200 | 478 | 3.8 | 3.1 | Non Federally-Regulated | 02/23/2016 |  | 12/01/2016
Trane U.S. Inc. | Trane | EXVF0091 |  | Water-Source | WBAHP: Heat Pump Packaged Unit | Heat Pump | 208 | 1 |  |  |  | Single-Speed |  |  |  | 9000 | 604 | 14.9 | 11.2 | 11100 | 591 | 5.5 | 4.2 | Federally-Regulated Commercial & Industrial Equipment | 02/23/2016 |  | 12/01/2016
Trane U.S. Inc. | Trane | EXVF0091 |  | Ground-Water-Source | WBAHP: Heat Pump Packaged Unit | Heat Pump | 208 | 1 |  |  |  | Single-Speed |  |  |  | 10200 | 449 | 22.7 | 16.2 | 9300 | 567 | 4.8 | 3.6 | Non Federally-Regulated | 02/23/2016 |  | 12/01/2016
Trane U.S. Inc. | Trane | EXVF0181 |  | Water-Source | WBAHP: Heat Pump Packaged Unit | Heat Pump | 208 | 1 |  |  |  | Single-Speed |  |  |  | 19000 | 1158 | 16.4 | 11.2 | 23700 | 1286 | 5.4 | 4.2 | Federally-Regulated Commercial & Industrial Equipment | 02/23/2016 |  | 12/01/2016
Trane U.S. Inc. | Trane | EXVF0181 |  | Ground-Water-Source | WBAHP: Heat Pump Packaged Unit | Heat Pump | 208 | 1 |  |  |  | Single-Speed |  |  |  | 20600 | 844 | 24.4 | 16.2 | 19300 | 1203 | 4.7 | 3.6 | Non Federally-Regulated | 02/23/2016 |  | 12/01/2016
Trane U.S. Inc. | Trane | EXVF0181 |  | Ground-Source | WBAHP: Heat Pump Packaged Unit | Heat Pump | 208 | 1 |  |  |  | Single-Speed |  |  |  | 19700 | 1070 | 18.4 | 13.4 | 14400 | 1140 | 3.7 | 3.1 | Non Federally-Regulated | 02/23/2016 |  | 12/01/2016
Trane U.S. Inc. | Trane | EXVF0187 |  | Water-Source | WBAHP: Heat Pump Packaged Unit | Heat Pump | 265 | 1 |  |  |  | Single-Speed |  |  |  | 19000 | 1158 | 16.4 | 11.2 | 23700 | 1286 | 5.4 | 4.2 | Federally-Regulated Commercial & Industrial Equipment | 02/23/2016 |  | 12/01/2016
Trane U.S. Inc. | Trane | EXVF0187 |  | Ground-Water-Source | WBAHP: Heat Pump Packaged Unit | Heat Pump | 265 | 1 |  |  |  | Single-Speed |  |  |  | 20600 | 844 | 24.4 | 16.2 | 19300 | 1203 | 4.7 | 3.6 | Non Federally-Regulated | 02/23/2016 |  | 12/01/2016
Trane U.S. Inc. | Trane | EXVF0187 |  | Ground-Source | WBAHP: Heat Pump Packaged Unit | Heat Pump | 265 | 1 |  |  |  | Single-Speed |  |  |  | 19700 | 1070 | 18.4 | 13.4 | 14400 | 1140 | 3.7 | 3.1 | Non Federally-Regulated | 02/23/2016 |  | 12/01/2016
Trane U.S. Inc. | Trane | EXVF0361 |  | Water-Source | WBAHP: Heat Pump Packaged Unit | Heat Pump | 208 | 1 |  |  |  | Single-Speed |  |  |  | 34800 | 2071 | 16.8 | 11.2 | 44800 | 2387 | 5.5 | 4.2 | Federally-Regulated Commercial & Industrial Equipment | 02/23/2016 |  | 12/01/2016
Trane U.S. Inc. | Trane | EXVF0361 |  | Ground-Water-Source | WBAHP: Heat Pump Packaged Unit | Heat Pump | 208 | 1 |  |  |  | Single-Speed |  |  |  | 38600 | 1581 | 24.4 | 16.2 | 36600 | 2189 | 4.9 | 3.6 | Non Federally-Regulated | 02/23/2016 |  | 12/01/2016
Trane U.S. Inc. | Trane | EXVF0361 |  | Ground-Source | WBAHP: Heat Pump Packaged Unit | Heat Pump | 208 | 1 |  |  |  | Single-Speed |  |  |  | 36000 | 1935 | 18.6 | 13.4 | 28000 | 2159 | 3.8 | 3.1 | Non Federally-Regulated | 02/23/2016 |  | 12/01/2016
Trane U.S. Inc. | Trane | EXVF0363 |  | Water-Source | WBAHP: Heat Pump Packaged Unit | Heat Pump | 208 | 3 |  |  |  | Single-Speed |  |  |  | 34800 | 2071 | 16.8 | 11.2 | 44800 | 2387 | 5.5 | 4.2 | Federally-Regulated Commercial & Industrial Equipment | 02/23/2016 |  | 12/01/2016
Trane U.S. Inc. | Trane | EXVF0363 |  | Ground-Water-Source | WBAHP: Heat Pump Packaged Unit | Heat Pump | 208 | 3 |  |  |  | Single-Speed |  |  |  | 38600 | 1581 | 24.4 | 16.2 | 36600 | 2189 | 4.9 | 3.6 | Non Federally-Regulated | 02/23/2016 |  | 12/01/2016
Trane U.S. Inc. | Trane | EXVF0363 |  | Ground-Source | WBAHP: Heat Pump Packaged Unit | Heat Pump | 208 | 3 |  |  |  | Single-Speed |  |  |  | 36000 | 1935 | 18.6 | 13.4 | 28000 | 2159 | 3.8 | 3.1 | Non Federally-Regulated | 02/23/2016 |  | 12/01/2016
Trane U.S. Inc. | Trane | EXVF0364 |  | Water-Source | WBAHP: Heat Pump Packaged Unit | Heat Pump | 460 | 3 |  |  |  | Single-Speed |  |  |  | 34800 | 2071 | 16.8 | 11.2 | 44800 | 2387 | 5.5 | 4.2 | Federally-Regulated Commercial & Industrial Equipment | 02/23/2016 |  | 12/01/2016
Trane U.S. Inc. | Trane | EXVF0364 |  | Ground-Water-Source | WBAHP: Heat Pump Packaged Unit | Heat Pump | 460 | 3 |  |  |  | Single-Speed |  |  |  | 38600 | 1581 | 24.4 | 16.2 | 36600 | 2189 | 4.9 | 3.6 | Non Federally-Regulated | 02/23/2016 |  | 12/01/2016
Trane U.S. Inc. | Trane | EXVF0364 |  | Ground-Source | WBAHP: Heat Pump Packaged Unit | Heat Pump | 460 | 3 |  |  |  | Single-Speed |  |  |  | 36000 | 1935 | 18.6 | 13.4 | 28000 | 2159 | 3.8 | 3.1 | Non Federally-Regulated | 02/23/2016 |  | 12/01/2016
Trane U.S. Inc. | Trane | EXVF0367 |  | Water-Source | WBAHP: Heat Pump Packaged Unit | Heat Pump | 265 | 1 |  |  |  | Single-Speed |  |  |  | 34800 | 2071 | 16.8 | 11.2 | 44800 | 2387 | 5.5 | 4.2 | Federally-Regulated Commercial & Industrial Equipment | 02/23/2016 |  | 12/01/2016
Trane U.S. Inc. | Trane | EXVF0367 |  | Ground-Water-Source | WBAHP: Heat Pump Packaged Unit | Heat Pump | 265 | 1 |  |  |  | Single-Speed |  |  |  | 38600 | 1581 | 24.4 | 16.2 | 36600 | 2189 | 4.9 | 3.6 | Non Federally-Regulated | 02/23/2016 |  | 12/01/2016
Trane U.S. Inc. | Trane | EXVF0367 |  | Ground-Source | WBAHP: Heat Pump Packaged Unit | Heat Pump | 265 | 1 |  |  |  | Single-Speed |  |  |  | 36000 | 1935 | 18.6 | 13.4 | 28000 | 2159 | 3.8 | 3.1 | Non Federally-Regulated | 02/23/2016 |  | 12/01/2016
Trane U.S. Inc. | Trane | GECE006 |  | Water-Source | WBAHP-O: Heat Pump Packaged Un | Heat Pump | 208 | 1 |  |  |  | Single-Speed |  |  |  | 7500 | 600 | 12.5 | 11.2 | 9400 | 562 | 4.9 | 4.2 | Federally-Regulated Commercial & Industrial Equipment | 02/23/2016 |  | 12/01/2016
Trane U.S. Inc. | Trane | GECE006 |  | Ground-Water-Source | WBAHP-O: Heat Pump Packaged Un | Heat Pump | 208 | 1 |  |  |  | Single-Speed |  |  |  | 8500 | 458 | 18.5 | 16.2 | 7900 | 551 | 4.2 | 3.6 | Non Federally-Regulated | 02/23/2016 |  | 12/01/2016
Trane U.S. Inc. | Trane | GECE006 |  | Ground-Source | WBAHP-O: Heat Pump Packaged Un | Heat Pump | 208 | 1 |  |  |  | Single-Speed |  |  |  | 7800 | 540 | 14.4 | 13.4 | 6100 | 541 | 3.3 | 3.1 | Non Federally-Regulated | 02/23/2016 |  | 12/01/2016
Trane U.S. Inc. | Trane | GECE0060 |  | Water-Source | WBAHP-O: Heat Pump Packaged Un | Heat Pump | 115 | 1 |  |  |  | Single-Speed |  |  |  | 7500 | 600 | 12.5 | 11.2 | 9400 | 562 | 4.9 | 4.2 | Federally-Regulated Commercial & Industrial Equipment | 02/23/2016 |  | 12/01/2016
Trane U.S. Inc. | Trane | GECE0060 |  | Ground-Water-Source | WBAHP-O: Heat Pump Packaged Un | Heat Pump | 115 | 1 |  |  |  | Single-Speed |  |  |  | 8500 | 458 | 18.5 | 16.2 | 7900 | 551 | 4.2 | 3.6 | Non Federally-Regulated | 02/23/2016 |  | 12/01/2016
Trane U.S. Inc. | Trane | GECE0060 |  | Ground-Source | WBAHP-O: Heat Pump Packaged Un | Heat Pump | 115 | 1 |  |  |  | Single-Speed |  |  |  | 7800 | 540 | 14.4 | 13.4 | 6100 | 541 | 3.3 | 3.1 | Non Federally-Regulated | 02/23/2016 |  | 12/01/2016
Trane U.S. Inc. | Trane | GECE0067 |  | Water-Source | WBAHP-O: Heat Pump Packaged Un | Heat Pump | 265 | 1 |  |  |  | Single-Speed |  |  |  | 7500 | 600 | 12.5 | 11.2 | 9400 | 562 | 4.9 | 4.2 | Federally-Regulated Commercial & Industrial Equipment | 02/23/2016 |  | 12/01/2016
Trane U.S. Inc. | Trane | GECE0067 |  | Ground-Water-Source | WBAHP-O: Heat Pump Packaged Un | Heat Pump | 265 | 1 |  |  |  | Single-Speed |  |  |  | 8500 | 458 | 18.5 | 16.2 | 7900 | 551 | 4.2 | 3.6 | Non Federally-Regulated | 02/23/2016 |  | 12/01/2016
Trane U.S. Inc. | Trane | GECE0067 |  | Ground-Source | WBAHP-O: Heat Pump Packaged Un | Heat Pump | 265 | 1 |  |  |  | Single-Speed |  |  |  | 7800 | 540 | 14.4 | 13.4 | 6100 | 541 | 3.3 | 3.1 | Non Federally-Regulated | 02/23/2016 |  | 12/01/2016
Trane U.S. Inc. | Trane | GECE009 |  | Water-Source | WBAHP-O: Heat Pump Packaged Un | Heat Pump | 208 | 1 |  |  |  | Single-Speed |  |  |  | 8800 | 671 | 13.1 | 11.2 | 10900 | 626 | 5.1 | 4.2 | Federally-Regulated Commercial & Industrial Equipment | 02/23/2016 |  | 12/01/2016
Trane U.S. Inc. | Trane | GECE009 |  | Ground-Water-Source | WBAHP-O: Heat Pump Packaged Un | Heat Pump | 208 | 1 |  |  |  | Single-Speed |  |  |  | 9900 | 546 | 18.1 | 16.2 | 9500 | 647 | 4.3 | 3.6 | Non Federally-Regulated | 02/23/2016 |  | 12/01/2016
Trane U.S. Inc. | Trane | GECE009 |  | Ground-Source | WBAHP-O: Heat Pump Packaged Un | Heat Pump | 208 | 1 |  |  |  | Single-Speed |  |  |  | 9100 | 623 | 14.6 | 13.4 | 7100 | 612 | 3.4 | 3.1 | Non Federally-Regulated | 02/23/2016 |  | 12/01/2016
Trane U.S. Inc. | Trane | GECE0090 |  | Water-Source | WBAHP-O: Heat Pump Packaged Un | Heat Pump | 115 | 1 |  |  |  | Single-Speed |  |  |  | 8800 | 671 | 13.1 | 11.2 | 10900 | 626 | 5.1 | 4.2 | Federally-Regulated Commercial & Industrial Equipment | 02/23/2016 |  | 12/01/2016
Trane U.S. Inc. | Trane | GECE0090 |  | Ground-Water-Source | WBAHP-O: Heat Pump Packaged Un | Heat Pump | 115 | 1 |  |  |  | Single-Speed |  |  |  | 9900 | 546 | 18.1 | 16.2 | 9500 | 647 | 4.3 | 3.6 | Non Federally-Regulated | 02/23/2016 |  | 12/01/2016
Trane U.S. Inc. | Trane | GECE0090 |  | Ground-Source | WBAHP-O: Heat Pump Packaged Un | Heat Pump | 115 | 1 |  |  |  | Single-Speed |  |  |  | 9100 | 623 | 14.6 | 13.4 | 7100 | 612 | 3.4 | 3.1 | Non Federally-Regulated | 02/23/2016 |  | 12/01/2016
Trane U.S. Inc. | Trane | GECE0097 |  | Water-Source | WBAHP-O: Heat Pump Packaged Un | Heat Pump | 265 | 1 |  |  |  | Single-Speed |  |  |  | 8800 | 671 | 13.1 | 11.2 | 10900 | 626 | 5.1 | 4.2 | Federally-Regulated Commercial & Industrial Equipment | 02/23/2016 |  | 12/01/2016
Trane U.S. Inc. | Trane | GECE0097 |  | Ground-Water-Source | WBAHP-O: Heat Pump Packaged Un | Heat Pump | 265 | 1 |  |  |  | Single-Speed |  |  |  | 9900 | 546 | 18.1 | 16.2 | 9500 | 647 | 4.3 | 3.6 | Non Federally-Regulated | 02/23/2016 |  | 12/01/2016
Trane U.S. Inc. | Trane | GECE0097 |  | Ground-Source | WBAHP-O: Heat Pump Packaged Un | Heat Pump | 265 | 1 |  |  |  | Single-Speed |  |  |  | 9100 | 623 | 14.6 | 13.4 | 7100 | 612 | 3.4 | 3.1 | Non Federally-Regulated | 02/23/2016 |  | 12/01/2016
Trane U.S. Inc. | Trane | GECE012 |  | Water-Source | WBAHP-O: Heat Pump Packaged Un | Heat Pump | 208 | 1 |  |  |  | Single-Speed |  |  |  | 11500 | 851 | 13.5 | 11.2 | 14600 | 873 | 4.9 | 4.2 | Federally-Regulated Commercial & Industrial Equipment | 02/23/2016 |  | 12/01/2016
Trane U.S. Inc. | Trane | GECE012 |  | Ground-Water-Source | WBAHP-O: Heat Pump Packaged Un | Heat Pump | 208 | 1 |  |  |  | Single-Speed |  |  |  | 12800 | 649 | 19.7 | 16.2 | 11900 | 850 | 4.1 | 3.6 | Non Federally-Regulated | 02/23/2016 |  | 12/01/2016
Trane U.S. Inc. | Trane | GECE012 |  | Ground-Source | WBAHP-O: Heat Pump Packaged Un | Heat Pump | 208 | 1 |  |  |  | Single-Speed |  |  |  | 11900 | 788 | 15.1 | 13.4 | 9500 | 818 | 3.4 | 3.1 | Non Federally-Regulated | 02/23/2016 |  | 12/01/2016
Trane U.S. Inc. | Trane | GECE0120 |  | Water-Source | WBAHP-O: Heat Pump Packaged Un | Heat Pump | 115 | 1 |  |  |  | Single-Speed |  |  |  | 11500 | 851 | 13.5 | 11.2 | 14600 | 873 | 4.9 | 4.2 | Federally-Regulated Commercial & Industrial Equipment | 02/23/2016 |  | 12/01/2016
Trane U.S. Inc. | Trane | GECE0120 |  | Ground-Water-Source | WBAHP-O: Heat Pump Packaged Un | Heat Pump | 115 | 1 |  |  |  | Single-Speed |  |  |  | 12800 | 649 | 19.7 | 16.2 | 11900 | 850 | 4.1 | 3.6 | Non Federally-Regulated | 02/23/2016 |  | 12/01/2016
Trane U.S. Inc. | Trane | GECE0120 |  | Ground-Source | WBAHP-O: Heat Pump Packaged Un | Heat Pump | 115 | 1 |  |  |  | Single-Speed |  |  |  | 11900 | 788 | 15.1 | 13.4 | 9500 | 818 | 3.4 | 3.1 | Non Federally-Regulated | 02/23/2016 |  | 12/01/2016
Trane U.S. Inc. | Trane | GECE0127 |  | Water-Source | WBAHP-O: Heat Pump Packaged Un | Heat Pump | 265 | 1 |  |  |  | Single-Speed |  |  |  | 11500 | 851 | 13.5 | 11.2 | 14600 | 873 | 4.9 | 4.2 | Federally-Regulated Commercial & Industrial Equipment | 02/23/2016 |  | 12/01/2016
Trane U.S. Inc. | Trane | GECE0127 |  | Ground-Water-Source | WBAHP-O: Heat Pump Packaged Un | Heat Pump | 265 | 1 |  |  |  | Single-Speed |  |  |  | 12800 | 649 | 19.7 | 16.2 | 11900 | 850 | 4.1 | 3.6 | Non Federally-Regulated | 02/23/2016 |  | 12/01/2016
Trane U.S. Inc. | Trane | GECE0127 |  | Ground-Source | WBAHP-O: Heat Pump Packaged Un | Heat Pump | 265 | 1 |  |  |  | Single-Speed |  |  |  | 11900 | 788 | 15.1 | 13.4 | 9500 | 818 | 3.4 | 3.1 | Non Federally-Regulated | 02/23/2016 |  | 12/01/2016
Trane U.S. Inc. | Trane | GECE015 |  | Water-Source | WBAHP-O: Heat Pump Packaged Un | Heat Pump | 208 | 1 |  |  |  | Single-Speed |  |  |  | 14700 | 1072 | 13.7 | 11.2 | 17900 | 1092 | 4.8 | 4.2 | Federally-Regulated Commercial & Industrial Equipment | 02/23/2016 |  | 12/01/2016
Trane U.S. Inc. | Trane | GECE015 |  | Ground-Water-Source | WBAHP-O: Heat Pump Packaged Un | Heat Pump | 208 | 1 |  |  |  | Single-Speed |  |  |  | 16100 | 805 | 20 | 16.2 | 14800 | 1057 | 4.1 | 3.6 | Non Federally-Regulated | 02/23/2016 |  | 12/01/2016
Trane U.S. Inc. | Trane | GECE015 |  | Ground-Source | WBAHP-O: Heat Pump Packaged Un | Heat Pump | 208 | 1 |  |  |  | Single-Speed |  |  |  | 15300 | 974 | 15.7 | 13.4 | 12000 | 1034 | 3.4 | 3.1 | Non Federally-Regulated | 02/23/2016 |  | 12/01/2016
Trane U.S. Inc. | Trane | GECE0150 |  | Water-Source | WBAHP-O: Heat Pump Packaged Un | Heat Pump | 115 | 1 |  |  |  | Single-Speed |  |  |  | 14700 | 1072 | 13.7 | 11.2 | 17900 | 1092 | 4.8 | 4.2 | Federally-Regulated Commercial & Industrial Equipment | 02/23/2016 |  | 12/01/2016
Trane U.S. Inc. | Trane | GECE0150 |  | Ground-Water-Source | WBAHP-O: Heat Pump Packaged Un | Heat Pump | 115 | 1 |  |  |  | Single-Speed |  |  |  | 16100 | 805 | 20 | 16.2 | 14800 | 1057 | 4.1 | 3.6 | Non Federally-Regulated | 02/23/2016 |  | 12/01/2016
Trane U.S. Inc. | Trane | GECE0150 |  | Ground-Source | WBAHP-O: Heat Pump Packaged Un | Heat Pump | 115 | 1 |  |  |  | Single-Speed |  |  |  | 15300 | 974 | 15.7 | 13.4 | 12000 | 1034 | 3.4 | 3.1 | Non Federally-Regulated | 02/23/2016 |  | 12/01/2016
Trane U.S. Inc. | Trane | GECE0157 |  | Water-Source | WBAHP-O: Heat Pump Packaged Un | Heat Pump | 265 | 1 |  |  |  | Single-Speed |  |  |  | 14700 | 1072 | 13.7 | 11.2 | 17900 | 1092 | 4.8 | 4.2 | Federally-Regulated Commercial & Industrial Equipment | 02/23/2016 |  | 12/01/2016
Trane U.S. Inc. | Trane | GECE0157 |  | Ground-Water-Source | WBAHP-O: Heat Pump Packaged Un | Heat Pump | 265 | 1 |  |  |  | Single-Speed |  |  |  | 16100 | 805 | 20 | 16.2 | 14800 | 1057 | 4.1 | 3.6 | Non Federally-Regulated | 02/23/2016 |  | 12/01/2016
Trane U.S. Inc. | Trane | GECE0157 |  | Ground-Source | WBAHP-O: Heat Pump Packaged Un | Heat Pump | 265 | 1 |  |  |  | Single-Speed |  |  |  | 15300 | 974 | 15.7 | 13.4 | 12000 | 1034 | 3.4 | 3.1 | Non Federally-Regulated | 02/23/2016 |  | 12/01/2016
Trane U.S. Inc. | Trane | GECE018 |  | Water-Source | WBAHP-O: Heat Pump Packaged Un | Heat Pump | 208 | 1 |  |  |  | Single-Speed |  |  |  | 16500 | 1231 | 13.4 | 11.2 | 20800 | 1269 | 4.8 | 4.2 | Federally-Regulated Commercial & Industrial Equipment | 02/23/2016 |  | 12/01/2016
Trane U.S. Inc. | Trane | GECE018 |  | Ground-Water-Source | WBAHP-O: Heat Pump Packaged Un | Heat Pump | 208 | 1 |  |  |  | Single-Speed |  |  |  | 17700 | 936 | 18.9 | 16.2 | 17000 | 1215 | 4.1 | 3.6 | Non Federally-Regulated | 02/23/2016 |  | 12/01/2016
Trane U.S. Inc. | Trane | GECE018 |  | Ground-Source | WBAHP-O: Heat Pump Packaged Un | Heat Pump | 208 | 1 |  |  |  | Single-Speed |  |  |  | 16900 | 1149 | 14.7 | 13.4 | 13400 | 1190 | 3.3 | 3.1 | Non Federally-Regulated | 02/23/2016 |  | 12/01/2016
Trane U.S. Inc. | Trane | GECE0187 |  | Water-Source | WBAHP-O: Heat Pump Packaged Un | Heat Pump | 265 | 1 |  |  |  | Single-Speed |  |  |  | 16500 | 1231 | 13.4 | 11.2 | 20800 | 1269 | 4.8 | 4.2 | Federally-Regulated Commercial & Industrial Equipment | 02/23/2016 |  | 12/01/2016
Trane U.S. Inc. | Trane | GECE0187 |  | Ground-Water-Source | WBAHP-O: Heat Pump Packaged Un | Heat Pump | 265 | 1 |  |  |  | Single-Speed |  |  |  | 17700 | 936 | 18.9 | 16.2 | 17000 | 1215 | 4.1 | 3.6 | Non Federally-Regulated | 02/23/2016 |  | 12/01/2016
Trane U.S. Inc. | Trane | GECE0187 |  | Ground-Source | WBAHP-O: Heat Pump Packaged Un | Heat Pump | 265 | 1 |  |  |  | Single-Speed |  |  |  | 16900 | 1149 | 14.7 | 13.4 | 13400 | 1190 | 3.3 | 3.1 | Non Federally-Regulated | 02/23/2016 |  | 12/01/2016
Trane U.S. Inc. | Trane | GEHE006 |  | Water-Source | WBAHP: Heat Pump Packaged Unit | Both Heat Pump and Electric Re | 208 | 1 |  |  |  | Single-Speed |  |  |  | 7500 | 595 | 12.6 | 11.2 | 9300 | 592 | 4.6 | 4.2 | Federally-Regulated Commercial & Industrial Equipment | 02/23/2016 |  | 12/01/2016
Trane U.S. Inc. | Trane | GEHE006 |  | Ground-Water-Source | WBAHP: Heat Pump Packaged Unit | Both Heat Pump and Electric Re | 208 | 1 |  |  |  | Single-Speed |  |  |  | 8600 | 468 | 18.4 | 16.2 | 7900 | 578 | 4 | 3.6 | Non Federally-Regulated | 02/23/2016 |  | 12/01/2016
Trane U.S. Inc. | Trane | GEHE006 |  | Ground-Source | WBAHP: Heat Pump Packaged Unit | Both Heat Pump and Electric Re | 208 | 1 |  |  |  | Single-Speed |  |  |  | 7900 | 560 | 14.1 | 13.4 | 6000 | 532 | 3.3 | 3.1 | Non Federally-Regulated | 02/23/2016 |  | 12/01/2016
Trane U.S. Inc. | Trane | GEHE0060 |  | Water-Source | WBAHP: Heat Pump Packaged Unit | Heat Pump | 115 | 1 |  |  |  | Single-Speed |  |  |  | 7500 | 595 | 12.6 | 11.2 | 9300 | 592 | 4.6 | 4.2 | Federally-Regulated Commercial & Industrial Equipment | 02/23/2016 |  | 12/01/2016
Trane U.S. Inc. | Trane | GEHE0060 |  | Ground-Water-Source | WBAHP: Heat Pump Packaged Unit | Heat Pump | 115 | 1 |  |  |  | Single-Speed |  |  |  | 8600 | 468 | 18.4 | 16.2 | 7900 | 578 | 4 | 3.6 | Non Federally-Regulated | 02/23/2016 |  | 12/01/2016
Trane U.S. Inc. | Trane | GEHE0060 |  | Ground-Source | WBAHP: Heat Pump Packaged Unit | Heat Pump | 115 | 1 |  |  |  | Single-Speed |  |  |  | 7900 | 560 | 14.1 | 13.4 | 6000 | 532 | 3.3 | 3.1 | Non Federally-Regulated | 02/23/2016 |  | 12/01/2016
Trane U.S. Inc. | Trane | GEHE0067 |  | Water-Source | WBAHP: Heat Pump Packaged Unit | Heat Pump | 265 | 1 |  |  |  | Single-Speed |  |  |  | 7500 | 595 | 12.6 | 11.2 | 9300 | 592 | 4.6 | 4.2 | Federally-Regulated Commercial & Industrial Equipment | 02/23/2016 |  | 12/01/2016
Trane U.S. Inc. | Trane | GEHE0067 |  | Ground-Water-Source | WBAHP: Heat Pump Packaged Unit | Heat Pump | 265 | 1 |  |  |  | Single-Speed |  |  |  | 8600 | 468 | 18.4 | 16.2 | 7900 | 578 | 4 | 3.6 | Non Federally-Regulated | 02/23/2016 |  | 12/01/2016
Trane U.S. Inc. | Trane | GEHE0067 |  | Ground-Source | WBAHP: Heat Pump Packaged Unit | Heat Pump | 265 | 1 |  |  |  | Single-Speed |  |  |  | 7900 | 560 | 14.1 | 13.4 | 6000 | 532 | 3.3 | 3.1 | Non Federally-Regulated | 02/23/2016 |  | 12/01/2016
Trane U.S. Inc. | Trane | GEHE009 |  | Water-Source | WBAHP: Heat Pump Packaged Unit | Both Heat Pump and Electric Re | 208 | 1 |  |  |  | Single-Speed |  |  |  | 8800 | 676 | 13 | 11.2 | 11300 | 675 | 4.9 | 4.2 | Federally-Regulated Commercial & Industrial Equipment | 02/23/2016 |  | 12/01/2016
Trane U.S. Inc. | Trane | GEHE009 |  | Ground-Water-Source | WBAHP: Heat Pump Packaged Unit | Both Heat Pump and Electric Re | 208 | 1 |  |  |  | Single-Speed |  |  |  | 10100 | 561 | 18 | 16.2 | 9300 | 648 | 4.2 | 3.6 | Non Federally-Regulated | 02/23/2016 |  | 12/01/2016
Trane U.S. Inc. | Trane | GEHE009 |  | Ground-Source | WBAHP: Heat Pump Packaged Unit | Both Heat Pump and Electric Re | 208 | 1 |  |  |  | Single-Speed |  |  |  | 9300 | 641 | 14.5 | 13.4 | 7200 | 620 | 3.4 | 3.1 | Non Federally-Regulated | 02/23/2016 |  | 12/01/2016
Trane U.S. Inc. | Trane | GEHE0090 |  | Water-Source | WBAHP: Heat Pump Packaged Unit | Heat Pump | 115 | 1 |  |  |  | Single-Speed |  |  |  | 8800 | 676 | 13 | 11.2 | 11300 | 675 | 4.9 | 4.2 | Federally-Regulated Commercial & Industrial Equipment | 02/23/2016 |  | 12/01/2016
Trane U.S. Inc. | Trane | GEHE0090 |  | Ground-Water-Source | WBAHP: Heat Pump Packaged Unit | Heat Pump | 115 | 1 |  |  |  | Single-Speed |  |  |  | 10100 | 561 | 18 | 16.2 | 9300 | 648 | 4.2 | 3.6 | Non Federally-Regulated | 02/23/2016 |  | 12/01/2016
Trane U.S. Inc. | Trane | GEHE0090 |  | Ground-Source | WBAHP: Heat Pump Packaged Unit | Heat Pump | 115 | 1 |  |  |  | Single-Speed |  |  |  | 9300 | 641 | 14.5 | 13.4 | 7200 | 620 | 3.4 | 3.1 | Non Federally-Regulated | 02/23/2016 |  | 12/01/2016
Trane U.S. Inc. | Trane | GEHE0097 |  | Water-Source | WBAHP: Heat Pump Packaged Unit | Heat Pump | 265 | 1 |  |  |  | Single-Speed |  |  |  | 8800 | 676 | 13 | 11.2 | 11300 | 675 | 4.9 | 4.2 | Federally-Regulated Commercial & Industrial Equipment | 02/23/2016 |  | 12/01/2016
Trane U.S. Inc. | Trane | GEHE0097 |  | Ground-Water-Source | WBAHP: Heat Pump Packaged Unit | Heat Pump | 265 | 1 |  |  |  | Single-Speed |  |  |  | 10100 | 561 | 18 | 16.2 | 9300 | 648 | 4.2 | 3.6 | Non Federally-Regulated | 02/23/2016 |  | 12/01/2016
Trane U.S. Inc. | Trane | GEHE0097 |  | Ground-Source | WBAHP: Heat Pump Packaged Unit | Heat Pump | 265 | 1 |  |  |  | Single-Speed |  |  |  | 9300 | 641 | 14.5 | 13.4 | 7200 | 620 | 3.4 | 3.1 | Non Federally-Regulated | 02/23/2016 |  | 12/01/2016
Trane U.S. Inc. | Trane | GEHE012 |  | Water-Source | WBAHP: Heat Pump Packaged Unit | Both Heat Pump and Electric Re | 208 | 1 |  |  |  | Single-Speed |  |  |  | 11700 | 835 | 14 | 11.2 | 14600 | 873 | 4.9 | 4.2 | Federally-Regulated Commercial & Industrial Equipment | 02/23/2016 |  | 12/01/2016
Trane U.S. Inc. | Trane | GEHE012 |  | Ground-Water-Source | WBAHP: Heat Pump Packaged Unit | Both Heat Pump and Electric Re | 208 | 1 |  |  |  | Single-Speed |  |  |  | 12700 | 635 | 20 | 16.2 | 12000 | 837 | 4.2 | 3.6 | Non Federally-Regulated | 02/23/2016 |  | 12/01/2016
Trane U.S. Inc. | Trane | GEHE012 |  | Ground-Source | WBAHP: Heat Pump Packaged Unit | Both Heat Pump and Electric Re | 208 | 1 |  |  |  | Single-Speed |  |  |  | 12000 | 779 | 15.4 | 13.4 | 9300 | 801 | 3.4 | 3.1 | Non Federally-Regulated | 02/23/2016 |  | 12/01/2016
Trane U.S. Inc. | Trane | GEHE0120 |  | Water-Source | WBAHP: Heat Pump Packaged Unit | Heat Pump | 115 | 1 |  |  |  | Single-Speed |  |  |  | 11700 | 835 | 14 | 11.2 | 14600 | 873 | 4.9 | 4.2 | Federally-Regulated Commercial & Industrial Equipment | 02/23/2016 |  | 12/01/2016
Trane U.S. Inc. | Trane | GEHE0120 |  | Ground-Water-Source | WBAHP: Heat Pump Packaged Unit | Heat Pump | 115 | 1 |  |  |  | Single-Speed |  |  |  | 12700 | 635 | 20 | 16.2 | 12000 | 837 | 4.2 | 3.6 | Non Federally-Regulated | 02/23/2016 |  | 12/01/2016
Trane U.S. Inc. | Trane | GEHE0120 |  | Ground-Source | WBAHP: Heat Pump Packaged Unit | Heat Pump | 115 | 1 |  |  |  | Single-Speed |  |  |  | 12000 | 779 | 15.4 | 13.4 | 9300 | 801 | 3.4 | 3.1 | Non Federally-Regulated | 02/23/2016 |  | 12/01/2016
Trane U.S. Inc. | Trane | GEHE0127 |  | Water-Source | WBAHP: Heat Pump Packaged Unit | Heat Pump | 265 | 1 |  |  |  | Single-Speed |  |  |  | 11700 | 835 | 14 | 11.2 | 14600 | 873 | 4.9 | 4.2 | Federally-Regulated Commercial & Industrial Equipment | 02/23/2016 |  | 12/01/2016
Trane U.S. Inc. | Trane | GEHE0127 |  | Ground-Water-Source | WBAHP: Heat Pump Packaged Unit | Heat Pump | 265 | 1 |  |  |  | Single-Speed |  |  |  | 12700 | 635 | 20 | 16.2 | 12000 | 837 | 4.2 | 3.6 | Non Federally-Regulated | 02/23/2016 |  | 12/01/2016
Trane U.S. Inc. | Trane | GEHE0127 |  | Ground-Source | WBAHP: Heat Pump Packaged Unit | Heat Pump | 265 | 1 |  |  |  | Single-Speed |  |  |  | 12000 | 779 | 15.4 | 13.4 | 9300 | 801 | 3.4 | 3.1 | Non Federally-Regulated | 02/23/2016 |  | 12/01/2016
Trane U.S. Inc. | Trane | GEHE015 |  | Water-Source | WBAHP: Heat Pump Packaged Unit | Both Heat Pump and Electric Re | 208 | 1 |  |  |  | Single-Speed |  |  |  | 14300 | 1059 | 13.5 | 11.2 | 18300 | 1191 | 4.5 | 4.2 | Federally-Regulated Commercial & Industrial Equipment | 02/23/2016 |  | 12/01/2016
Trane U.S. Inc. | Trane | GEHE015 |  | Ground-Water-Source | WBAHP: Heat Pump Packaged Unit | Both Heat Pump and Electric Re | 208 | 1 |  |  |  | Single-Speed |  |  |  | 15800 | 766 | 20.6 | 16.2 | 15300 | 1121 | 4 | 3.6 | Non Federally-Regulated | 02/23/2016 |  | 12/01/2016
Trane U.S. Inc. | Trane | GEHE015 |  | Ground-Source | WBAHP: Heat Pump Packaged Unit | Both Heat Pump and Electric Re | 208 | 1 |  |  |  | Single-Speed |  |  |  | 14800 | 961 | 15.4 | 13.4 | 12100 | 1074 | 3.3 | 3.1 | Non Federally-Regulated | 02/23/2016 |  | 12/01/2016
Trane U.S. Inc. | Trane | GEHE0157 |  | Water-Source | WBAHP: Heat Pump Packaged Unit | Heat Pump | 265 | 1 |  |  |  | Single-Speed |  |  |  | 14300 | 1059 | 13.5 | 11.2 | 18300 | 1191 | 4.5 | 4.2 | Federally-Regulated Commercial & Industrial Equipment | 02/23/2016 |  | 12/01/2016
Trane U.S. Inc. | Trane | GEHE0157 |  | Ground-Water-Source | WBAHP: Heat Pump Packaged Unit | Heat Pump | 265 | 1 |  |  |  | Single-Speed |  |  |  | 15800 | 766 | 20.6 | 16.2 | 15300 | 1121 | 4 | 3.6 | Non Federally-Regulated | 02/23/2016 |  | 12/01/2016
Trane U.S. Inc. | Trane | GEHE0157 |  | Ground-Source | WBAHP: Heat Pump Packaged Unit | Heat Pump | 265 | 1 |  |  |  | Single-Speed |  |  |  | 14800 | 961 | 15.4 | 13.4 | 12100 | 1074 | 3.3 | 3.1 | Non Federally-Regulated | 02/23/2016 |  | 12/01/2016
Trane U.S. Inc. | Trane | GEHE0187 |  | Water-Source | WBAHP: Heat Pump Packaged Unit | Heat Pump | 265 | 1 |  |  |  | Single-Speed |  |  |  | 18000 | 1353 | 13.3 | 11.2 | 21900 | 1337 | 4.8 | 4.2 | Federally-Regulated Commercial & Industrial Equipment | 02/23/2016 |  | 12/01/2016
Trane U.S. Inc. | Trane | GEHE0187 |  | Ground-Water-Source | WBAHP: Heat Pump Packaged Unit | Heat Pump | 265 | 1 |  |  |  | Single-Speed |  |  |  | 19500 | 1000 | 19.5 | 16.2 | 18100 | 1263 | 4.2 | 3.6 | Non Federally-Regulated | 02/23/2016 |  | 12/01/2016
Trane U.S. Inc. | Trane | GEHE0187 |  | Ground-Source | WBAHP: Heat Pump Packaged Unit | Heat Pump | 265 | 1 |  |  |  | Single-Speed |  |  |  | 18500 | 1241 | 14.9 | 13.4 | 14300 | 1232 | 3.4 | 3.1 | Non Federally-Regulated | 02/23/2016 |  | 12/01/2016
Trane U.S. Inc. | Trane | GEHE024 |  | Water-Source | WBAHP: Heat Pump Packaged Unit | Both Heat Pump and Electric Re | 208 | 1 |  |  |  | Single-Speed |  |  |  | 24000 | 1666 | 14.4 | 11.2 | 29700 | 1851 | 4.7 | 4.2 | Federally-Regulated Commercial & Industrial Equipment | 02/23/2016 |  | 12/01/2016
Trane U.S. Inc. | Trane | GEHE024 |  | Ground-Water-Source | WBAHP: Heat Pump Packaged Unit | Both Heat Pump and Electric Re | 208 | 1 |  |  |  | Single-Speed |  |  |  | 26800 | 1229 | 21.8 | 16.2 | 24900 | 1737 | 4.2 | 3.6 | Non Federally-Regulated | 02/23/2016 |  | 12/01/2016
Trane U.S. Inc. | Trane | GEHE024 |  | Ground-Source | WBAHP: Heat Pump Packaged Unit | Both Heat Pump and Electric Re | 208 | 1 |  |  |  | Single-Speed |  |  |  | 25100 | 1494 | 16.8 | 13.4 | 19300 | 1663 | 3.4 | 3.1 | Non Federally-Regulated | 02/23/2016 |  | 12/01/2016
Trane U.S. Inc. | Trane | GEHE0243 |  | Water-Source | WBAHP: Heat Pump Packaged Unit | Heat Pump | 208 | 3 |  |  |  | Single-Speed |  |  |  | 24000 | 1666 | 14.4 | 11.2 | 29700 | 1851 | 4.7 | 4.2 | Federally-Regulated Commercial & Industrial Equipment | 02/23/2016 |  | 12/01/2016
Trane U.S. Inc. | Trane | GEHE0243 |  | Ground-Water-Source | WBAHP: Heat Pump Packaged Unit | Heat Pump | 208 | 3 |  |  |  | Single-Speed |  |  |  | 26800 | 1229 | 21.8 | 16.2 | 24900 | 1737 | 4.2 | 3.6 | Non Federally-Regulated | 02/23/2016 |  | 12/01/2016
Trane U.S. Inc. | Trane | GEHE0243 |  | Ground-Source | WBAHP: Heat Pump Packaged Unit | Heat Pump | 208 | 3 |  |  |  | Single-Speed |  |  |  | 25100 | 1494 | 16.8 | 13.4 | 19300 | 1663 | 3.4 | 3.1 | Non Federally-Regulated | 02/23/2016 |  | 12/01/2016
Trane U.S. Inc. | Trane | GEHE0244 |  | Water-Source | WBAHP: Heat Pump Packaged Unit | Heat Pump | 460 | 3 |  |  |  | Single-Speed |  |  |  | 24000 | 1666 | 14.4 | 11.2 | 29700 | 1851 | 4.7 | 4.2 | Federally-Regulated Commercial & Industrial Equipment | 02/23/2016 |  | 12/01/2016
Trane U.S. Inc. | Trane | GEHE0244 |  | Ground-Water-Source | WBAHP: Heat Pump Packaged Unit | Heat Pump | 460 | 3 |  |  |  | Single-Speed |  |  |  | 26800 | 1229 | 21.8 | 16.2 | 24900 | 1737 | 4.2 | 3.6 | Non Federally-Regulated | 02/23/2016 |  | 12/01/2016
Trane U.S. Inc. | Trane | GEHE0244 |  | Ground-Source | WBAHP: Heat Pump Packaged Unit | Heat Pump | 460 | 3 |  |  |  | Single-Speed |  |  |  | 25100 | 1494 | 16.8 | 13.4 | 19300 | 1663 | 3.4 | 3.1 | Non Federally-Regulated | 02/23/2016 |  | 12/01/2016
Trane U.S. Inc. | Trane | GEHE0247 |  | Water-Source | WBAHP: Heat Pump Packaged Unit | Heat Pump | 265 | 1 |  |  |  | Single-Speed |  |  |  | 24000 | 1666 | 14.4 | 11.2 | 29700 | 1851 | 4.7 | 4.2 | Federally-Regulated Commercial & Industrial Equipment | 02/23/2016 |  | 12/01/2016
Trane U.S. Inc. | Trane | GEHE0247 |  | Ground-Water-Source | WBAHP: Heat Pump Packaged Unit | Heat Pump | 265 | 1 |  |  |  | Single-Speed |  |  |  | 26800 | 1229 | 21.8 | 16.2 | 24900 | 1737 | 4.2 | 3.6 | Non Federally-Regulated | 02/23/2016 |  | 12/01/2016
Trane U.S. Inc. | Trane | GEHE0247 |  | Ground-Source | WBAHP: Heat Pump Packaged Unit | Heat Pump | 265 | 1 |  |  |  | Single-Speed |  |  |  | 25100 | 1494 | 16.8 | 13.4 | 19300 | 1663 | 3.4 | 3.1 | Non Federally-Regulated | 02/23/2016 |  | 12/01/2016
Trane U.S. Inc. | Trane | GEHE030 |  | Water-Source | WBAHP: Heat Pump Packaged Unit | Both Heat Pump and Electric Re | 208 | 1 |  |  |  | Single-Speed |  |  |  | 28200 | 2043 | 13.8 | 11.2 | 35700 | 2274 | 4.6 | 4.2 | Federally-Regulated Commercial & Industrial Equipment | 02/23/2016 |  | 12/01/2016
Trane U.S. Inc. | Trane | GEHE030 |  | Ground-Water-Source | WBAHP: Heat Pump Packaged Unit | Both Heat Pump and Electric Re | 208 | 1 |  |  |  | Single-Speed |  |  |  | 32000 | 1568 | 20.4 | 16.2 | 29800 | 2130 | 4.1 | 3.6 | Non Federally-Regulated | 02/23/2016 |  | 12/01/2016
Trane U.S. Inc. | Trane | GEHE030 |  | Ground-Source | WBAHP: Heat Pump Packaged Unit | Both Heat Pump and Electric Re | 208 | 1 |  |  |  | Single-Speed |  |  |  | 29500 | 1878 | 15.7 | 13.4 | 22800 | 1965 | 3.4 | 3.1 | Non Federally-Regulated | 02/23/2016 |  | 12/01/2016
Trane U.S. Inc. | Trane | GEHE0303 |  | Water-Source | WBAHP: Heat Pump Packaged Unit | Heat Pump | 208 | 3 |  |  |  | Single-Speed |  |  |  | 28200 | 2043 | 13.8 | 11.2 | 35700 | 2274 | 4.6 | 4.2 | Federally-Regulated Commercial & Industrial Equipment | 02/23/2016 |  | 12/01/2016
Trane U.S. Inc. | Trane | GEHE0303 |  | Ground-Water-Source | WBAHP: Heat Pump Packaged Unit | Heat Pump | 208 | 3 |  |  |  | Single-Speed |  |  |  | 32000 | 1568 | 20.4 | 16.2 | 29800 | 2130 | 4.1 | 3.6 | Non Federally-Regulated | 02/23/2016 |  | 12/01/2016
Trane U.S. Inc. | Trane | GEHE0303 |  | Ground-Source | WBAHP: Heat Pump Packaged Unit | Heat Pump | 208 | 3 |  |  |  | Single-Speed |  |  |  | 29500 | 1878 | 15.7 | 13.4 | 22800 | 1965 | 3.4 | 3.1 | Non Federally-Regulated | 02/23/2016 |  | 12/01/2016
Trane U.S. Inc. | Trane | GEHE0304 |  | Water-Source | WBAHP: Heat Pump Packaged Unit | Heat Pump | 460 | 1 |  |  |  | Single-Speed |  |  |  | 28200 | 2043 | 13.8 | 11.2 | 35700 | 2274 | 4.6 | 4.2 | Federally-Regulated Commercial & Industrial Equipment | 02/23/2016 |  | 12/01/2016
Trane U.S. Inc. | Trane | GEHE0304 |  | Ground-Water-Source | WBAHP: Heat Pump Packaged Unit | Heat Pump | 460 | 1 |  |  |  | Single-Speed |  |  |  | 32000 | 1568 | 20.4 | 16.2 | 29800 | 2130 | 4.1 | 3.6 | Non Federally-Regulated | 02/23/2016 |  | 12/01/2016
Trane U.S. Inc. | Trane | GEHE0304 |  | Ground-Source | WBAHP: Heat Pump Packaged Unit | Heat Pump | 460 | 1 |  |  |  | Single-Speed |  |  |  | 29500 | 1878 | 15.7 | 13.4 | 22800 | 1965 | 3.4 | 3.1 | Non Federally-Regulated | 02/23/2016 |  | 12/01/2016
Trane U.S. Inc. | Trane | GEHE0307 |  | Water-Source | WBAHP: Heat Pump Packaged Unit | Heat Pump | 265 | 1 |  |  |  | Single-Speed |  |  |  | 28200 | 2043 | 13.8 | 11.2 | 35700 | 2274 | 4.6 | 4.2 | Federally-Regulated Commercial & Industrial Equipment | 02/23/2016 |  | 12/01/2016
Trane U.S. Inc. | Trane | GEHE0307 |  | Ground-Water-Source | WBAHP: Heat Pump Packaged Unit | Heat Pump | 265 | 1 |  |  |  | Single-Speed |  |  |  | 32000 | 1568 | 20.4 | 16.2 | 29800 | 2130 | 4.1 | 3.6 | Non Federally-Regulated | 02/23/2016 |  | 12/01/2016
Trane U.S. Inc. | Trane | GEHE0307 |  | Ground-Source | WBAHP: Heat Pump Packaged Unit | Heat Pump | 265 | 1 |  |  |  | Single-Speed |  |  |  | 29500 | 1878 | 15.7 | 13.4 | 22800 | 1965 | 3.4 | 3.1 | Non Federally-Regulated | 02/23/2016 |  | 12/01/2016
Trane U.S. Inc. | Trane | GEHE0423 |  | Water-Source | WBAHP: Heat Pump Packaged Unit | Heat Pump | 208 | 3 |  |  |  | Single-Speed |  |  |  | 41500 | 3051 | 13.6 | 11.2 | 51900 | 3306 | 4.6 | 4.2 | Federally-Regulated Commercial & Industrial Equipment | 02/23/2016 |  | 12/01/2016
Trane U.S. Inc. | Trane | GEHE0423 |  | Ground-Water-Source | WBAHP: Heat Pump Packaged Unit | Heat Pump | 208 | 3 |  |  |  | Single-Speed |  |  |  | 45900 | 2353 | 19.5 | 16.2 | 42900 | 3143 | 4 | 3.6 | Non Federally-Regulated | 02/23/2016 |  | 12/01/2016
Trane U.S. Inc. | Trane | GEHE0423 |  | Ground-Source | WBAHP: Heat Pump Packaged Unit | Heat Pump | 208 | 3 |  |  |  | Single-Speed |  |  |  | 43100 | 2798 | 15.4 | 13.4 | 34100 | 2939 | 3.4 | 3.1 | Non Federally-Regulated | 02/23/2016 |  | 12/01/2016
Trane U.S. Inc. | Trane | GEHE0424 |  | Water-Source | WBAHP: Heat Pump Packaged Unit | Heat Pump | 460 | 3 |  |  |  | Single-Speed |  |  |  | 41500 | 3051 | 13.6 | 11.2 | 51900 | 3306 | 4.6 | 4.2 | Federally-Regulated Commercial & Industrial Equipment | 02/23/2016 |  | 12/01/2016
Trane U.S. Inc. | Trane | GEHE0424 |  | Ground-Water-Source | WBAHP: Heat Pump Packaged Unit | Heat Pump | 460 | 3 |  |  |  | Single-Speed |  |  |  | 45900 | 2353 | 19.5 | 16.2 | 42900 | 3143 | 4 | 3.6 | Non Federally-Regulated | 02/23/2016 |  | 12/01/2016
Trane U.S. Inc. | Trane | GEHE0424 |  | Ground-Source | WBAHP: Heat Pump Packaged Unit | Heat Pump | 460 | 3 |  |  |  | Single-Speed |  |  |  | 43100 | 2798 | 15.4 | 13.4 | 34100 | 2939 | 3.4 | 3.1 | Non Federally-Regulated | 02/23/2016 |  | 12/01/2016
Trane U.S. Inc. | Trane | GEHE048 |  | Water-Source | WBAHP: Heat Pump Packaged Unit | Both Heat Pump and Electric Re | 208 | 1 |  |  |  | Single-Speed |  |  |  | 49700 | 3575 | 13.9 | 11.2 | 58200 | 3553 | 4.8 | 4.2 | Federally-Regulated Commercial & Industrial Equipment | 02/23/2016 |  | 12/01/2016
Trane U.S. Inc. | Trane | GEHE048 |  | Ground-Water-Source | WBAHP: Heat Pump Packaged Unit | Both Heat Pump and Electric Re | 208 | 1 |  |  |  | Single-Speed |  |  |  | 55700 | 2703 | 20.6 | 16.2 | 49300 | 3440 | 4.2 | 3.6 | Non Federally-Regulated | 02/23/2016 |  | 12/01/2016
Trane U.S. Inc. | Trane | GEHE048 |  | Ground-Source | WBAHP: Heat Pump Packaged Unit | Both Heat Pump and Electric Re | 208 | 1 |  |  |  | Single-Speed |  |  |  | 51800 | 3257 | 15.9 | 13.4 | 38700 | 3150 | 3.6 | 3.1 | Non Federally-Regulated | 02/23/2016 |  | 12/01/2016
Trane U.S. Inc. | Trane | GEHE0483 |  | Water-Source | WBAHP: Heat Pump Packaged Unit | Heat Pump | 208 | 3 |  |  |  | Single-Speed |  |  |  | 49700 | 3575 | 13.9 | 11.2 | 58200 | 3553 | 4.8 | 4.2 | Federally-Regulated Commercial & Industrial Equipment | 02/23/2016 |  | 12/01/2016
Trane U.S. Inc. | Trane | GEHE0483 |  | Ground-Water-Source | WBAHP: Heat Pump Packaged Unit | Heat Pump | 208 | 3 |  |  |  | Single-Speed |  |  |  | 55700 | 2703 | 20.6 | 16.2 | 49300 | 3440 | 4.2 | 3.6 | Non Federally-Regulated | 02/23/2016 |  | 12/01/2016
Trane U.S. Inc. | Trane | GEHE0483 |  | Ground-Source | WBAHP: Heat Pump Packaged Unit | Heat Pump | 208 | 3 |  |  |  | Single-Speed |  |  |  | 51800 | 3257 | 15.9 | 13.4 | 38700 | 3150 | 3.6 | 3.1 | Non Federally-Regulated | 02/23/2016 |  | 12/01/2016
Trane U.S. Inc. | Trane | GEHE0484 |  | Water-Source | WBAHP: Heat Pump Packaged Unit | Heat Pump | 460 | 3 |  |  |  | Single-Speed |  |  |  | 49700 | 3575 | 13.9 | 11.2 | 58200 | 3553 | 4.8 | 4.2 | Federally-Regulated Commercial & Industrial Equipment | 02/23/2016 |  | 12/01/2016
Trane U.S. Inc. | Trane | GEHE0484 |  | Ground-Water-Source | WBAHP: Heat Pump Packaged Unit | Heat Pump | 460 | 3 |  |  |  | Single-Speed |  |  |  | 55700 | 2703 | 20.6 | 16.2 | 49300 | 3440 | 4.2 | 3.6 | Non Federally-Regulated | 02/23/2016 |  | 12/01/2016
Trane U.S. Inc. | Trane | GEHE0484 |  | Ground-Source | WBAHP: Heat Pump Packaged Unit | Heat Pump | 460 | 3 |  |  |  | Single-Speed |  |  |  | 51800 | 3257 | 15.9 | 13.4 | 38700 | 3150 | 3.6 | 3.1 | Non Federally-Regulated | 02/23/2016 |  | 12/01/2016
Trane U.S. Inc. | Trane | GEHE0603 |  | Water-Source | WBAHP: Heat Pump Packaged Unit | Heat Pump | 208 | 3 |  |  |  | Single-Speed |  |  |  | 59700 | 4455 | 13.4 | 11.2 | 70500 | 4591 | 4.5 | 4.2 | Federally-Regulated Commercial & Industrial Equipment | 02/23/2016 |  | 12/01/2016
Trane U.S. Inc. | Trane | GEHE0603 |  | Ground-Source | WBAHP: Heat Pump Packaged Unit | Heat Pump | 208 | 3 |  |  |  | Single-Speed |  |  |  | 62200 | 4038 | 15.4 | 13.4 | 46400 | 3999 | 3.4 | 3.1 | Non Federally-Regulated | 02/23/2016 |  | 12/01/2016
Trane U.S. Inc. | Trane | GEHE0604 |  | Water-Source | WBAHP: Heat Pump Packaged Unit | Heat Pump | 460 | 3 |  |  |  | Single-Speed |  |  |  | 59700 | 4455 | 13.4 | 11.2 | 70500 | 4591 | 4.5 | 4.2 | Federally-Regulated Commercial & Industrial Equipment | 02/23/2016 |  | 12/01/2016
Trane U.S. Inc. | Trane | GEHE0604 |  | Ground-Source | WBAHP: Heat Pump Packaged Unit | Heat Pump | 460 | 3 |  |  |  | Single-Speed |  |  |  | 62200 | 4038 | 15.4 | 13.4 | 46400 | 3999 | 3.4 | 3.1 | Non Federally-Regulated | 02/23/2016 |  | 12/01/2016
Trane U.S. Inc. | Trane | GETE009 |  | Water-Source | WBAHP-O: Heat Pump Packaged Un | Heat Pump | 208 | 1 |  |  |  | Single-Speed |  |  |  | 8200 | 640 | 12.8 | 11.2 | 10800 | 688 | 4.6 | 4.2 | Federally-Regulated Commercial & Industrial Equipment | 02/23/2016 |  | 12/01/2016
Trane U.S. Inc. | Trane | GETE009 |  | Ground-Water-Source | WBAHP-O: Heat Pump Packaged Un | Heat Pump | 208 | 1 |  |  |  | Single-Speed |  |  |  | 9700 | 527 | 18.4 | 16.2 | 8700 | 670 | 3.8 | 3.6 | Non Federally-Regulated | 02/23/2016 |  | 12/01/2016
Trane U.S. Inc. | Trane | GETE009 |  | Ground-Source | WBAHP-O: Heat Pump Packaged Un | Heat Pump | 208 | 1 |  |  |  | Single-Speed |  |  |  | 8800 | 590 | 14.9 | 13.4 | 6600 | 604 | 3.2 | 3.1 | Non Federally-Regulated | 02/23/2016 |  | 12/01/2016
Trane U.S. Inc. | Trane | GETE0097 |  | Water-Source | WBAHP-O: Heat Pump Packaged Un | Heat Pump | 265 | 1 |  |  |  | Single-Speed |  |  |  | 8200 | 640 | 12.8 | 11.2 | 10800 | 688 | 4.6 | 4.2 | Federally-Regulated Commercial & Industrial Equipment | 02/23/2016 |  | 12/01/2016
Trane U.S. Inc. | Trane | GETE0097 |  | Ground-Water-Source | WBAHP-O: Heat Pump Packaged Un | Heat Pump | 265 | 1 |  |  |  | Single-Speed |  |  |  | 9700 | 527 | 18.4 | 16.2 | 8700 | 670 | 3.8 | 3.6 | Non Federally-Regulated | 02/23/2016 |  | 12/01/2016
Trane U.S. Inc. | Trane | GETE0097 |  | Ground-Source | WBAHP-O: Heat Pump Packaged Un | Heat Pump | 265 | 1 |  |  |  | Single-Speed |  |  |  | 8800 | 590 | 14.9 | 13.4 | 6600 | 604 | 3.2 | 3.1 | Non Federally-Regulated | 02/23/2016 |  | 12/01/2016
Trane U.S. Inc. | Trane | GETE012 |  | Water-Source | WBAHP-O: Heat Pump Packaged Un | Heat Pump | 208 | 1 |  |  |  | Single-Speed |  |  |  | 11900 | 881 | 13.5 | 11.2 | 14100 | 898 | 4.6 | 4.2 | Federally-Regulated Commercial & Industrial Equipment | 02/23/2016 |  | 12/01/2016
Trane U.S. Inc. | Trane | GETE012 |  | Ground-Water-Source | WBAHP-O: Heat Pump Packaged Un | Heat Pump | 208 | 1 |  |  |  | Single-Speed |  |  |  | 13100 | 693 | 18.9 | 16.2 | 11800 | 864 | 4 | 3.6 | Non Federally-Regulated | 02/23/2016 |  | 12/01/2016
Trane U.S. Inc. | Trane | GETE012 |  | Ground-Source | WBAHP-O: Heat Pump Packaged Un | Heat Pump | 208 | 1 |  |  |  | Single-Speed |  |  |  | 12300 | 814 | 15.1 | 13.4 | 9000 | 824 | 3.2 | 3.1 | Non Federally-Regulated | 02/23/2016 |  | 12/01/2016
Trane U.S. Inc. | Trane | GETE0127 |  | Water-Source | WBAHP-O: Heat Pump Packaged Un | Heat Pump | 265 | 1 |  |  |  | Single-Speed |  |  |  | 11900 | 881 | 13.5 | 11.2 | 14100 | 898 | 4.6 | 4.2 | Federally-Regulated Commercial & Industrial Equipment | 02/23/2016 |  | 12/01/2016
Trane U.S. Inc. | Trane | GETE0127 |  | Ground-Water-Source | WBAHP-O: Heat Pump Packaged Un | Heat Pump | 265 | 1 |  |  |  | Single-Speed |  |  |  | 13100 | 693 | 18.9 | 16.2 | 11800 | 864 | 4 | 3.6 | Non Federally-Regulated | 02/23/2016 |  | 12/01/2016
Trane U.S. Inc. | Trane | GETE0127 |  | Ground-Source | WBAHP-O: Heat Pump Packaged Un | Heat Pump | 265 | 1 |  |  |  | Single-Speed |  |  |  | 12300 | 814 | 15.1 | 13.4 | 9000 | 824 | 3.2 | 3.1 | Non Federally-Regulated | 02/23/2016 |  | 12/01/2016
Trane U.S. Inc. | Trane | GETE015 |  | Water-Source | WBAHP-O: Heat Pump Packaged Un | Heat Pump | 208 | 1 |  |  |  | Single-Speed |  |  |  | 14700 | 1122 | 13.1 | 11.2 | 17700 | 1127 | 4.6 | 4.2 | Federally-Regulated Commercial & Industrial Equipment | 02/23/2016 |  | 12/01/2016
Trane U.S. Inc. | Trane | GETE015 |  | Ground-Water-Source | WBAHP-O: Heat Pump Packaged Un | Heat Pump | 208 | 1 |  |  |  | Single-Speed |  |  |  | 16600 | 825 | 20.1 | 16.2 | 13700 | 1085 | 3.7 | 3.6 | Non Federally-Regulated | 02/23/2016 |  | 12/01/2016
Trane U.S. Inc. | Trane | GETE015 |  | Ground-Source | WBAHP-O: Heat Pump Packaged Un | Heat Pump | 208 | 1 |  |  |  | Single-Speed |  |  |  | 15400 | 1040 | 14.8 | 13.4 | 11800 | 1047 | 3.3 | 3.1 | Non Federally-Regulated | 02/23/2016 |  | 12/01/2016
Trane U.S. Inc. | Trane | GETE0157 |  | Water-Source | WBAHP-O: Heat Pump Packaged Un | Heat Pump | 265 | 1 |  |  |  | Single-Speed |  |  |  | 14700 | 1122 | 13.1 | 11.2 | 17700 | 1127 | 4.6 | 4.2 | Federally-Regulated Commercial & Industrial Equipment | 02/23/2016 |  | 12/01/2016
Trane U.S. Inc. | Trane | GETE0157 |  | Ground-Water-Source | WBAHP-O: Heat Pump Packaged Un | Heat Pump | 265 | 1 |  |  |  | Single-Speed |  |  |  | 16600 | 825 | 20.1 | 16.2 | 13700 | 1085 | 3.7 | 3.6 | Non Federally-Regulated | 02/23/2016 |  | 12/01/2016
Trane U.S. Inc. | Trane | GETE0157 |  | Ground-Source | WBAHP-O: Heat Pump Packaged Un | Heat Pump | 265 | 1 |  |  |  | Single-Speed |  |  |  | 15400 | 1040 | 14.8 | 13.4 | 11800 | 1047 | 3.3 | 3.1 | Non Federally-Regulated | 02/23/2016 |  | 12/01/2016
Trane U.S. Inc. | Trane | GETE018 |  | Water-Source | WBAHP-O: Heat Pump Packaged Un | Heat Pump | 208 | 1 |  |  |  | Single-Speed |  |  |  | 18100 | 1392 | 13 | 11.2 | 22900 | 1491 | 4.5 | 4.2 | Federally-Regulated Commercial & Industrial Equipment | 02/23/2016 |  | 12/01/2016
Trane U.S. Inc. | Trane | GETE018 |  | Ground-Water-Source | WBAHP-O: Heat Pump Packaged Un | Heat Pump | 208 | 1 |  |  |  | Single-Speed |  |  |  | 19500 | 1083 | 18 | 16.2 | 17900 | 1417 | 3.7 | 3.6 | Non Federally-Regulated | 02/23/2016 |  | 12/01/2016
Trane U.S. Inc. | Trane | GETE018 |  | Ground-Source | WBAHP-O: Heat Pump Packaged Un | Heat Pump | 208 | 1 |  |  |  | Single-Speed |  |  |  | 18700 | 1307 | 14.3 | 13.4 | 14800 | 1314 | 3.3 | 3.1 | Non Federally-Regulated | 02/23/2016 |  | 12/01/2016
Trane U.S. Inc. | Trane | GETE0187 |  | Water-Source | WBAHP-O: Heat Pump Packaged Un | Heat Pump | 265 | 1 |  |  |  | Single-Speed |  |  |  | 18100 | 1392 | 13 | 11.2 | 22900 | 1491 | 4.5 | 4.2 | Federally-Regulated Commercial & Industrial Equipment | 02/23/2016 |  | 12/01/2016
Trane U.S. Inc. | Trane | GETE0187 |  | Ground-Water-Source | WBAHP-O: Heat Pump Packaged Un | Heat Pump | 265 | 1 |  |  |  | Single-Speed |  |  |  | 19500 | 1083 | 18 | 16.2 | 17900 | 1417 | 3.7 | 3.6 | Non Federally-Regulated | 02/23/2016 |  | 12/01/2016
Trane U.S. Inc. | Trane | GETE0187 |  | Ground-Source | WBAHP-O: Heat Pump Packaged Un | Heat Pump | 265 | 1 |  |  |  | Single-Speed |  |  |  | 18700 | 1307 | 14.3 | 13.4 | 14800 | 1314 | 3.3 | 3.1 | Non Federally-Regulated | 02/23/2016 |  | 12/01/2016
Trane U.S. Inc. | Trane | GETE024 |  | Water-Source | WBAHP-O: Heat Pump Packaged Un | Heat Pump | 208 | 1 |  |  |  | Single-Speed |  |  |  | 23300 | 1778 | 13.1 | 11.2 | 26600 | 1812 | 4.3 | 4.2 | Federally-Regulated Commercial & Industrial Equipment | 02/23/2016 |  | 12/01/2016
Trane U.S. Inc. | Trane | GETE024 |  | Ground-Water-Source | WBAHP-O: Heat Pump Packaged Un | Heat Pump | 208 | 1 |  |  |  | Single-Speed |  |  |  | 25600 | 1376 | 18.6 | 16.2 | 23600 | 1773 | 3.9 | 3.6 | Non Federally-Regulated | 02/23/2016 |  | 12/01/2016
Trane U.S. Inc. | Trane | GETE024 |  | Ground-Source | WBAHP-O: Heat Pump Packaged Un | Heat Pump | 208 | 1 |  |  |  | Single-Speed |  |  |  | 24300 | 1630 | 14.9 | 13.4 | 18700 | 1712 | 3.2 | 3.1 | Non Federally-Regulated | 02/23/2016 |  | 12/01/2016
Trane U.S. Inc. | Trane | GETE0247 |  | Water-Source | WBAHP-O: Heat Pump Packaged Un | Heat Pump | 265 | 1 |  |  |  | Single-Speed |  |  |  | 23300 | 1778 | 13.1 | 11.2 | 26600 | 1812 | 4.3 | 4.2 | Federally-Regulated Commercial & Industrial Equipment | 02/23/2016 |  | 12/01/2016
Trane U.S. Inc. | Trane | GETE0247 |  | Ground-Water-Source | WBAHP-O: Heat Pump Packaged Un | Heat Pump | 265 | 1 |  |  |  | Single-Speed |  |  |  | 25600 | 1376 | 18.6 | 16.2 | 23600 | 1773 | 3.9 | 3.6 | Non Federally-Regulated | 02/23/2016 |  | 12/01/2016
Trane U.S. Inc. | Trane | GETE0247 |  | Ground-Source | WBAHP-O: Heat Pump Packaged Un | Heat Pump | 265 | 1 |  |  |  | Single-Speed |  |  |  | 24300 | 1630 | 14.9 | 13.4 | 18700 | 1712 | 3.2 | 3.1 | Non Federally-Regulated | 02/23/2016 |  | 12/01/2016
Trane U.S. Inc. | Trane | GETE036 |  | Water-Source | WBAHP-O: Heat Pump Packaged Un | Heat Pump | 208 | 1 |  |  |  | Single-Speed |  |  |  | 33700 | 2592 | 13 | 11.2 | 41300 | 2814 | 4.3 | 4.2 | Federally-Regulated Commercial & Industrial Equipment | 02/23/2016 |  | 12/01/2016
Trane U.S. Inc. | Trane | GETE036 |  | Ground-Water-Source | WBAHP-O: Heat Pump Packaged Un | Heat Pump | 208 | 1 |  |  |  | Single-Speed |  |  |  | 37900 | 2026 | 18.7 | 16.2 | 34400 | 2724 | 3.7 | 3.6 | Non Federally-Regulated | 02/23/2016 |  | 12/01/2016
Trane U.S. Inc. | Trane | GETE036 |  | Ground-Source | WBAHP-O: Heat Pump Packaged Un | Heat Pump | 208 | 1 |  |  |  | Single-Speed |  |  |  | 35100 | 2404 | 14.6 | 13.4 | 27300 | 2500 | 3.2 | 3.1 | Non Federally-Regulated | 02/23/2016 |  | 12/01/2016
Trane U.S. Inc. | Trane | GETE0367 |  | Water-Source | WBAHP-O: Heat Pump Packaged Un | Heat Pump | 265 | 1 |  |  |  | Single-Speed |  |  |  | 33700 | 2592 | 13 | 11.2 | 41300 | 2814 | 4.3 | 4.2 | Federally-Regulated Commercial & Industrial Equipment | 02/23/2016 |  | 12/01/2016
Trane U.S. Inc. | Trane | GETE0367 |  | Ground-Water-Source | WBAHP-O: Heat Pump Packaged Un | Heat Pump | 265 | 1 |  |  |  | Single-Speed |  |  |  | 37900 | 2026 | 18.7 | 16.2 | 34400 | 2724 | 3.7 | 3.6 | Non Federally-Regulated | 02/23/2016 |  | 12/01/2016
Trane U.S. Inc. | Trane | GETE0367 |  | Ground-Source | WBAHP-O: Heat Pump Packaged Un | Heat Pump | 265 | 1 |  |  |  | Single-Speed |  |  |  | 35100 | 2404 | 14.6 | 13.4 | 27300 | 2500 | 3.2 | 3.1 | Non Federally-Regulated | 02/23/2016 |  | 12/01/2016
Trane U.S. Inc. | Trane | GEVE006 |  | Water-Source | WBAHP: Heat Pump Packaged Unit | Both Heat Pump and Electric Re | 208 | 1 |  |  |  | Single-Speed |  |  |  | 7600 | 593 | 12.8 | 11.2 | 9500 | 580 | 4.8 | 4.2 | Federally-Regulated Commercial & Industrial Equipment | 02/23/2016 |  | 12/01/2016
Trane U.S. Inc. | Trane | GEVE006 |  | Ground-Water-Source | WBAHP: Heat Pump Packaged Unit | Both Heat Pump and Electric Re | 208 | 1 |  |  |  | Single-Speed |  |  |  | 8500 | 449 | 18.9 | 16.2 | 8000 | 571 | 4.1 | 3.6 | Non Federally-Regulated | 02/23/2016 |  | 12/01/2016
Trane U.S. Inc. | Trane | GEVE006 |  | Ground-Source | WBAHP: Heat Pump Packaged Unit | Both Heat Pump and Electric Re | 208 | 1 |  |  |  | Single-Speed |  |  |  | 7800 | 526 | 14.8 | 13.4 | 6200 | 550 | 3.3 | 3.1 | Non Federally-Regulated | 02/23/2016 |  | 12/01/2016
Trane U.S. Inc. | Trane | GEVE0060 |  | Water-Source | WBAHP: Heat Pump Packaged Unit | Heat Pump | 115 | 1 |  |  |  | Single-Speed |  |  |  | 7600 | 593 | 12.8 | 11.2 | 9500 | 580 | 4.8 | 4.2 | Federally-Regulated Commercial & Industrial Equipment | 02/23/2016 |  | 12/01/2016
Trane U.S. Inc. | Trane | GEVE0060 |  | Ground-Water-Source | WBAHP: Heat Pump Packaged Unit | Heat Pump | 115 | 1 |  |  |  | Single-Speed |  |  |  | 8500 | 449 | 18.9 | 16.2 | 8000 | 571 | 4.1 | 3.6 | Non Federally-Regulated | 02/23/2016 |  | 12/01/2016
Trane U.S. Inc. | Trane | GEVE0060 |  | Ground-Source | WBAHP: Heat Pump Packaged Unit | Heat Pump | 115 | 1 |  |  |  | Single-Speed |  |  |  | 7800 | 526 | 14.8 | 13.4 | 6200 | 550 | 3.3 | 3.1 | Non Federally-Regulated | 02/23/2016 |  | 12/01/2016
Trane U.S. Inc. | Trane | GEVE0067 |  | Water-Source | WBAHP: Heat Pump Packaged Unit | Heat Pump | 265 | 1 |  |  |  | Single-Speed |  |  |  | 7600 | 593 | 12.8 | 11.2 | 9500 | 580 | 4.8 | 4.2 | Federally-Regulated Commercial & Industrial Equipment | 02/23/2016 |  | 12/01/2016
Trane U.S. Inc. | Trane | GEVE0067 |  | Ground-Water-Source | WBAHP: Heat Pump Packaged Unit | Heat Pump | 265 | 1 |  |  |  | Single-Speed |  |  |  | 8500 | 449 | 18.9 | 16.2 | 8000 | 571 | 4.1 | 3.6 | Non Federally-Regulated | 02/23/2016 |  | 12/01/2016
Trane U.S. Inc. | Trane | GEVE0067 |  | Ground-Source | WBAHP: Heat Pump Packaged Unit | Heat Pump | 265 | 1 |  |  |  | Single-Speed |  |  |  | 7800 | 526 | 14.8 | 13.4 | 6200 | 550 | 3.3 | 3.1 | Non Federally-Regulated | 02/23/2016 |  | 12/01/2016
Trane U.S. Inc. | Trane | GEVE0090 |  | Water-Source | WBAHP: Heat Pump Packaged Unit | Heat Pump | 115 | 1 |  |  |  | Single-Speed |  |  |  | 8800 | 676 | 13 | 11.2 | 11300 | 649 | 5.1 | 4.2 | Federally-Regulated Commercial & Industrial Equipment | 02/23/2016 |  | 12/01/2016
Trane U.S. Inc. | Trane | GEVE0090 |  | Ground-Water-Source | WBAHP: Heat Pump Packaged Unit | Heat Pump | 115 | 1 |  |  |  | Single-Speed |  |  |  | 10000 | 552 | 18.1 | 16.2 | 9300 | 633 | 4.3 | 3.6 | Non Federally-Regulated | 02/23/2016 |  | 12/01/2016
Trane U.S. Inc. | Trane | GEVE0090 |  | Ground-Source | WBAHP: Heat Pump Packaged Unit | Heat Pump | 115 | 1 |  |  |  | Single-Speed |  |  |  | 9100 | 623 | 14.6 | 13.4 | 7200 | 602 | 3.5 | 3.1 | Non Federally-Regulated | 02/23/2016 |  | 12/01/2016
Trane U.S. Inc. | Trane | GEVE0097 |  | Water-Source | WBAHP: Heat Pump Packaged Unit | Heat Pump | 265 | 1 |  |  |  | Single-Speed |  |  |  | 8800 | 676 | 13 | 11.2 | 11300 | 649 | 5.1 | 4.2 | Federally-Regulated Commercial & Industrial Equipment | 02/23/2016 |  | 12/01/2016
Trane U.S. Inc. | Trane | GEVE0097 |  | Ground-Water-Source | WBAHP: Heat Pump Packaged Unit | Heat Pump | 265 | 1 |  |  |  | Single-Speed |  |  |  | 10000 | 552 | 18.1 | 16.2 | 9300 | 633 | 4.3 | 3.6 | Non Federally-Regulated | 02/23/2016 |  | 12/01/2016
Trane U.S. Inc. | Trane | GEVE0097 |  | Ground-Source | WBAHP: Heat Pump Packaged Unit | Heat Pump | 265 | 1 |  |  |  | Single-Speed |  |  |  | 9100 | 623 | 14.6 | 13.4 | 7200 | 602 | 3.5 | 3.1 | Non Federally-Regulated | 02/23/2016 |  | 12/01/2016
Trane U.S. Inc. | Trane | GEVE012 |  | Water-Source | WBAHP: Heat Pump Packaged Unit | Both Heat Pump and Electric Re | 208 | 1 |  |  |  | Single-Speed |  |  |  | 11600 | 828 | 14 | 11.2 | 14900 | 873 | 5 | 4.2 | Federally-Regulated Commercial & Industrial Equipment | 02/23/2016 |  | 12/01/2016
Trane U.S. Inc. | Trane | GEVE012 |  | Ground-Water-Source | WBAHP: Heat Pump Packaged Unit | Both Heat Pump and Electric Re | 208 | 1 |  |  |  | Single-Speed |  |  |  | 12800 | 615 | 20.8 | 16.2 | 12200 | 831 | 4.3 | 3.6 | Non Federally-Regulated | 02/23/2016 |  | 12/01/2016
Trane U.S. Inc. | Trane | GEVE012 |  | Ground-Source | WBAHP: Heat Pump Packaged Unit | Both Heat Pump and Electric Re | 208 | 1 |  |  |  | Single-Speed |  |  |  | 12000 | 759 | 15.8 | 13.4 | 9400 | 787 | 3.5 | 3.1 | Non Federally-Regulated | 02/23/2016 |  | 12/01/2016
Trane U.S. Inc. | Trane | GEVE0120 |  | Water-Source | WBAHP: Heat Pump Packaged Unit | Heat Pump | 115 | 1 |  |  |  | Single-Speed |  |  |  | 11600 | 828 | 14 | 11.2 | 14900 | 873 | 5 | 4.2 | Federally-Regulated Commercial & Industrial Equipment | 02/23/2016 |  | 12/01/2016
Trane U.S. Inc. | Trane | GEVE0120 |  | Ground-Water-Source | WBAHP: Heat Pump Packaged Unit | Heat Pump | 115 | 1 |  |  |  | Single-Speed |  |  |  | 12800 | 615 | 20.8 | 16.2 | 12200 | 831 | 4.3 | 3.6 | Non Federally-Regulated | 02/23/2016 |  | 12/01/2016
Trane U.S. Inc. | Trane | GEVE0120 |  | Ground-Source | WBAHP: Heat Pump Packaged Unit | Heat Pump | 115 | 1 |  |  |  | Single-Speed |  |  |  | 12000 | 759 | 15.8 | 13.4 | 9400 | 787 | 3.5 | 3.1 | Non Federally-Regulated | 02/23/2016 |  | 12/01/2016
Trane U.S. Inc. | Trane | GEVE0127 |  | Water-Source | WBAHP: Heat Pump Packaged Unit | Heat Pump | 265 | 1 |  |  |  | Single-Speed |  |  |  | 11600 | 828 | 14 | 11.2 | 14900 | 873 | 5 | 4.2 | Federally-Regulated Commercial & Industrial Equipment | 02/23/2016 |  | 12/01/2016
Trane U.S. Inc. | Trane | GEVE0127 |  | Ground-Water-Source | WBAHP: Heat Pump Packaged Unit | Heat Pump | 265 | 1 |  |  |  | Single-Speed |  |  |  | 12800 | 615 | 20.8 | 16.2 | 12200 | 831 | 4.3 | 3.6 | Non Federally-Regulated | 02/23/2016 |  | 12/01/2016
Trane U.S. Inc. | Trane | GEVE0127 |  | Ground-Source | WBAHP: Heat Pump Packaged Unit | Heat Pump | 265 | 1 |  |  |  | Single-Speed |  |  |  | 12000 | 759 | 15.8 | 13.4 | 9400 | 787 | 3.5 | 3.1 | Non Federally-Regulated | 02/23/2016 |  | 12/01/2016
Trane U.S. Inc. | Trane | GEVE0157 |  | Water-Source | WBAHP: Heat Pump Packaged Unit | Heat Pump | 265 | 1 |  |  |  | Single-Speed |  |  |  | 14400 | 1043 | 13.8 | 11.2 | 18300 | 1094 | 4.9 | 4.2 | Federally-Regulated Commercial & Industrial Equipment | 02/23/2016 |  | 12/01/2016
Trane U.S. Inc. | Trane | GEVE0157 |  | Ground-Water-Source | WBAHP: Heat Pump Packaged Unit | Heat Pump | 265 | 1 |  |  |  | Single-Speed |  |  |  | 15900 | 746 | 21.3 | 16.2 | 15000 | 1046 | 4.2 | 3.6 | Non Federally-Regulated | 02/23/2016 |  | 12/01/2016
Trane U.S. Inc. | Trane | GEVE0157 |  | Ground-Source | WBAHP: Heat Pump Packaged Unit | Heat Pump | 265 | 1 |  |  |  | Single-Speed |  |  |  | 14800 | 948 | 15.6 | 13.4 | 11700 | 979 | 3.5 | 3.1 | Non Federally-Regulated | 02/23/2016 |  | 12/01/2016
Trane U.S. Inc. | Trane | GEVE018 |  | Water-Source | WBAHP: Heat Pump Packaged Unit | Both Heat Pump and Electric Re | 208 | 1 |  |  |  | Single-Speed |  |  |  | 17800 | 1358 | 13.1 | 11.2 | 22200 | 1355 | 4.8 | 4.2 | Federally-Regulated Commercial & Industrial Equipment | 02/23/2016 |  | 12/01/2016
Trane U.S. Inc. | Trane | GEVE018 |  | Ground-Water-Source | WBAHP: Heat Pump Packaged Unit | Both Heat Pump and Electric Re | 208 | 1 |  |  |  | Single-Speed |  |  |  | 19400 | 1010 | 19.2 | 16.2 | 18400 | 1315 | 4.1 | 3.6 | Non Federally-Regulated | 02/23/2016 |  | 12/01/2016
Trane U.S. Inc. | Trane | GEVE018 |  | Ground-Source | WBAHP: Heat Pump Packaged Unit | Both Heat Pump and Electric Re | 208 | 1 |  |  |  | Single-Speed |  |  |  | 18300 | 1244 | 14.7 | 13.4 | 14500 | 1214 | 3.5 | 3.1 | Non Federally-Regulated | 02/23/2016 |  | 12/01/2016
Trane U.S. Inc. | Trane | GEVE0187 |  | Water-Source | WBAHP: Heat Pump Packaged Unit | Heat Pump | 265 | 1 |  |  |  | Single-Speed |  |  |  | 17800 | 1358 | 13.1 | 11.2 | 22200 | 1355 | 4.8 | 4.2 | Federally-Regulated Commercial & Industrial Equipment | 02/23/2016 |  | 12/01/2016
Trane U.S. Inc. | Trane | GEVE0187 |  | Ground-Water-Source | WBAHP: Heat Pump Packaged Unit | Heat Pump | 265 | 1 |  |  |  | Single-Speed |  |  |  | 19400 | 1010 | 19.2 | 16.2 | 18400 | 1315 | 4.1 | 3.6 | Non Federally-Regulated | 02/23/2016 |  | 12/01/2016
Trane U.S. Inc. | Trane | GEVE0187 |  | Ground-Source | WBAHP: Heat Pump Packaged Unit | Heat Pump | 265 | 1 |  |  |  | Single-Speed |  |  |  | 18300 | 1244 | 14.7 | 13.4 | 14500 | 1214 | 3.5 | 3.1 | Non Federally-Regulated | 02/23/2016 |  | 12/01/2016
Trane U.S. Inc. | Trane | GEVE024 |  | Water-Source | WBAHP: Heat Pump Packaged Unit | Both Heat Pump and Electric Re | 208 | 1 |  |  |  | Single-Speed |  |  |  | 24700 | 1680 | 14.7 | 11.2 | 29500 | 1801 | 4.8 | 4.2 | Federally-Regulated Commercial & Industrial Equipment | 02/23/2016 |  | 12/01/2016
Trane U.S. Inc. | Trane | GEVE024 |  | Ground-Water-Source | WBAHP: Heat Pump Packaged Unit | Both Heat Pump and Electric Re | 208 | 1 |  |  |  | Single-Speed |  |  |  | 26900 | 1200 | 22.4 | 16.2 | 24600 | 1676 | 4.3 | 3.6 | Non Federally-Regulated | 02/23/2016 |  | 12/01/2016
Trane U.S. Inc. | Trane | GEVE024 |  | Ground-Source | WBAHP: Heat Pump Packaged Unit | Both Heat Pump and Electric Re | 208 | 1 |  |  |  | Single-Speed |  |  |  | 25500 | 1500 | 17 | 13.4 | 19500 | 1632 | 3.5 | 3.1 | Non Federally-Regulated | 02/23/2016 |  | 12/01/2016
Trane U.S. Inc. | Trane | GEVE0243 |  | Water-Source | WBAHP: Heat Pump Packaged Unit | Heat Pump | 208 | 3 |  |  |  | Single-Speed |  |  |  | 24700 | 1680 | 14.7 | 11.2 | 29500 | 1801 | 4.8 | 4.2 | Federally-Regulated Commercial & Industrial Equipment | 02/23/2016 |  | 12/01/2016
Trane U.S. Inc. | Trane | GEVE0243 |  | Ground-Water-Source | WBAHP: Heat Pump Packaged Unit | Heat Pump | 208 | 3 |  |  |  | Single-Speed |  |  |  | 26900 | 1200 | 22.4 | 16.2 | 24600 | 1676 | 4.3 | 3.6 | Non Federally-Regulated | 02/23/2016 |  | 12/01/2016
Trane U.S. Inc. | Trane | GEVE0243 |  | Ground-Source | WBAHP: Heat Pump Packaged Unit | Heat Pump | 208 | 3 |  |  |  | Single-Speed |  |  |  | 25500 | 1500 | 17 | 13.4 | 19500 | 1632 | 3.5 | 3.1 | Non Federally-Regulated | 02/23/2016 |  | 12/01/2016
Trane U.S. Inc. | Trane | GEVE0244 |  | Water-Source | WBAHP: Heat Pump Packaged Unit | Heat Pump | 460 | 3 |  |  |  | Single-Speed |  |  |  | 24700 | 1680 | 14.7 | 11.2 | 29500 | 1801 | 4.8 | 4.2 | Federally-Regulated Commercial & Industrial Equipment | 02/23/2016 |  | 12/01/2016
Trane U.S. Inc. | Trane | GEVE0244 |  | Ground-Water-Source | WBAHP: Heat Pump Packaged Unit | Heat Pump | 460 | 3 |  |  |  | Single-Speed |  |  |  | 26900 | 1200 | 22.4 | 16.2 | 24600 | 1676 | 4.3 | 3.6 | Non Federally-Regulated | 02/23/2016 |  | 12/01/2016
Trane U.S. Inc. | Trane | GEVE0244 |  | Ground-Source | WBAHP: Heat Pump Packaged Unit | Heat Pump | 460 | 3 |  |  |  | Single-Speed |  |  |  | 25500 | 1500 | 17 | 13.4 | 19500 | 1632 | 3.5 | 3.1 | Non Federally-Regulated | 02/23/2016 |  | 12/01/2016
Trane U.S. Inc. | Trane | GEVE0247 |  | Water-Source | WBAHP: Heat Pump Packaged Unit | Heat Pump | 265 | 1 |  |  |  | Single-Speed |  |  |  | 24700 | 1680 | 14.7 | 11.2 | 29500 | 1801 | 4.8 | 4.2 | Federally-Regulated Commercial & Industrial Equipment | 02/23/2016 |  | 12/01/2016
Trane U.S. Inc. | Trane | GEVE0247 |  | Ground-Water-Source | WBAHP: Heat Pump Packaged Unit | Heat Pump | 265 | 1 |  |  |  | Single-Speed |  |  |  | 26900 | 1200 | 22.4 | 16.2 | 24600 | 1676 | 4.3 | 3.6 | Non Federally-Regulated | 02/23/2016 |  | 12/01/2016
Trane U.S. Inc. | Trane | GEVE0247 |  | Ground-Source | WBAHP: Heat Pump Packaged Unit | Heat Pump | 265 | 1 |  |  |  | Single-Speed |  |  |  | 25500 | 1500 | 17 | 13.4 | 19500 | 1632 | 3.5 | 3.1 | Non Federally-Regulated | 02/23/2016 |  | 12/01/2016
Trane U.S. Inc. | Trane | GEVE030 |  | Water-Source | WBAHP: Heat Pump Packaged Unit | Both Heat Pump and Electric Re | 208 | 1 |  |  |  | Single-Speed |  |  |  | 28800 | 2000 | 14.4 | 11.2 | 34900 | 2087 | 4.9 | 4.2 | Federally-Regulated Commercial & Industrial Equipment | 02/23/2016 |  | 12/01/2016
Trane U.S. Inc. | Trane | GEVE030 |  | Ground-Water-Source | WBAHP: Heat Pump Packaged Unit | Both Heat Pump and Electric Re | 208 | 1 |  |  |  | Single-Speed |  |  |  | 31900 | 1476 | 21.6 | 16.2 | 29300 | 1996 | 4.3 | 3.6 | Non Federally-Regulated | 02/23/2016 |  | 12/01/2016
Trane U.S. Inc. | Trane | GEVE030 |  | Ground-Source | WBAHP: Heat Pump Packaged Unit | Both Heat Pump and Electric Re | 208 | 1 |  |  |  | Single-Speed |  |  |  | 29900 | 1812 | 16.5 | 13.4 | 23200 | 1888 | 3.6 | 3.1 | Non Federally-Regulated | 02/23/2016 |  | 12/01/2016
Trane U.S. Inc. | Trane | GEVE0303 |  | Water-Source | WBAHP: Heat Pump Packaged Unit | Heat Pump | 208 | 3 |  |  |  | Single-Speed |  |  |  | 28800 | 2000 | 14.4 | 11.2 | 34900 | 2087 | 4.9 | 4.2 | Federally-Regulated Commercial & Industrial Equipment | 02/23/2016 |  | 12/01/2016
Trane U.S. Inc. | Trane | GEVE0303 |  | Ground-Water-Source | WBAHP: Heat Pump Packaged Unit | Heat Pump | 208 | 3 |  |  |  | Single-Speed |  |  |  | 31900 | 1476 | 21.6 | 16.2 | 29300 | 1996 | 4.3 | 3.6 | Non Federally-Regulated | 02/23/2016 |  | 12/01/2016
Trane U.S. Inc. | Trane | GEVE0303 |  | Ground-Source | WBAHP: Heat Pump Packaged Unit | Heat Pump | 208 | 3 |  |  |  | Single-Speed |  |  |  | 29900 | 1812 | 16.5 | 13.4 | 23200 | 1888 | 3.6 | 3.1 | Non Federally-Regulated | 02/23/2016 |  | 12/01/2016
Trane U.S. Inc. | Trane | GEVE0304 |  | Water-Source | WBAHP: Heat Pump Packaged Unit | Heat Pump | 460 | 3 |  |  |  | Single-Speed |  |  |  | 28800 | 2000 | 14.4 | 11.2 | 34900 | 2087 | 4.9 | 4.2 | Federally-Regulated Commercial & Industrial Equipment | 02/23/2016 |  | 12/01/2016
Trane U.S. Inc. | Trane | GEVE0304 |  | Ground-Water-Source | WBAHP: Heat Pump Packaged Unit | Heat Pump | 460 | 3 |  |  |  | Single-Speed |  |  |  | 31900 | 1476 | 21.6 | 16.2 | 29300 | 1996 | 4.3 | 3.6 | Non Federally-Regulated | 02/23/2016 |  | 12/01/2016
Trane U.S. Inc. | Trane | GEVE0304 |  | Ground-Source | WBAHP: Heat Pump Packaged Unit | Heat Pump | 460 | 3 |  |  |  | Single-Speed |  |  |  | 29900 | 1812 | 16.5 | 13.4 | 23200 | 1888 | 3.6 | 3.1 | Non Federally-Regulated | 02/23/2016 |  | 12/01/2016
Trane U.S. Inc. | Trane | GEVE0307 |  | Water-Source | WBAHP: Heat Pump Packaged Unit | Heat Pump | 265 | 1 |  |  |  | Single-Speed |  |  |  | 28800 | 2000 | 14.4 | 11.2 | 34900 | 2087 | 4.9 | 4.2 | Federally-Regulated Commercial & Industrial Equipment | 02/23/2016 |  | 12/01/2016
Trane U.S. Inc. | Trane | GEVE0307 |  | Ground-Water-Source | WBAHP: Heat Pump Packaged Unit | Heat Pump | 265 | 1 |  |  |  | Single-Speed |  |  |  | 31900 | 1476 | 21.6 | 16.2 | 29300 | 1996 | 4.3 | 3.6 | Non Federally-Regulated | 02/23/2016 |  | 12/01/2016
Trane U.S. Inc. | Trane | GEVE0307 |  | Ground-Source | WBAHP: Heat Pump Packaged Unit | Heat Pump | 265 | 1 |  |  |  | Single-Speed |  |  |  | 29900 | 1812 | 16.5 | 13.4 | 23200 | 1888 | 3.6 | 3.1 | Non Federally-Regulated | 02/23/2016 |  | 12/01/2016
Trane U.S. Inc. | Trane | GEVE036 |  | Water-Source | WBAHP: Heat Pump Packaged Unit | Both Heat Pump and Electric Re | 208 | 1 |  |  |  | Single-Speed |  |  |  | 36300 | 2420 | 15 | 11.2 | 46200 | 2708 | 5 | 4.2 | Federally-Regulated Commercial & Industrial Equipment | 02/23/2016 |  | 12/01/2016
Trane U.S. Inc. | Trane | GEVE036 |  | Ground-Water-Source | WBAHP: Heat Pump Packaged Unit | Both Heat Pump and Electric Re | 208 | 1 |  |  |  | Single-Speed |  |  |  | 40100 | 1758 | 22.8 | 16.2 | 38100 | 2537 | 4.4 | 3.6 | Non Federally-Regulated | 02/23/2016 |  | 12/01/2016
Trane U.S. Inc. | Trane | GEVE036 |  | Ground-Source | WBAHP: Heat Pump Packaged Unit | Both Heat Pump and Electric Re | 208 | 1 |  |  |  | Single-Speed |  |  |  | 37600 | 2186 | 17.2 | 13.4 | 30100 | 2520 | 3.5 | 3.1 | Non Federally-Regulated | 02/23/2016 |  | 12/01/2016
Trane U.S. Inc. | Trane | GEVE0363 |  | Water-Source | WBAHP: Heat Pump Packaged Unit | Heat Pump | 208 | 3 |  |  |  | Single-Speed |  |  |  | 36300 | 2420 | 15 | 11.2 | 46200 | 2708 | 5 | 4.2 | Federally-Regulated Commercial & Industrial Equipment | 02/23/2016 |  | 12/01/2016
Trane U.S. Inc. | Trane | GEVE0363 |  | Ground-Water-Source | WBAHP: Heat Pump Packaged Unit | Heat Pump | 208 | 3 |  |  |  | Single-Speed |  |  |  | 40100 | 1758 | 22.8 | 16.2 | 38100 | 2537 | 4.4 | 3.6 | Non Federally-Regulated | 02/23/2016 |  | 12/01/2016
Trane U.S. Inc. | Trane | GEVE0363 |  | Ground-Source | WBAHP: Heat Pump Packaged Unit | Heat Pump | 208 | 3 |  |  |  | Single-Speed |  |  |  | 37600 | 2186 | 17.2 | 13.4 | 30100 | 2520 | 3.5 | 3.1 | Non Federally-Regulated | 02/23/2016 |  | 12/01/2016
Trane U.S. Inc. | Trane | GEVE0364 |  | Water-Source | WBAHP: Heat Pump Packaged Unit | Heat Pump | 460 | 3 |  |  |  | Single-Speed |  |  |  | 36300 | 2420 | 15 | 11.2 | 46200 | 2708 | 5 | 4.2 | Federally-Regulated Commercial & Industrial Equipment | 02/23/2016 |  | 12/01/2016
Trane U.S. Inc. | Trane | GEVE0364 |  | Ground-Water-Source | WBAHP: Heat Pump Packaged Unit | Heat Pump | 460 | 3 |  |  |  | Single-Speed |  |  |  | 40100 | 1758 | 22.8 | 16.2 | 38100 | 2537 | 4.4 | 3.6 | Non Federally-Regulated | 02/23/2016 |  | 12/01/2016
Trane U.S. Inc. | Trane | GEVE0364 |  | Ground-Source | WBAHP: Heat Pump Packaged Unit | Heat Pump | 460 | 3 |  |  |  | Single-Speed |  |  |  | 37600 | 2186 | 17.2 | 13.4 | 30100 | 2520 | 3.5 | 3.1 | Non Federally-Regulated | 02/23/2016 |  | 12/01/2016
Trane U.S. Inc. | Trane | GEVE0367 |  | Water-Source | WBAHP: Heat Pump Packaged Unit | Heat Pump | 265 | 1 |  |  |  | Single-Speed |  |  |  | 36300 | 2420 | 15 | 11.2 | 46200 | 2708 | 5 | 4.2 | Federally-Regulated Commercial & Industrial Equipment | 02/23/2016 |  | 12/01/2016
Trane U.S. Inc. | Trane | GEVE0367 |  | Ground-Water-Source | WBAHP: Heat Pump Packaged Unit | Heat Pump | 265 | 1 |  |  |  | Single-Speed |  |  |  | 40100 | 1758 | 22.8 | 16.2 | 38100 | 2537 | 4.4 | 3.6 | Non Federally-Regulated | 02/23/2016 |  | 12/01/2016
Trane U.S. Inc. | Trane | GEVE0367 |  | Ground-Source | WBAHP: Heat Pump Packaged Unit | Heat Pump | 265 | 1 |  |  |  | Single-Speed |  |  |  | 37600 | 2186 | 17.2 | 13.4 | 30100 | 2520 | 3.5 | 3.1 | Non Federally-Regulated | 02/23/2016 |  | 12/01/2016
Trane U.S. Inc. | Trane | GEVE0422 |  | Water-Source | WBAHP: Heat Pump Packaged Unit | Heat Pump | 208 | 1 |  |  |  | Single-Speed |  |  |  | 41000 | 2949 | 13.9 | 11.2 | 51700 | 3223 | 4.7 | 4.2 | Federally-Regulated Commercial & Industrial Equipment | 02/23/2016 |  | 12/01/2016
Trane U.S. Inc. | Trane | GEVE0422 |  | Ground-Water-Source | WBAHP: Heat Pump Packaged Unit | Heat Pump | 208 | 1 |  |  |  | Single-Speed |  |  |  | 45900 | 2239 | 20.5 | 16.2 | 42800 | 3059 | 4.1 | 3.6 | Non Federally-Regulated | 02/23/2016 |  | 12/01/2016
Trane U.S. Inc. | Trane | GEVE0422 |  | Ground-Source | WBAHP: Heat Pump Packaged Unit | Heat Pump | 208 | 1 |  |  |  | Single-Speed |  |  |  | 43100 | 2693 | 16 | 13.4 | 33800 | 2830 | 3.5 | 3.1 | Non Federally-Regulated | 02/23/2016 |  | 12/01/2016
Trane U.S. Inc. | Trane | GEVE0423 |  | Water-Source | WBAHP: Heat Pump Packaged Unit | Heat Pump | 208 | 3 |  |  |  | Single-Speed |  |  |  | 41000 | 2949 | 13.9 | 11.2 | 51700 | 3223 | 4.7 | 4.2 | Federally-Regulated Commercial & Industrial Equipment | 02/23/2016 |  | 12/01/2016
Trane U.S. Inc. | Trane | GEVE0423 |  | Ground-Water-Source | WBAHP: Heat Pump Packaged Unit | Heat Pump | 208 | 3 |  |  |  | Single-Speed |  |  |  | 45900 | 2239 | 20.5 | 16.2 | 42800 | 3059 | 4.1 | 3.6 | Non Federally-Regulated | 02/23/2016 |  | 12/01/2016
Trane U.S. Inc. | Trane | GEVE0423 |  | Ground-Source | WBAHP: Heat Pump Packaged Unit | Heat Pump | 208 | 3 |  |  |  | Single-Speed |  |  |  | 43100 | 2693 | 16 | 13.4 | 33800 | 2830 | 3.5 | 3.1 | Non Federally-Regulated | 02/23/2016 |  | 12/01/2016
Trane U.S. Inc. | Trane | GEVE0424 |  | Water-Source | WBAHP: Heat Pump Packaged Unit | Heat Pump | 460 | 3 |  |  |  | Single-Speed |  |  |  | 41000 | 2949 | 13.9 | 11.2 | 51700 | 3223 | 4.7 | 4.2 | Federally-Regulated Commercial & Industrial Equipment | 02/23/2016 |  | 12/01/2016
Trane U.S. Inc. | Trane | GEVE0424 |  | Ground-Water-Source | WBAHP: Heat Pump Packaged Unit | Heat Pump | 460 | 3 |  |  |  | Single-Speed |  |  |  | 45900 | 2239 | 20.5 | 16.2 | 42800 | 3059 | 4.1 | 3.6 | Non Federally-Regulated | 02/23/2016 |  | 12/01/2016
Trane U.S. Inc. | Trane | GEVE0424 |  | Ground-Source | WBAHP: Heat Pump Packaged Unit | Heat Pump | 460 | 3 |  |  |  | Single-Speed |  |  |  | 43100 | 2693 | 16 | 13.4 | 33800 | 2830 | 3.5 | 3.1 | Non Federally-Regulated | 02/23/2016 |  | 12/01/2016
Trane U.S. Inc. | Trane | GEVE0483 |  | Water-Source | WBAHP: Heat Pump Packaged Unit | Heat Pump | 208 | 3 |  |  |  | Single-Speed |  |  |  | 49500 | 3510 | 14.1 | 11.2 | 51400 | 3274 | 4.6 | 4.2 | Federally-Regulated Commercial & Industrial Equipment | 02/23/2016 |  | 12/01/2016
Trane U.S. Inc. | Trane | GEVE0483 |  | Ground-Water-Source | WBAHP: Heat Pump Packaged Unit | Heat Pump | 208 | 3 |  |  |  | Single-Speed |  |  |  | 55200 | 2641 | 20.9 | 16.2 | 43000 | 3150 | 4 | 3.6 | Non Federally-Regulated | 02/23/2016 |  | 12/01/2016
Trane U.S. Inc. | Trane | GEVE0483 |  | Ground-Source | WBAHP: Heat Pump Packaged Unit | Heat Pump | 208 | 3 |  |  |  | Single-Speed |  |  |  | 51300 | 3166 | 16.2 | 13.4 | 34200 | 2947 | 3.4 | 3.1 | Non Federally-Regulated | 02/23/2016 |  | 12/01/2016
Trane U.S. Inc. | Trane | GEVE0484 |  | Water-Source | WBAHP: Heat Pump Packaged Unit | Heat Pump | 460 | 3 |  |  |  | Single-Speed |  |  |  | 49500 | 3510 | 14.1 | 11.2 | 51400 | 3274 | 4.6 | 4.2 | Federally-Regulated Commercial & Industrial Equipment | 02/23/2016 |  | 12/01/2016
Trane U.S. Inc. | Trane | GEVE0484 |  | Ground-Water-Source | WBAHP: Heat Pump Packaged Unit | Heat Pump | 460 | 3 |  |  |  | Single-Speed |  |  |  | 55200 | 2641 | 20.9 | 16.2 | 43000 | 3150 | 4 | 3.6 | Non Federally-Regulated | 02/23/2016 |  | 12/01/2016
Trane U.S. Inc. | Trane | GEVE0484 |  | Ground-Source | WBAHP: Heat Pump Packaged Unit | Heat Pump | 460 | 3 |  |  |  | Single-Speed |  |  |  | 51300 | 3166 | 16.2 | 13.4 | 34200 | 2947 | 3.4 | 3.1 | Non Federally-Regulated | 02/23/2016 |  | 12/01/2016
Trane U.S. Inc. | Trane | GEVE0603 |  | Water-Source | WBAHP: Heat Pump Packaged Unit | Heat Pump | 208 | 3 |  |  |  | Single-Speed |  |  |  | 61600 | 4400 | 14 | 11.2 | 71700 | 4377 | 4.8 | 4.2 | Federally-Regulated Commercial & Industrial Equipment | 02/23/2016 |  | 12/01/2016
Trane U.S. Inc. | Trane | GEVE0603 |  | Ground-Source | WBAHP: Heat Pump Packaged Unit | Heat Pump | 208 | 3 |  |  |  | Single-Speed |  |  |  | 64100 | 4031 | 15.9 | 13.4 | 46800 | 3918 | 3.5 | 3.1 | Non Federally-Regulated | 02/23/2016 |  | 12/01/2016
Trane U.S. Inc. | Trane | GEVE0604 |  | Water-Source | WBAHP: Heat Pump Packaged Unit | Heat Pump | 460 | 3 |  |  |  | Single-Speed |  |  |  | 61600 | 4400 | 14 | 11.2 | 71700 | 4377 | 4.8 | 4.2 | Federally-Regulated Commercial & Industrial Equipment | 02/23/2016 |  | 12/01/2016
Trane U.S. Inc. | Trane | GEVE0604 |  | Ground-Source | WBAHP: Heat Pump Packaged Unit | Heat Pump | 460 | 3 |  |  |  | Single-Speed |  |  |  | 64100 | 4031 | 15.9 | 13.4 | 46800 | 3918 | 3.5 | 3.1 | Non Federally-Regulated | 02/23/2016 |  | 12/01/2016
Trane U.S. Inc. | Trane | EXVF0091 |  | Ground-Source | WBAHP: Heat Pump Packaged Unit | Heat Pump | 208 | 1 |  |  |  | Single-Speed |  |  |  | 9500 | 549 | 17.3 | 13.4 | 7200 | 541 | 3.9 | 3.1 | Non Federally-Regulated | 02/23/2016 |  | 12/01/2016
Trane U.S. Inc. | Trane | EXVF0097 |  | Water-Source | WBAHP: Heat Pump Packaged Unit | Heat Pump | 265 | 1 |  |  |  | Single-Speed |  |  |  | 9000 | 604 | 14.9 | 11.2 | 11100 | 591 | 5.5 | 4.2 | Federally-Regulated Commercial & Industrial Equipment | 02/23/2016 |  | 12/01/2016
Trane U.S. Inc. | Trane | EXVF0097 |  | Ground-Water-Source | WBAHP: Heat Pump Packaged Unit | Heat Pump | 265 | 1 |  |  |  | Single-Speed |  |  |  | 10200 | 449 | 22.7 | 16.2 | 9300 | 567 | 4.8 | 3.6 | Non Federally-Regulated | 02/23/2016 |  | 12/01/2016
Trane U.S. Inc. | Trane | EXVF0097 |  | Ground-Source | WBAHP: Heat Pump Packaged Unit | Heat Pump | 265 | 1 |  |  |  | Single-Speed |  |  |  | 9500 | 549 | 17.3 | 13.4 | 7200 | 541 | 3.9 | 3.1 | Non Federally-Regulated | 02/23/2016 |  | 12/01/2016
Trane U.S. Inc. | Trane | EXVF0121 |  | Water-Source | WBAHP: Heat Pump Packaged Unit | Heat Pump | 208 | 1 |  |  |  | Single-Speed |  |  |  | 12400 | 760 | 16.3 | 11.2 | 15100 | 819 | 5.4 | 4.2 | Federally-Regulated Commercial & Industrial Equipment | 02/23/2016 |  | 12/01/2016
Trane U.S. Inc. | Trane | EXVF0121 |  | Ground-Water-Source | WBAHP: Heat Pump Packaged Unit | Heat Pump | 208 | 1 |  |  |  | Single-Speed |  |  |  | 14200 | 527 | 26.9 | 16.2 | 12400 | 773 | 4.7 | 3.6 | Non Federally-Regulated | 02/23/2016 |  | 12/01/2016
Trane U.S. Inc. | Trane | EXVF0121 |  | Ground-Source | WBAHP: Heat Pump Packaged Unit | Heat Pump | 208 | 1 |  |  |  | Single-Speed |  |  |  | 13100 | 678 | 19.3 | 13.4 | 9400 | 706 | 3.9 | 3.1 | Non Federally-Regulated | 02/23/2016 |  | 12/01/2016
Trane U.S. Inc. | Trane | EXVF0127 |  | Water-Source | WBAHP: Heat Pump Packaged Unit | Heat Pump | 265 | 1 |  |  |  | Single-Speed |  |  |  | 12400 | 760 | 16.3 | 11.2 | 15100 | 819 | 5.4 | 4.2 | Federally-Regulated Commercial & Industrial Equipment | 02/23/2016 |  | 12/01/2016
Trane U.S. Inc. | Trane | EXVF0127 |  | Ground-Water-Source | WBAHP: Heat Pump Packaged Unit | Heat Pump | 265 | 1 |  |  |  | Single-Speed |  |  |  | 14200 | 527 | 26.9 | 16.2 | 12400 | 773 | 4.7 | 3.6 | Non Federally-Regulated | 02/23/2016 |  | 12/01/2016
Trane U.S. Inc. | Trane | EXVF0127 |  | Ground-Source | WBAHP: Heat Pump Packaged Unit | Heat Pump | 265 | 1 |  |  |  | Single-Speed |  |  |  | 13100 | 678 | 19.3 | 13.4 | 9400 | 706 | 3.9 | 3.1 | Non Federally-Regulated | 02/23/2016 |  | 12/01/2016
Trane U.S. Inc. | Trane | EXVF0151 |  | Water-Source | WBAHP: Heat Pump Packaged Unit | Heat Pump | 208 | 1 |  |  |  | Single-Speed |  |  |  | 15300 | 980 | 15.6 | 11.2 | 18900 | 1107 | 5 | 4.2 | Federally-Regulated Commercial & Industrial Equipment | 02/23/2016 |  | 12/01/2016
Trane U.S. Inc. | Trane | EXVF0151 |  | Ground-Water-Source | WBAHP: Heat Pump Packaged Unit | Heat Pump | 208 | 1 |  |  |  | Single-Speed |  |  |  | 17500 | 688 | 25.4 | 16.2 | 15700 | 1022 | 4.5 | 3.6 | Non Federally-Regulated | 02/23/2016 |  | 12/01/2016
Trane U.S. Inc. | Trane | EXVF0151 |  | Ground-Source | WBAHP: Heat Pump Packaged Unit | Heat Pump | 208 | 1 |  |  |  | Single-Speed |  |  |  | 16100 | 879 | 18.3 | 13.4 | 12000 | 950 | 3.7 | 3.1 | Non Federally-Regulated | 02/23/2016 |  | 12/01/2016
Trane U.S. Inc. | Trane | EXVF0157 |  | Water-Source | WBAHP: Heat Pump Packaged Unit | Heat Pump | 265 | 1 |  |  |  | Single-Speed |  |  |  | 15300 | 980 | 15.6 | 11.2 | 18900 | 1107 | 5 | 4.2 | Federally-Regulated Commercial & Industrial Equipment | 02/23/2016 |  | 12/01/2016
Trane U.S. Inc. | Trane | EXVF0157 |  | Ground-Water-Source | WBAHP: Heat Pump Packaged Unit | Heat Pump | 265 | 1 |  |  |  | Single-Speed |  |  |  | 17500 | 688 | 25.4 | 16.2 | 15700 | 1022 | 4.5 | 3.6 | Non Federally-Regulated | 02/23/2016 |  | 12/01/2016
Trane U.S. Inc. | Trane | EXVF0157 |  | Ground-Source | WBAHP: Heat Pump Packaged Unit | Heat Pump | 265 | 1 |  |  |  | Single-Speed |  |  |  | 16100 | 879 | 18.3 | 13.4 | 12000 | 950 | 3.7 | 3.1 | Non Federally-Regulated | 02/23/2016 |  | 12/01/2016
Trane U.S. Inc. | Trane | GEHE036 |  | Water-Source | WBAHP: Heat Pump Packaged Unit | Both Heat Pump and Electric Re | 208 | 1 |  |  |  | Single-Speed |  |  |  | 35200 | 2478 | 14.2 | 11.2 | 44100 | 2809 | 4.6 | 4.2 | Federally-Regulated Commercial & Industrial Equipment | 02/23/2016 |  | 12/01/2016
Trane U.S. Inc. | Trane | GEHE036 |  | Ground-Water-Source | WBAHP: Heat Pump Packaged Unit | Both Heat Pump and Electric Re | 208 | 1 |  |  |  | Single-Speed |  |  |  | 39400 | 1824 | 21.6 | 16.2 | 36000 | 2573 | 4.1 | 3.6 | Non Federally-Regulated | 02/23/2016 |  | 12/01/2016
Trane U.S. Inc. | Trane | GEHE036 |  | Ground-Source | WBAHP: Heat Pump Packaged Unit | Both Heat Pump and Electric Re | 208 | 1 |  |  |  | Single-Speed |  |  |  | 36600 | 2245 | 16.3 | 13.4 | 28200 | 2504 | 3.3 | 3.1 | Non Federally-Regulated | 02/23/2016 |  | 12/01/2016
Trane U.S. Inc. | Trane | GEHE0363 |  | Water-Source | WBAHP: Heat Pump Packaged Unit | Heat Pump | 208 | 3 |  |  |  | Single-Speed |  |  |  | 35200 | 2478 | 14.2 | 11.2 | 44100 | 2809 | 4.6 | 4.2 | Federally-Regulated Commercial & Industrial Equipment | 02/23/2016 |  | 12/01/2016
Trane U.S. Inc. | Trane | GEHE0363 |  | Ground-Water-Source | WBAHP: Heat Pump Packaged Unit | Heat Pump | 208 | 3 |  |  |  | Single-Speed |  |  |  | 39400 | 1824 | 21.6 | 16.2 | 36000 | 2573 | 4.1 | 3.6 | Non Federally-Regulated | 02/23/2016 |  | 12/01/2016
Trane U.S. Inc. | Trane | GEHE0363 |  | Ground-Source | WBAHP: Heat Pump Packaged Unit | Heat Pump | 208 | 3 |  |  |  | Single-Speed |  |  |  | 36600 | 2245 | 16.3 | 13.4 | 28200 | 2504 | 3.3 | 3.1 | Non Federally-Regulated | 02/23/2016 |  | 12/01/2016
Trane U.S. Inc. | Trane | GEHE0364 |  | Water-Source | WBAHP: Heat Pump Packaged Unit | Heat Pump | 460 | 3 |  |  |  | Single-Speed |  |  |  | 35200 | 2478 | 14.2 | 11.2 | 44100 | 2809 | 4.6 | 4.2 | Federally-Regulated Commercial & Industrial Equipment | 02/23/2016 |  | 12/01/2016
Trane U.S. Inc. | Trane | GEHE0364 |  | Ground-Water-Source | WBAHP: Heat Pump Packaged Unit | Heat Pump | 460 | 3 |  |  |  | Single-Speed |  |  |  | 39400 | 1824 | 21.6 | 16.2 | 36000 | 2573 | 4.1 | 3.6 | Non Federally-Regulated | 02/23/2016 |  | 12/01/2016
Trane U.S. Inc. | Trane | GEHE0364 |  | Ground-Source | WBAHP: Heat Pump Packaged Unit | Heat Pump | 460 | 3 |  |  |  | Single-Speed |  |  |  | 36600 | 2245 | 16.3 | 13.4 | 28200 | 2504 | 3.3 | 3.1 | Non Federally-Regulated | 02/23/2016 |  | 12/01/2016
Trane U.S. Inc. | Trane | GEHE0367 |  | Water-Source | WBAHP: Heat Pump Packaged Unit | Heat Pump | 265 | 1 |  |  |  | Single-Speed |  |  |  | 35200 | 2478 | 14.2 | 11.2 | 44100 | 2809 | 4.6 | 4.2 | Federally-Regulated Commercial & Industrial Equipment | 02/23/2016 |  | 12/01/2016
Trane U.S. Inc. | Trane | GEHE0367 |  | Ground-Water-Source | WBAHP: Heat Pump Packaged Unit | Heat Pump | 265 | 1 |  |  |  | Single-Speed |  |  |  | 39400 | 1824 | 21.6 | 16.2 | 36000 | 2573 | 4.1 | 3.6 | Non Federally-Regulated | 02/23/2016 |  | 12/01/2016
Trane U.S. Inc. | Trane | GEHE0367 |  | Ground-Source | WBAHP: Heat Pump Packaged Unit | Heat Pump | 265 | 1 |  |  |  | Single-Speed |  |  |  | 36600 | 2245 | 16.3 | 13.4 | 28200 | 2504 | 3.3 | 3.1 | Non Federally-Regulated | 02/23/2016 |  | 12/01/2016
Waterfurnace International, Inc. | 5 SERIES | NDV/NDH038H1*(1,2,4) |  | Water-Source | WBAHP: Heat Pump Packaged Unit | Heat Pump | 208 | 1 |  |  |  | Dual-Speed |  |  |  | 36500 | 2147 | 17 | 11.2 | 43300 | 2307 | 5.5 | 4.2 | Federally-Regulated Commercial & Industrial Equipment | 02/23/2016 |  | 12/22/2016
Waterfurnace International, Inc. | 5 SERIES | NDV/NDH038H1*(1,2,4) |  | Water-Source | WBAHP: Heat Pump Packaged Unit | Heat Pump | 230 | 1 |  |  |  | Dual-Speed |  |  |  | 36500 | 2147 | 17 | 11.2 | 43300 | 2307 | 5.5 | 4.2 | Federally-Regulated Commercial & Industrial Equipment | 02/23/2016 |  | 12/22/2016
Waterfurnace International, Inc. | 5 SERIES | NDV/NDH038H1*(1,2,4) |  | Ground-Water-Source | WBAHP: Heat Pump Packaged Unit | Heat Pump | 208 | 1 |  |  |  | Dual-Speed |  |  |  | 40000 | 1639 | 24.4 | 16.2 | 35000 | 2093 | 4.9 | 3.6 | Non Federally-Regulated | 02/23/2016 |  | 12/22/2016
Waterfurnace International, Inc. | 5 SERIES | NDV/NDH038H1*(1,2,4) |  | Ground-Water-Source | WBAHP: Heat Pump Packaged Unit | Heat Pump | 230 | 1 |  |  |  | Dual-Speed |  |  |  | 40000 | 1639 | 24.4 | 16.2 | 35000 | 2093 | 4.9 | 3.6 | Non Federally-Regulated | 02/23/2016 |  | 12/22/2016
Waterfurnace International, Inc. | 5 SERIES | NDV/NDH038H1*(1,2,4) |  | Ground-Source | WBAHP: Heat Pump Packaged Unit | Heat Pump | 208 | 1 |  |  |  | Dual-Speed |  |  |  | 38200 | 1939 | 19.7 | 13.4 | 28500 | 1988 | 4.2 | 3.1 | Non Federally-Regulated | 02/23/2016 |  | 12/22/2016
Waterfurnace International, Inc. | 5 SERIES | NDV/NDH038H1*(1,2,4) |  | Ground-Source | WBAHP: Heat Pump Packaged Unit | Heat Pump | 230 | 1 |  |  |  | Dual-Speed |  |  |  | 38200 | 1939 | 19.7 | 13.4 | 28500 | 1988 | 4.2 | 3.1 | Non Federally-Regulated | 02/23/2016 |  | 12/22/2016
Waterfurnace International, Inc. | 5 SERIES | NDV/NDH049H1*(1,2,4) |  | Water-Source | WBAHP: Heat Pump Packaged Unit | Heat Pump | 208 | 1 |  |  |  | Dual-Speed |  |  |  | 49100 | 2854 | 17.2 | 11.2 | 59000 | 3143 | 5.5 | 4.2 | Federally-Regulated Commercial & Industrial Equipment | 02/23/2016 |  | 02/03/2017
Waterfurnace International, Inc. | 5 SERIES | NDV/NDH049H1*(1,2,4) |  | Water-Source | WBAHP: Heat Pump Packaged Unit | Heat Pump | 230 | 1 |  |  |  | Dual-Speed |  |  |  | 49100 | 2854 | 17.2 | 11.2 | 59000 | 3143 | 5.5 | 4.2 | Federally-Regulated Commercial & Industrial Equipment | 02/23/2016 |  | 02/03/2017
Waterfurnace International, Inc. | 5 SERIES | NDV/NDH049H1*(1,2,4) |  | Ground-Water-Source | WBAHP: Heat Pump Packaged Unit | Heat Pump | 208 | 1 |  |  |  | Dual-Speed |  |  |  | 54100 | 2208 | 24.5 | 16.2 | 47200 | 3007 | 4.6 | 3.6 | Non Federally-Regulated | 02/23/2016 |  | 02/03/2017
Waterfurnace International, Inc. | 5 SERIES | NDV/NDH049H1*(1,2,4) |  | Ground-Water-Source | WBAHP: Heat Pump Packaged Unit | Heat Pump | 230 | 1 |  |  |  | Dual-Speed |  |  |  | 54100 | 2208 | 24.5 | 16.2 | 47200 | 3007 | 4.6 | 3.6 | Non Federally-Regulated | 02/23/2016 |  | 02/03/2017
Waterfurnace International, Inc. | 5 SERIES | NDV/NDH049H1*(1,2,4) |  | Ground-Source | WBAHP: Heat Pump Packaged Unit | Heat Pump | 208 | 1 |  |  |  | Dual-Speed |  |  |  | 50800 | 2632 | 19.3 | 13.4 | 38200 | 2798 | 4 | 3.1 | Non Federally-Regulated | 02/23/2016 |  | 02/03/2017
Waterfurnace International, Inc. | 5 SERIES | NDV/NDH049H1*(1,2,4) |  | Ground-Source | WBAHP: Heat Pump Packaged Unit | Heat Pump | 230 | 1 |  |  |  | Dual-Speed |  |  |  | 50800 | 2632 | 19.3 | 13.4 | 38200 | 2798 | 4 | 3.1 | Non Federally-Regulated | 02/23/2016 |  | 02/03/2017
Waterfurnace International, Inc. | 5 SERIES | NDV/NDH049H1*(1,2,4) |  | Water-Source | WBAHP: Heat Pump Packaged Unit | Heat Pump | 208 | 1 |  |  |  | Dual-Speed |  |  |  | 49100 | 2854 | 17.2 | 11.2 | 59000 | 3143 | 5.5 | 4.2 | Federally-Regulated Commercial & Industrial Equipment | 02/03/2017 |  | 02/06/2017
Waterfurnace International, Inc. | 5 SERIES | NDV/NDH049H1*(1,2,4) |  | Water-Source | WBAHP: Heat Pump Packaged Unit | Heat Pump | 230 | 1 |  |  |  | Dual-Speed |  |  |  | 49100 | 2854 | 17.2 | 11.2 | 59000 | 3143 | 5.5 | 4.2 | Federally-Regulated Commercial & Industrial Equipment | 02/03/2017 |  | 02/06/2017
Waterfurnace International, Inc. | 5 SERIES | NDV/NDH049H1*(1,2,4) |  | Ground-Water-Source | WBAHP: Heat Pump Packaged Unit | Heat Pump | 208 | 1 |  |  |  | Dual-Speed |  |  |  | 54100 | 2208 | 24.5 | 16.2 | 47200 | 3007 | 4.6 | 3.6 | Non Federally-Regulated | 02/03/2017 |  | 02/06/2017
Waterfurnace International, Inc. | 5 SERIES | NDV/NDH049H1*(1,2,4) |  | Ground-Water-Source | WBAHP: Heat Pump Packaged Unit | Heat Pump | 230 | 1 |  |  |  | Dual-Speed |  |  |  | 54100 | 2208 | 24.5 | 16.2 | 47200 | 3007 | 4.6 | 3.6 | Non Federally-Regulated | 02/03/2017 |  | 02/06/2017
Waterfurnace International, Inc. | 5 SERIES | NDV/NDH049H1*(1,2,4) |  | Ground-Source | WBAHP: Heat Pump Packaged Unit | Heat Pump | 208 | 1 |  |  |  | Dual-Speed |  |  |  | 50800 | 2632 | 19.3 | 13.4 | 38200 | 2798 | 4 | 3.1 | Non Federally-Regulated | 02/03/2017 |  | 02/06/2017
Waterfurnace International, Inc. | 5 SERIES | NDV/NDH049H1*(1,2,4) |  | Ground-Source | WBAHP: Heat Pump Packaged Unit | Heat Pump | 230 | 1 |  |  |  | Dual-Speed |  |  |  | 50800 | 2632 | 19.3 | 13.4 | 38200 | 2798 | 4 | 3.1 | Non Federally-Regulated | 02/03/2017 |  | 02/06/2017
The Whalen Company | Whalen | VI-B-1203 D |  | Water-Source | WBAC: Cooling Only Packaged Un | Heat Pump | 208 | 1 |  |  |  | Single-Speed |  |  |  | 33100 | 2330 | 14.2 | 12 |  |  |  |  | Federally-Regulated Commercial & Industrial Equipment | 04/27/2016 |  | 02/21/2017
The Whalen Company | Whalen | VI-B-303 S |  | Water-Source | WBAC: Cooling Only Packaged Un | Heat Pump | 208 | 1 |  |  |  | Single-Speed |  |  |  | 9300 | 673 | 13.8 | 11.2 |  |  |  |  | Federally-Regulated Commercial & Industrial Equipment | 04/27/2016 |  | 02/21/2017
The Whalen Company | Whalen | VI-B-303 D |  | Water-Source | WBAC: Cooling Only Packaged Un | Heat Pump | 208 | 1 |  |  |  | Single-Speed |  |  |  | 9300 | 645 | 14.4 | 11.2 |  |  |  |  | Federally-Regulated Commercial & Industrial Equipment | 04/27/2016 |  | 02/21/2017
The Whalen Company | Whalen | VI-B-503 D |  | Water-Source | WBAC: Cooling Only Packaged Un | Heat Pump | 208 | 1 |  |  |  | Single-Speed |  |  |  | 14600 | 874 | 16.7 | 11.2 |  |  |  |  | Federally-Regulated Commercial & Industrial Equipment | 04/27/2016 |  | 02/21/2017
The Whalen Company | Whalen | VI-B-403 S |  | Water-Source | WBAC: Cooling Only Packaged Un | Heat Pump | 208 | 1 |  |  |  | Single-Speed |  |  |  | 11800 | 855 | 13.8 | 11.2 |  |  |  |  | Federally-Regulated Commercial & Industrial Equipment | 04/27/2016 |  | 02/21/2017
The Whalen Company | Whalen | VI-B-403 D |  | Water-Source | WBAC: Cooling Only Packaged Un | Heat Pump | 208 | 1 |  |  |  | Single-Speed |  |  |  | 12000 | 857 | 14 | 11.2 |  |  |  |  | Federally-Regulated Commercial & Industrial Equipment | 04/27/2016 |  | 02/21/2017
The Whalen Company | Whalen | VI-B-803 D |  | Water-Source | WBAC: Cooling Only Packaged Un | Heat Pump | 208 | 1 |  |  |  | Single-Speed |  |  |  | 23000 | 1755 | 13.1 | 12 |  |  |  |  | Federally-Regulated Commercial & Industrial Equipment | 04/27/2016 |  | 02/21/2017
The Whalen Company | Whalen | VI-B-203 S |  | Water-Source | WBAC: Cooling Only Packaged Un | Heat Pump | 208 | 1 |  |  |  | Single-Speed |  |  |  | 6500 | 500 | 13 | 11.2 |  |  |  |  | Federally-Regulated Commercial & Industrial Equipment | 04/27/2016 |  | 02/21/2017
The Whalen Company | Whalen | VP-C-203 D |  | Water-Source | WBAC: Cooling Only Packaged Un | Heat Pump | 208 | 1 |  |  |  | Single-Speed |  |  |  | 6400 | 467 | 13.7 | 11.2 |  |  |  |  | Federally-Regulated Commercial & Industrial Equipment | 04/27/2016 |  | 02/21/2017
The Whalen Company | Whalen | VP-C-303 D |  | Water-Source | WBAC: Cooling Only Packaged Un | Heat Pump | 208 | 1 |  |  |  | Single-Speed |  |  |  | 9300 | 664 | 14 | 11.2 |  |  |  |  | Federally-Regulated Commercial & Industrial Equipment | 04/27/2016 |  | 02/21/2017
The Whalen Company | Whalen | VP-C-403 D |  | Water-Source | WBAC: Cooling Only Packaged Un | Heat Pump | 208 | 1 |  |  |  | Single-Speed |  |  |  | 11700 | 847 | 13.8 | 11.2 |  |  |  |  | Federally-Regulated Commercial & Industrial Equipment | 04/27/2016 |  | 02/21/2017
The Whalen Company | Whalen | VP-C-503 D |  | Water-Source | WBAC: Cooling Only Packaged Un | Heat Pump | 208 | 1 |  |  |  | Single-Speed |  |  |  | 14200 | 904 | 15.7 | 11.2 |  |  |  |  | Federally-Regulated Commercial & Industrial Equipment | 04/27/2016 |  | 02/21/2017
The Whalen Company | Whalen | VP-C-803 D |  | Water-Source | WBAC: Cooling Only Packaged Un | Heat Pump | 208 | 1 |  |  |  | Single-Speed |  |  |  | 22800 | 1753 | 13 | 12 |  |  |  |  | Federally-Regulated Commercial & Industrial Equipment | 04/27/2016 |  | 02/21/2017
The Whalen Company | Whalen | VP-C-1203 D |  | Water-Source | WBAC: Cooling Only Packaged Un | Heat Pump | 208 | 1 |  |  |  | Single-Speed |  |  |  | 32600 | 2397 | 13.6 | 12 |  |  |  |  | Federally-Regulated Commercial & Industrial Equipment | 04/27/2016 |  | 02/21/2017
The Whalen Company | Whalen | VP-B-0804 |  | Water-Source | WBAC: Cooling Only Packaged Un | Heat Pump | 208 | 1 |  |  |  | Single-Speed |  |  |  | 23000 | 1755 | 13.1 | 12 |  |  |  |  | Federally-Regulated Commercial & Industrial Equipment | 04/27/2016 |  | 02/21/2017
Waterfurnace International, Inc. | 5 SERIES | NDV/NDH026H*(1,4) |  | Water-Source | WBAHP: Heat Pump Packaged Unit | Heat Pump | 265 | 1 |  |  |  | Dual-Speed |  |  |  | 24900 | 1482 | 16.8 | 11.2 | 30100 | 1603 | 5.5 | 4.2 | Federally-Regulated Commercial & Industrial Equipment | 04/27/2016 |  | 02/21/2017
Waterfurnace International, Inc. | 5 SERIES | NDV/NDH026H*(1,4) |  | Ground-Water-Source | WBAHP: Heat Pump Packaged Unit | Heat Pump | 265 | 1 |  |  |  | Dual-Speed |  |  |  | 27700 | 1154 | 24 | 16.2 | 23900 | 1459 | 4.8 | 3.6 | Non Federally-Regulated | 04/27/2016 |  | 02/21/2017
Waterfurnace International, Inc. | 5 SERIES | NDV/NDH026H*(1,4) |  | Ground-Source | WBAHP: Heat Pump Packaged Unit | Heat Pump | 265 | 1 |  |  |  | Dual-Speed |  |  |  | 26400 | 1346 | 19.6 | 13.4 | 19500 | 1428 | 4 | 3.1 | Non Federally-Regulated | 04/27/2016 |  | 02/21/2017
ClimateMaster Inc. | TRILOGY 45 | QEV/H/D1860 |  | Water-Source | WBAHP: Heat Pump Packaged Unit | Heat Pump | 208 | 1 |  |  |  | Variable-Speed |  |  |  | 48000 | 2774 | 17.3 | 11.2 | 60000 | 3197 | 5.5 | 4.2 | Federally-Regulated Commercial & Industrial Equipment | 05/25/2016 |  | 02/22/2017
ClimateMaster Inc. | TRILOGY 45 | QEV/H/D1860 |  | Water-Source | WBAHP: Heat Pump Packaged Unit | Heat Pump | 230 | 1 |  |  |  | Variable-Speed |  |  |  | 48000 | 2774 | 17.3 | 11.2 | 60000 | 3197 | 5.5 | 4.2 | Federally-Regulated Commercial & Industrial Equipment | 05/25/2016 |  | 02/22/2017
ClimateMaster Inc. | TRILOGY 45 | QEV/H/D1860 |  | Ground-Source | WBAHP: Heat Pump Packaged Unit | Heat Pump | 208 | 1 |  |  |  | Variable-Speed |  |  |  | 48000 | 2222 | 21.6 | 13.4 | 60000 | 5328 | 3.3 | 3.1 | Non Federally-Regulated | 05/25/2016 |  | 02/22/2017
ClimateMaster Inc. | TRILOGY 45 | QEV/H/D1860 |  | Ground-Source | WBAHP: Heat Pump Packaged Unit | Heat Pump | 230 | 1 |  |  |  | Variable-Speed |  |  |  | 48000 | 2222 | 21.6 | 13.4 | 60000 | 5328 | 3.3 | 3.1 | Non Federally-Regulated | 05/25/2016 |  | 02/22/2017
FHP Manufacturing Company | Bosch | SM024-1VT/CF*-***A*B* |  | Water-Source | WBAHP: Heat Pump Packaged Unit | Heat Pump | 208 | 1 |  |  |  | Dual-Speed |  |  |  | 26500 | 1558 | 17 | 11.2 | 31400 | 1586 | 5.8 | 4.2 | Federally-Regulated Commercial & Industrial Equipment | 08/22/2016 |  | 02/22/2017
FHP Manufacturing Company | Bosch | SM024-1VT/CF*-***A*B* |  | Water-Source | WBAHP: Heat Pump Packaged Unit | Heat Pump | 230 | 1 |  |  |  | Dual-Speed |  |  |  | 26500 | 1558 | 17 | 11.2 | 31400 | 1586 | 5.8 | 4.2 | Federally-Regulated Commercial & Industrial Equipment | 08/22/2016 |  | 02/22/2017
FHP Manufacturing Company | Bosch | SM024-1VT/CF*-***A*B* |  | Ground-Water-Source | WBAHP: Heat Pump Packaged Unit | Heat Pump | 208 | 1 |  |  |  | Dual-Speed |  |  |  | 30300 | 1169 | 25.9 | 16.2 | 24900 | 1489 | 4.9 | 3.6 | Non Federally-Regulated | 08/22/2016 |  | 02/22/2017
FHP Manufacturing Company | Bosch | SM024-1VT/CF*-***A*B* |  | Ground-Water-Source | WBAHP: Heat Pump Packaged Unit | Heat Pump | 230 | 1 |  |  |  | Dual-Speed |  |  |  | 30300 | 1169 | 25.9 | 16.2 | 24900 | 1489 | 4.9 | 3.6 | Non Federally-Regulated | 08/22/2016 |  | 02/22/2017
FHP Manufacturing Company | Bosch | SM024-1VT/CF*-***A*B* |  | Ground-Source | WBAHP: Heat Pump Packaged Unit | Heat Pump | 208 | 1 |  |  |  | Dual-Speed |  |  |  | 27300 | 1392 | 19.6 | 13.4 | 19100 | 1399 | 4 | 3.1 | Non Federally-Regulated | 08/22/2016 |  | 02/22/2017
FHP Manufacturing Company | Bosch | SM024-1VT/CF*-***A*B* |  | Ground-Source | WBAHP: Heat Pump Packaged Unit | Heat Pump | 230 | 1 |  |  |  | Dual-Speed |  |  |  | 27300 | 1392 | 19.6 | 13.4 | 19100 | 1399 | 4 | 3.1 | Non Federally-Regulated | 08/22/2016 |  | 02/22/2017
Waterfurnace International, Inc. | AMERICAN STANDARD | A2GN072*1* | AGCX**060* | Water-Source | WBAHP-CB: Heat Pump Split Syst | Heat Pump | 208 | 1 | False |  |  | Dual-Speed |  |  |  | 60400 | 4541 | 13.3 | 12 | 80600 | 5135 | 4.6 | 4.2 | Federally-Regulated Commercial & Industrial Equipment | 02/23/2016 |  | 02/22/2017
Waterfurnace International, Inc. | AMERICAN STANDARD | A2GN072*1* | AGCX**060* | Water-Source | WBAHP-CB: Heat Pump Split Syst | Heat Pump | 230 | 1 | False |  |  | Dual-Speed |  |  |  | 60400 | 4541 | 13.3 | 12 | 80600 | 5135 | 4.6 | 4.2 | Federally-Regulated Commercial & Industrial Equipment | 02/23/2016 |  | 02/22/2017
Waterfurnace International, Inc. | AMERICAN STANDARD | A2GN072*1* | AGCX**060* | Ground-Water-Source | WBAHP-CB: Heat Pump Split Syst | Heat Pump | 208 | 1 | False |  |  | Dual-Speed | 3415 | 400 | 3780 | 67900 | 3814 | 17.8 | 16.2 | 63100 | 4741 | 3.9 | 3.6 | Non Federally-Regulated | 02/23/2016 |  | 02/22/2017
Waterfurnace International, Inc. | AMERICAN STANDARD | A2GN072*1* | AGCX**060* | Ground-Water-Source | WBAHP-CB: Heat Pump Split Syst | Heat Pump | 230 | 1 | False |  |  | Dual-Speed | 3415 | 400 | 3780 | 67900 | 3814 | 17.8 | 16.2 | 63100 | 4741 | 3.9 | 3.6 | Non Federally-Regulated | 02/23/2016 |  | 02/22/2017
Waterfurnace International, Inc. | AMERICAN STANDARD | A2GN072*1* | AGCX**060* | Ground-Source | WBAHP-CB: Heat Pump Split Syst | Heat Pump | 208 | 1 | False |  |  | Dual-Speed |  |  |  | 62700 | 4180 | 15 | 13.4 | 50300 | 4335 | 3.4 | 3.1 | Non Federally-Regulated | 02/23/2016 |  | 02/22/2017
Waterfurnace International, Inc. | AMERICAN STANDARD | A2GN072*1* | AGCX**060* | Ground-Source | WBAHP-CB: Heat Pump Split Syst | Heat Pump | 230 | 1 | False |  |  | Dual-Speed |  |  |  | 62700 | 4180 | 15 | 13.4 | 50300 | 4335 | 3.4 | 3.1 | Non Federally-Regulated | 02/23/2016 |  | 02/22/2017
Waterfurnace International, Inc. | Trane | T2GN072*1* | TGCX**060* | Water-Source | WBAHP-CB: Heat Pump Split Syst | Heat Pump | 208 | 1 | False |  |  | Dual-Speed |  |  |  | 60400 | 4541 | 13.3 | 12 | 80600 | 5135 | 4.6 | 4.2 | Federally-Regulated Commercial & Industrial Equipment | 02/23/2016 |  | 02/22/2017
Waterfurnace International, Inc. | Trane | T2GN072*1* | TGCX**060* | Water-Source | WBAHP-CB: Heat Pump Split Syst | Heat Pump | 230 | 1 | False |  |  | Dual-Speed |  |  |  | 60400 | 4541 | 13.3 | 12 | 80600 | 5135 | 4.6 | 4.2 | Federally-Regulated Commercial & Industrial Equipment | 02/23/2016 |  | 02/22/2017
Waterfurnace International, Inc. | Trane | T2GN072*1* | TGCX**060* | Ground-Water-Source | WBAHP-CB: Heat Pump Split Syst | Heat Pump | 208 | 1 | False |  |  | Dual-Speed | 3415 | 400 | 3780 | 67900 | 3814 | 17.8 | 16.2 | 63100 | 4741 | 3.9 | 3.6 | Non Federally-Regulated | 02/23/2016 |  | 02/22/2017
Waterfurnace International, Inc. | Trane | T2GN072*1* | TGCX**060* | Ground-Water-Source | WBAHP-CB: Heat Pump Split Syst | Heat Pump | 230 | 1 | False |  |  | Dual-Speed | 3415 | 400 | 3780 | 67900 | 3814 | 17.8 | 16.2 | 63100 | 4741 | 3.9 | 3.6 | Non Federally-Regulated | 02/23/2016 |  | 02/22/2017
Waterfurnace International, Inc. | Trane | T2GN072*1* | TGCX**060* | Ground-Source | WBAHP-CB: Heat Pump Split Syst | Heat Pump | 208 | 1 | False |  |  | Dual-Speed |  |  |  | 62700 | 4180 | 15 | 13.4 | 50300 | 4335 | 3.4 | 3.1 | Non Federally-Regulated | 02/23/2016 |  | 02/22/2017
Waterfurnace International, Inc. | Trane | T2GN072*1* | TGCX**060* | Ground-Source | WBAHP-CB: Heat Pump Split Syst | Heat Pump | 230 | 1 | False |  |  | Dual-Speed |  |  |  | 62700 | 4180 | 15 | 13.4 | 50300 | 4335 | 3.4 | 3.1 | Non Federally-Regulated | 02/23/2016 |  | 02/22/2017
The Whalen Co. | The Whalen Co. | VI-A-403 S |  | Water-Source | WBAHP: Heat Pump Packaged Unit | Heat Pump | 208 | 1 |  |  |  | Single-Speed |  |  |  | 11800 | 855 | 13.8 | 11.2 | 14500 | 849 | 5 | 4.2 | Federally-Regulated Commercial & Industrial Equipment | 03/08/2017 |  | 03/08/2017
The Whalen Co. | The Whalen Co. | VI-A-303 D |  | Water-Source | WBAHP: Heat Pump Packaged Unit | Heat Pump | 208 | 1 |  |  |  | Single-Speed |  |  |  | 9300 | 645 | 14.4 | 11.2 | 11500 | 624 | 5.4 | 4.2 | Federally-Regulated Commercial & Industrial Equipment | 03/08/2017 |  | 03/08/2017
The Whalen Co. | The Whalen Co. | VI-A-403 S |  | Ground-Source | WBAHP: Heat Pump Packaged Unit | Heat Pump | 208 | 1 |  |  |  | Single-Speed |  |  |  | 12500 | 791 | 15.8 | 13.4 | 9300 | 851 | 3.2 | 3.1 | Non Federally-Regulated | 03/08/2017 |  | 03/08/2017
The Whalen Co. | The Whalen Co. | VI-A-403 |  | Ground-Source | WBAHP: Heat Pump Packaged Unit | Heat Pump | 208 | 1 |  |  | No Match | Single-Speed |  |  |  | 11800 | 831 | 14.2 | 13.4 | 9260 | 848 | 3.2 | 3.1 | Non Federally-Regulated | 03/08/2017 |  | 03/08/2017
The Whalen Co. | Whalen | VI-A-202-DO |  | Water-Source | WBAHP: Heat Pump Packaged Unit | Heat Pump | 265 | 1 |  |  | No Match | No Match |  |  |  | 6900 | 565 | 12.2 | 10 | 9100 | 634 | 4.2 |  | Federally-Regulated Commercial & Industrial Equipment | 03/08/2017 |  | 03/08/2017
The Whalen Co. | The Whalen Co. | VI-A-603 S |  | Ground-Source | WBAHP: Heat Pump Packaged Unit | Heat Pump | 208 | 1 |  |  |  | Single-Speed |  |  |  | 18800 | 1212 | 15.5 | 13.4 | 13000 | 1190 | 3.2 | 3.1 | Non Federally-Regulated | 03/08/2017 |  | 03/08/2017
The Whalen Co. | The Whalen Co. | VI-B-603 D |  | Water-Source | WBAC: Cooling Only Packaged Un | Heat Pump | 208 | 1 |  |  |  | Single-Speed |  |  |  | 18200 | 1197 | 15.2 | 12 |  |  |  |  | Federally-Regulated Commercial & Industrial Equipment | 03/08/2017 |  | 03/08/2017
The Whalen Co. | Whalen | VI-A-202-BO |  | Water-Source | WBAHP: Heat Pump Packaged Unit | Heat Pump | 208 | 1 |  |  | No Match | No Match |  |  |  | 6600 | 536 | 12.3 | 10 | 9400 | 640 | 4.3 |  | Federally-Regulated Commercial & Industrial Equipment | 03/08/2017 |  | 03/08/2017
The Whalen Co. | Whalen | VI-A1-202-BL |  | Water-Source | WBAHP: Heat Pump Packaged Unit | Heat Pump | 208 | 1 |  |  | No Match | No Match |  |  |  | 6600 | 536 | 12.3 | 10 | 9400 | 640 | 4.3 |  | Federally-Regulated Commercial & Industrial Equipment | 03/08/2017 |  | 03/08/2017
The Whalen Co. | The Whalen Co. | VI-A-403 |  | Water-Source | WBAHP: Heat Pump Packaged Unit | Heat Pump | 208 | 1 |  |  | No Match | Single-Speed |  |  |  | 11400 | 877 | 13 | 11.2 | 14700 | 917 | 4.7 | 4.2 | Federally-Regulated Commercial & Industrial Equipment | 03/08/2017 |  | 03/08/2017
The Whalen Co. | The Whalen Co. | VI-A-803 |  | Water-Source | WBAHP: Heat Pump Packaged Unit | Heat Pump | 208 | 1 |  |  | No Match | Single-Speed |  |  |  | 23000 | 1840 | 12.5 | 12 | 28400 | 1936 | 4.3 | 4.2 | Federally-Regulated Commercial & Industrial Equipment | 03/08/2017 |  | 03/08/2017
The Whalen Co. | The Whalen Co. | VI-A-303 S |  | Water-Source | WBAHP: Heat Pump Packaged Unit | Heat Pump | 208 | 1 |  |  |  | Single-Speed |  |  |  | 9300 | 673 | 13.8 | 11.2 | 11500 | 648 | 5.2 | 4.2 | Federally-Regulated Commercial & Industrial Equipment | 03/08/2017 |  | 03/08/2017
The Whalen Co. | Whalen | VI-A1-202-DL |  | Water-Source | WBAHP: Heat Pump Packaged Unit | Heat Pump | 265 | 1 |  |  | No Match | No Match |  |  |  | 6900 | 565 | 12.2 | 10 | 9100 | 634 | 4.2 |  | Federally-Regulated Commercial & Industrial Equipment | 03/08/2017 |  | 03/08/2017
The Whalen Co. | The Whalen Co. | VI-A-303 D |  | Ground-Source | WBAHP: Heat Pump Packaged Unit | Heat Pump | 208 | 1 |  |  |  | Single-Speed |  |  |  | 9650 | 626 | 15.4 | 13.4 | 6850 | 608 | 3.3 | 3.1 | Non Federally-Regulated | 03/08/2017 |  | 03/08/2017
The Whalen Co. | The Whalen Co. | VI-A-603 D |  | Water-Source | WBAHP: Heat Pump Packaged Unit | Heat Pump | 208 | 1 |  |  |  | Single-Speed |  |  |  | 18200 | 1197 | 15.2 | 12 | 21600 | 1241 | 5.1 | 4.2 | Federally-Regulated Commercial & Industrial Equipment | 03/08/2017 |  | 03/08/2017
The Whalen Co. | The Whalen Co. | VI-A-803 |  | Ground-Source | WBAHP: Heat Pump Packaged Unit | Heat Pump | 208 | 1 |  |  | No Match | Single-Speed |  |  |  | 23400 | 1648 | 14.2 | 13.4 | 17400 | 1594 | 3.2 | 3.1 | Non Federally-Regulated | 03/08/2017 |  | 03/08/2017
The Whalen Co. | The Whalen Co. | VI-A-403 D |  | Ground-Source | WBAHP: Heat Pump Packaged Unit | Heat Pump | 208 | 1 |  |  |  | Single-Speed |  |  |  | 12700 | 793 | 16 | 13.4 | 9400 | 834 | 3.3 | 3.1 | Non Federally-Regulated | 03/08/2017 |  | 03/08/2017
The Whalen Co. | The Whalen Co. | VI-A-303 S |  | Ground-Source | WBAHP: Heat Pump Packaged Unit | Heat Pump | 208 | 1 |  |  |  | Single-Speed |  |  |  | 9650 | 652 | 14.8 | 13.4 | 6850 | 627 | 3.2 | 3.1 | Non Federally-Regulated | 03/08/2017 |  | 03/08/2017
The Whalen Co. | The Whalen Co. | VI-A-403 D |  | Water-Source | WBAHP: Heat Pump Packaged Unit | Heat Pump | 208 | 1 |  |  |  | Single-Speed |  |  |  | 12000 | 857 | 14 | 11.2 | 14500 | 817 | 5.2 | 4.2 | Federally-Regulated Commercial & Industrial Equipment | 03/08/2017 |  | 03/08/2017
The Whalen Co. | The Whalen Co. | VI-A-603 D |  | Ground-Source | WBAHP: Heat Pump Packaged Unit | Heat Pump | 208 | 1 |  |  |  | Single-Speed |  |  |  | 19000 | 1172 | 16.2 | 13.4 | 13000 | 1154 | 3.3 | 3.1 | Non Federally-Regulated | 03/08/2017 |  | 03/08/2017
The Whalen Co. | The Whalen Co. | VI-A-603 S |  | Water-Source | WBAHP: Heat Pump Packaged Unit | Heat Pump | 208 | 1 |  |  |  | Single-Speed |  |  |  | 18000 | 1241 | 14.5 | 12 | 21600 | 1266 | 5 | 4.2 | Federally-Regulated Commercial & Industrial Equipment | 03/08/2017 |  | 03/08/2017
Bard Manufacturing Company, Inc. | Bard | GTC36S2-A | GTA3600UD1AA+GTB1-A | Ground-Water-Source | WBAHP-CB: Heat Pump Split Syst | Heat Pump | 208 | 1 | False |  |  | Dual-Speed |  |  |  | 42000 | 1926 | 21.8 | 16.2 | 34000 | 2214 | 4.5 | 3.6 | Non Federally-Regulated | 02/23/2016 |  | 04/18/2017
Bard Manufacturing Company, Inc. | Bard | GTC36S2-A | GTA3600UD1AA+GTB1-A | Ground-Water-Source | WBAHP-CB: Heat Pump Split Syst | Heat Pump | 230 | 1 | False |  |  | Dual-Speed |  |  |  | 42000 | 1926 | 21.8 | 16.2 | 34000 | 2214 | 4.5 | 3.6 | Non Federally-Regulated | 02/23/2016 |  | 04/18/2017
Bard Manufacturing Company, Inc. | Bard | GTC36S2-A | GTA3600UD1AA+GTB1-A | Ground-Source | WBAHP-CB: Heat Pump Split Syst | Heat Pump | 208 | 1 | False |  |  | Dual-Speed |  |  |  | 38800 | 2217 | 17.5 | 13.4 | 28800 | 2164 | 3.9 | 3.1 | Non Federally-Regulated | 02/23/2016 |  | 04/18/2017
Bard Manufacturing Company, Inc. | Bard | GTC36S2-A | GTA3600UD1AA+GTB1-A | Ground-Source | WBAHP-CB: Heat Pump Split Syst | Heat Pump | 230 | 1 | False |  |  | Dual-Speed |  |  |  | 38800 | 2217 | 17.5 | 13.4 | 28800 | 2164 | 3.9 | 3.1 | Non Federally-Regulated | 02/23/2016 |  | 04/18/2017
Bard Manufacturing Company, Inc. | Bard | GV51S2AA |  | Ground-Water-Source | WBAHP: Heat Pump Packaged Unit | Both Heat Pump and Electric Re | 208 | 1 |  |  |  | Dual-Speed |  |  |  | 52500 | 2386 | 22 | 16.2 | 45000 | 3140 | 4.2 | 3.6 | Non Federally-Regulated | 11/12/2015 |  | 04/18/2017
Bard Manufacturing Company, Inc. | Bard | GV51S2AA |  | Ground-Water-Source | WBAHP: Heat Pump Packaged Unit | Both Heat Pump and Electric Re | 230 | 1 |  |  |  | Dual-Speed |  |  |  | 52500 | 2386 | 22 | 16.2 | 45000 | 3140 | 4.2 | 3.6 | Non Federally-Regulated | 11/12/2015 |  | 04/18/2017
Bard Manufacturing Company, Inc. | Bard | GV51S2AA |  | Ground-Source | WBAHP: Heat Pump Packaged Unit | Both Heat Pump and Electric Re | 208 | 1 |  |  |  | Dual-Speed |  |  |  | 49000 | 2848 | 17.2 | 13.4 | 36800 | 3081 | 3.5 | 3.1 | Non Federally-Regulated | 11/12/2015 |  | 04/18/2017
Bard Manufacturing Company, Inc. | Bard | GV51S2AA |  | Ground-Source | WBAHP: Heat Pump Packaged Unit | Both Heat Pump and Electric Re | 230 | 1 |  |  |  | Dual-Speed |  |  |  | 49000 | 2848 | 17.2 | 13.4 | 36800 | 3081 | 3.5 | 3.1 | Non Federally-Regulated | 11/12/2015 |  | 04/18/2017
ClimateMaster Inc. | TRANQUILITY 27 DIGITAL SPLIT | TES/P049A | TAH049B | Ground-Water-Source | WBAHP-CB: Heat Pump Split Syst | Heat Pump | 208 | 1 | False |  |  | Single-Speed |  |  |  | 52900 | 2213 | 23.9 | 16.2 | 46800 | 2918 | 4.7 | 3.6 | Non Federally-Regulated | 06/29/2016 |  | 04/18/2017
ClimateMaster Inc. | TRANQUILITY 27 DIGITAL SPLIT | TES/P049A | TAH049B | Ground-Water-Source | WBAHP-CB: Heat Pump Split Syst | Heat Pump | 230 | 1 | False |  |  | Single-Speed |  |  |  | 52900 | 2213 | 23.9 | 16.2 | 46800 | 2918 | 4.7 | 3.6 | Non Federally-Regulated | 06/29/2016 |  | 04/18/2017
ClimateMaster Inc. | TRANQUILITY 27 DIGITAL SPLIT | TES/P049A | TAH049B | Ground-Source | WBAHP-CB: Heat Pump Split Syst | Heat Pump | 208 | 1 | False |  |  | Single-Speed |  |  |  | 49200 | 2811 | 17.5 | 13.4 | 37100 | 2787 | 3.9 | 3.1 | Non Federally-Regulated | 06/29/2016 |  | 04/18/2017
ClimateMaster Inc. | TRANQUILITY 27 DIGITAL SPLIT | TES/P049A | TAH049B | Ground-Source | WBAHP-CB: Heat Pump Split Syst | Heat Pump | 230 | 1 | False |  |  | Single-Speed |  |  |  | 49200 | 2811 | 17.5 | 13.4 | 37100 | 2787 | 3.9 | 3.1 | Non Federally-Regulated | 06/29/2016 |  | 04/18/2017
FHP Manufacturing Company | Arcoaire | HP024D/H/V* |  | Water-Source | WBAHP: Heat Pump Packaged Unit | Heat Pump | 208 | 1 |  |  |  | Dual-Speed |  |  |  | 26000 | 1625 | 16 | 11.2 | 30000 | 1758 | 5 | 4.2 | Federally-Regulated Commercial & Industrial Equipment | 05/25/2016 |  | 05/10/2017
FHP Manufacturing Company | Arcoaire | HP024D/H/V* |  | Water-Source | WBAHP: Heat Pump Packaged Unit | Heat Pump | 230 | 1 |  |  |  | Dual-Speed |  |  |  | 26000 | 1625 | 16 | 11.2 | 30000 | 1758 | 5 | 4.2 | Federally-Regulated Commercial & Industrial Equipment | 05/25/2016 |  | 05/10/2017
FHP Manufacturing Company | Arcoaire | HP024D/H/V* |  | Ground-Water-Source | WBAHP: Heat Pump Packaged Unit | Heat Pump | 208 | 1 |  |  |  | Dual-Speed |  |  |  | 29000 | 1208 | 24 | 16.2 | 25000 | 1592 | 4.6 | 3.6 | Non Federally-Regulated | 05/25/2016 |  | 05/10/2017
FHP Manufacturing Company | Arcoaire | HP024D/H/V* |  | Ground-Water-Source | WBAHP: Heat Pump Packaged Unit | Heat Pump | 230 | 1 |  |  |  | Dual-Speed |  |  |  | 29000 | 1208 | 24 | 16.2 | 25000 | 1592 | 4.6 | 3.6 | Non Federally-Regulated | 05/25/2016 |  | 05/10/2017
FHP Manufacturing Company | Arcoaire | HP024D/H/V* |  | Ground-Source | WBAHP: Heat Pump Packaged Unit | Heat Pump | 208 | 1 |  |  |  | Dual-Speed |  |  |  | 27500 | 1470 | 18.7 | 13.4 | 19000 | 1465 | 3.8 | 3.1 | Non Federally-Regulated | 05/25/2016 |  | 05/10/2017
FHP Manufacturing Company | Arcoaire | HP024D/H/V* |  | Ground-Source | WBAHP: Heat Pump Packaged Unit | Heat Pump | 230 | 1 |  |  |  | Dual-Speed |  |  |  | 27500 | 1470 | 18.7 | 13.4 | 19000 | 1465 | 3.8 | 3.1 | Non Federally-Regulated | 05/25/2016 |  | 05/10/2017
FHP Manufacturing Company | Arcoaire | HP036D/H/V* |  | Water-Source | WBAHP: Heat Pump Packaged Unit | Heat Pump | 208 | 1 |  |  |  | Dual-Speed |  |  |  | 36000 | 2465 | 14.6 | 11.2 | 43000 | 2625 | 4.8 | 4.2 | Federally-Regulated Commercial & Industrial Equipment | 05/25/2016 |  | 05/10/2017
FHP Manufacturing Company | Arcoaire | HP036D/H/V* |  | Water-Source | WBAHP: Heat Pump Packaged Unit | Heat Pump | 230 | 1 |  |  |  | Dual-Speed |  |  |  | 36000 | 2465 | 14.6 | 11.2 | 43000 | 2625 | 4.8 | 4.2 | Federally-Regulated Commercial & Industrial Equipment | 05/25/2016 |  | 05/10/2017
FHP Manufacturing Company | Arcoaire | HP036D/H/V* |  | Ground-Water-Source | WBAHP: Heat Pump Packaged Unit | Heat Pump | 208 | 1 |  |  |  | Dual-Speed |  |  |  | 42000 | 1944 | 21.6 | 16.2 | 36000 | 2512 | 4.2 | 3.6 | Non Federally-Regulated | 05/25/2016 |  | 05/10/2017
FHP Manufacturing Company | Arcoaire | HP036D/H/V* |  | Ground-Water-Source | WBAHP: Heat Pump Packaged Unit | Heat Pump | 230 | 1 |  |  |  | Dual-Speed |  |  |  | 42000 | 1944 | 21.6 | 16.2 | 36000 | 2512 | 4.2 | 3.6 | Non Federally-Regulated | 05/25/2016 |  | 05/10/2017
FHP Manufacturing Company | Arcoaire | HP036D/H/V* |  | Ground-Source | WBAHP: Heat Pump Packaged Unit | Heat Pump | 208 | 1 |  |  |  | Dual-Speed |  |  |  | 38000 | 2209 | 17.2 | 13.4 | 28000 | 2159 | 3.8 | 3.1 | Non Federally-Regulated | 05/25/2016 |  | 05/10/2017
FHP Manufacturing Company | Arcoaire | HP036D/H/V* |  | Ground-Source | WBAHP: Heat Pump Packaged Unit | Heat Pump | 230 | 1 |  |  |  | Dual-Speed |  |  |  | 38000 | 2209 | 17.2 | 13.4 | 28000 | 2159 | 3.8 | 3.1 | Non Federally-Regulated | 05/25/2016 |  | 05/10/2017
FHP Manufacturing Company | Carrier | GP036C/H/V******1*X |  | Water-Source | WBAHP: Heat Pump Packaged Unit | Heat Pump | 208 | 1 |  |  |  | Dual-Speed |  |  |  | 36000 | 2465 | 14.6 | 11.2 | 43000 | 2625 | 4.8 | 4.2 | Federally-Regulated Commercial & Industrial Equipment | 05/25/2016 |  | 05/10/2017
FHP Manufacturing Company | Carrier | GP036C/H/V******1*X |  | Water-Source | WBAHP: Heat Pump Packaged Unit | Heat Pump | 230 | 1 |  |  |  | Dual-Speed |  |  |  | 36000 | 2465 | 14.6 | 11.2 | 43000 | 2625 | 4.8 | 4.2 | Federally-Regulated Commercial & Industrial Equipment | 05/25/2016 |  | 05/10/2017
FHP Manufacturing Company | Carrier | GP036C/H/V******1*X |  | Ground-Water-Source | WBAHP: Heat Pump Packaged Unit | Heat Pump | 208 | 1 |  |  |  | Dual-Speed |  |  |  | 42000 | 1944 | 21.6 | 16.2 | 36000 | 2512 | 4.2 | 3.6 | Non Federally-Regulated | 05/25/2016 |  | 05/10/2017
FHP Manufacturing Company | Carrier | GP036C/H/V******1*X |  | Ground-Water-Source | WBAHP: Heat Pump Packaged Unit | Heat Pump | 230 | 1 |  |  |  | Dual-Speed |  |  |  | 42000 | 1944 | 21.6 | 16.2 | 36000 | 2512 | 4.2 | 3.6 | Non Federally-Regulated | 05/25/2016 |  | 05/10/2017
FHP Manufacturing Company | Carrier | GP036C/H/V******1*X |  | Ground-Source | WBAHP: Heat Pump Packaged Unit | Heat Pump | 208 | 1 |  |  |  | Dual-Speed |  |  |  | 38000 | 2209 | 17.2 | 13.4 | 28000 | 2159 | 3.8 | 3.1 | Non Federally-Regulated | 05/25/2016 |  | 05/10/2017
FHP Manufacturing Company | Carrier | GP036C/H/V******1*X |  | Ground-Source | WBAHP: Heat Pump Packaged Unit | Heat Pump | 230 | 1 |  |  |  | Dual-Speed |  |  |  | 38000 | 2209 | 17.2 | 13.4 | 28000 | 2159 | 3.8 | 3.1 | Non Federally-Regulated | 05/25/2016 |  | 05/10/2017
FHP Manufacturing Company | Comfortmaker | HP024D/H/V* |  | Water-Source | WBAHP: Heat Pump Packaged Unit | Heat Pump | 208 | 1 |  |  |  | Dual-Speed |  |  |  | 26000 | 1625 | 16 | 11.2 | 30000 | 1758 | 5 | 4.2 | Federally-Regulated Commercial & Industrial Equipment | 05/25/2016 |  | 05/10/2017
FHP Manufacturing Company | Comfortmaker | HP024D/H/V* |  | Water-Source | WBAHP: Heat Pump Packaged Unit | Heat Pump | 230 | 1 |  |  |  | Dual-Speed |  |  |  | 26000 | 1625 | 16 | 11.2 | 30000 | 1758 | 5 | 4.2 | Federally-Regulated Commercial & Industrial Equipment | 05/25/2016 |  | 05/10/2017
FHP Manufacturing Company | Comfortmaker | HP024D/H/V* |  | Ground-Water-Source | WBAHP: Heat Pump Packaged Unit | Heat Pump | 208 | 1 |  |  |  | Dual-Speed |  |  |  | 29000 | 1208 | 24 | 16.2 | 25000 | 1592 | 4.6 | 3.6 | Non Federally-Regulated | 05/25/2016 |  | 05/10/2017
FHP Manufacturing Company | Comfortmaker | HP024D/H/V* |  | Ground-Water-Source | WBAHP: Heat Pump Packaged Unit | Heat Pump | 230 | 1 |  |  |  | Dual-Speed |  |  |  | 29000 | 1208 | 24 | 16.2 | 25000 | 1592 | 4.6 | 3.6 | Non Federally-Regulated | 05/25/2016 |  | 05/10/2017
FHP Manufacturing Company | Comfortmaker | HP024D/H/V* |  | Ground-Source | WBAHP: Heat Pump Packaged Unit | Heat Pump | 208 | 1 |  |  |  | Dual-Speed |  |  |  | 27500 | 1470 | 18.7 | 13.4 | 19000 | 1465 | 3.8 | 3.1 | Non Federally-Regulated | 05/25/2016 |  | 05/10/2017
FHP Manufacturing Company | Comfortmaker | HP024D/H/V* |  | Ground-Source | WBAHP: Heat Pump Packaged Unit | Heat Pump | 230 | 1 |  |  |  | Dual-Speed |  |  |  | 27500 | 1470 | 18.7 | 13.4 | 19000 | 1465 | 3.8 | 3.1 | Non Federally-Regulated | 05/25/2016 |  | 05/10/2017
FHP Manufacturing Company | Comfortmaker | HP036D/H/V* |  | Water-Source | WBAHP: Heat Pump Packaged Unit | Heat Pump | 208 | 1 |  |  |  | Dual-Speed |  |  |  | 36000 | 2465 | 14.6 | 11.2 | 43000 | 2625 | 4.8 | 4.2 | Federally-Regulated Commercial & Industrial Equipment | 05/25/2016 |  | 05/10/2017
FHP Manufacturing Company | Comfortmaker | HP036D/H/V* |  | Water-Source | WBAHP: Heat Pump Packaged Unit | Heat Pump | 230 | 1 |  |  |  | Dual-Speed |  |  |  | 36000 | 2465 | 14.6 | 11.2 | 43000 | 2625 | 4.8 | 4.2 | Federally-Regulated Commercial & Industrial Equipment | 05/25/2016 |  | 05/10/2017
FHP Manufacturing Company | Comfortmaker | HP036D/H/V* |  | Ground-Water-Source | WBAHP: Heat Pump Packaged Unit | Heat Pump | 208 | 1 |  |  |  | Dual-Speed |  |  |  | 42000 | 1944 | 21.6 | 16.2 | 36000 | 2512 | 4.2 | 3.6 | Non Federally-Regulated | 05/25/2016 |  | 05/10/2017
FHP Manufacturing Company | Comfortmaker | HP036D/H/V* |  | Ground-Water-Source | WBAHP: Heat Pump Packaged Unit | Heat Pump | 230 | 1 |  |  |  | Dual-Speed |  |  |  | 42000 | 1944 | 21.6 | 16.2 | 36000 | 2512 | 4.2 | 3.6 | Non Federally-Regulated | 05/25/2016 |  | 05/10/2017
FHP Manufacturing Company | Comfortmaker | HP036D/H/V* |  | Ground-Source | WBAHP: Heat Pump Packaged Unit | Heat Pump | 208 | 1 |  |  |  | Dual-Speed |  |  |  | 38000 | 2209 | 17.2 | 13.4 | 28000 | 2159 | 3.8 | 3.1 | Non Federally-Regulated | 05/25/2016 |  | 05/10/2017
FHP Manufacturing Company | Comfortmaker | HP036D/H/V* |  | Ground-Source | WBAHP: Heat Pump Packaged Unit | Heat Pump | 230 | 1 |  |  |  | Dual-Speed |  |  |  | 38000 | 2209 | 17.2 | 13.4 | 28000 | 2159 | 3.8 | 3.1 | Non Federally-Regulated | 05/25/2016 |  | 05/10/2017
FHP Manufacturing Company | Day & Night | HP024D/H/V* |  | Water-Source | WBAHP: Heat Pump Packaged Unit | Heat Pump | 208 | 1 |  |  |  | Dual-Speed |  |  |  | 26000 | 1625 | 16 | 11.2 | 30000 | 1758 | 5 | 4.2 | Federally-Regulated Commercial & Industrial Equipment | 05/25/2016 |  | 05/10/2017
FHP Manufacturing Company | Day & Night | HP024D/H/V* |  | Water-Source | WBAHP: Heat Pump Packaged Unit | Heat Pump | 230 | 1 |  |  |  | Dual-Speed |  |  |  | 26000 | 1625 | 16 | 11.2 | 30000 | 1758 | 5 | 4.2 | Federally-Regulated Commercial & Industrial Equipment | 05/25/2016 |  | 05/10/2017
FHP Manufacturing Company | Day & Night | HP024D/H/V* |  | Ground-Water-Source | WBAHP: Heat Pump Packaged Unit | Heat Pump | 208 | 1 |  |  |  | Dual-Speed |  |  |  | 29000 | 1208 | 24 | 16.2 | 25000 | 1592 | 4.6 | 3.6 | Non Federally-Regulated | 05/25/2016 |  | 05/10/2017
FHP Manufacturing Company | Day & Night | HP024D/H/V* |  | Ground-Water-Source | WBAHP: Heat Pump Packaged Unit | Heat Pump | 230 | 1 |  |  |  | Dual-Speed |  |  |  | 29000 | 1208 | 24 | 16.2 | 25000 | 1592 | 4.6 | 3.6 | Non Federally-Regulated | 05/25/2016 |  | 05/10/2017
FHP Manufacturing Company | Day & Night | HP024D/H/V* |  | Ground-Source | WBAHP: Heat Pump Packaged Unit | Heat Pump | 208 | 1 |  |  |  | Dual-Speed |  |  |  | 27500 | 1470 | 18.7 | 13.4 | 19000 | 1465 | 3.8 | 3.1 | Non Federally-Regulated | 05/25/2016 |  | 05/10/2017
FHP Manufacturing Company | Day & Night | HP024D/H/V* |  | Ground-Source | WBAHP: Heat Pump Packaged Unit | Heat Pump | 230 | 1 |  |  |  | Dual-Speed |  |  |  | 27500 | 1470 | 18.7 | 13.4 | 19000 | 1465 | 3.8 | 3.1 | Non Federally-Regulated | 05/25/2016 |  | 05/10/2017
FHP Manufacturing Company | Day & Night | HP036D/H/V* |  | Water-Source | WBAHP: Heat Pump Packaged Unit | Heat Pump | 208 | 1 |  |  |  | Dual-Speed |  |  |  | 36000 | 2465 | 14.6 | 11.2 | 43000 | 2625 | 4.8 | 4.2 | Federally-Regulated Commercial & Industrial Equipment | 05/25/2016 |  | 05/10/2017
FHP Manufacturing Company | Day & Night | HP036D/H/V* |  | Water-Source | WBAHP: Heat Pump Packaged Unit | Heat Pump | 230 | 1 |  |  |  | Dual-Speed |  |  |  | 36000 | 2465 | 14.6 | 11.2 | 43000 | 2625 | 4.8 | 4.2 | Federally-Regulated Commercial & Industrial Equipment | 05/25/2016 |  | 05/10/2017
FHP Manufacturing Company | Day & Night | HP036D/H/V* |  | Ground-Water-Source | WBAHP: Heat Pump Packaged Unit | Heat Pump | 208 | 1 |  |  |  | Dual-Speed |  |  |  | 42000 | 1944 | 21.6 | 16.2 | 36000 | 2512 | 4.2 | 3.6 | Non Federally-Regulated | 05/25/2016 |  | 05/10/2017
FHP Manufacturing Company | Day & Night | HP036D/H/V* |  | Ground-Water-Source | WBAHP: Heat Pump Packaged Unit | Heat Pump | 230 | 1 |  |  |  | Dual-Speed |  |  |  | 42000 | 1944 | 21.6 | 16.2 | 36000 | 2512 | 4.2 | 3.6 | Non Federally-Regulated | 05/25/2016 |  | 05/10/2017
FHP Manufacturing Company | Day & Night | HP036D/H/V* |  | Ground-Source | WBAHP: Heat Pump Packaged Unit | Heat Pump | 208 | 1 |  |  |  | Dual-Speed |  |  |  | 38000 | 2209 | 17.2 | 13.4 | 28000 | 2159 | 3.8 | 3.1 | Non Federally-Regulated | 05/25/2016 |  | 05/10/2017
FHP Manufacturing Company | Day & Night | HP036D/H/V* |  | Ground-Source | WBAHP: Heat Pump Packaged Unit | Heat Pump | 230 | 1 |  |  |  | Dual-Speed |  |  |  | 38000 | 2209 | 17.2 | 13.4 | 28000 | 2159 | 3.8 | 3.1 | Non Federally-Regulated | 05/25/2016 |  | 05/10/2017
FHP Manufacturing Company | ENVIRO-SAVER | ES025-1CF/HZ/VT |  | Water-Source | WBAHP: Heat Pump Packaged Unit | Heat Pump | 208 | 1 |  |  |  | Dual-Speed |  |  |  | 26000 | 1625 | 16 | 11.2 | 30000 | 1758 | 5 | 4.2 | Federally-Regulated Commercial & Industrial Equipment | 05/26/2016 |  | 05/10/2017
FHP Manufacturing Company | ENVIRO-SAVER | ES025-1CF/HZ/VT |  | Water-Source | WBAHP: Heat Pump Packaged Unit | Heat Pump | 230 | 1 |  |  |  | Dual-Speed |  |  |  | 26000 | 1625 | 16 | 11.2 | 30000 | 1758 | 5 | 4.2 | Federally-Regulated Commercial & Industrial Equipment | 05/26/2016 |  | 05/10/2017
FHP Manufacturing Company | ENVIRO-SAVER | ES025-1CF/HZ/VT |  | Ground-Water-Source | WBAHP: Heat Pump Packaged Unit | Heat Pump | 208 | 1 |  |  |  | Dual-Speed |  |  |  | 29000 | 1208 | 24 | 16.2 | 25000 | 1592 | 4.6 | 3.6 | Non Federally-Regulated | 05/26/2016 |  | 05/10/2017
FHP Manufacturing Company | ENVIRO-SAVER | ES025-1CF/HZ/VT |  | Ground-Water-Source | WBAHP: Heat Pump Packaged Unit | Heat Pump | 230 | 1 |  |  |  | Dual-Speed |  |  |  | 29000 | 1208 | 24 | 16.2 | 25000 | 1592 | 4.6 | 3.6 | Non Federally-Regulated | 05/26/2016 |  | 05/10/2017
FHP Manufacturing Company | ENVIRO-SAVER | ES025-1CF/HZ/VT |  | Ground-Source | WBAHP: Heat Pump Packaged Unit | Heat Pump | 208 | 1 |  |  |  | Dual-Speed |  |  |  | 27500 | 1470 | 18.7 | 13.4 | 19000 | 1465 | 3.8 | 3.1 | Non Federally-Regulated | 05/26/2016 |  | 05/10/2017
FHP Manufacturing Company | ENVIRO-SAVER | ES025-1CF/HZ/VT |  | Ground-Source | WBAHP: Heat Pump Packaged Unit | Heat Pump | 230 | 1 |  |  |  | Dual-Speed |  |  |  | 27500 | 1470 | 18.7 | 13.4 | 19000 | 1465 | 3.8 | 3.1 | Non Federally-Regulated | 05/26/2016 |  | 05/10/2017
FHP Manufacturing Company | ENVIRO-SAVER | ES035-1CF/HZ/VT |  | Water-Source | WBAHP: Heat Pump Packaged Unit | Heat Pump | 208 | 1 |  |  |  | Dual-Speed |  |  |  | 36000 | 2465 | 14.6 | 11.2 | 43000 | 2625 | 4.8 | 4.2 | Federally-Regulated Commercial & Industrial Equipment | 05/26/2016 |  | 05/10/2017
FHP Manufacturing Company | ENVIRO-SAVER | ES035-1CF/HZ/VT |  | Water-Source | WBAHP: Heat Pump Packaged Unit | Heat Pump | 230 | 1 |  |  |  | Dual-Speed |  |  |  | 36000 | 2465 | 14.6 | 11.2 | 43000 | 2625 | 4.8 | 4.2 | Federally-Regulated Commercial & Industrial Equipment | 05/26/2016 |  | 05/10/2017
FHP Manufacturing Company | ENVIRO-SAVER | ES035-1CF/HZ/VT |  | Ground-Water-Source | WBAHP: Heat Pump Packaged Unit | Heat Pump | 208 | 1 |  |  |  | Dual-Speed |  |  |  | 42000 | 1944 | 21.6 | 16.2 | 36000 | 2512 | 4.2 | 3.6 | Non Federally-Regulated | 05/26/2016 |  | 05/10/2017
FHP Manufacturing Company | ENVIRO-SAVER | ES035-1CF/HZ/VT |  | Ground-Water-Source | WBAHP: Heat Pump Packaged Unit | Heat Pump | 230 | 1 |  |  |  | Dual-Speed |  |  |  | 42000 | 1944 | 21.6 | 16.2 | 36000 | 2512 | 4.2 | 3.6 | Non Federally-Regulated | 05/26/2016 |  | 05/10/2017
FHP Manufacturing Company | ENVIRO-SAVER | ES035-1CF/HZ/VT |  | Ground-Source | WBAHP: Heat Pump Packaged Unit | Heat Pump | 208 | 1 |  |  |  | Dual-Speed |  |  |  | 38000 | 2209 | 17.2 | 13.4 | 28000 | 2159 | 3.8 | 3.1 | Non Federally-Regulated | 05/26/2016 |  | 05/10/2017
FHP Manufacturing Company | ENVIRO-SAVER | ES035-1CF/HZ/VT |  | Ground-Source | WBAHP: Heat Pump Packaged Unit | Heat Pump | 230 | 1 |  |  |  | Dual-Speed |  |  |  | 38000 | 2209 | 17.2 | 13.4 | 28000 | 2159 | 3.8 | 3.1 | Non Federally-Regulated | 05/26/2016 |  | 05/10/2017
FHP Manufacturing Company | ENVIRO-SAVER | ES035-3CF/HZ/VT |  | Water-Source | WBAHP: Heat Pump Packaged Unit | Heat Pump | 208 | 3 |  |  |  | Dual-Speed |  |  |  | 36000 | 2465 | 14.6 | 11.2 | 43000 | 2625 | 4.8 | 4.2 | Federally-Regulated Commercial & Industrial Equipment | 05/26/2016 |  | 05/10/2017
FHP Manufacturing Company | ENVIRO-SAVER | ES035-3CF/HZ/VT |  | Water-Source | WBAHP: Heat Pump Packaged Unit | Heat Pump | 230 | 3 |  |  |  | Dual-Speed |  |  |  | 36000 | 2465 | 14.6 | 11.2 | 43000 | 2625 | 4.8 | 4.2 | Federally-Regulated Commercial & Industrial Equipment | 05/26/2016 |  | 05/10/2017
FHP Manufacturing Company | ENVIRO-SAVER | ES035-3CF/HZ/VT |  | Ground-Water-Source | WBAHP: Heat Pump Packaged Unit | Heat Pump | 208 | 3 |  |  |  | Dual-Speed |  |  |  | 42000 | 1944 | 21.6 | 16.2 | 36000 | 2512 | 4.2 | 3.6 | Non Federally-Regulated | 05/26/2016 |  | 05/10/2017
FHP Manufacturing Company | ENVIRO-SAVER | ES035-3CF/HZ/VT |  | Ground-Water-Source | WBAHP: Heat Pump Packaged Unit | Heat Pump | 230 | 3 |  |  |  | Dual-Speed |  |  |  | 42000 | 1944 | 21.6 | 16.2 | 36000 | 2512 | 4.2 | 3.6 | Non Federally-Regulated | 05/26/2016 |  | 05/10/2017
FHP Manufacturing Company | ENVIRO-SAVER | ES035-3CF/HZ/VT |  | Ground-Source | WBAHP: Heat Pump Packaged Unit | Heat Pump | 208 | 3 |  |  |  | Dual-Speed |  |  |  | 38000 | 2209 | 17.2 | 13.4 | 28000 | 2159 | 3.8 | 3.1 | Non Federally-Regulated | 05/26/2016 |  | 05/10/2017
FHP Manufacturing Company | ENVIRO-SAVER | ES035-3CF/HZ/VT |  | Ground-Source | WBAHP: Heat Pump Packaged Unit | Heat Pump | 230 | 3 |  |  |  | Dual-Speed |  |  |  | 38000 | 2209 | 17.2 | 13.4 | 28000 | 2159 | 3.8 | 3.1 | Non Federally-Regulated | 05/26/2016 |  | 05/10/2017
FHP Manufacturing Company | ENVIRO-SAVER | ES035-4CF/HZ/VT |  | Water-Source | WBAHP: Heat Pump Packaged Unit | Heat Pump | 460 | 3 |  |  |  | Dual-Speed |  |  |  | 36000 | 2465 | 14.6 | 11.2 | 43000 | 2625 | 4.8 | 4.2 | Federally-Regulated Commercial & Industrial Equipment | 05/26/2016 |  | 05/10/2017
FHP Manufacturing Company | ENVIRO-SAVER | ES035-4CF/HZ/VT |  | Ground-Water-Source | WBAHP: Heat Pump Packaged Unit | Heat Pump | 460 | 3 |  |  |  | Dual-Speed |  |  |  | 42000 | 1944 | 21.6 | 16.2 | 36000 | 2512 | 4.2 | 3.6 | Non Federally-Regulated | 05/26/2016 |  | 05/10/2017
FHP Manufacturing Company | ENVIRO-SAVER | ES035-4CF/HZ/VT |  | Ground-Source | WBAHP: Heat Pump Packaged Unit | Heat Pump | 460 | 3 |  |  |  | Dual-Speed |  |  |  | 38000 | 2209 | 17.2 | 13.4 | 28000 | 2159 | 3.8 | 3.1 | Non Federally-Regulated | 05/26/2016 |  | 05/10/2017
FHP Manufacturing Company | ENVIRO-SAVER | ES071-3CF/HZ/VT |  | Water-Source | WBAHP: Heat Pump Packaged Unit | Heat Pump | 208 | 3 |  |  |  | Dual-Speed | 4406 | 803 |  | 72000 | 4965 | 14.5 | 12 | 80000 | 5210 | 4.5 | 4.2 | Federally-Regulated Commercial & Industrial Equipment | 04/27/2016 |  | 05/10/2017
FHP Manufacturing Company | ENVIRO-SAVER | ES071-3CF/HZ/VT |  | Water-Source | WBAHP: Heat Pump Packaged Unit | Heat Pump | 230 | 3 |  |  |  | Dual-Speed | 4406 | 803 |  | 72000 | 4965 | 14.5 | 12 | 80000 | 5210 | 4.5 | 4.2 | Federally-Regulated Commercial & Industrial Equipment | 04/27/2016 |  | 05/10/2017
FHP Manufacturing Company | ENVIRO-SAVER | ES071-3CF/HZ/VT |  | Ground-Water-Source | WBAHP: Heat Pump Packaged Unit | Heat Pump | 208 | 3 |  |  |  | Dual-Speed | 3941 | 803 |  | 77000 | 3928 | 19.6 | 16.2 | 68000 | 4745 | 4.2 | 3.6 | Non Federally-Regulated | 04/27/2016 |  | 05/10/2017
FHP Manufacturing Company | ENVIRO-SAVER | ES071-3CF/HZ/VT |  | Ground-Water-Source | WBAHP: Heat Pump Packaged Unit | Heat Pump | 230 | 3 |  |  |  | Dual-Speed | 3941 | 803 |  | 77000 | 3928 | 19.6 | 16.2 | 68000 | 4745 | 4.2 | 3.6 | Non Federally-Regulated | 04/27/2016 |  | 05/10/2017
FHP Manufacturing Company | ENVIRO-SAVER | ES071-3CF/HZ/VT |  | Ground-Source | WBAHP: Heat Pump Packaged Unit | Heat Pump | 208 | 3 |  |  |  | Dual-Speed | 3394 | 803 |  | 74000 | 4539 | 16.3 | 13.4 | 53000 | 4437 | 3.5 | 3.1 | Non Federally-Regulated | 04/27/2016 |  | 05/10/2017
FHP Manufacturing Company | ENVIRO-SAVER | ES071-3CF/HZ/VT |  | Ground-Source | WBAHP: Heat Pump Packaged Unit | Heat Pump | 230 | 3 |  |  |  | Dual-Speed | 3394 | 803 |  | 74000 | 4539 | 16.3 | 13.4 | 53000 | 4437 | 3.5 | 3.1 | Non Federally-Regulated | 04/27/2016 |  | 05/10/2017
FHP Manufacturing Company | ENVIRO-SAVER | ES071-4CF/HZ/VT |  | Water-Source | WBAHP: Heat Pump Packaged Unit | Heat Pump | 460 | 3 |  |  |  | Dual-Speed | 4406 | 803 |  | 72000 | 4965 | 14.5 | 12 | 80000 | 5210 | 4.5 | 4.2 | Federally-Regulated Commercial & Industrial Equipment | 04/27/2016 |  | 05/10/2017
FHP Manufacturing Company | ENVIRO-SAVER | ES071-4CF/HZ/VT |  | Ground-Water-Source | WBAHP: Heat Pump Packaged Unit | Heat Pump | 460 | 3 |  |  |  | Dual-Speed | 3941 | 803 |  | 77000 | 3928 | 19.6 | 16.2 | 68000 | 4745 | 4.2 | 3.6 | Non Federally-Regulated | 04/27/2016 |  | 05/10/2017
FHP Manufacturing Company | ENVIRO-SAVER | ES071-4CF/HZ/VT |  | Ground-Source | WBAHP: Heat Pump Packaged Unit | Heat Pump | 460 | 3 |  |  |  | Dual-Speed | 3394 | 803 |  | 74000 | 4539 | 16.3 | 13.4 | 53000 | 4437 | 3.5 | 3.1 | Non Federally-Regulated | 04/27/2016 |  | 05/10/2017
FHP Manufacturing Company | FHP | ES025-1CF/HZ/VT |  | Water-Source | WBAHP: Heat Pump Packaged Unit | Heat Pump | 208 | 1 |  |  |  | Dual-Speed |  |  |  | 26000 | 1625 | 16 | 11.2 | 30000 | 1758 | 5 | 4.2 | Federally-Regulated Commercial & Industrial Equipment | 05/26/2016 |  | 05/10/2017
FHP Manufacturing Company | FHP | ES025-1CF/HZ/VT |  | Water-Source | WBAHP: Heat Pump Packaged Unit | Heat Pump | 230 | 1 |  |  |  | Dual-Speed |  |  |  | 26000 | 1625 | 16 | 11.2 | 30000 | 1758 | 5 | 4.2 | Federally-Regulated Commercial & Industrial Equipment | 05/26/2016 |  | 05/10/2017
FHP Manufacturing Company | FHP | ES025-1CF/HZ/VT |  | Ground-Water-Source | WBAHP: Heat Pump Packaged Unit | Heat Pump | 208 | 1 |  |  |  | Dual-Speed |  |  |  | 29000 | 1208 | 24 | 16.2 | 25000 | 1592 | 4.6 | 3.6 | Non Federally-Regulated | 05/26/2016 |  | 05/10/2017
FHP Manufacturing Company | FHP | ES025-1CF/HZ/VT |  | Ground-Water-Source | WBAHP: Heat Pump Packaged Unit | Heat Pump | 230 | 1 |  |  |  | Dual-Speed |  |  |  | 29000 | 1208 | 24 | 16.2 | 25000 | 1592 | 4.6 | 3.6 | Non Federally-Regulated | 05/26/2016 |  | 05/10/2017
FHP Manufacturing Company | FHP | ES025-1CF/HZ/VT |  | Ground-Source | WBAHP: Heat Pump Packaged Unit | Heat Pump | 208 | 1 |  |  |  | Dual-Speed |  |  |  | 27500 | 1470 | 18.7 | 13.4 | 19000 | 1465 | 3.8 | 3.1 | Non Federally-Regulated | 05/26/2016 |  | 05/10/2017
FHP Manufacturing Company | FHP | ES025-1CF/HZ/VT |  | Ground-Source | WBAHP: Heat Pump Packaged Unit | Heat Pump | 230 | 1 |  |  |  | Dual-Speed |  |  |  | 27500 | 1470 | 18.7 | 13.4 | 19000 | 1465 | 3.8 | 3.1 | Non Federally-Regulated | 05/26/2016 |  | 05/10/2017
FHP Manufacturing Company | FHP | ES035-1CF/HZ/VT |  | Water-Source | WBAHP: Heat Pump Packaged Unit | Heat Pump | 208 | 1 |  |  |  | Dual-Speed |  |  |  | 36000 | 2465 | 14.6 | 11.2 | 43000 | 2625 | 4.8 | 4.2 | Federally-Regulated Commercial & Industrial Equipment | 05/26/2016 |  | 05/10/2017
FHP Manufacturing Company | FHP | ES035-1CF/HZ/VT |  | Water-Source | WBAHP: Heat Pump Packaged Unit | Heat Pump | 230 | 1 |  |  |  | Dual-Speed |  |  |  | 36000 | 2465 | 14.6 | 11.2 | 43000 | 2625 | 4.8 | 4.2 | Federally-Regulated Commercial & Industrial Equipment | 05/26/2016 |  | 05/10/2017
FHP Manufacturing Company | FHP | ES035-1CF/HZ/VT |  | Ground-Water-Source | WBAHP: Heat Pump Packaged Unit | Heat Pump | 208 | 1 |  |  |  | Dual-Speed |  |  |  | 42000 | 1944 | 21.6 | 16.2 | 36000 | 2512 | 4.2 | 3.6 | Non Federally-Regulated | 05/26/2016 |  | 05/10/2017
FHP Manufacturing Company | FHP | ES035-1CF/HZ/VT |  | Ground-Water-Source | WBAHP: Heat Pump Packaged Unit | Heat Pump | 230 | 1 |  |  |  | Dual-Speed |  |  |  | 42000 | 1944 | 21.6 | 16.2 | 36000 | 2512 | 4.2 | 3.6 | Non Federally-Regulated | 05/26/2016 |  | 05/10/2017
FHP Manufacturing Company | FHP | ES035-1CF/HZ/VT |  | Ground-Source | WBAHP: Heat Pump Packaged Unit | Heat Pump | 208 | 1 |  |  |  | Dual-Speed |  |  |  | 38000 | 2209 | 17.2 | 13.4 | 28000 | 2159 | 3.8 | 3.1 | Non Federally-Regulated | 05/26/2016 |  | 05/10/2017
FHP Manufacturing Company | FHP | ES035-1CF/HZ/VT |  | Ground-Source | WBAHP: Heat Pump Packaged Unit | Heat Pump | 230 | 1 |  |  |  | Dual-Speed |  |  |  | 38000 | 2209 | 17.2 | 13.4 | 28000 | 2159 | 3.8 | 3.1 | Non Federally-Regulated | 05/26/2016 |  | 05/10/2017
FHP Manufacturing Company | FHP | ES035-3CF/HZ/VT |  | Water-Source | WBAHP: Heat Pump Packaged Unit | Heat Pump | 208 | 3 |  |  |  | Dual-Speed |  |  |  | 36000 | 2465 | 14.6 | 11.2 | 43000 | 2625 | 4.8 | 4.2 | Federally-Regulated Commercial & Industrial Equipment | 05/26/2016 |  | 05/10/2017
FHP Manufacturing Company | FHP | ES035-3CF/HZ/VT |  | Water-Source | WBAHP: Heat Pump Packaged Unit | Heat Pump | 230 | 3 |  |  |  | Dual-Speed |  |  |  | 36000 | 2465 | 14.6 | 11.2 | 43000 | 2625 | 4.8 | 4.2 | Federally-Regulated Commercial & Industrial Equipment | 05/26/2016 |  | 05/10/2017
FHP Manufacturing Company | FHP | ES035-3CF/HZ/VT |  | Ground-Water-Source | WBAHP: Heat Pump Packaged Unit | Heat Pump | 208 | 3 |  |  |  | Dual-Speed |  |  |  | 42000 | 1944 | 21.6 | 16.2 | 36000 | 2512 | 4.2 | 3.6 | Non Federally-Regulated | 05/26/2016 |  | 05/10/2017
FHP Manufacturing Company | FHP | ES035-3CF/HZ/VT |  | Ground-Water-Source | WBAHP: Heat Pump Packaged Unit | Heat Pump | 230 | 3 |  |  |  | Dual-Speed |  |  |  | 42000 | 1944 | 21.6 | 16.2 | 36000 | 2512 | 4.2 | 3.6 | Non Federally-Regulated | 05/26/2016 |  | 05/10/2017
FHP Manufacturing Company | FHP | ES035-3CF/HZ/VT |  | Ground-Source | WBAHP: Heat Pump Packaged Unit | Heat Pump | 208 | 3 |  |  |  | Dual-Speed |  |  |  | 38000 | 2209 | 17.2 | 13.4 | 28000 | 2159 | 3.8 | 3.1 | Non Federally-Regulated | 05/26/2016 |  | 05/10/2017
FHP Manufacturing Company | FHP | ES035-3CF/HZ/VT |  | Ground-Source | WBAHP: Heat Pump Packaged Unit | Heat Pump | 230 | 3 |  |  |  | Dual-Speed |  |  |  | 38000 | 2209 | 17.2 | 13.4 | 28000 | 2159 | 3.8 | 3.1 | Non Federally-Regulated | 05/26/2016 |  | 05/10/2017
FHP Manufacturing Company | FHP | ES035-4CF/HZ/VT |  | Water-Source | WBAHP: Heat Pump Packaged Unit | Heat Pump | 460 | 3 |  |  |  | Dual-Speed |  |  |  | 36000 | 2465 | 14.6 | 11.2 | 43000 | 2625 | 4.8 | 4.2 | Federally-Regulated Commercial & Industrial Equipment | 05/26/2016 |  | 05/10/2017
FHP Manufacturing Company | FHP | ES035-4CF/HZ/VT |  | Ground-Water-Source | WBAHP: Heat Pump Packaged Unit | Heat Pump | 460 | 3 |  |  |  | Dual-Speed |  |  |  | 42000 | 1944 | 21.6 | 16.2 | 36000 | 2512 | 4.2 | 3.6 | Non Federally-Regulated | 05/26/2016 |  | 05/10/2017
FHP Manufacturing Company | FHP | ES035-4CF/HZ/VT |  | Ground-Source | WBAHP: Heat Pump Packaged Unit | Heat Pump | 460 | 3 |  |  |  | Dual-Speed |  |  |  | 38000 | 2209 | 17.2 | 13.4 | 28000 | 2159 | 3.8 | 3.1 | Non Federally-Regulated | 05/26/2016 |  | 05/10/2017
FHP Manufacturing Company | Heil | HP024D/H/V* |  | Water-Source | WBAHP: Heat Pump Packaged Unit | Heat Pump | 208 | 1 |  |  |  | Dual-Speed |  |  |  | 26000 | 1625 | 16 | 11.2 | 30000 | 1758 | 5 | 4.2 | Federally-Regulated Commercial & Industrial Equipment | 05/26/2016 |  | 05/10/2017
FHP Manufacturing Company | Heil | HP024D/H/V* |  | Water-Source | WBAHP: Heat Pump Packaged Unit | Heat Pump | 230 | 1 |  |  |  | Dual-Speed |  |  |  | 26000 | 1625 | 16 | 11.2 | 30000 | 1758 | 5 | 4.2 | Federally-Regulated Commercial & Industrial Equipment | 05/26/2016 |  | 05/10/2017
FHP Manufacturing Company | Heil | HP024D/H/V* |  | Ground-Water-Source | WBAHP: Heat Pump Packaged Unit | Heat Pump | 208 | 1 |  |  |  | Dual-Speed |  |  |  | 29000 | 1208 | 24 | 16.2 | 25000 | 1592 | 4.6 | 3.6 | Non Federally-Regulated | 05/26/2016 |  | 05/10/2017
FHP Manufacturing Company | Heil | HP024D/H/V* |  | Ground-Water-Source | WBAHP: Heat Pump Packaged Unit | Heat Pump | 230 | 1 |  |  |  | Dual-Speed |  |  |  | 29000 | 1208 | 24 | 16.2 | 25000 | 1592 | 4.6 | 3.6 | Non Federally-Regulated | 05/26/2016 |  | 05/10/2017
FHP Manufacturing Company | Heil | HP024D/H/V* |  | Ground-Source | WBAHP: Heat Pump Packaged Unit | Heat Pump | 208 | 1 |  |  |  | Dual-Speed |  |  |  | 27500 | 1470 | 18.7 | 13.4 | 19000 | 1465 | 3.8 | 3.1 | Non Federally-Regulated | 05/26/2016 |  | 05/10/2017
FHP Manufacturing Company | Heil | HP024D/H/V* |  | Ground-Source | WBAHP: Heat Pump Packaged Unit | Heat Pump | 230 | 1 |  |  |  | Dual-Speed |  |  |  | 27500 | 1470 | 18.7 | 13.4 | 19000 | 1465 | 3.8 | 3.1 | Non Federally-Regulated | 05/26/2016 |  | 05/10/2017
FHP Manufacturing Company | Heil | HP036D/H/V* |  | Water-Source | WBAHP: Heat Pump Packaged Unit | Heat Pump | 208 | 1 |  |  |  | Dual-Speed |  |  |  | 36000 | 2465 | 14.6 | 11.2 | 43000 | 2625 | 4.8 | 4.2 | Federally-Regulated Commercial & Industrial Equipment | 05/26/2016 |  | 05/10/2017
FHP Manufacturing Company | Heil | HP036D/H/V* |  | Water-Source | WBAHP: Heat Pump Packaged Unit | Heat Pump | 230 | 1 |  |  |  | Dual-Speed |  |  |  | 36000 | 2465 | 14.6 | 11.2 | 43000 | 2625 | 4.8 | 4.2 | Federally-Regulated Commercial & Industrial Equipment | 05/26/2016 |  | 05/10/2017
FHP Manufacturing Company | Heil | HP036D/H/V* |  | Ground-Water-Source | WBAHP: Heat Pump Packaged Unit | Heat Pump | 208 | 1 |  |  |  | Dual-Speed |  |  |  | 42000 | 1944 | 21.6 | 16.2 | 36000 | 2512 | 4.2 | 3.6 | Non Federally-Regulated | 05/26/2016 |  | 05/10/2017
FHP Manufacturing Company | Heil | HP036D/H/V* |  | Ground-Water-Source | WBAHP: Heat Pump Packaged Unit | Heat Pump | 230 | 1 |  |  |  | Dual-Speed |  |  |  | 42000 | 1944 | 21.6 | 16.2 | 36000 | 2512 | 4.2 | 3.6 | Non Federally-Regulated | 05/26/2016 |  | 05/10/2017
FHP Manufacturing Company | Heil | HP036D/H/V* |  | Ground-Source | WBAHP: Heat Pump Packaged Unit | Heat Pump | 208 | 1 |  |  |  | Dual-Speed |  |  |  | 38000 | 2209 | 17.2 | 13.4 | 28000 | 2159 | 3.8 | 3.1 | Non Federally-Regulated | 05/26/2016 |  | 05/10/2017
FHP Manufacturing Company | Heil | HP036D/H/V* |  | Ground-Source | WBAHP: Heat Pump Packaged Unit | Heat Pump | 230 | 1 |  |  |  | Dual-Speed |  |  |  | 38000 | 2209 | 17.2 | 13.4 | 28000 | 2159 | 3.8 | 3.1 | Non Federally-Regulated | 05/26/2016 |  | 05/10/2017
FHP Manufacturing Company | Keeprite | HP024D/H/V* |  | Water-Source | WBAHP: Heat Pump Packaged Unit | Heat Pump | 208 | 1 |  |  |  | Dual-Speed |  |  |  | 26000 | 1625 | 16 | 11.2 | 30000 | 1758 | 5 | 4.2 | Federally-Regulated Commercial & Industrial Equipment | 05/26/2016 |  | 05/10/2017
FHP Manufacturing Company | Keeprite | HP024D/H/V* |  | Water-Source | WBAHP: Heat Pump Packaged Unit | Heat Pump | 230 | 1 |  |  |  | Dual-Speed |  |  |  | 26000 | 1625 | 16 | 11.2 | 30000 | 1758 | 5 | 4.2 | Federally-Regulated Commercial & Industrial Equipment | 05/26/2016 |  | 05/10/2017
FHP Manufacturing Company | Keeprite | HP024D/H/V* |  | Ground-Water-Source | WBAHP: Heat Pump Packaged Unit | Heat Pump | 208 | 1 |  |  |  | Dual-Speed |  |  |  | 29000 | 1208 | 24 | 16.2 | 25000 | 1592 | 4.6 | 3.6 | Non Federally-Regulated | 05/26/2016 |  | 05/10/2017
FHP Manufacturing Company | Keeprite | HP024D/H/V* |  | Ground-Water-Source | WBAHP: Heat Pump Packaged Unit | Heat Pump | 230 | 1 |  |  |  | Dual-Speed |  |  |  | 29000 | 1208 | 24 | 16.2 | 25000 | 1592 | 4.6 | 3.6 | Non Federally-Regulated | 05/26/2016 |  | 05/10/2017
FHP Manufacturing Company | Keeprite | HP024D/H/V* |  | Ground-Source | WBAHP: Heat Pump Packaged Unit | Heat Pump | 208 | 1 |  |  |  | Dual-Speed |  |  |  | 27500 | 1470 | 18.7 | 13.4 | 19000 | 1465 | 3.8 | 3.1 | Non Federally-Regulated | 05/26/2016 |  | 05/10/2017
FHP Manufacturing Company | Keeprite | HP024D/H/V* |  | Ground-Source | WBAHP: Heat Pump Packaged Unit | Heat Pump | 230 | 1 |  |  |  | Dual-Speed |  |  |  | 27500 | 1470 | 18.7 | 13.4 | 19000 | 1465 | 3.8 | 3.1 | Non Federally-Regulated | 05/26/2016 |  | 05/10/2017
FHP Manufacturing Company | Keeprite | HP036D/H/V* |  | Water-Source | WBAHP: Heat Pump Packaged Unit | Heat Pump | 208 | 1 |  |  |  | Dual-Speed |  |  |  | 36000 | 2465 | 14.6 | 11.2 | 43000 | 2625 | 4.8 | 4.2 | Federally-Regulated Commercial & Industrial Equipment | 05/26/2016 |  | 05/10/2017
FHP Manufacturing Company | Keeprite | HP036D/H/V* |  | Water-Source | WBAHP: Heat Pump Packaged Unit | Heat Pump | 230 | 1 |  |  |  | Dual-Speed |  |  |  | 36000 | 2465 | 14.6 | 11.2 | 43000 | 2625 | 4.8 | 4.2 | Federally-Regulated Commercial & Industrial Equipment | 05/26/2016 |  | 05/10/2017
FHP Manufacturing Company | Keeprite | HP036D/H/V* |  | Ground-Water-Source | WBAHP: Heat Pump Packaged Unit | Heat Pump | 208 | 1 |  |  |  | Dual-Speed |  |  |  | 42000 | 1944 | 21.6 | 16.2 | 36000 | 2512 | 4.2 | 3.6 | Non Federally-Regulated | 05/26/2016 |  | 05/10/2017
FHP Manufacturing Company | Keeprite | HP036D/H/V* |  | Ground-Water-Source | WBAHP: Heat Pump Packaged Unit | Heat Pump | 230 | 1 |  |  |  | Dual-Speed |  |  |  | 42000 | 1944 | 21.6 | 16.2 | 36000 | 2512 | 4.2 | 3.6 | Non Federally-Regulated | 05/26/2016 |  | 05/10/2017
FHP Manufacturing Company | Keeprite | HP036D/H/V* |  | Ground-Source | WBAHP: Heat Pump Packaged Unit | Heat Pump | 208 | 1 |  |  |  | Dual-Speed |  |  |  | 38000 | 2209 | 17.2 | 13.4 | 28000 | 2159 | 3.8 | 3.1 | Non Federally-Regulated | 05/26/2016 |  | 05/10/2017
FHP Manufacturing Company | Keeprite | HP036D/H/V* |  | Ground-Source | WBAHP: Heat Pump Packaged Unit | Heat Pump | 230 | 1 |  |  |  | Dual-Speed |  |  |  | 38000 | 2209 | 17.2 | 13.4 | 28000 | 2159 | 3.8 | 3.1 | Non Federally-Regulated | 05/26/2016 |  | 05/10/2017
FHP Manufacturing Company | Tempstar | HP024D/H/V* |  | Water-Source | WBAHP: Heat Pump Packaged Unit | Heat Pump | 208 | 1 |  |  |  | Dual-Speed |  |  |  | 26000 | 1625 | 16 | 11.2 | 30000 | 1758 | 5 | 4.2 | Federally-Regulated Commercial & Industrial Equipment | 05/26/2016 |  | 05/10/2017
FHP Manufacturing Company | Tempstar | HP024D/H/V* |  | Water-Source | WBAHP: Heat Pump Packaged Unit | Heat Pump | 230 | 1 |  |  |  | Dual-Speed |  |  |  | 26000 | 1625 | 16 | 11.2 | 30000 | 1758 | 5 | 4.2 | Federally-Regulated Commercial & Industrial Equipment | 05/26/2016 |  | 05/10/2017
FHP Manufacturing Company | Tempstar | HP024D/H/V* |  | Ground-Water-Source | WBAHP: Heat Pump Packaged Unit | Heat Pump | 208 | 1 |  |  |  | Dual-Speed |  |  |  | 29000 | 1208 | 24 | 16.2 | 25000 | 1592 | 4.6 | 3.6 | Non Federally-Regulated | 05/26/2016 |  | 05/10/2017
FHP Manufacturing Company | Tempstar | HP024D/H/V* |  | Ground-Water-Source | WBAHP: Heat Pump Packaged Unit | Heat Pump | 230 | 1 |  |  |  | Dual-Speed |  |  |  | 29000 | 1208 | 24 | 16.2 | 25000 | 1592 | 4.6 | 3.6 | Non Federally-Regulated | 05/26/2016 |  | 05/10/2017
FHP Manufacturing Company | Tempstar | HP024D/H/V* |  | Ground-Source | WBAHP: Heat Pump Packaged Unit | Heat Pump | 208 | 1 |  |  |  | Dual-Speed |  |  |  | 27500 | 1470 | 18.7 | 13.4 | 19000 | 1465 | 3.8 | 3.1 | Non Federally-Regulated | 05/26/2016 |  | 05/10/2017
FHP Manufacturing Company | Tempstar | HP024D/H/V* |  | Ground-Source | WBAHP: Heat Pump Packaged Unit | Heat Pump | 230 | 1 |  |  |  | Dual-Speed |  |  |  | 27500 | 1470 | 18.7 | 13.4 | 19000 | 1465 | 3.8 | 3.1 | Non Federally-Regulated | 05/26/2016 |  | 05/10/2017
FHP Manufacturing Company | Tempstar | HP036D/H/V* |  | Water-Source | WBAHP: Heat Pump Packaged Unit | Heat Pump | 208 | 1 |  |  |  | Dual-Speed |  |  |  | 36000 | 2465 | 14.6 | 11.2 | 43000 | 2625 | 4.8 | 4.2 | Federally-Regulated Commercial & Industrial Equipment | 05/26/2016 |  | 05/10/2017
FHP Manufacturing Company | Tempstar | HP036D/H/V* |  | Water-Source | WBAHP: Heat Pump Packaged Unit | Heat Pump | 230 | 1 |  |  |  | Dual-Speed |  |  |  | 36000 | 2465 | 14.6 | 11.2 | 43000 | 2625 | 4.8 | 4.2 | Federally-Regulated Commercial & Industrial Equipment | 05/26/2016 |  | 05/10/2017
FHP Manufacturing Company | Tempstar | HP036D/H/V* |  | Ground-Water-Source | WBAHP: Heat Pump Packaged Unit | Heat Pump | 208 | 1 |  |  |  | Dual-Speed |  |  |  | 42000 | 1944 | 21.6 | 16.2 | 36000 | 2512 | 4.2 | 3.6 | Non Federally-Regulated | 05/26/2016 |  | 05/10/2017
FHP Manufacturing Company | Tempstar | HP036D/H/V* |  | Ground-Water-Source | WBAHP: Heat Pump Packaged Unit | Heat Pump | 230 | 1 |  |  |  | Dual-Speed |  |  |  | 42000 | 1944 | 21.6 | 16.2 | 36000 | 2512 | 4.2 | 3.6 | Non Federally-Regulated | 05/26/2016 |  | 05/10/2017
FHP Manufacturing Company | Tempstar | HP036D/H/V* |  | Ground-Source | WBAHP: Heat Pump Packaged Unit | Heat Pump | 208 | 1 |  |  |  | Dual-Speed |  |  |  | 38000 | 2209 | 17.2 | 13.4 | 28000 | 2159 | 3.8 | 3.1 | Non Federally-Regulated | 05/26/2016 |  | 05/10/2017
FHP Manufacturing Company | Tempstar | HP036D/H/V* |  | Ground-Source | WBAHP: Heat Pump Packaged Unit | Heat Pump | 230 | 1 |  |  |  | Dual-Speed |  |  |  | 38000 | 2209 | 17.2 | 13.4 | 28000 | 2159 | 3.8 | 3.1 | Non Federally-Regulated | 05/26/2016 |  | 05/10/2017
FHP Manufacturing Company | Bosch | CE025-1CF/HZ/VT |  | Water-Source | WBAHP: Heat Pump Packaged Unit | Heat Pump | 208 | 1 |  |  |  | Dual-Speed |  |  |  | 26000 | 1625 | 16 | 11.2 | 30000 | 1758 | 5 | 4.2 | Federally-Regulated Commercial & Industrial Equipment | 06/29/2016 |  | 06/08/2017
FHP Manufacturing Company | Bosch | CE025-1CF/HZ/VT |  | Water-Source | WBAHP: Heat Pump Packaged Unit | Heat Pump | 230 | 1 |  |  |  | Dual-Speed |  |  |  | 26000 | 1625 | 16 | 11.2 | 30000 | 1758 | 5 | 4.2 | Federally-Regulated Commercial & Industrial Equipment | 06/29/2016 |  | 06/08/2017
FHP Manufacturing Company | Bosch | CE025-1CF/HZ/VT |  | Ground-Water-Source | WBAHP: Heat Pump Packaged Unit | Heat Pump | 208 | 1 |  |  |  | Dual-Speed |  |  |  | 29000 | 1208 | 24 | 16.2 | 25000 | 1592 | 4.6 | 3.6 | Non Federally-Regulated | 06/29/2016 |  | 06/08/2017
FHP Manufacturing Company | Bosch | CE025-1CF/HZ/VT |  | Ground-Water-Source | WBAHP: Heat Pump Packaged Unit | Heat Pump | 230 | 1 |  |  |  | Dual-Speed |  |  |  | 29000 | 1208 | 24 | 16.2 | 25000 | 1592 | 4.6 | 3.6 | Non Federally-Regulated | 06/29/2016 |  | 06/08/2017
FHP Manufacturing Company | Bosch | CE025-1CF/HZ/VT |  | Ground-Source | WBAHP: Heat Pump Packaged Unit | Heat Pump | 208 | 1 |  |  |  | Dual-Speed |  |  |  | 27500 | 1470 | 18.7 | 13.4 | 19000 | 1465 | 3.8 | 3.1 | Non Federally-Regulated | 06/29/2016 |  | 06/08/2017
FHP Manufacturing Company | Bosch | CE025-1CF/HZ/VT |  | Ground-Source | WBAHP: Heat Pump Packaged Unit | Heat Pump | 230 | 1 |  |  |  | Dual-Speed |  |  |  | 27500 | 1470 | 18.7 | 13.4 | 19000 | 1465 | 3.8 | 3.1 | Non Federally-Regulated | 06/29/2016 |  | 06/08/2017
FHP Manufacturing Company | Bosch | CE035-1CF/HZ/VT |  | Water-Source | WBAHP: Heat Pump Packaged Unit | Heat Pump | 208 | 1 |  |  |  | Dual-Speed |  |  |  | 36000 | 2465 | 14.6 | 11.2 | 43000 | 2625 | 4.8 | 4.2 | Federally-Regulated Commercial & Industrial Equipment | 06/29/2016 |  | 06/08/2017
FHP Manufacturing Company | Bosch | CE035-1CF/HZ/VT |  | Water-Source | WBAHP: Heat Pump Packaged Unit | Heat Pump | 230 | 1 |  |  |  | Dual-Speed |  |  |  | 36000 | 2465 | 14.6 | 11.2 | 43000 | 2625 | 4.8 | 4.2 | Federally-Regulated Commercial & Industrial Equipment | 06/29/2016 |  | 06/08/2017
FHP Manufacturing Company | Bosch | CE035-1CF/HZ/VT |  | Ground-Water-Source | WBAHP: Heat Pump Packaged Unit | Heat Pump | 208 | 1 |  |  |  | Dual-Speed |  |  |  | 42000 | 1944 | 21.6 | 16.2 | 36000 | 2512 | 4.2 | 3.6 | Non Federally-Regulated | 06/29/2016 |  | 06/08/2017
FHP Manufacturing Company | Bosch | CE035-1CF/HZ/VT |  | Ground-Water-Source | WBAHP: Heat Pump Packaged Unit | Heat Pump | 230 | 1 |  |  |  | Dual-Speed |  |  |  | 42000 | 1944 | 21.6 | 16.2 | 36000 | 2512 | 4.2 | 3.6 | Non Federally-Regulated | 06/29/2016 |  | 06/08/2017
FHP Manufacturing Company | Bosch | CE035-1CF/HZ/VT |  | Ground-Source | WBAHP: Heat Pump Packaged Unit | Heat Pump | 208 | 1 |  |  |  | Dual-Speed |  |  |  | 38000 | 2209 | 17.2 | 13.4 | 28000 | 2159 | 3.8 | 3.1 | Non Federally-Regulated | 06/29/2016 |  | 06/08/2017
FHP Manufacturing Company | Bosch | CE035-1CF/HZ/VT |  | Ground-Source | WBAHP: Heat Pump Packaged Unit | Heat Pump | 230 | 1 |  |  |  | Dual-Speed |  |  |  | 38000 | 2209 | 17.2 | 13.4 | 28000 | 2159 | 3.8 | 3.1 | Non Federally-Regulated | 06/29/2016 |  | 06/08/2017
FHP Manufacturing Company | Bosch | CE071-1CF/HZ/VT |  | Water-Source | WBAHP: Heat Pump Packaged Unit | Heat Pump | 208 | 1 |  |  |  | Dual-Speed | 4406 | 803 |  | 72000 | 4965 | 14.5 | 12 | 80000 | 5210 | 4.5 | 4.2 | Federally-Regulated Commercial & Industrial Equipment | 06/29/2016 |  | 06/08/2017
FHP Manufacturing Company | Bosch | CE071-1CF/HZ/VT |  | Water-Source | WBAHP: Heat Pump Packaged Unit | Heat Pump | 230 | 1 |  |  |  | Dual-Speed | 4406 | 803 |  | 72000 | 4965 | 14.5 | 12 | 80000 | 5210 | 4.5 | 4.2 | Federally-Regulated Commercial & Industrial Equipment | 06/29/2016 |  | 06/08/2017
FHP Manufacturing Company | Bosch | CE071-1CF/HZ/VT |  | Ground-Water-Source | WBAHP: Heat Pump Packaged Unit | Heat Pump | 208 | 1 |  |  |  | Dual-Speed | 3394 | 803 |  | 77000 | 3928 | 19.6 | 16.2 | 68000 | 4745 | 4.2 | 3.6 | Non Federally-Regulated | 06/29/2016 |  | 06/08/2017
FHP Manufacturing Company | Bosch | CE071-1CF/HZ/VT |  | Ground-Water-Source | WBAHP: Heat Pump Packaged Unit | Heat Pump | 230 | 1 |  |  |  | Dual-Speed | 3394 | 803 |  | 77000 | 3928 | 19.6 | 16.2 | 68000 | 4745 | 4.2 | 3.6 | Non Federally-Regulated | 06/29/2016 |  | 06/08/2017
FHP Manufacturing Company | Bosch | CE071-1CF/HZ/VT |  | Ground-Source | WBAHP: Heat Pump Packaged Unit | Heat Pump | 208 | 1 |  |  |  | Dual-Speed | 3941 | 803 |  | 74000 | 4539 | 16.3 | 13.4 | 53000 | 4437 | 3.5 | 3.1 | Non Federally-Regulated | 06/29/2016 |  | 06/08/2017
FHP Manufacturing Company | Bosch | CE071-1CF/HZ/VT |  | Ground-Source | WBAHP: Heat Pump Packaged Unit | Heat Pump | 230 | 1 |  |  |  | Dual-Speed | 3941 | 803 |  | 74000 | 4539 | 16.3 | 13.4 | 53000 | 4437 | 3.5 | 3.1 | Non Federally-Regulated | 06/29/2016 |  | 06/08/2017
FHP Manufacturing Company | BOSCH-GEO | CE025-1CF/HZ/VT |  | Water-Source | WBAHP: Heat Pump Packaged Unit | Heat Pump | 208 | 1 |  |  |  | Dual-Speed |  |  |  | 26000 | 1625 | 16 | 11.2 | 30000 | 1758 | 5 | 4.2 | Federally-Regulated Commercial & Industrial Equipment | 06/29/2016 |  | 06/09/2017
FHP Manufacturing Company | BOSCH-GEO | CE025-1CF/HZ/VT |  | Water-Source | WBAHP: Heat Pump Packaged Unit | Heat Pump | 230 | 1 |  |  |  | Dual-Speed |  |  |  | 26000 | 1625 | 16 | 11.2 | 30000 | 1758 | 5 | 4.2 | Federally-Regulated Commercial & Industrial Equipment | 06/29/2016 |  | 06/09/2017
FHP Manufacturing Company | BOSCH-GEO | CE025-1CF/HZ/VT |  | Ground-Water-Source | WBAHP: Heat Pump Packaged Unit | Heat Pump | 208 | 1 |  |  |  | Dual-Speed |  |  |  | 29000 | 1208 | 24 | 16.2 | 25000 | 1592 | 4.6 | 3.6 | Non Federally-Regulated | 06/29/2016 |  | 06/09/2017
FHP Manufacturing Company | BOSCH-GEO | CE025-1CF/HZ/VT |  | Ground-Water-Source | WBAHP: Heat Pump Packaged Unit | Heat Pump | 230 | 1 |  |  |  | Dual-Speed |  |  |  | 29000 | 1208 | 24 | 16.2 | 25000 | 1592 | 4.6 | 3.6 | Non Federally-Regulated | 06/29/2016 |  | 06/09/2017
FHP Manufacturing Company | BOSCH-GEO | CE025-1CF/HZ/VT |  | Ground-Source | WBAHP: Heat Pump Packaged Unit | Heat Pump | 208 | 1 |  |  |  | Dual-Speed |  |  |  | 27500 | 1470 | 18.7 | 13.4 | 19000 | 1465 | 3.8 | 3.1 | Non Federally-Regulated | 06/29/2016 |  | 06/09/2017
FHP Manufacturing Company | BOSCH-GEO | CE025-1CF/HZ/VT |  | Ground-Source | WBAHP: Heat Pump Packaged Unit | Heat Pump | 230 | 1 |  |  |  | Dual-Speed |  |  |  | 27500 | 1470 | 18.7 | 13.4 | 19000 | 1465 | 3.8 | 3.1 | Non Federally-Regulated | 06/29/2016 |  | 06/09/2017
FHP Manufacturing Company | BOSCH-GEO | CE035-1CF/HZ/VT |  | Water-Source | WBAHP: Heat Pump Packaged Unit | Heat Pump | 208 | 1 |  |  |  | Dual-Speed |  |  |  | 36000 | 2465 | 14.6 | 11.2 | 43000 | 2625 | 4.8 | 4.2 | Federally-Regulated Commercial & Industrial Equipment | 06/29/2016 |  | 06/09/2017
FHP Manufacturing Company | BOSCH-GEO | CE035-1CF/HZ/VT |  | Water-Source | WBAHP: Heat Pump Packaged Unit | Heat Pump | 230 | 1 |  |  |  | Dual-Speed |  |  |  | 36000 | 2465 | 14.6 | 11.2 | 43000 | 2625 | 4.8 | 4.2 | Federally-Regulated Commercial & Industrial Equipment | 06/29/2016 |  | 06/09/2017
FHP Manufacturing Company | BOSCH-GEO | CE035-1CF/HZ/VT |  | Ground-Water-Source | WBAHP: Heat Pump Packaged Unit | Heat Pump | 208 | 1 |  |  |  | Dual-Speed |  |  |  | 42000 | 1944 | 21.6 | 16.2 | 36000 | 2512 | 4.2 | 3.6 | Non Federally-Regulated | 06/29/2016 |  | 06/09/2017
FHP Manufacturing Company | BOSCH-GEO | CE035-1CF/HZ/VT |  | Ground-Water-Source | WBAHP: Heat Pump Packaged Unit | Heat Pump | 230 | 1 |  |  |  | Dual-Speed |  |  |  | 42000 | 1944 | 21.6 | 16.2 | 36000 | 2512 | 4.2 | 3.6 | Non Federally-Regulated | 06/29/2016 |  | 06/09/2017
FHP Manufacturing Company | BOSCH-GEO | CE035-1CF/HZ/VT |  | Ground-Source | WBAHP: Heat Pump Packaged Unit | Heat Pump | 208 | 1 |  |  |  | Dual-Speed |  |  |  | 38000 | 2209 | 17.2 | 13.4 | 28000 | 2159 | 3.8 | 3.1 | Non Federally-Regulated | 06/29/2016 |  | 06/09/2017
FHP Manufacturing Company | BOSCH-GEO | CE035-1CF/HZ/VT |  | Ground-Source | WBAHP: Heat Pump Packaged Unit | Heat Pump | 230 | 1 |  |  |  | Dual-Speed |  |  |  | 38000 | 2209 | 17.2 | 13.4 | 28000 | 2159 | 3.8 | 3.1 | Non Federally-Regulated | 06/29/2016 |  | 06/09/2017
FHP Manufacturing Company | BOSCH-GEO | CE071-1CF/HZ/VT |  | Water-Source | WBAHP: Heat Pump Packaged Unit | Heat Pump | 208 | 1 |  |  |  | Dual-Speed | 4406 | 803 |  | 72000 | 4965 | 14.5 | 12 | 80000 | 5210 | 4.5 | 4.2 | Federally-Regulated Commercial & Industrial Equipment | 06/29/2016 |  | 06/09/2017
FHP Manufacturing Company | BOSCH-GEO | CE071-1CF/HZ/VT |  | Water-Source | WBAHP: Heat Pump Packaged Unit | Heat Pump | 230 | 1 |  |  |  | Dual-Speed | 4406 | 803 |  | 72000 | 4965 | 14.5 | 12 | 80000 | 5210 | 4.5 | 4.2 | Federally-Regulated Commercial & Industrial Equipment | 06/29/2016 |  | 06/09/2017
FHP Manufacturing Company | BOSCH-GEO | CE071-1CF/HZ/VT |  | Ground-Water-Source | WBAHP: Heat Pump Packaged Unit | Heat Pump | 208 | 1 |  |  |  | Dual-Speed | 3394 | 803 |  | 77000 | 3928 | 19.6 | 16.2 | 68000 | 4745 | 4.2 | 3.6 | Non Federally-Regulated | 06/29/2016 |  | 06/09/2017
FHP Manufacturing Company | BOSCH-GEO | CE071-1CF/HZ/VT |  | Ground-Water-Source | WBAHP: Heat Pump Packaged Unit | Heat Pump | 230 | 1 |  |  |  | Dual-Speed | 3394 | 803 |  | 77000 | 3928 | 19.6 | 16.2 | 68000 | 4745 | 4.2 | 3.6 | Non Federally-Regulated | 06/29/2016 |  | 06/09/2017
FHP Manufacturing Company | BOSCH-GEO | CE071-1CF/HZ/VT |  | Ground-Source | WBAHP: Heat Pump Packaged Unit | Heat Pump | 208 | 1 |  |  |  | Dual-Speed | 3941 | 803 |  | 74000 | 4539 | 16.3 | 13.4 | 53000 | 4437 | 3.5 | 3.1 | Non Federally-Regulated | 06/29/2016 |  | 06/09/2017
FHP Manufacturing Company | BOSCH-GEO | CE071-1CF/HZ/VT |  | Ground-Source | WBAHP: Heat Pump Packaged Unit | Heat Pump | 230 | 1 |  |  |  | Dual-Speed | 3941 | 803 |  | 74000 | 4539 | 16.3 | 13.4 | 53000 | 4437 | 3.5 | 3.1 | Non Federally-Regulated | 06/29/2016 |  | 06/09/2017
FHP Manufacturing Company | Bryant | GP024C/H/V******1*X1 |  | Water-Source | WBAHP: Heat Pump Packaged Unit | Heat Pump | 208 | 1 |  |  |  | Dual-Speed |  |  |  | 26000 | 1625 | 16 | 11.2 | 30000 | 1758 | 5 | 4.2 | Federally-Regulated Commercial & Industrial Equipment | 06/29/2016 |  | 06/09/2017
FHP Manufacturing Company | Bryant | GP024C/H/V******1*X1 |  | Water-Source | WBAHP: Heat Pump Packaged Unit | Heat Pump | 230 | 1 |  |  |  | Dual-Speed |  |  |  | 26000 | 1625 | 16 | 11.2 | 30000 | 1758 | 5 | 4.2 | Federally-Regulated Commercial & Industrial Equipment | 06/29/2016 |  | 06/09/2017
FHP Manufacturing Company | Bryant | GP024C/H/V******1*X1 |  | Ground-Water-Source | WBAHP: Heat Pump Packaged Unit | Heat Pump | 208 | 1 |  |  |  | Dual-Speed |  |  |  | 29000 | 1208 | 24 | 16.2 | 25000 | 1592 | 4.6 | 3.6 | Non Federally-Regulated | 06/29/2016 |  | 06/09/2017
FHP Manufacturing Company | Bryant | GP024C/H/V******1*X1 |  | Ground-Water-Source | WBAHP: Heat Pump Packaged Unit | Heat Pump | 230 | 1 |  |  |  | Dual-Speed |  |  |  | 29000 | 1208 | 24 | 16.2 | 25000 | 1592 | 4.6 | 3.6 | Non Federally-Regulated | 06/29/2016 |  | 06/09/2017
FHP Manufacturing Company | Bryant | GP024C/H/V******1*X1 |  | Ground-Source | WBAHP: Heat Pump Packaged Unit | Heat Pump | 208 | 1 |  |  |  | Dual-Speed |  |  |  | 27500 | 1470 | 18.7 | 13.4 | 19000 | 1465 | 3.8 | 3.1 | Non Federally-Regulated | 06/29/2016 |  | 06/09/2017
FHP Manufacturing Company | Bryant | GP024C/H/V******1*X1 |  | Ground-Source | WBAHP: Heat Pump Packaged Unit | Heat Pump | 230 | 1 |  |  |  | Dual-Speed |  |  |  | 27500 | 1470 | 18.7 | 13.4 | 19000 | 1465 | 3.8 | 3.1 | Non Federally-Regulated | 06/29/2016 |  | 06/09/2017
FHP Manufacturing Company | Bryant | GP036C/H/V******1*X1 |  | Water-Source | WBAHP: Heat Pump Packaged Unit | Heat Pump | 208 | 1 |  |  |  | Dual-Speed |  |  |  | 36000 | 2465 | 14.6 | 11.2 | 43000 | 2625 | 4.8 | 4.2 | Federally-Regulated Commercial & Industrial Equipment | 06/29/2016 |  | 06/09/2017
FHP Manufacturing Company | Bryant | GP036C/H/V******1*X1 |  | Water-Source | WBAHP: Heat Pump Packaged Unit | Heat Pump | 230 | 1 |  |  |  | Dual-Speed |  |  |  | 36000 | 2465 | 14.6 | 11.2 | 43000 | 2625 | 4.8 | 4.2 | Federally-Regulated Commercial & Industrial Equipment | 06/29/2016 |  | 06/09/2017
FHP Manufacturing Company | Bryant | GP036C/H/V******1*X1 |  | Ground-Water-Source | WBAHP: Heat Pump Packaged Unit | Heat Pump | 208 | 1 |  |  |  | Dual-Speed |  |  |  | 42000 | 1944 | 21.6 | 16.2 | 36000 | 2512 | 4.2 | 3.6 | Non Federally-Regulated | 06/29/2016 |  | 06/09/2017
FHP Manufacturing Company | Bryant | GP036C/H/V******1*X1 |  | Ground-Water-Source | WBAHP: Heat Pump Packaged Unit | Heat Pump | 230 | 1 |  |  |  | Dual-Speed |  |  |  | 42000 | 1944 | 21.6 | 16.2 | 36000 | 2512 | 4.2 | 3.6 | Non Federally-Regulated | 06/29/2016 |  | 06/09/2017
FHP Manufacturing Company | Bryant | GP036C/H/V******1*X1 |  | Ground-Source | WBAHP: Heat Pump Packaged Unit | Heat Pump | 208 | 1 |  |  |  | Dual-Speed |  |  |  | 38000 | 2209 | 17.2 | 13.4 | 28000 | 2159 | 3.8 | 3.1 | Non Federally-Regulated | 06/29/2016 |  | 06/09/2017
FHP Manufacturing Company | Bryant | GP036C/H/V******1*X1 |  | Ground-Source | WBAHP: Heat Pump Packaged Unit | Heat Pump | 230 | 1 |  |  |  | Dual-Speed |  |  |  | 38000 | 2209 | 17.2 | 13.4 | 28000 | 2159 | 3.8 | 3.1 | Non Federally-Regulated | 06/29/2016 |  | 06/09/2017
FHP Manufacturing Company | Bryant | GP072C/H/V******1*X1 |  | Water-Source | WBAHP: Heat Pump Packaged Unit | Heat Pump | 208 | 1 |  |  |  | Dual-Speed | 4406 | 803 |  | 72000 | 4965 | 14.5 | 12 | 80000 | 5210 | 4.5 | 4.2 | Federally-Regulated Commercial & Industrial Equipment | 06/29/2016 |  | 06/09/2017
FHP Manufacturing Company | Bryant | GP072C/H/V******1*X1 |  | Water-Source | WBAHP: Heat Pump Packaged Unit | Heat Pump | 230 | 1 |  |  |  | Dual-Speed | 4406 | 803 |  | 72000 | 4965 | 14.5 | 12 | 80000 | 5210 | 4.5 | 4.2 | Federally-Regulated Commercial & Industrial Equipment | 06/29/2016 |  | 06/09/2017
FHP Manufacturing Company | Bryant | GP072C/H/V******1*X1 |  | Ground-Water-Source | WBAHP: Heat Pump Packaged Unit | Heat Pump | 208 | 1 |  |  |  | Dual-Speed | 3394 | 803 |  | 77000 | 3928 | 19.6 | 16.2 | 68000 | 4745 | 4.2 | 3.6 | Non Federally-Regulated | 06/29/2016 |  | 06/09/2017
FHP Manufacturing Company | Bryant | GP072C/H/V******1*X1 |  | Ground-Water-Source | WBAHP: Heat Pump Packaged Unit | Heat Pump | 230 | 1 |  |  |  | Dual-Speed | 3394 | 803 |  | 77000 | 3928 | 19.6 | 16.2 | 68000 | 4745 | 4.2 | 3.6 | Non Federally-Regulated | 06/29/2016 |  | 06/09/2017
FHP Manufacturing Company | Bryant | GP072C/H/V******1*X1 |  | Ground-Source | WBAHP: Heat Pump Packaged Unit | Heat Pump | 208 | 1 |  |  |  | Dual-Speed | 3941 | 803 |  | 74000 | 4539 | 16.3 | 13.4 | 53000 | 4437 | 3.5 | 3.1 | Non Federally-Regulated | 06/29/2016 |  | 06/09/2017
FHP Manufacturing Company | Bryant | GP072C/H/V******1*X1 |  | Ground-Source | WBAHP: Heat Pump Packaged Unit | Heat Pump | 230 | 1 |  |  |  | Dual-Speed | 3941 | 803 |  | 74000 | 4539 | 16.3 | 13.4 | 53000 | 4437 | 3.5 | 3.1 | Non Federally-Regulated | 06/29/2016 |  | 06/09/2017
FHP Manufacturing Company | Carrier | GP024C/H/V******1**1 |  | Water-Source | WBAHP: Heat Pump Packaged Unit | Heat Pump | 208 | 1 |  |  |  | Dual-Speed |  |  |  | 26000 | 1625 | 16 | 11.2 | 30000 | 1758 | 5 | 4.2 | Federally-Regulated Commercial & Industrial Equipment | 06/29/2016 |  | 06/09/2017
FHP Manufacturing Company | Carrier | GP024C/H/V******1**1 |  | Water-Source | WBAHP: Heat Pump Packaged Unit | Heat Pump | 230 | 1 |  |  |  | Dual-Speed |  |  |  | 26000 | 1625 | 16 | 11.2 | 30000 | 1758 | 5 | 4.2 | Federally-Regulated Commercial & Industrial Equipment | 06/29/2016 |  | 06/09/2017
FHP Manufacturing Company | Carrier | GP024C/H/V******1**1 |  | Ground-Water-Source | WBAHP: Heat Pump Packaged Unit | Heat Pump | 208 | 1 |  |  |  | Dual-Speed |  |  |  | 29000 | 1208 | 24 | 16.2 | 25000 | 1592 | 4.6 | 3.6 | Non Federally-Regulated | 06/29/2016 |  | 06/09/2017
FHP Manufacturing Company | Carrier | GP024C/H/V******1**1 |  | Ground-Water-Source | WBAHP: Heat Pump Packaged Unit | Heat Pump | 230 | 1 |  |  |  | Dual-Speed |  |  |  | 29000 | 1208 | 24 | 16.2 | 25000 | 1592 | 4.6 | 3.6 | Non Federally-Regulated | 06/29/2016 |  | 06/09/2017
FHP Manufacturing Company | Carrier | GP024C/H/V******1**1 |  | Ground-Source | WBAHP: Heat Pump Packaged Unit | Heat Pump | 208 | 1 |  |  |  | Dual-Speed |  |  |  | 27500 | 1470 | 18.7 | 13.4 | 19000 | 1465 | 3.8 | 3.1 | Non Federally-Regulated | 06/29/2016 |  | 06/09/2017
FHP Manufacturing Company | Carrier | GP024C/H/V******1**1 |  | Ground-Source | WBAHP: Heat Pump Packaged Unit | Heat Pump | 230 | 1 |  |  |  | Dual-Speed |  |  |  | 27500 | 1470 | 18.7 | 13.4 | 19000 | 1465 | 3.8 | 3.1 | Non Federally-Regulated | 06/29/2016 |  | 06/09/2017
FHP Manufacturing Company | Carrier | GP036C/H/V******1**1 |  | Water-Source | WBAHP: Heat Pump Packaged Unit | Heat Pump | 208 | 1 |  |  |  | Dual-Speed |  |  |  | 36000 | 2465 | 14.6 | 11.2 | 43000 | 2625 | 4.8 | 4.2 | Federally-Regulated Commercial & Industrial Equipment | 06/29/2016 |  | 06/09/2017
FHP Manufacturing Company | Carrier | GP036C/H/V******1**1 |  | Water-Source | WBAHP: Heat Pump Packaged Unit | Heat Pump | 230 | 1 |  |  |  | Dual-Speed |  |  |  | 36000 | 2465 | 14.6 | 11.2 | 43000 | 2625 | 4.8 | 4.2 | Federally-Regulated Commercial & Industrial Equipment | 06/29/2016 |  | 06/09/2017
FHP Manufacturing Company | Carrier | GP036C/H/V******1**1 |  | Ground-Water-Source | WBAHP: Heat Pump Packaged Unit | Heat Pump | 208 | 1 |  |  |  | Dual-Speed |  |  |  | 42000 | 1944 | 21.6 | 16.2 | 36000 | 2512 | 4.2 | 3.6 | Non Federally-Regulated | 06/29/2016 |  | 06/09/2017
FHP Manufacturing Company | Carrier | GP036C/H/V******1**1 |  | Ground-Water-Source | WBAHP: Heat Pump Packaged Unit | Heat Pump | 230 | 1 |  |  |  | Dual-Speed |  |  |  | 42000 | 1944 | 21.6 | 16.2 | 36000 | 2512 | 4.2 | 3.6 | Non Federally-Regulated | 06/29/2016 |  | 06/09/2017
FHP Manufacturing Company | Carrier | GP036C/H/V******1**1 |  | Ground-Source | WBAHP: Heat Pump Packaged Unit | Heat Pump | 208 | 1 |  |  |  | Dual-Speed |  |  |  | 38000 | 2209 | 17.2 | 13.4 | 28000 | 2159 | 3.8 | 3.1 | Non Federally-Regulated | 06/29/2016 |  | 06/09/2017
FHP Manufacturing Company | Carrier | GP036C/H/V******1**1 |  | Ground-Source | WBAHP: Heat Pump Packaged Unit | Heat Pump | 230 | 1 |  |  |  | Dual-Speed |  |  |  | 38000 | 2209 | 17.2 | 13.4 | 28000 | 2159 | 3.8 | 3.1 | Non Federally-Regulated | 06/29/2016 |  | 06/09/2017
FHP Manufacturing Company | Carrier | GP072C/H/V******1**1 |  | Water-Source | WBAHP: Heat Pump Packaged Unit | Heat Pump | 208 | 1 |  |  |  | Dual-Speed | 4406 | 803 |  | 72000 | 4965 | 14.5 | 12 | 80000 | 5210 | 4.5 | 4.2 | Federally-Regulated Commercial & Industrial Equipment | 06/29/2016 |  | 06/09/2017
FHP Manufacturing Company | Carrier | GP072C/H/V******1**1 |  | Water-Source | WBAHP: Heat Pump Packaged Unit | Heat Pump | 230 | 1 |  |  |  | Dual-Speed | 4406 | 803 |  | 72000 | 4965 | 14.5 | 12 | 80000 | 5210 | 4.5 | 4.2 | Federally-Regulated Commercial & Industrial Equipment | 06/29/2016 |  | 06/09/2017
FHP Manufacturing Company | Carrier | GP072C/H/V******1**1 |  | Ground-Water-Source | WBAHP: Heat Pump Packaged Unit | Heat Pump | 208 | 1 |  |  |  | Dual-Speed | 3394 | 803 |  | 77000 | 3928 | 19.6 | 16.2 | 68000 | 4745 | 4.2 | 3.6 | Non Federally-Regulated | 06/29/2016 |  | 06/09/2017
FHP Manufacturing Company | Carrier | GP072C/H/V******1**1 |  | Ground-Water-Source | WBAHP: Heat Pump Packaged Unit | Heat Pump | 230 | 1 |  |  |  | Dual-Speed | 3394 | 803 |  | 77000 | 3928 | 19.6 | 16.2 | 68000 | 4745 | 4.2 | 3.6 | Non Federally-Regulated | 06/29/2016 |  | 06/09/2017
FHP Manufacturing Company | Carrier | GP072C/H/V******1**1 |  | Ground-Source | WBAHP: Heat Pump Packaged Unit | Heat Pump | 208 | 1 |  |  |  | Dual-Speed | 3941 | 803 |  | 74000 | 4539 | 16.3 | 13.4 | 53000 | 4437 | 3.5 | 3.1 | Non Federally-Regulated | 06/29/2016 |  | 06/09/2017
FHP Manufacturing Company | Carrier | GP072C/H/V******1**1 |  | Ground-Source | WBAHP: Heat Pump Packaged Unit | Heat Pump | 230 | 1 |  |  |  | Dual-Speed | 3941 | 803 |  | 74000 | 4539 | 16.3 | 13.4 | 53000 | 4437 | 3.5 | 3.1 | Non Federally-Regulated | 06/29/2016 |  | 06/09/2017
FHP Manufacturing Company | Comfortmaker | HP060D/H/V* |  | Water-Source | WBAHP: Heat Pump Packaged Unit | Heat Pump | 208 | 1 |  |  |  | Single-Speed |  |  |  | 60000 | 4285 | 14 | 11.2 | 72000 | 4489 | 4.7 | 4.2 | Federally-Regulated Commercial & Industrial Equipment | 05/25/2016 |  | 06/09/2017
FHP Manufacturing Company | Comfortmaker | HP060D/H/V* |  | Water-Source | WBAHP: Heat Pump Packaged Unit | Heat Pump | 230 | 1 |  |  |  | Single-Speed |  |  |  | 60000 | 4285 | 14 | 11.2 | 72000 | 4489 | 4.7 | 4.2 | Federally-Regulated Commercial & Industrial Equipment | 05/25/2016 |  | 06/09/2017
FHP Manufacturing Company | Comfortmaker | HP060D/H/V* |  | Ground-Source | WBAHP: Heat Pump Packaged Unit | Heat Pump | 208 | 1 |  |  |  | Single-Speed |  |  |  | 62000 | 3949 | 15.7 | 13.4 | 49000 | 3989 | 3.6 | 3.1 | Non Federally-Regulated | 05/25/2016 |  | 06/09/2017
FHP Manufacturing Company | Comfortmaker | HP060D/H/V* |  | Ground-Source | WBAHP: Heat Pump Packaged Unit | Heat Pump | 230 | 1 |  |  |  | Single-Speed |  |  |  | 62000 | 3949 | 15.7 | 13.4 | 49000 | 3989 | 3.6 | 3.1 | Non Federally-Regulated | 05/25/2016 |  | 06/09/2017
FHP Manufacturing Company | Day & Night | HP060D/H/V* |  | Water-Source | WBAHP: Heat Pump Packaged Unit | Heat Pump | 208 | 1 |  |  |  | Single-Speed |  |  |  | 60000 | 4285 | 14 | 11.2 | 72000 | 4489 | 4.7 | 4.2 | Federally-Regulated Commercial & Industrial Equipment | 05/25/2016 |  | 06/09/2017
FHP Manufacturing Company | Day & Night | HP060D/H/V* |  | Water-Source | WBAHP: Heat Pump Packaged Unit | Heat Pump | 230 | 1 |  |  |  | Single-Speed |  |  |  | 60000 | 4285 | 14 | 11.2 | 72000 | 4489 | 4.7 | 4.2 | Federally-Regulated Commercial & Industrial Equipment | 05/25/2016 |  | 06/09/2017
FHP Manufacturing Company | Day & Night | HP060D/H/V* |  | Ground-Source | WBAHP: Heat Pump Packaged Unit | Heat Pump | 208 | 1 |  |  |  | Single-Speed |  |  |  | 62000 | 3949 | 15.7 | 13.4 | 49000 | 3989 | 3.6 | 3.1 | Non Federally-Regulated | 05/25/2016 |  | 06/09/2017
FHP Manufacturing Company | Day & Night | HP060D/H/V* |  | Ground-Source | WBAHP: Heat Pump Packaged Unit | Heat Pump | 230 | 1 |  |  |  | Single-Speed |  |  |  | 62000 | 3949 | 15.7 | 13.4 | 49000 | 3989 | 3.6 | 3.1 | Non Federally-Regulated | 05/25/2016 |  | 06/09/2017
FHP Manufacturing Company | ENVIRO-SAVER | ES061-1CF/HZ/VT |  | Water-Source | WBAHP: Heat Pump Packaged Unit | Heat Pump | 208 | 1 |  |  |  | Single-Speed |  |  |  | 60000 | 4285 | 14 | 11.2 | 72000 | 4489 | 4.7 | 4.2 | Federally-Regulated Commercial & Industrial Equipment | 05/26/2016 |  | 06/09/2017
FHP Manufacturing Company | ENVIRO-SAVER | ES061-1CF/HZ/VT |  | Water-Source | WBAHP: Heat Pump Packaged Unit | Heat Pump | 230 | 1 |  |  |  | Single-Speed |  |  |  | 60000 | 4285 | 14 | 11.2 | 72000 | 4489 | 4.7 | 4.2 | Federally-Regulated Commercial & Industrial Equipment | 05/26/2016 |  | 06/09/2017
FHP Manufacturing Company | ENVIRO-SAVER | ES061-1CF/HZ/VT |  | Ground-Source | WBAHP: Heat Pump Packaged Unit | Heat Pump | 208 | 1 |  |  |  | Single-Speed |  |  |  | 62000 | 3949 | 15.7 | 13.4 | 49000 | 3989 | 3.6 | 3.1 | Non Federally-Regulated | 05/26/2016 |  | 06/09/2017
FHP Manufacturing Company | ENVIRO-SAVER | ES061-1CF/HZ/VT |  | Ground-Source | WBAHP: Heat Pump Packaged Unit | Heat Pump | 230 | 1 |  |  |  | Single-Speed |  |  |  | 62000 | 3949 | 15.7 | 13.4 | 49000 | 3989 | 3.6 | 3.1 | Non Federally-Regulated | 05/26/2016 |  | 06/09/2017
FHP Manufacturing Company | ENVIRO-SAVER | ES061-3CF/HZ/VT |  | Water-Source | WBAHP: Heat Pump Packaged Unit | Heat Pump | 208 | 3 |  |  |  | Single-Speed |  |  |  | 60000 | 4285 | 14 | 11.2 | 72000 | 4489 | 4.7 | 4.2 | Federally-Regulated Commercial & Industrial Equipment | 05/26/2016 |  | 06/09/2017
FHP Manufacturing Company | ENVIRO-SAVER | ES061-3CF/HZ/VT |  | Water-Source | WBAHP: Heat Pump Packaged Unit | Heat Pump | 230 | 3 |  |  |  | Single-Speed |  |  |  | 60000 | 4285 | 14 | 11.2 | 72000 | 4489 | 4.7 | 4.2 | Federally-Regulated Commercial & Industrial Equipment | 05/26/2016 |  | 06/09/2017
FHP Manufacturing Company | ENVIRO-SAVER | ES061-3CF/HZ/VT |  | Ground-Source | WBAHP: Heat Pump Packaged Unit | Heat Pump | 208 | 3 |  |  |  | Single-Speed |  |  |  | 62000 | 3949 | 15.7 | 13.4 | 49000 | 3989 | 3.6 | 3.1 | Non Federally-Regulated | 05/26/2016 |  | 06/09/2017
FHP Manufacturing Company | ENVIRO-SAVER | ES061-3CF/HZ/VT |  | Ground-Source | WBAHP: Heat Pump Packaged Unit | Heat Pump | 230 | 3 |  |  |  | Single-Speed |  |  |  | 62000 | 3949 | 15.7 | 13.4 | 49000 | 3989 | 3.6 | 3.1 | Non Federally-Regulated | 05/26/2016 |  | 06/09/2017
FHP Manufacturing Company | ENVIRO-SAVER | ES061-4CF/HZ/VT |  | Water-Source | WBAHP: Heat Pump Packaged Unit | Heat Pump | 460 | 3 |  |  |  | Single-Speed |  |  |  | 60000 | 4285 | 14 | 11.2 | 72000 | 4489 | 4.7 | 4.2 | Federally-Regulated Commercial & Industrial Equipment | 05/26/2016 |  | 06/09/2017
FHP Manufacturing Company | ENVIRO-SAVER | ES061-4CF/HZ/VT |  | Ground-Source | WBAHP: Heat Pump Packaged Unit | Heat Pump | 460 | 3 |  |  |  | Single-Speed |  |  |  | 62000 | 3949 | 15.7 | 13.4 | 49000 | 3989 | 3.6 | 3.1 | Non Federally-Regulated | 05/26/2016 |  | 06/09/2017
FHP Manufacturing Company | Keeprite | HP060D/H/V* |  | Water-Source | WBAHP: Heat Pump Packaged Unit | Heat Pump | 208 | 1 |  |  |  | Single-Speed |  |  |  | 60000 | 4285 | 14 | 11.2 | 72000 | 4489 | 4.7 | 4.2 | Federally-Regulated Commercial & Industrial Equipment | 05/26/2016 |  | 06/12/2017
FHP Manufacturing Company | Keeprite | HP060D/H/V* |  | Water-Source | WBAHP: Heat Pump Packaged Unit | Heat Pump | 230 | 1 |  |  |  | Single-Speed |  |  |  | 60000 | 4285 | 14 | 11.2 | 72000 | 4489 | 4.7 | 4.2 | Federally-Regulated Commercial & Industrial Equipment | 05/26/2016 |  | 06/12/2017
FHP Manufacturing Company | Keeprite | HP060D/H/V* |  | Ground-Source | WBAHP: Heat Pump Packaged Unit | Heat Pump | 208 | 1 |  |  |  | Single-Speed |  |  |  | 62000 | 3949 | 15.7 | 13.4 | 49000 | 3989 | 3.6 | 3.1 | Non Federally-Regulated | 05/26/2016 |  | 06/12/2017
FHP Manufacturing Company | Keeprite | HP060D/H/V* |  | Ground-Source | WBAHP: Heat Pump Packaged Unit | Heat Pump | 230 | 1 |  |  |  | Single-Speed |  |  |  | 62000 | 3949 | 15.7 | 13.4 | 49000 | 3989 | 3.6 | 3.1 | Non Federally-Regulated | 05/26/2016 |  | 06/12/2017
FHP Manufacturing Company | Tempstar | HP060D/H/V* |  | Water-Source | WBAHP: Heat Pump Packaged Unit | Heat Pump | 208 | 1 |  |  |  | Single-Speed |  |  |  | 60000 | 4285 | 14 | 11.2 | 72000 | 4489 | 4.7 | 4.2 | Federally-Regulated Commercial & Industrial Equipment | 05/26/2016 |  | 06/12/2017
FHP Manufacturing Company | Tempstar | HP060D/H/V* |  | Water-Source | WBAHP: Heat Pump Packaged Unit | Heat Pump | 230 | 1 |  |  |  | Single-Speed |  |  |  | 60000 | 4285 | 14 | 11.2 | 72000 | 4489 | 4.7 | 4.2 | Federally-Regulated Commercial & Industrial Equipment | 05/26/2016 |  | 06/12/2017
FHP Manufacturing Company | Tempstar | HP060D/H/V* |  | Ground-Source | WBAHP: Heat Pump Packaged Unit | Heat Pump | 208 | 1 |  |  |  | Single-Speed |  |  |  | 62000 | 3949 | 15.7 | 13.4 | 49000 | 3989 | 3.6 | 3.1 | Non Federally-Regulated | 05/26/2016 |  | 06/12/2017
FHP Manufacturing Company | Tempstar | HP060D/H/V* |  | Ground-Source | WBAHP: Heat Pump Packaged Unit | Heat Pump | 230 | 1 |  |  |  | Single-Speed |  |  |  | 62000 | 3949 | 15.7 | 13.4 | 49000 | 3989 | 3.6 | 3.1 | Non Federally-Regulated | 05/26/2016 |  | 06/12/2017
FHP Manufacturing Company | FHP | ES061-1CF/HZ/VT |  | Water-Source | WBAHP: Heat Pump Packaged Unit | Heat Pump | 208 | 1 |  |  |  | Single-Speed |  |  |  | 60000 | 4285 | 14 | 11.2 | 72000 | 4489 | 4.7 | 4.2 | Federally-Regulated Commercial & Industrial Equipment | 05/26/2016 |  | 06/12/2017
FHP Manufacturing Company | FHP | ES061-1CF/HZ/VT |  | Water-Source | WBAHP: Heat Pump Packaged Unit | Heat Pump | 230 | 1 |  |  |  | Single-Speed |  |  |  | 60000 | 4285 | 14 | 11.2 | 72000 | 4489 | 4.7 | 4.2 | Federally-Regulated Commercial & Industrial Equipment | 05/26/2016 |  | 06/12/2017
FHP Manufacturing Company | FHP | ES061-1CF/HZ/VT |  | Ground-Source | WBAHP: Heat Pump Packaged Unit | Heat Pump | 208 | 1 |  |  |  | Single-Speed |  |  |  | 62000 | 3949 | 15.7 | 13.4 | 49000 | 3989 | 3.6 | 3.1 | Non Federally-Regulated | 05/26/2016 |  | 06/12/2017
FHP Manufacturing Company | FHP | ES061-1CF/HZ/VT |  | Ground-Source | WBAHP: Heat Pump Packaged Unit | Heat Pump | 230 | 1 |  |  |  | Single-Speed |  |  |  | 62000 | 3949 | 15.7 | 13.4 | 49000 | 3989 | 3.6 | 3.1 | Non Federally-Regulated | 05/26/2016 |  | 06/12/2017
FHP Manufacturing Company | FHP | ES061-3CF/HZ/VT |  | Water-Source | WBAHP: Heat Pump Packaged Unit | Heat Pump | 208 | 3 |  |  |  | Single-Speed |  |  |  | 60000 | 4285 | 14 | 11.2 | 72000 | 4489 | 4.7 | 4.2 | Federally-Regulated Commercial & Industrial Equipment | 05/26/2016 |  | 06/12/2017
FHP Manufacturing Company | FHP | ES061-3CF/HZ/VT |  | Water-Source | WBAHP: Heat Pump Packaged Unit | Heat Pump | 230 | 3 |  |  |  | Single-Speed |  |  |  | 60000 | 4285 | 14 | 11.2 | 72000 | 4489 | 4.7 | 4.2 | Federally-Regulated Commercial & Industrial Equipment | 05/26/2016 |  | 06/12/2017
FHP Manufacturing Company | FHP | ES061-3CF/HZ/VT |  | Ground-Source | WBAHP: Heat Pump Packaged Unit | Heat Pump | 208 | 3 |  |  |  | Single-Speed |  |  |  | 62000 | 3949 | 15.7 | 13.4 | 49000 | 3989 | 3.6 | 3.1 | Non Federally-Regulated | 05/26/2016 |  | 06/12/2017
FHP Manufacturing Company | FHP | ES061-3CF/HZ/VT |  | Ground-Source | WBAHP: Heat Pump Packaged Unit | Heat Pump | 230 | 3 |  |  |  | Single-Speed |  |  |  | 62000 | 3949 | 15.7 | 13.4 | 49000 | 3989 | 3.6 | 3.1 | Non Federally-Regulated | 05/26/2016 |  | 06/12/2017
FHP Manufacturing Company | Heil | HP060D/H/V* |  | Water-Source | WBAHP: Heat Pump Packaged Unit | Heat Pump | 208 | 1 |  |  |  | Single-Speed |  |  |  | 60000 | 4285 | 14 | 11.2 | 72000 | 4489 | 4.7 | 4.2 | Federally-Regulated Commercial & Industrial Equipment | 05/26/2016 |  | 06/12/2017
FHP Manufacturing Company | Heil | HP060D/H/V* |  | Water-Source | WBAHP: Heat Pump Packaged Unit | Heat Pump | 230 | 1 |  |  |  | Single-Speed |  |  |  | 60000 | 4285 | 14 | 11.2 | 72000 | 4489 | 4.7 | 4.2 | Federally-Regulated Commercial & Industrial Equipment | 05/26/2016 |  | 06/12/2017
FHP Manufacturing Company | Heil | HP060D/H/V* |  | Ground-Source | WBAHP: Heat Pump Packaged Unit | Heat Pump | 208 | 1 |  |  |  | Single-Speed |  |  |  | 62000 | 3949 | 15.7 | 13.4 | 49000 | 3989 | 3.6 | 3.1 | Non Federally-Regulated | 05/26/2016 |  | 06/12/2017
FHP Manufacturing Company | Heil | HP060D/H/V* |  | Ground-Source | WBAHP: Heat Pump Packaged Unit | Heat Pump | 230 | 1 |  |  |  | Single-Speed |  |  |  | 62000 | 3949 | 15.7 | 13.4 | 49000 | 3989 | 3.6 | 3.1 | Non Federally-Regulated | 05/26/2016 |  | 06/12/2017
FHP Manufacturing Company | GEOEXCEL | ES035-1CF/HZ/VT |  | Water-Source | WBAHP: Heat Pump Packaged Unit | Heat Pump | 208 | 1 |  |  |  | Dual-Speed |  |  |  | 36000 | 2465 | 14.6 | 11.2 | 43000 | 2625 | 4.8 | 4.2 | Federally-Regulated Commercial & Industrial Equipment | 05/26/2016 |  | 06/12/2017
FHP Manufacturing Company | GEOEXCEL | ES035-1CF/HZ/VT |  | Water-Source | WBAHP: Heat Pump Packaged Unit | Heat Pump | 230 | 1 |  |  |  | Dual-Speed |  |  |  | 36000 | 2465 | 14.6 | 11.2 | 43000 | 2625 | 4.8 | 4.2 | Federally-Regulated Commercial & Industrial Equipment | 05/26/2016 |  | 06/12/2017
FHP Manufacturing Company | GEOEXCEL | ES035-1CF/HZ/VT |  | Ground-Water-Source | WBAHP: Heat Pump Packaged Unit | Heat Pump | 208 | 1 |  |  |  | Dual-Speed |  |  |  | 42000 | 1944 | 21.6 | 16.2 | 36000 | 2512 | 4.2 | 3.6 | Non Federally-Regulated | 05/26/2016 |  | 06/12/2017
FHP Manufacturing Company | GEOEXCEL | ES035-1CF/HZ/VT |  | Ground-Water-Source | WBAHP: Heat Pump Packaged Unit | Heat Pump | 230 | 1 |  |  |  | Dual-Speed |  |  |  | 42000 | 1944 | 21.6 | 16.2 | 36000 | 2512 | 4.2 | 3.6 | Non Federally-Regulated | 05/26/2016 |  | 06/12/2017
FHP Manufacturing Company | GEOEXCEL | ES035-1CF/HZ/VT |  | Ground-Source | WBAHP: Heat Pump Packaged Unit | Heat Pump | 208 | 1 |  |  |  | Dual-Speed |  |  |  | 38000 | 2209 | 17.2 | 13.4 | 28000 | 2159 | 3.8 | 3.1 | Non Federally-Regulated | 05/26/2016 |  | 06/12/2017
FHP Manufacturing Company | GEOEXCEL | ES035-1CF/HZ/VT |  | Ground-Source | WBAHP: Heat Pump Packaged Unit | Heat Pump | 230 | 1 |  |  |  | Dual-Speed |  |  |  | 38000 | 2209 | 17.2 | 13.4 | 28000 | 2159 | 3.8 | 3.1 | Non Federally-Regulated | 05/26/2016 |  | 06/12/2017
FHP Manufacturing Company | GEOEXCEL | ES061-1CF/HZ/VT |  | Water-Source | WBAHP: Heat Pump Packaged Unit | Heat Pump | 208 | 1 |  |  |  | Single-Speed |  |  |  | 60000 | 4285 | 14 | 11.2 | 72000 | 4489 | 4.7 | 4.2 | Federally-Regulated Commercial & Industrial Equipment | 05/26/2016 |  | 06/12/2017
FHP Manufacturing Company | GEOEXCEL | ES061-1CF/HZ/VT |  | Water-Source | WBAHP: Heat Pump Packaged Unit | Heat Pump | 230 | 1 |  |  |  | Single-Speed |  |  |  | 60000 | 4285 | 14 | 11.2 | 72000 | 4489 | 4.7 | 4.2 | Federally-Regulated Commercial & Industrial Equipment | 05/26/2016 |  | 06/12/2017
FHP Manufacturing Company | GEOEXCEL | ES061-1CF/HZ/VT |  | Ground-Source | WBAHP: Heat Pump Packaged Unit | Heat Pump | 208 | 1 |  |  |  | Single-Speed |  |  |  | 62000 | 3949 | 15.7 | 13.4 | 49000 | 3989 | 3.6 | 3.1 | Non Federally-Regulated | 05/26/2016 |  | 06/12/2017
FHP Manufacturing Company | GEOEXCEL | ES061-1CF/HZ/VT |  | Ground-Source | WBAHP: Heat Pump Packaged Unit | Heat Pump | 230 | 1 |  |  |  | Single-Speed |  |  |  | 62000 | 3949 | 15.7 | 13.4 | 49000 | 3989 | 3.6 | 3.1 | Non Federally-Regulated | 05/26/2016 |  | 06/12/2017
FHP Manufacturing Company | GEOEXCEL | ES025-1CF/HZ/VT |  | Water-Source | WBAHP: Heat Pump Packaged Unit | Heat Pump | 208 | 1 |  |  |  | Dual-Speed |  |  |  | 26000 | 1625 | 16 | 11.2 | 30000 | 1758 | 5 | 4.2 | Federally-Regulated Commercial & Industrial Equipment | 05/26/2016 |  | 06/12/2017
FHP Manufacturing Company | GEOEXCEL | ES025-1CF/HZ/VT |  | Water-Source | WBAHP: Heat Pump Packaged Unit | Heat Pump | 230 | 1 |  |  |  | Dual-Speed |  |  |  | 26000 | 1625 | 16 | 11.2 | 30000 | 1758 | 5 | 4.2 | Federally-Regulated Commercial & Industrial Equipment | 05/26/2016 |  | 06/12/2017
FHP Manufacturing Company | GEOEXCEL | ES025-1CF/HZ/VT |  | Ground-Water-Source | WBAHP: Heat Pump Packaged Unit | Heat Pump | 208 | 1 |  |  |  | Dual-Speed |  |  |  | 29000 | 1208 | 24 | 16.2 | 25000 | 1592 | 4.6 | 3.6 | Non Federally-Regulated | 05/26/2016 |  | 06/12/2017
FHP Manufacturing Company | GEOEXCEL | ES025-1CF/HZ/VT |  | Ground-Water-Source | WBAHP: Heat Pump Packaged Unit | Heat Pump | 230 | 1 |  |  |  | Dual-Speed |  |  |  | 29000 | 1208 | 24 | 16.2 | 25000 | 1592 | 4.6 | 3.6 | Non Federally-Regulated | 05/26/2016 |  | 06/12/2017
FHP Manufacturing Company | GEOEXCEL | ES025-1CF/HZ/VT |  | Ground-Source | WBAHP: Heat Pump Packaged Unit | Heat Pump | 208 | 1 |  |  |  | Dual-Speed |  |  |  | 27500 | 1470 | 18.7 | 13.4 | 19000 | 1465 | 3.8 | 3.1 | Non Federally-Regulated | 05/26/2016 |  | 06/12/2017
FHP Manufacturing Company | GEOEXCEL | ES025-1CF/HZ/VT |  | Ground-Source | WBAHP: Heat Pump Packaged Unit | Heat Pump | 230 | 1 |  |  |  | Dual-Speed |  |  |  | 27500 | 1470 | 18.7 | 13.4 | 19000 | 1465 | 3.8 | 3.1 | Non Federally-Regulated | 05/26/2016 |  | 06/12/2017
FHP Manufacturing Company | GEOEXCEL | ES061-4CF/HZ/VT |  | Water-Source | WBAHP: Heat Pump Packaged Unit | Heat Pump | 460 | 3 |  |  |  | Single-Speed |  |  |  | 60000 | 4285 | 14 | 11.2 | 72000 | 4489 | 4.7 | 4.2 | Federally-Regulated Commercial & Industrial Equipment | 05/26/2016 |  | 06/12/2017
FHP Manufacturing Company | GEOEXCEL | ES061-4CF/HZ/VT |  | Ground-Source | WBAHP: Heat Pump Packaged Unit | Heat Pump | 460 | 3 |  |  |  | Single-Speed |  |  |  | 62000 | 3949 | 15.7 | 13.4 | 49000 | 3989 | 3.6 | 3.1 | Non Federally-Regulated | 05/26/2016 |  | 06/12/2017
FHP Manufacturing Company | GEOEXCEL | ES035-3CF/HZ/VT |  | Water-Source | WBAHP: Heat Pump Packaged Unit | Heat Pump | 208 | 3 |  |  |  | Dual-Speed |  |  |  | 36000 | 2465 | 14.6 | 11.2 | 43000 | 2625 | 4.8 | 4.2 | Federally-Regulated Commercial & Industrial Equipment | 05/26/2016 |  | 06/12/2017
FHP Manufacturing Company | GEOEXCEL | ES035-3CF/HZ/VT |  | Water-Source | WBAHP: Heat Pump Packaged Unit | Heat Pump | 230 | 3 |  |  |  | Dual-Speed |  |  |  | 36000 | 2465 | 14.6 | 11.2 | 43000 | 2625 | 4.8 | 4.2 | Federally-Regulated Commercial & Industrial Equipment | 05/26/2016 |  | 06/12/2017
FHP Manufacturing Company | GEOEXCEL | ES035-3CF/HZ/VT |  | Ground-Water-Source | WBAHP: Heat Pump Packaged Unit | Heat Pump | 208 | 3 |  |  |  | Dual-Speed |  |  |  | 42000 | 1944 | 21.6 | 16.2 | 36000 | 2512 | 4.2 | 3.6 | Non Federally-Regulated | 05/26/2016 |  | 06/12/2017
FHP Manufacturing Company | GEOEXCEL | ES035-3CF/HZ/VT |  | Ground-Water-Source | WBAHP: Heat Pump Packaged Unit | Heat Pump | 230 | 3 |  |  |  | Dual-Speed |  |  |  | 42000 | 1944 | 21.6 | 16.2 | 36000 | 2512 | 4.2 | 3.6 | Non Federally-Regulated | 05/26/2016 |  | 06/12/2017
FHP Manufacturing Company | GEOEXCEL | ES035-3CF/HZ/VT |  | Ground-Source | WBAHP: Heat Pump Packaged Unit | Heat Pump | 208 | 3 |  |  |  | Dual-Speed |  |  |  | 38000 | 2209 | 17.2 | 13.4 | 28000 | 2159 | 3.8 | 3.1 | Non Federally-Regulated | 05/26/2016 |  | 06/12/2017
FHP Manufacturing Company | GEOEXCEL | ES035-3CF/HZ/VT |  | Ground-Source | WBAHP: Heat Pump Packaged Unit | Heat Pump | 230 | 3 |  |  |  | Dual-Speed |  |  |  | 38000 | 2209 | 17.2 | 13.4 | 28000 | 2159 | 3.8 | 3.1 | Non Federally-Regulated | 05/26/2016 |  | 06/12/2017
FHP Manufacturing Company | GEOEXCEL | ES035-4CF/HZ/VT |  | Water-Source | WBAHP: Heat Pump Packaged Unit | Heat Pump | 460 | 3 |  |  |  | Dual-Speed |  |  |  | 36000 | 2465 | 14.6 | 11.2 | 43000 | 2625 | 4.8 | 4.2 | Federally-Regulated Commercial & Industrial Equipment | 05/26/2016 |  | 06/12/2017
FHP Manufacturing Company | GEOEXCEL | ES035-4CF/HZ/VT |  | Ground-Water-Source | WBAHP: Heat Pump Packaged Unit | Heat Pump | 460 | 3 |  |  |  | Dual-Speed |  |  |  | 42000 | 1944 | 21.6 | 16.2 | 36000 | 2512 | 4.2 | 3.6 | Non Federally-Regulated | 05/26/2016 |  | 06/12/2017
FHP Manufacturing Company | GEOEXCEL | ES035-4CF/HZ/VT |  | Ground-Source | WBAHP: Heat Pump Packaged Unit | Heat Pump | 460 | 3 |  |  |  | Dual-Speed |  |  |  | 38000 | 2209 | 17.2 | 13.4 | 28000 | 2159 | 3.8 | 3.1 | Non Federally-Regulated | 05/26/2016 |  | 06/12/2017
FHP Manufacturing Company | GEOEXCEL | ES061-3CF/HZ/VT |  | Water-Source | WBAHP: Heat Pump Packaged Unit | Heat Pump | 208 | 3 |  |  |  | Single-Speed |  |  |  | 60000 | 4285 | 14 | 11.2 | 72000 | 4489 | 4.7 | 4.2 | Federally-Regulated Commercial & Industrial Equipment | 05/26/2016 |  | 06/12/2017
FHP Manufacturing Company | GEOEXCEL | ES061-3CF/HZ/VT |  | Water-Source | WBAHP: Heat Pump Packaged Unit | Heat Pump | 230 | 3 |  |  |  | Single-Speed |  |  |  | 60000 | 4285 | 14 | 11.2 | 72000 | 4489 | 4.7 | 4.2 | Federally-Regulated Commercial & Industrial Equipment | 05/26/2016 |  | 06/12/2017
FHP Manufacturing Company | GEOEXCEL | ES061-3CF/HZ/VT |  | Ground-Source | WBAHP: Heat Pump Packaged Unit | Heat Pump | 208 | 3 |  |  |  | Single-Speed |  |  |  | 62000 | 3949 | 15.7 | 13.4 | 49000 | 3989 | 3.6 | 3.1 | Non Federally-Regulated | 05/26/2016 |  | 06/12/2017
FHP Manufacturing Company | GEOEXCEL | ES061-3CF/HZ/VT |  | Ground-Source | WBAHP: Heat Pump Packaged Unit | Heat Pump | 230 | 3 |  |  |  | Single-Speed |  |  |  | 62000 | 3949 | 15.7 | 13.4 | 49000 | 3989 | 3.6 | 3.1 | Non Federally-Regulated | 05/26/2016 |  | 06/12/2017
Waterfurnace International, Inc. | AMERICAN STANDARD | YKSV/YKSH018**0*1 |  | Water-Source | WBAHP: Heat Pump Packaged Unit | Heat Pump | 208 | 1 |  |  |  | Single-Speed |  |  |  | 17400 | 1108 | 15.7 | 11.2 | 23000 | 1271 | 5.3 | 4.2 | Federally-Regulated Commercial & Industrial Equipment | 06/29/2016 |  | 06/13/2017
Waterfurnace International, Inc. | AMERICAN STANDARD | YKSV/YKSH018**0*1 |  | Water-Source | WBAHP: Heat Pump Packaged Unit | Heat Pump | 230 | 1 |  |  |  | Single-Speed |  |  |  | 17400 | 1108 | 15.7 | 11.2 | 23000 | 1271 | 5.3 | 4.2 | Federally-Regulated Commercial & Industrial Equipment | 06/29/2016 |  | 06/13/2017
Waterfurnace International, Inc. | AMERICAN STANDARD | YKSV/YKSH018**0*1 |  | Ground-Water-Source | WBAHP: Heat Pump Packaged Unit | Heat Pump | 208 | 1 |  |  |  | Single-Speed |  |  |  | 20600 | 792 | 26 | 16.2 | 18700 | 1191 | 4.6 | 3.6 | Non Federally-Regulated | 06/29/2016 |  | 06/13/2017
Waterfurnace International, Inc. | AMERICAN STANDARD | YKSV/YKSH018**0*1 |  | Ground-Water-Source | WBAHP: Heat Pump Packaged Unit | Heat Pump | 230 | 1 |  |  |  | Single-Speed |  |  |  | 20600 | 792 | 26 | 16.2 | 18700 | 1191 | 4.6 | 3.6 | Non Federally-Regulated | 06/29/2016 |  | 06/13/2017
Waterfurnace International, Inc. | AMERICAN STANDARD | YKSV/YKSH018**0*1 |  | Ground-Source | WBAHP: Heat Pump Packaged Unit | Heat Pump | 208 | 1 |  |  |  | Single-Speed |  |  |  | 18500 | 1010 | 18.3 | 13.4 | 14500 | 1118 | 3.8 | 3.1 | Non Federally-Regulated | 06/29/2016 |  | 06/13/2017
Waterfurnace International, Inc. | AMERICAN STANDARD | YKSV/YKSH018**0*1 |  | Ground-Source | WBAHP: Heat Pump Packaged Unit | Heat Pump | 230 | 1 |  |  |  | Single-Speed |  |  |  | 18500 | 1010 | 18.3 | 13.4 | 14500 | 1118 | 3.8 | 3.1 | Non Federally-Regulated | 06/29/2016 |  | 06/13/2017
Waterfurnace International, Inc. | JCI | RKV/RKH009**0*0 |  | Water-Source | WBAHP: Heat Pump Packaged Unit | Heat Pump | 208 | 1 |  |  |  | Single-Speed |  |  |  | 9600 | 662 | 14.5 | 11.2 | 13200 | 743 | 5.2 | 4.2 | Federally-Regulated Commercial & Industrial Equipment | 06/29/2016 |  | 06/22/2017
Waterfurnace International, Inc. | JCI | RKV/RKH009**0*0 |  | Water-Source | WBAHP: Heat Pump Packaged Unit | Heat Pump | 230 | 1 |  |  |  | Single-Speed |  |  |  | 9600 | 662 | 14.5 | 11.2 | 13200 | 743 | 5.2 | 4.2 | Federally-Regulated Commercial & Industrial Equipment | 06/29/2016 |  | 06/22/2017
Waterfurnace International, Inc. | JCI | RKV/RKH009**0*0 |  | Ground-Water-Source | WBAHP: Heat Pump Packaged Unit | Heat Pump | 208 | 1 |  |  |  | Single-Speed |  |  |  | 10800 | 486 | 22.2 | 16.2 | 10600 | 706 | 4.4 | 3.6 | Non Federally-Regulated | 06/29/2016 |  | 06/22/2017
Waterfurnace International, Inc. | JCI | RKV/RKH009**0*0 |  | Ground-Water-Source | WBAHP: Heat Pump Packaged Unit | Heat Pump | 230 | 1 |  |  |  | Single-Speed |  |  |  | 10800 | 486 | 22.2 | 16.2 | 10600 | 706 | 4.4 | 3.6 | Non Federally-Regulated | 06/29/2016 |  | 06/22/2017
Waterfurnace International, Inc. | JCI | RKV/RKH009**0*0 |  | Ground-Source | WBAHP: Heat Pump Packaged Unit | Heat Pump | 208 | 1 |  |  |  | Single-Speed |  |  |  | 9800 | 586 | 16.7 | 13.4 | 7800 | 672 | 3.4 | 3.1 | Non Federally-Regulated | 06/29/2016 |  | 06/22/2017
Waterfurnace International, Inc. | JCI | RKV/RKH009**0*0 |  | Ground-Source | WBAHP: Heat Pump Packaged Unit | Heat Pump | 230 | 1 |  |  |  | Single-Speed |  |  |  | 9800 | 586 | 16.7 | 13.4 | 7800 | 672 | 3.4 | 3.1 | Non Federally-Regulated | 06/29/2016 |  | 06/22/2017
Waterfurnace International, Inc. | JCI | RKV/RKH009**2*0 |  | Water-Source | WBAHP: Heat Pump Packaged Unit | Heat Pump | 265 | 1 |  |  |  | Single-Speed |  |  |  | 9600 | 662 | 14.5 | 11.2 | 13200 | 743 | 5.2 | 4.2 | Federally-Regulated Commercial & Industrial Equipment | 06/29/2016 |  | 06/22/2017
Waterfurnace International, Inc. | JCI | RKV/RKH009**2*0 |  | Ground-Water-Source | WBAHP: Heat Pump Packaged Unit | Heat Pump | 265 | 1 |  |  |  | Single-Speed |  |  |  | 10800 | 486 | 22.2 | 16.2 | 10600 | 706 | 4.4 | 3.6 | Non Federally-Regulated | 06/29/2016 |  | 06/22/2017
Waterfurnace International, Inc. | JCI | RKV/RKH009**2*0 |  | Ground-Source | WBAHP: Heat Pump Packaged Unit | Heat Pump | 265 | 1 |  |  |  | Single-Speed |  |  |  | 9800 | 586 | 16.7 | 13.4 | 7800 | 672 | 3.4 | 3.1 | Non Federally-Regulated | 06/29/2016 |  | 06/22/2017
Waterfurnace International, Inc. | JCI | RKV/RKH012**0*0 |  | Water-Source | WBAHP: Heat Pump Packaged Unit | Heat Pump | 208 | 1 |  |  |  | Single-Speed |  |  |  | 11300 | 807 | 14 | 11.2 | 14800 | 867 | 5 | 4.2 | Federally-Regulated Commercial & Industrial Equipment | 06/29/2016 |  | 06/22/2017
Waterfurnace International, Inc. | JCI | RKV/RKH012**0*0 |  | Water-Source | WBAHP: Heat Pump Packaged Unit | Heat Pump | 230 | 1 |  |  |  | Single-Speed |  |  |  | 11300 | 807 | 14 | 11.2 | 14800 | 867 | 5 | 4.2 | Federally-Regulated Commercial & Industrial Equipment | 06/29/2016 |  | 06/22/2017
Waterfurnace International, Inc. | JCI | RKV/RKH012**0*0 |  | Ground-Water-Source | WBAHP: Heat Pump Packaged Unit | Heat Pump | 208 | 1 |  |  |  | Single-Speed |  |  |  | 13200 | 571 | 23.1 | 16.2 | 12000 | 837 | 4.2 | 3.6 | Non Federally-Regulated | 06/29/2016 |  | 06/22/2017
Waterfurnace International, Inc. | JCI | RKV/RKH012**0*0 |  | Ground-Water-Source | WBAHP: Heat Pump Packaged Unit | Heat Pump | 230 | 1 |  |  |  | Single-Speed |  |  |  | 13200 | 571 | 23.1 | 16.2 | 12000 | 837 | 4.2 | 3.6 | Non Federally-Regulated | 06/29/2016 |  | 06/22/2017
Waterfurnace International, Inc. | JCI | RKV/RKH012**0*0 |  | Ground-Source | WBAHP: Heat Pump Packaged Unit | Heat Pump | 208 | 1 |  |  |  | Single-Speed |  |  |  | 12000 | 727 | 16.5 | 13.4 | 9500 | 795 | 3.5 | 3.1 | Non Federally-Regulated | 06/29/2016 |  | 06/22/2017
Waterfurnace International, Inc. | JCI | RKV/RKH012**0*0 |  | Ground-Source | WBAHP: Heat Pump Packaged Unit | Heat Pump | 230 | 1 |  |  |  | Single-Speed |  |  |  | 12000 | 727 | 16.5 | 13.4 | 9500 | 795 | 3.5 | 3.1 | Non Federally-Regulated | 06/29/2016 |  | 06/22/2017
Waterfurnace International, Inc. | JCI | RKV/RKH012**2*0 |  | Water-Source | WBAHP: Heat Pump Packaged Unit | Heat Pump | 265 | 1 |  |  |  | Single-Speed |  |  |  | 11300 | 807 | 14 | 11.2 | 14800 | 867 | 5 | 4.2 | Federally-Regulated Commercial & Industrial Equipment | 06/29/2016 |  | 06/22/2017
Waterfurnace International, Inc. | JCI | RKV/RKH012**2*0 |  | Ground-Water-Source | WBAHP: Heat Pump Packaged Unit | Heat Pump | 265 | 1 |  |  |  | Single-Speed |  |  |  | 13200 | 571 | 23.1 | 16.2 | 12000 | 837 | 4.2 | 3.6 | Non Federally-Regulated | 06/29/2016 |  | 06/22/2017
Waterfurnace International, Inc. | JCI | RKV/RKH012**2*0 |  | Ground-Source | WBAHP: Heat Pump Packaged Unit | Heat Pump | 265 | 1 |  |  |  | Single-Speed |  |  |  | 12000 | 727 | 16.5 | 13.4 | 9500 | 795 | 3.5 | 3.1 | Non Federally-Regulated | 06/29/2016 |  | 06/22/2017
Waterfurnace International, Inc. | JCI | RKV/RKH015**0*0 |  | Water-Source | WBAHP: Heat Pump Packaged Unit | Heat Pump | 208 | 1 |  |  |  | Single-Speed |  |  |  | 14400 | 905 | 15.9 | 11.2 | 18500 | 1063 | 5.1 | 4.2 | Federally-Regulated Commercial & Industrial Equipment | 06/29/2016 |  | 06/22/2017
Waterfurnace International, Inc. | JCI | RKV/RKH015**0*0 |  | Water-Source | WBAHP: Heat Pump Packaged Unit | Heat Pump | 230 | 1 |  |  |  | Single-Speed |  |  |  | 14400 | 905 | 15.9 | 11.2 | 18500 | 1063 | 5.1 | 4.2 | Federally-Regulated Commercial & Industrial Equipment | 06/29/2016 |  | 06/22/2017
Waterfurnace International, Inc. | JCI | RKV/RKH015**0*0 |  | Ground-Water-Source | WBAHP: Heat Pump Packaged Unit | Heat Pump | 208 | 1 |  |  |  | Single-Speed |  |  |  | 16700 | 642 | 26 | 16.2 | 15500 | 1009 | 4.5 | 3.6 | Non Federally-Regulated | 06/29/2016 |  | 06/22/2017
Waterfurnace International, Inc. | JCI | RKV/RKH015**0*0 |  | Ground-Water-Source | WBAHP: Heat Pump Packaged Unit | Heat Pump | 230 | 1 |  |  |  | Single-Speed |  |  |  | 16700 | 642 | 26 | 16.2 | 15500 | 966 | 4.7 | 3.6 | Non Federally-Regulated | 06/29/2016 |  | 06/22/2017
Waterfurnace International, Inc. | JCI | RKV/RKH015**0*0 |  | Ground-Source | WBAHP: Heat Pump Packaged Unit | Heat Pump | 208 | 1 |  |  |  | Single-Speed |  |  |  | 15000 | 833 | 18 | 13.4 | 12000 | 925 | 3.8 | 3.1 | Non Federally-Regulated | 06/29/2016 |  | 06/22/2017
Waterfurnace International, Inc. | JCI | RKV/RKH015**0*0 |  | Ground-Source | WBAHP: Heat Pump Packaged Unit | Heat Pump | 230 | 1 |  |  |  | Single-Speed |  |  |  | 15000 | 833 | 18 | 13.4 | 12000 | 925 | 3.8 | 3.1 | Non Federally-Regulated | 06/29/2016 |  | 06/22/2017
Waterfurnace International, Inc. | JCI | RKV/RKH015**0*1 |  | Water-Source | WBAHP: Heat Pump Packaged Unit | Heat Pump | 208 | 1 |  |  |  | Single-Speed |  |  |  | 14400 | 872 | 16.5 | 11.2 | 18500 | 1022 | 5.3 | 4.2 | Federally-Regulated Commercial & Industrial Equipment | 06/29/2016 |  | 06/22/2017
Waterfurnace International, Inc. | JCI | RKV/RKH015**0*1 |  | Water-Source | WBAHP: Heat Pump Packaged Unit | Heat Pump | 230 | 1 |  |  |  | Single-Speed |  |  |  | 14400 | 872 | 16.5 | 11.2 | 18500 | 1022 | 5.3 | 4.2 | Federally-Regulated Commercial & Industrial Equipment | 06/29/2016 |  | 06/22/2017
Waterfurnace International, Inc. | JCI | RKV/RKH015**0*1 |  | Ground-Water-Source | WBAHP: Heat Pump Packaged Unit | Heat Pump | 208 | 1 |  |  |  | Single-Speed |  |  |  | 16700 | 618 | 27 | 16.2 | 15500 | 966 | 4.7 | 3.6 | Non Federally-Regulated | 06/29/2016 |  | 06/22/2017
Waterfurnace International, Inc. | JCI | RKV/RKH015**0*1 |  | Ground-Water-Source | WBAHP: Heat Pump Packaged Unit | Heat Pump | 230 | 1 |  |  |  | Single-Speed |  |  |  | 16700 | 618 | 27 | 16.2 | 15500 | 966 | 4.7 | 3.6 | Non Federally-Regulated | 06/29/2016 |  | 06/22/2017
Waterfurnace International, Inc. | JCI | RKV/RKH015**0*1 |  | Ground-Source | WBAHP: Heat Pump Packaged Unit | Heat Pump | 208 | 1 |  |  |  | Single-Speed |  |  |  | 15000 | 797 | 18.8 | 13.4 | 12000 | 879 | 4 | 3.1 | Non Federally-Regulated | 06/29/2016 |  | 06/22/2017
Waterfurnace International, Inc. | JCI | RKV/RKH015**0*1 |  | Ground-Source | WBAHP: Heat Pump Packaged Unit | Heat Pump | 230 | 1 |  |  |  | Single-Speed |  |  |  | 15000 | 797 | 18.8 | 13.4 | 12000 | 879 | 4 | 3.1 | Non Federally-Regulated | 06/29/2016 |  | 06/22/2017
Waterfurnace International, Inc. | JCI | RKV/RKH015**0*4 |  | Water-Source | WBAHP: Heat Pump Packaged Unit | Heat Pump | 208 | 1 |  |  |  | Single-Speed |  |  |  | 14400 | 872 | 16.5 | 11.2 | 18500 | 1022 | 5.3 | 4.2 | Federally-Regulated Commercial & Industrial Equipment | 06/29/2016 |  | 06/22/2017
Waterfurnace International, Inc. | JCI | RKV/RKH015**0*4 |  | Water-Source | WBAHP: Heat Pump Packaged Unit | Heat Pump | 230 | 1 |  |  |  | Single-Speed |  |  |  | 14400 | 872 | 16.5 | 11.2 | 18500 | 1022 | 5.3 | 4.2 | Federally-Regulated Commercial & Industrial Equipment | 06/29/2016 |  | 06/22/2017
Waterfurnace International, Inc. | JCI | RKV/RKH015**0*4 |  | Ground-Water-Source | WBAHP: Heat Pump Packaged Unit | Heat Pump | 208 | 1 |  |  |  | Single-Speed |  |  |  | 16700 | 618 | 27 | 16.2 | 15500 | 966 | 4.7 | 3.6 | Non Federally-Regulated | 06/29/2016 |  | 06/22/2017
Waterfurnace International, Inc. | JCI | RKV/RKH015**0*4 |  | Ground-Water-Source | WBAHP: Heat Pump Packaged Unit | Heat Pump | 230 | 1 |  |  |  | Single-Speed |  |  |  | 16700 | 618 | 27 | 16.2 | 15500 | 966 | 4.7 | 3.6 | Non Federally-Regulated | 06/29/2016 |  | 06/22/2017
Waterfurnace International, Inc. | JCI | RKV/RKH015**0*4 |  | Ground-Source | WBAHP: Heat Pump Packaged Unit | Heat Pump | 208 | 1 |  |  |  | Single-Speed |  |  |  | 15000 | 797 | 18.8 | 13.4 | 12000 | 879 | 4 | 3.1 | Non Federally-Regulated | 06/29/2016 |  | 06/22/2017
Waterfurnace International, Inc. | JCI | RKV/RKH015**0*4 |  | Ground-Source | WBAHP: Heat Pump Packaged Unit | Heat Pump | 230 | 1 |  |  |  | Single-Speed |  |  |  | 15000 | 797 | 18.8 | 13.4 | 12000 | 879 | 4 | 3.1 | Non Federally-Regulated | 06/29/2016 |  | 06/22/2017
Waterfurnace International, Inc. | JCI | RKV/RKH015**2*0 |  | Water-Source | WBAHP: Heat Pump Packaged Unit | Heat Pump | 265 | 1 |  |  |  | Single-Speed |  |  |  | 14400 | 905 | 15.9 | 11.2 | 18500 | 1063 | 5.1 | 4.2 | Federally-Regulated Commercial & Industrial Equipment | 06/29/2016 |  | 06/22/2017
Waterfurnace International, Inc. | JCI | RKV/RKH015**2*0 |  | Ground-Water-Source | WBAHP: Heat Pump Packaged Unit | Heat Pump | 265 | 1 |  |  |  | Single-Speed |  |  |  | 16700 | 642 | 26 | 16.2 | 15500 | 1009 | 4.5 | 3.6 | Non Federally-Regulated | 06/29/2016 |  | 06/22/2017
Waterfurnace International, Inc. | JCI | RKV/RKH015**2*0 |  | Ground-Source | WBAHP: Heat Pump Packaged Unit | Heat Pump | 265 | 1 |  |  |  | Single-Speed |  |  |  | 15000 | 833 | 18 | 13.4 | 12000 | 925 | 3.8 | 3.1 | Non Federally-Regulated | 06/29/2016 |  | 06/22/2017
Waterfurnace International, Inc. | JCI | RKV/RKH015**2*1 |  | Water-Source | WBAHP: Heat Pump Packaged Unit | Heat Pump | 265 | 1 |  |  |  | Single-Speed |  |  |  | 14400 | 872 | 16.5 | 11.2 | 18500 | 1022 | 5.3 | 4.2 | Federally-Regulated Commercial & Industrial Equipment | 06/29/2016 |  | 06/22/2017
Waterfurnace International, Inc. | JCI | RKV/RKH015**2*1 |  | Ground-Water-Source | WBAHP: Heat Pump Packaged Unit | Heat Pump | 265 | 1 |  |  |  | Single-Speed |  |  |  | 16700 | 618 | 27 | 16.2 | 15500 | 966 | 4.7 | 3.6 | Non Federally-Regulated | 06/29/2016 |  | 06/22/2017
Waterfurnace International, Inc. | JCI | RKV/RKH015**2*1 |  | Ground-Source | WBAHP: Heat Pump Packaged Unit | Heat Pump | 265 | 1 |  |  |  | Single-Speed |  |  |  | 15000 | 797 | 18.8 | 13.4 | 12000 | 879 | 4 | 3.1 | Non Federally-Regulated | 06/29/2016 |  | 06/22/2017
Waterfurnace International, Inc. | JCI | RKV/RKH015**2*4 |  | Water-Source | WBAHP: Heat Pump Packaged Unit | Heat Pump | 265 | 1 |  |  |  | Single-Speed |  |  |  | 14400 | 872 | 16.5 | 11.2 | 18500 | 1022 | 5.3 | 4.2 | Federally-Regulated Commercial & Industrial Equipment | 06/29/2016 |  | 06/22/2017
Waterfurnace International, Inc. | JCI | RKV/RKH015**2*4 |  | Ground-Water-Source | WBAHP: Heat Pump Packaged Unit | Heat Pump | 265 | 1 |  |  |  | Single-Speed |  |  |  | 16700 | 618 | 27 | 16.2 | 15500 | 966 | 4.7 | 3.6 | Non Federally-Regulated | 06/29/2016 |  | 06/22/2017
Waterfurnace International, Inc. | JCI | RKV/RKH015**2*4 |  | Ground-Source | WBAHP: Heat Pump Packaged Unit | Heat Pump | 265 | 1 |  |  |  | Single-Speed |  |  |  | 15000 | 797 | 18.8 | 13.4 | 12000 | 879 | 4 | 3.1 | Non Federally-Regulated | 06/29/2016 |  | 06/22/2017
Waterfurnace International, Inc. | JCI | RKV/RKH018**0*0 |  | Water-Source | WBAHP: Heat Pump Packaged Unit | Heat Pump | 208 | 1 |  |  |  | Single-Speed |  |  |  | 17400 | 1175 | 14.8 | 11.2 | 23000 | 1321 | 5.1 | 4.2 | Federally-Regulated Commercial & Industrial Equipment | 06/29/2016 |  | 06/22/2017
Waterfurnace International, Inc. | JCI | RKV/RKH018**0*0 |  | Water-Source | WBAHP: Heat Pump Packaged Unit | Heat Pump | 230 | 1 |  |  |  | Single-Speed |  |  |  | 17400 | 1175 | 14.8 | 11.2 | 23000 | 1321 | 5.1 | 4.2 | Federally-Regulated Commercial & Industrial Equipment | 06/29/2016 |  | 06/22/2017
Waterfurnace International, Inc. | JCI | RKV/RKH018**0*0 |  | Ground-Water-Source | WBAHP: Heat Pump Packaged Unit | Heat Pump | 208 | 1 |  |  |  | Single-Speed |  |  |  | 20600 | 834 | 24.7 | 16.2 | 18700 | 1274 | 4.3 | 3.6 | Non Federally-Regulated | 06/29/2016 |  | 06/22/2017
Waterfurnace International, Inc. | JCI | RKV/RKH018**0*0 |  | Ground-Water-Source | WBAHP: Heat Pump Packaged Unit | Heat Pump | 230 | 1 |  |  |  | Single-Speed |  |  |  | 20600 | 834 | 24.7 | 16.2 | 18700 | 1274 | 4.3 | 3.6 | Non Federally-Regulated | 06/29/2016 |  | 06/22/2017
Waterfurnace International, Inc. | JCI | RKV/RKH018**0*0 |  | Ground-Source | WBAHP: Heat Pump Packaged Unit | Heat Pump | 208 | 1 |  |  |  | Single-Speed |  |  |  | 18500 | 1069 | 17.3 | 13.4 | 14500 | 1214 | 3.5 | 3.1 | Non Federally-Regulated | 06/29/2016 |  | 06/22/2017
Waterfurnace International, Inc. | JCI | RKV/RKH018**0*0 |  | Ground-Source | WBAHP: Heat Pump Packaged Unit | Heat Pump | 230 | 1 |  |  |  | Single-Speed |  |  |  | 18500 | 1069 | 17.3 | 13.4 | 14500 | 1214 | 3.5 | 3.1 | Non Federally-Regulated | 06/29/2016 |  | 06/22/2017
FHP Manufacturing Company | Bosch | LV009-1VT/CF/HZ*-***P |  | Water-Source | WBAHP: Heat Pump Packaged Unit | Heat Pump | 208 | 1 |  |  |  | Single-Speed |  |  |  | 8200 | 661 | 12.4 | 11.2 | 9900 | 617 | 4.7 | 4.2 | Federally-Regulated Commercial & Industrial Equipment | 07/11/2016 |  | 07/27/2017
FHP Manufacturing Company | Bosch | LV009-1VT/CF/HZ*-***P |  | Water-Source | WBAHP: Heat Pump Packaged Unit | Heat Pump | 230 | 1 |  |  |  | Single-Speed |  |  |  | 8200 | 661 | 12.4 | 11.2 | 9900 | 617 | 4.7 | 4.2 | Federally-Regulated Commercial & Industrial Equipment | 07/11/2016 |  | 07/27/2017
FHP Manufacturing Company | Bosch | LV009-1VT/CF/HZ*-***P |  | Ground-Source | WBAHP: Heat Pump Packaged Unit | Heat Pump | 208 | 1 |  |  |  | Single-Speed |  |  |  | 8700 | 595 | 14.6 | 13.4 | 5700 | 522 | 3.2 | 3.1 | Non Federally-Regulated | 07/11/2016 |  | 07/27/2017
FHP Manufacturing Company | Bosch | LV009-1VT/CF/HZ*-***P |  | Ground-Source | WBAHP: Heat Pump Packaged Unit | Heat Pump | 230 | 1 |  |  |  | Single-Speed |  |  |  | 8700 | 595 | 14.6 | 13.4 | 5700 | 522 | 3.2 | 3.1 | Non Federally-Regulated | 07/11/2016 |  | 07/27/2017
FHP Manufacturing Company | Bosch | LV009-2VT/CF/HZ*-***P |  | Water-Source | WBAHP: Heat Pump Packaged Unit | Heat Pump | 265 | 1 |  |  |  | Single-Speed |  |  |  | 8200 | 661 | 12.4 | 11.2 | 9900 | 617 | 4.7 | 4.2 | Federally-Regulated Commercial & Industrial Equipment | 07/11/2016 |  | 07/27/2017
FHP Manufacturing Company | Bosch | LV009-2VT/CF/HZ*-***P |  | Ground-Source | WBAHP: Heat Pump Packaged Unit | Heat Pump | 265 | 1 |  |  |  | Single-Speed |  |  |  | 8700 | 595 | 14.6 | 13.4 | 5700 | 522 | 3.2 | 3.1 | Non Federally-Regulated | 07/11/2016 |  | 07/27/2017
FHP Manufacturing Company | Bosch | LV030-1VT/CF/HZ*-***P |  | Water-Source | WBAHP: Heat Pump Packaged Unit | Heat Pump | 208 | 1 |  |  |  | Single-Speed |  |  |  | 29200 | 2229 | 13.1 | 11.2 | 33400 | 2276 | 4.3 | 4.2 | Federally-Regulated Commercial & Industrial Equipment | 07/11/2016 |  | 07/27/2017
FHP Manufacturing Company | Bosch | LV030-1VT/CF/HZ*-***P |  | Water-Source | WBAHP: Heat Pump Packaged Unit | Heat Pump | 230 | 1 |  |  |  | Single-Speed |  |  |  | 29200 | 2229 | 13.1 | 11.2 | 33400 | 2276 | 4.3 | 4.2 | Federally-Regulated Commercial & Industrial Equipment | 07/11/2016 |  | 07/27/2017
FHP Manufacturing Company | Bosch | LV030-1VT/CF/HZ*-***P |  | Ground-Source | WBAHP: Heat Pump Packaged Unit | Heat Pump | 208 | 1 |  |  |  | Single-Speed |  |  |  | 31000 | 2026 | 15.3 | 13.4 | 20900 | 1914 | 3.2 | 3.1 | Non Federally-Regulated | 07/11/2016 |  | 07/27/2017
FHP Manufacturing Company | Bosch | LV030-1VT/CF/HZ*-***P |  | Ground-Source | WBAHP: Heat Pump Packaged Unit | Heat Pump | 230 | 1 |  |  |  | Single-Speed |  |  |  | 31000 | 2026 | 15.3 | 13.4 | 20900 | 1914 | 3.2 | 3.1 | Non Federally-Regulated | 07/11/2016 |  | 07/27/2017
FHP Manufacturing Company | Bosch | LV030-3VT/CF/HZ*-***P |  | Water-Source | WBAHP: Heat Pump Packaged Unit | Heat Pump | 208 | 3 |  |  |  | Single-Speed |  |  |  | 29200 | 2229 | 13.1 | 11.2 | 33400 | 2276 | 4.3 | 4.2 | Federally-Regulated Commercial & Industrial Equipment | 07/11/2016 |  | 07/27/2017
FHP Manufacturing Company | Bosch | LV030-3VT/CF/HZ*-***P |  | Water-Source | WBAHP: Heat Pump Packaged Unit | Heat Pump | 230 | 3 |  |  |  | Single-Speed |  |  |  | 29200 | 2229 | 13.1 | 11.2 | 33400 | 2276 | 4.3 | 4.2 | Federally-Regulated Commercial & Industrial Equipment | 07/11/2016 |  | 07/27/2017
FHP Manufacturing Company | Bosch | LV030-3VT/CF/HZ*-***P |  | Ground-Source | WBAHP: Heat Pump Packaged Unit | Heat Pump | 208 | 3 |  |  |  | Single-Speed |  |  |  | 31000 | 2026 | 15.3 | 13.4 | 20900 | 1914 | 3.2 | 3.1 | Non Federally-Regulated | 07/11/2016 |  | 07/27/2017
FHP Manufacturing Company | Bosch | LV030-3VT/CF/HZ*-***P |  | Ground-Source | WBAHP: Heat Pump Packaged Unit | Heat Pump | 230 | 3 |  |  |  | Single-Speed |  |  |  | 31000 | 2026 | 15.3 | 13.4 | 20900 | 1914 | 3.2 | 3.1 | Non Federally-Regulated | 07/11/2016 |  | 07/27/2017
FHP Manufacturing Company | Bosch | LV030-2VT/CF/HZ*-***P |  | Water-Source | WBAHP: Heat Pump Packaged Unit | Heat Pump | 265 | 1 |  |  |  | Single-Speed |  |  |  | 29200 | 2229 | 13.1 | 11.2 | 33400 | 2276 | 4.3 | 4.2 | Federally-Regulated Commercial & Industrial Equipment | 07/11/2016 |  | 07/27/2017
FHP Manufacturing Company | Bosch | LV030-2VT/CF/HZ*-***P |  | Ground-Source | WBAHP: Heat Pump Packaged Unit | Heat Pump | 265 | 1 |  |  |  | Single-Speed |  |  |  | 31000 | 2026 | 15.3 | 13.4 | 20900 | 1914 | 3.2 | 3.1 | Non Federally-Regulated | 07/11/2016 |  | 07/27/2017
FHP Manufacturing Company | Bosch | LV030-4VT/CF/HZ*-***P |  | Water-Source | WBAHP: Heat Pump Packaged Unit | Heat Pump | 460 | 3 |  |  |  | Single-Speed |  |  |  | 29200 | 2229 | 13.1 | 11.2 | 33400 | 2276 | 4.3 | 4.2 | Federally-Regulated Commercial & Industrial Equipment | 07/11/2016 |  | 07/27/2017
FHP Manufacturing Company | Bosch | LV030-4VT/CF/HZ*-***P |  | Ground-Source | WBAHP: Heat Pump Packaged Unit | Heat Pump | 460 | 3 |  |  |  | Single-Speed |  |  |  | 31000 | 2026 | 15.3 | 13.4 | 20900 | 1914 | 3.2 | 3.1 | Non Federally-Regulated | 07/11/2016 |  | 07/27/2017
FHP Manufacturing Company | Bosch | LV030-1VT/CF/HZ*-***T |  | Water-Source | WBAHP: Heat Pump Packaged Unit | Heat Pump | 208 | 1 |  |  |  | Single-Speed |  |  |  | 30000 | 2027 | 14.8 | 11.2 | 32800 | 2089 | 4.6 | 4.2 | Federally-Regulated Commercial & Industrial Equipment | 07/11/2016 |  | 07/27/2017
FHP Manufacturing Company | Bosch | LV030-1VT/CF/HZ*-***T |  | Water-Source | WBAHP: Heat Pump Packaged Unit | Heat Pump | 230 | 1 |  |  |  | Single-Speed |  |  |  | 30000 | 2027 | 14.8 | 11.2 | 32800 | 2089 | 4.6 | 4.2 | Federally-Regulated Commercial & Industrial Equipment | 07/11/2016 |  | 07/27/2017
FHP Manufacturing Company | Bosch | LV030-1VT/CF/HZ*-***T |  | Ground-Source | WBAHP: Heat Pump Packaged Unit | Heat Pump | 208 | 1 |  |  |  | Single-Speed |  |  |  | 31600 | 1816 | 17.4 | 13.4 | 20400 | 1758 | 3.4 | 3.1 | Non Federally-Regulated | 07/11/2016 |  | 07/27/2017
FHP Manufacturing Company | Bosch | LV030-1VT/CF/HZ*-***T |  | Ground-Source | WBAHP: Heat Pump Packaged Unit | Heat Pump | 230 | 1 |  |  |  | Single-Speed |  |  |  | 31600 | 1816 | 17.4 | 13.4 | 20400 | 1758 | 3.4 | 3.1 | Non Federally-Regulated | 07/11/2016 |  | 07/27/2017
FHP Manufacturing Company | Bosch | LV030-3VT/CF/HZ*-***T |  | Water-Source | WBAHP: Heat Pump Packaged Unit | Heat Pump | 208 | 3 |  |  |  | Single-Speed |  |  |  | 30000 | 2027 | 14.8 | 11.2 | 32800 | 2089 | 4.6 | 4.2 | Federally-Regulated Commercial & Industrial Equipment | 07/11/2016 |  | 07/27/2017
FHP Manufacturing Company | Bosch | LV030-3VT/CF/HZ*-***T |  | Water-Source | WBAHP: Heat Pump Packaged Unit | Heat Pump | 230 | 3 |  |  |  | Single-Speed |  |  |  | 30000 | 2027 | 14.8 | 11.2 | 32800 | 2089 | 4.6 | 4.2 | Federally-Regulated Commercial & Industrial Equipment | 07/11/2016 |  | 07/27/2017
FHP Manufacturing Company | Bosch | LV030-3VT/CF/HZ*-***T |  | Ground-Source | WBAHP: Heat Pump Packaged Unit | Heat Pump | 208 | 3 |  |  |  | Single-Speed |  |  |  | 31600 | 1816 | 17.4 | 13.4 | 20400 | 1758 | 3.4 | 3.1 | Non Federally-Regulated | 07/11/2016 |  | 07/27/2017
FHP Manufacturing Company | Bosch | LV030-3VT/CF/HZ*-***T |  | Ground-Source | WBAHP: Heat Pump Packaged Unit | Heat Pump | 230 | 3 |  |  |  | Single-Speed |  |  |  | 31600 | 1816 | 17.4 | 13.4 | 20400 | 1758 | 3.4 | 3.1 | Non Federally-Regulated | 07/11/2016 |  | 07/27/2017
FHP Manufacturing Company | Bosch | LV030-4VT/CF/HZ*-***T |  | Water-Source | WBAHP: Heat Pump Packaged Unit | Heat Pump | 460 | 3 |  |  |  | Single-Speed |  |  |  | 30000 | 2027 | 14.8 | 11.2 | 32800 | 2089 | 4.6 | 4.2 | Federally-Regulated Commercial & Industrial Equipment | 07/11/2016 |  | 07/27/2017
FHP Manufacturing Company | Bosch | LV030-4VT/CF/HZ*-***T |  | Ground-Source | WBAHP: Heat Pump Packaged Unit | Heat Pump | 460 | 3 |  |  |  | Single-Speed |  |  |  | 31600 | 1816 | 17.4 | 13.4 | 20400 | 1758 | 3.4 | 3.1 | Non Federally-Regulated | 07/11/2016 |  | 07/27/2017
FHP Manufacturing Company | Bosch | LV030-2VT/CF/HZ*-***T |  | Water-Source | WBAHP: Heat Pump Packaged Unit | Heat Pump | 265 | 1 |  |  |  | Single-Speed |  |  |  | 30000 | 2027 | 14.8 | 11.2 | 32800 | 2089 | 4.6 | 4.2 | Federally-Regulated Commercial & Industrial Equipment | 07/11/2016 |  | 07/27/2017
FHP Manufacturing Company | Bosch | LV030-2VT/CF/HZ*-***T |  | Ground-Source | WBAHP: Heat Pump Packaged Unit | Heat Pump | 265 | 1 |  |  |  | Single-Speed |  |  |  | 31600 | 1816 | 17.4 | 13.4 | 20400 | 1758 | 3.4 | 3.1 | Non Federally-Regulated | 07/11/2016 |  | 07/27/2017
FHP Manufacturing Company | Bosch | LV030-1VT/CF/HZ*-***A |  | Water-Source | WBAHP: Heat Pump Packaged Unit | Heat Pump | 208 | 1 |  |  |  | Single-Speed |  |  |  | 30000 | 2027 | 14.8 | 11.2 | 32800 | 2089 | 4.6 | 4.2 | Federally-Regulated Commercial & Industrial Equipment | 07/11/2016 |  | 07/27/2017
FHP Manufacturing Company | Bosch | LV030-1VT/CF/HZ*-***A |  | Water-Source | WBAHP: Heat Pump Packaged Unit | Heat Pump | 230 | 1 |  |  |  | Single-Speed |  |  |  | 30000 | 2027 | 14.8 | 11.2 | 32800 | 2089 | 4.6 | 4.2 | Federally-Regulated Commercial & Industrial Equipment | 07/11/2016 |  | 07/27/2017
FHP Manufacturing Company | Bosch | LV030-1VT/CF/HZ*-***A |  | Ground-Source | WBAHP: Heat Pump Packaged Unit | Heat Pump | 208 | 1 |  |  |  | Single-Speed |  |  |  | 31600 | 1816 | 17.4 | 13.4 | 20400 | 1758 | 3.4 | 3.1 | Non Federally-Regulated | 07/11/2016 |  | 07/27/2017
FHP Manufacturing Company | Bosch | LV030-1VT/CF/HZ*-***A |  | Ground-Source | WBAHP: Heat Pump Packaged Unit | Heat Pump | 230 | 1 |  |  |  | Single-Speed |  |  |  | 31600 | 1816 | 17.4 | 13.4 | 20400 | 1758 | 3.4 | 3.1 | Non Federally-Regulated | 07/11/2016 |  | 07/27/2017
FHP Manufacturing Company | Bosch | LV030-3VT/CF/HZ*-***A |  | Water-Source | WBAHP: Heat Pump Packaged Unit | Heat Pump | 208 | 3 |  |  |  | Single-Speed |  |  |  | 30000 | 2027 | 14.8 | 11.2 | 32800 | 2089 | 4.6 | 4.2 | Federally-Regulated Commercial & Industrial Equipment | 07/11/2016 |  | 07/27/2017
FHP Manufacturing Company | Bosch | LV030-3VT/CF/HZ*-***A |  | Water-Source | WBAHP: Heat Pump Packaged Unit | Heat Pump | 230 | 3 |  |  |  | Single-Speed |  |  |  | 30000 | 2027 | 14.8 | 11.2 | 32800 | 2089 | 4.6 | 4.2 | Federally-Regulated Commercial & Industrial Equipment | 07/11/2016 |  | 07/27/2017
FHP Manufacturing Company | Bosch | LV030-3VT/CF/HZ*-***A |  | Ground-Source | WBAHP: Heat Pump Packaged Unit | Heat Pump | 208 | 3 |  |  |  | Single-Speed |  |  |  | 31600 | 1816 | 17.4 | 13.4 | 20400 | 1758 | 3.4 | 3.1 | Non Federally-Regulated | 07/11/2016 |  | 07/27/2017
FHP Manufacturing Company | Bosch | LV030-3VT/CF/HZ*-***A |  | Ground-Source | WBAHP: Heat Pump Packaged Unit | Heat Pump | 230 | 3 |  |  |  | Single-Speed |  |  |  | 31600 | 1816 | 17.4 | 13.4 | 20400 | 1758 | 3.4 | 3.1 | Non Federally-Regulated | 07/11/2016 |  | 07/27/2017
FHP Manufacturing Company | Bosch | LV030-4VT/CF/HZ*-***A |  | Water-Source | WBAHP: Heat Pump Packaged Unit | Heat Pump | 460 | 3 |  |  |  | Single-Speed |  |  |  | 30000 | 2027 | 14.8 | 11.2 | 32800 | 2089 | 4.6 | 4.2 | Federally-Regulated Commercial & Industrial Equipment | 07/11/2016 |  | 07/27/2017
FHP Manufacturing Company | Bosch | LV030-4VT/CF/HZ*-***A |  | Ground-Source | WBAHP: Heat Pump Packaged Unit | Heat Pump | 460 | 3 |  |  |  | Single-Speed |  |  |  | 31600 | 1816 | 17.4 | 13.4 | 20400 | 1758 | 3.4 | 3.1 | Non Federally-Regulated | 07/11/2016 |  | 07/27/2017
FHP Manufacturing Company | Bosch | LV030-2VT/CF/HZ*-***A |  | Water-Source | WBAHP: Heat Pump Packaged Unit | Heat Pump | 265 | 1 |  |  |  | Single-Speed |  |  |  | 30000 | 2027 | 14.8 | 11.2 | 32800 | 2089 | 4.6 | 4.2 | Federally-Regulated Commercial & Industrial Equipment | 07/11/2016 |  | 07/27/2017
FHP Manufacturing Company | Bosch | LV030-2VT/CF/HZ*-***A |  | Ground-Source | WBAHP: Heat Pump Packaged Unit | Heat Pump | 265 | 1 |  |  |  | Single-Speed |  |  |  | 31600 | 1816 | 17.4 | 13.4 | 20400 | 1758 | 3.4 | 3.1 | Non Federally-Regulated | 07/11/2016 |  | 07/27/2017
FHP Manufacturing Company | Bosch | LV036-1VT/CF/HZ*-***P |  | Water-Source | WBAHP: Heat Pump Packaged Unit | Heat Pump | 208 | 1 |  |  |  | Single-Speed |  |  |  | 37900 | 2578 | 14.7 | 11.2 | 41800 | 2663 | 4.6 | 4.2 | Federally-Regulated Commercial & Industrial Equipment | 07/11/2016 |  | 07/27/2017
FHP Manufacturing Company | Bosch | LV036-1VT/CF/HZ*-***P |  | Water-Source | WBAHP: Heat Pump Packaged Unit | Heat Pump | 230 | 1 |  |  |  | Single-Speed |  |  |  | 37900 | 2578 | 14.7 | 11.2 | 41800 | 2663 | 4.6 | 4.2 | Federally-Regulated Commercial & Industrial Equipment | 07/11/2016 |  | 07/27/2017
FHP Manufacturing Company | Bosch | LV036-1VT/CF/HZ*-***P |  | Ground-Source | WBAHP: Heat Pump Packaged Unit | Heat Pump | 208 | 1 |  |  |  | Single-Speed |  |  |  | 39900 | 2360 | 16.9 | 13.4 | 26900 | 2252 | 3.5 | 3.1 | Non Federally-Regulated | 07/11/2016 |  | 07/27/2017
FHP Manufacturing Company | Bosch | LV036-1VT/CF/HZ*-***P |  | Ground-Source | WBAHP: Heat Pump Packaged Unit | Heat Pump | 230 | 1 |  |  |  | Single-Speed |  |  |  | 39900 | 2360 | 16.9 | 13.4 | 26900 | 2252 | 3.5 | 3.1 | Non Federally-Regulated | 07/11/2016 |  | 07/27/2017
FHP Manufacturing Company | Bosch | LV036-3VT/CF/HZ*-***P |  | Water-Source | WBAHP: Heat Pump Packaged Unit | Heat Pump | 208 | 3 |  |  |  | Single-Speed |  |  |  | 37900 | 2578 | 14.7 | 11.2 | 41800 | 2663 | 4.6 | 4.2 | Federally-Regulated Commercial & Industrial Equipment | 07/11/2016 |  | 07/27/2017
FHP Manufacturing Company | Bosch | LV036-3VT/CF/HZ*-***P |  | Water-Source | WBAHP: Heat Pump Packaged Unit | Heat Pump | 230 | 3 |  |  |  | Single-Speed |  |  |  | 37900 | 2578 | 14.7 | 11.2 | 41800 | 2663 | 4.6 | 4.2 | Federally-Regulated Commercial & Industrial Equipment | 07/11/2016 |  | 07/27/2017
FHP Manufacturing Company | Bosch | LV036-3VT/CF/HZ*-***P |  | Ground-Source | WBAHP: Heat Pump Packaged Unit | Heat Pump | 208 | 3 |  |  |  | Single-Speed |  |  |  | 39900 | 2360 | 16.9 | 13.4 | 26900 | 2252 | 3.5 | 3.1 | Non Federally-Regulated | 07/11/2016 |  | 07/27/2017
FHP Manufacturing Company | Bosch | LV036-3VT/CF/HZ*-***P |  | Ground-Source | WBAHP: Heat Pump Packaged Unit | Heat Pump | 230 | 3 |  |  |  | Single-Speed |  |  |  | 39900 | 2360 | 16.9 | 13.4 | 26900 | 2252 | 3.5 | 3.1 | Non Federally-Regulated | 07/11/2016 |  | 07/27/2017
FHP Manufacturing Company | Bosch | LV036-4VT/CF/HZ*-***P |  | Water-Source | WBAHP: Heat Pump Packaged Unit | Heat Pump | 460 | 3 |  |  |  | Single-Speed |  |  |  | 37900 | 2578 | 14.7 | 11.2 | 41800 | 2663 | 4.6 | 4.2 | Federally-Regulated Commercial & Industrial Equipment | 07/11/2016 |  | 07/27/2017
FHP Manufacturing Company | Bosch | LV036-4VT/CF/HZ*-***P |  | Ground-Source | WBAHP: Heat Pump Packaged Unit | Heat Pump | 460 | 3 |  |  |  | Single-Speed |  |  |  | 39900 | 2360 | 16.9 | 13.4 | 26900 | 2252 | 3.5 | 3.1 | Non Federally-Regulated | 07/11/2016 |  | 07/27/2017
FHP Manufacturing Company | Bosch | LV036-2VT/CF/HZ*-***P |  | Water-Source | WBAHP: Heat Pump Packaged Unit | Heat Pump | 265 | 1 |  |  |  | Single-Speed |  |  |  | 37900 | 2578 | 14.7 | 11.2 | 41800 | 2663 | 4.6 | 4.2 | Federally-Regulated Commercial & Industrial Equipment | 07/11/2016 |  | 07/27/2017
FHP Manufacturing Company | Bosch | LV036-2VT/CF/HZ*-***P |  | Ground-Source | WBAHP: Heat Pump Packaged Unit | Heat Pump | 265 | 1 |  |  |  | Single-Speed |  |  |  | 39900 | 2360 | 16.9 | 13.4 | 26900 | 2252 | 3.5 | 3.1 | Non Federally-Regulated | 07/11/2016 |  | 07/27/2017
FHP Manufacturing Company | Bosch | LV036-1VT/CF/HZ*-***T |  | Water-Source | WBAHP: Heat Pump Packaged Unit | Heat Pump | 208 | 1 |  |  |  | Single-Speed |  |  |  | 38200 | 2480 | 15.4 | 11.2 | 41400 | 2581 | 4.7 | 4.2 | Federally-Regulated Commercial & Industrial Equipment | 07/11/2016 |  | 07/27/2017
FHP Manufacturing Company | Bosch | LV036-1VT/CF/HZ*-***T |  | Water-Source | WBAHP: Heat Pump Packaged Unit | Heat Pump | 230 | 1 |  |  |  | Single-Speed |  |  |  | 38200 | 2480 | 15.4 | 11.2 | 41400 | 2581 | 4.7 | 4.2 | Federally-Regulated Commercial & Industrial Equipment | 07/11/2016 |  | 07/27/2017
FHP Manufacturing Company | Bosch | LV036-1VT/CF/HZ*-***T |  | Ground-Source | WBAHP: Heat Pump Packaged Unit | Heat Pump | 208 | 1 |  |  |  | Single-Speed |  |  |  | 40200 | 2271 | 17.7 | 13.4 | 26500 | 2157 | 3.6 | 3.1 | Non Federally-Regulated | 07/11/2016 |  | 07/27/2017
FHP Manufacturing Company | Bosch | LV036-1VT/CF/HZ*-***T |  | Ground-Source | WBAHP: Heat Pump Packaged Unit | Heat Pump | 230 | 1 |  |  |  | Single-Speed |  |  |  | 40200 | 2271 | 17.7 | 13.4 | 26500 | 2157 | 3.6 | 3.1 | Non Federally-Regulated | 07/11/2016 |  | 07/27/2017
FHP Manufacturing Company | Bosch | LV036-3VT/CF/HZ*-***T |  | Water-Source | WBAHP: Heat Pump Packaged Unit | Heat Pump | 208 | 3 |  |  |  | Single-Speed |  |  |  | 38200 | 2480 | 15.4 | 11.2 | 41400 | 2581 | 4.7 | 4.2 | Federally-Regulated Commercial & Industrial Equipment | 07/11/2016 |  | 07/27/2017
FHP Manufacturing Company | Bosch | LV036-3VT/CF/HZ*-***T |  | Water-Source | WBAHP: Heat Pump Packaged Unit | Heat Pump | 230 | 3 |  |  |  | Single-Speed |  |  |  | 38200 | 2480 | 15.4 | 11.2 | 41400 | 2581 | 4.7 | 4.2 | Federally-Regulated Commercial & Industrial Equipment | 07/11/2016 |  | 07/27/2017
FHP Manufacturing Company | Bosch | LV036-3VT/CF/HZ*-***T |  | Ground-Source | WBAHP: Heat Pump Packaged Unit | Heat Pump | 208 | 3 |  |  |  | Single-Speed |  |  |  | 40200 | 2271 | 17.7 | 13.4 | 26500 | 2157 | 3.6 | 3.1 | Non Federally-Regulated | 07/11/2016 |  | 07/27/2017
FHP Manufacturing Company | Bosch | LV036-3VT/CF/HZ*-***T |  | Ground-Source | WBAHP: Heat Pump Packaged Unit | Heat Pump | 230 | 3 |  |  |  | Single-Speed |  |  |  | 40200 | 2271 | 17.7 | 13.4 | 26500 | 2157 | 3.6 | 3.1 | Non Federally-Regulated | 07/11/2016 |  | 07/27/2017
FHP Manufacturing Company | Bosch | LV036-4VT/CF/HZ*-***T |  | Water-Source | WBAHP: Heat Pump Packaged Unit | Heat Pump | 460 | 3 |  |  |  | Single-Speed |  |  |  | 38200 | 2480 | 15.4 | 11.2 | 41400 | 2581 | 4.7 | 4.2 | Federally-Regulated Commercial & Industrial Equipment | 07/11/2016 |  | 07/27/2017
FHP Manufacturing Company | Bosch | LV036-4VT/CF/HZ*-***T |  | Ground-Source | WBAHP: Heat Pump Packaged Unit | Heat Pump | 460 | 3 |  |  |  | Single-Speed |  |  |  | 40200 | 2271 | 17.7 | 13.4 | 26500 | 2157 | 3.6 | 3.1 | Non Federally-Regulated | 07/11/2016 |  | 07/27/2017
FHP Manufacturing Company | Bosch | LV036-2VT/CF/HZ*-***T |  | Water-Source | WBAHP: Heat Pump Packaged Unit | Heat Pump | 265 | 1 |  |  |  | Single-Speed |  |  |  | 38200 | 2480 | 15.4 | 11.2 | 41400 | 2581 | 4.7 | 4.2 | Federally-Regulated Commercial & Industrial Equipment | 07/11/2016 |  | 07/27/2017
FHP Manufacturing Company | Bosch | LV036-2VT/CF/HZ*-***T |  | Ground-Source | WBAHP: Heat Pump Packaged Unit | Heat Pump | 265 | 1 |  |  |  | Single-Speed |  |  |  | 40200 | 2271 | 17.7 | 13.4 | 26500 | 2157 | 3.6 | 3.1 | Non Federally-Regulated | 07/11/2016 |  | 07/27/2017
FHP Manufacturing Company | Bosch | LV036-2VT/CF/HZ*-***A |  | Water-Source | WBAHP: Heat Pump Packaged Unit | Heat Pump | 265 | 1 |  |  |  | Single-Speed |  |  |  | 38200 | 2480 | 15.4 | 11.2 | 41400 | 2581 | 4.7 | 4.2 | Federally-Regulated Commercial & Industrial Equipment | 07/11/2016 |  | 07/27/2017
FHP Manufacturing Company | Bosch | LV036-2VT/CF/HZ*-***A |  | Ground-Source | WBAHP: Heat Pump Packaged Unit | Heat Pump | 265 | 1 |  |  |  | Single-Speed |  |  |  | 40200 | 2271 | 17.7 | 13.4 | 26500 | 2157 | 3.6 | 3.1 | Non Federally-Regulated | 07/11/2016 |  | 07/27/2017
FHP Manufacturing Company | Bosch | LV036-4VT/CF/HZ*-***A |  | Water-Source | WBAHP: Heat Pump Packaged Unit | Heat Pump | 460 | 3 |  |  |  | Single-Speed |  |  |  | 38200 | 2480 | 15.4 | 11.2 | 41400 | 2581 | 4.7 | 4.2 | Federally-Regulated Commercial & Industrial Equipment | 07/11/2016 |  | 07/27/2017
FHP Manufacturing Company | Bosch | LV036-4VT/CF/HZ*-***A |  | Ground-Source | WBAHP: Heat Pump Packaged Unit | Heat Pump | 460 | 3 |  |  |  | Single-Speed |  |  |  | 40200 | 2271 | 17.7 | 13.4 | 26500 | 2157 | 3.6 | 3.1 | Non Federally-Regulated | 07/11/2016 |  | 07/27/2017
FHP Manufacturing Company | Bosch | LV036-3VT/CF/HZ*-***A |  | Water-Source | WBAHP: Heat Pump Packaged Unit | Heat Pump | 208 | 3 |  |  |  | Single-Speed |  |  |  | 38200 | 2480 | 15.4 | 11.2 | 41400 | 2581 | 4.7 | 4.2 | Federally-Regulated Commercial & Industrial Equipment | 07/11/2016 |  | 07/27/2017
FHP Manufacturing Company | Bosch | LV036-3VT/CF/HZ*-***A |  | Water-Source | WBAHP: Heat Pump Packaged Unit | Heat Pump | 230 | 3 |  |  |  | Single-Speed |  |  |  | 38200 | 2480 | 15.4 | 11.2 | 41400 | 2581 | 4.7 | 4.2 | Federally-Regulated Commercial & Industrial Equipment | 07/11/2016 |  | 07/27/2017
FHP Manufacturing Company | Bosch | LV036-3VT/CF/HZ*-***A |  | Ground-Source | WBAHP: Heat Pump Packaged Unit | Heat Pump | 208 | 3 |  |  |  | Single-Speed |  |  |  | 40200 | 2271 | 17.7 | 13.4 | 26500 | 2157 | 3.6 | 3.1 | Non Federally-Regulated | 07/11/2016 |  | 07/27/2017
FHP Manufacturing Company | Bosch | LV036-3VT/CF/HZ*-***A |  | Ground-Source | WBAHP: Heat Pump Packaged Unit | Heat Pump | 230 | 3 |  |  |  | Single-Speed |  |  |  | 40200 | 2271 | 17.7 | 13.4 | 26500 | 2157 | 3.6 | 3.1 | Non Federally-Regulated | 07/11/2016 |  | 07/27/2017
FHP Manufacturing Company | Bosch | LV036-1VT/CF/HZ*-***A |  | Water-Source | WBAHP: Heat Pump Packaged Unit | Heat Pump | 208 | 1 |  |  |  | Single-Speed |  |  |  | 38200 | 2480 | 15.4 | 11.2 | 41400 | 2581 | 4.7 | 4.2 | Federally-Regulated Commercial & Industrial Equipment | 07/11/2016 |  | 07/27/2017
FHP Manufacturing Company | Bosch | LV036-1VT/CF/HZ*-***A |  | Water-Source | WBAHP: Heat Pump Packaged Unit | Heat Pump | 230 | 1 |  |  |  | Single-Speed |  |  |  | 38200 | 2480 | 15.4 | 11.2 | 41400 | 2581 | 4.7 | 4.2 | Federally-Regulated Commercial & Industrial Equipment | 07/11/2016 |  | 07/27/2017
FHP Manufacturing Company | Bosch | LV036-1VT/CF/HZ*-***A |  | Ground-Source | WBAHP: Heat Pump Packaged Unit | Heat Pump | 208 | 1 |  |  |  | Single-Speed |  |  |  | 40200 | 2271 | 17.7 | 13.4 | 26500 | 2157 | 3.6 | 3.1 | Non Federally-Regulated | 07/11/2016 |  | 07/27/2017
FHP Manufacturing Company | Bosch | LV036-1VT/CF/HZ*-***A |  | Ground-Source | WBAHP: Heat Pump Packaged Unit | Heat Pump | 230 | 1 |  |  |  | Single-Speed |  |  |  | 40200 | 2271 | 17.7 | 13.4 | 26500 | 2157 | 3.6 | 3.1 | Non Federally-Regulated | 07/11/2016 |  | 07/27/2017
FHP Manufacturing Company | Bosch | SV009-1CF/VT/HZ*-***P*A |  | Water-Source | WBAHP: Heat Pump Packaged Unit | Heat Pump | 208 | 1 |  |  |  | Single-Speed |  |  |  | 8200 | 661 | 12.4 | 11.2 | 9900 | 617 | 4.7 | 4.2 | Federally-Regulated Commercial & Industrial Equipment | 07/11/2016 |  | 07/27/2017
FHP Manufacturing Company | Bosch | SV009-1CF/VT/HZ*-***P*A |  | Water-Source | WBAHP: Heat Pump Packaged Unit | Heat Pump | 230 | 1 |  |  |  | Single-Speed |  |  |  | 8200 | 661 | 12.4 | 11.2 | 9900 | 617 | 4.7 | 4.2 | Federally-Regulated Commercial & Industrial Equipment | 07/11/2016 |  | 07/27/2017
FHP Manufacturing Company | Bosch | SV009-1CF/VT/HZ*-***P*A |  | Ground-Source | WBAHP: Heat Pump Packaged Unit | Heat Pump | 208 | 1 |  |  |  | Single-Speed |  |  |  | 8700 | 595 | 14.6 | 13.4 | 5700 | 522 | 3.2 | 3.1 | Non Federally-Regulated | 07/11/2016 |  | 07/27/2017
FHP Manufacturing Company | Bosch | SV009-1CF/VT/HZ*-***P*A |  | Ground-Source | WBAHP: Heat Pump Packaged Unit | Heat Pump | 230 | 1 |  |  |  | Single-Speed |  |  |  | 8700 | 595 | 14.6 | 13.4 | 5700 | 522 | 3.2 | 3.1 | Non Federally-Regulated | 07/11/2016 |  | 07/27/2017
FHP Manufacturing Company | Bosch | SV009-2CF/VT/HZ*-***P*A |  | Water-Source | WBAHP: Heat Pump Packaged Unit | Heat Pump | 265 | 1 |  |  |  | Single-Speed |  |  |  | 8200 | 661 | 12.4 | 11.2 | 9900 | 617 | 4.7 | 4.2 | Federally-Regulated Commercial & Industrial Equipment | 07/11/2016 |  | 07/27/2017
FHP Manufacturing Company | Bosch | SV009-2CF/VT/HZ*-***P*A |  | Ground-Source | WBAHP: Heat Pump Packaged Unit | Heat Pump | 265 | 1 |  |  |  | Single-Speed |  |  |  | 8700 | 595 | 14.6 | 13.4 | 5700 | 522 | 3.2 | 3.1 | Non Federally-Regulated | 07/11/2016 |  | 07/27/2017
FHP Manufacturing Company | Bosch | SV024-1CF/VT/HZ*-***P*A |  | Water-Source | WBAHP: Heat Pump Packaged Unit | Heat Pump | 208 | 1 |  |  |  | Single-Speed |  |  |  | 23400 | 1746 | 13.4 | 11.2 | 26600 | 1771 | 4.4 | 4.2 | Federally-Regulated Commercial & Industrial Equipment | 07/11/2016 |  | 07/27/2017
FHP Manufacturing Company | Bosch | SV024-1CF/VT/HZ*-***P*A |  | Water-Source | WBAHP: Heat Pump Packaged Unit | Heat Pump | 230 | 1 |  |  |  | Single-Speed |  |  |  | 23400 | 1746 | 13.4 | 11.2 | 26600 | 1771 | 4.4 | 4.2 | Federally-Regulated Commercial & Industrial Equipment | 07/11/2016 |  | 07/27/2017
FHP Manufacturing Company | Bosch | SV024-1CF/VT/HZ*-***P*A |  | Ground-Source | WBAHP: Heat Pump Packaged Unit | Heat Pump | 208 | 1 |  |  |  | Single-Speed |  |  |  | 25000 | 1612 | 15.5 | 13.4 | 17000 | 1465 | 3.4 | 3.1 | Non Federally-Regulated | 07/11/2016 |  | 07/27/2017
FHP Manufacturing Company | Bosch | SV024-1CF/VT/HZ*-***P*A |  | Ground-Source | WBAHP: Heat Pump Packaged Unit | Heat Pump | 230 | 1 |  |  |  | Single-Speed |  |  |  | 25000 | 1612 | 15.5 | 13.4 | 17000 | 1465 | 3.4 | 3.1 | Non Federally-Regulated | 07/11/2016 |  | 07/27/2017
FHP Manufacturing Company | Bosch | SV024-1CF/VT/HZ*-***T/A*A |  | Water-Source | WBAHP: Heat Pump Packaged Unit | Heat Pump | 208 | 1 |  |  |  | Single-Speed |  |  |  | 23800 | 1664 | 14.3 | 11.2 | 26200 | 1669 | 4.6 | 4.2 | Federally-Regulated Commercial & Industrial Equipment | 07/11/2016 |  | 07/27/2017
FHP Manufacturing Company | Bosch | SV024-1CF/VT/HZ*-***T/A*A |  | Water-Source | WBAHP: Heat Pump Packaged Unit | Heat Pump | 230 | 1 |  |  |  | Single-Speed |  |  |  | 23800 | 1664 | 14.3 | 11.2 | 26200 | 1669 | 4.6 | 4.2 | Federally-Regulated Commercial & Industrial Equipment | 07/11/2016 |  | 07/27/2017
FHP Manufacturing Company | Bosch | SV024-1CF/VT/HZ*-***T/A*A |  | Ground-Source | WBAHP: Heat Pump Packaged Unit | Heat Pump | 208 | 1 |  |  |  | Single-Speed |  |  |  | 25400 | 1539 | 16.5 | 13.4 | 16700 | 1398 | 3.5 | 3.1 | Non Federally-Regulated | 07/11/2016 |  | 07/27/2017
FHP Manufacturing Company | Bosch | SV024-1CF/VT/HZ*-***T/A*A |  | Ground-Source | WBAHP: Heat Pump Packaged Unit | Heat Pump | 230 | 1 |  |  |  | Single-Speed |  |  |  | 25400 | 1539 | 16.5 | 13.4 | 16700 | 1398 | 3.5 | 3.1 | Non Federally-Regulated | 07/11/2016 |  | 07/27/2017
FHP Manufacturing Company | Bosch | SV024-2CF/VT/HZ*-***P*A |  | Water-Source | WBAHP: Heat Pump Packaged Unit | Heat Pump | 265 | 1 |  |  |  | Single-Speed |  |  |  | 23400 | 1746 | 13.4 | 11.2 | 26600 | 1771 | 4.4 | 4.2 | Federally-Regulated Commercial & Industrial Equipment | 07/11/2016 |  | 07/27/2017
FHP Manufacturing Company | Bosch | SV024-2CF/VT/HZ*-***P*A |  | Ground-Source | WBAHP: Heat Pump Packaged Unit | Heat Pump | 265 | 1 |  |  |  | Single-Speed |  |  |  | 25000 | 1612 | 15.5 | 13.4 | 17000 | 1465 | 3.4 | 3.1 | Non Federally-Regulated | 07/11/2016 |  | 07/27/2017
FHP Manufacturing Company | Bosch | SV024-2CF/VT/HZ*-***T/A*A |  | Water-Source | WBAHP: Heat Pump Packaged Unit | Heat Pump | 265 | 1 |  |  |  | Single-Speed |  |  |  | 23800 | 1664 | 14.3 | 11.2 | 26200 | 1669 | 4.6 | 4.2 | Federally-Regulated Commercial & Industrial Equipment | 07/11/2016 |  | 07/27/2017
FHP Manufacturing Company | Bosch | SV024-2CF/VT/HZ*-***T/A*A |  | Ground-Source | WBAHP: Heat Pump Packaged Unit | Heat Pump | 265 | 1 |  |  |  | Single-Speed |  |  |  | 25400 | 1539 | 16.5 | 13.4 | 16700 | 1398 | 3.5 | 3.1 | Non Federally-Regulated | 07/11/2016 |  | 07/27/2017
FHP Manufacturing Company | Bosch | SV024-3CF/VT/HZ*-***P*A |  | Water-Source | WBAHP: Heat Pump Packaged Unit | Heat Pump | 208 | 3 |  |  |  | Single-Speed |  |  |  | 23400 | 1746 | 13.4 | 11.2 | 26600 | 1771 | 4.4 | 4.2 | Federally-Regulated Commercial & Industrial Equipment | 07/11/2016 |  | 07/27/2017
FHP Manufacturing Company | Bosch | SV024-3CF/VT/HZ*-***P*A |  | Water-Source | WBAHP: Heat Pump Packaged Unit | Heat Pump | 230 | 3 |  |  |  | Single-Speed |  |  |  | 23400 | 1746 | 13.4 | 11.2 | 26600 | 1771 | 4.4 | 4.2 | Federally-Regulated Commercial & Industrial Equipment | 07/11/2016 |  | 07/27/2017
FHP Manufacturing Company | Bosch | SV024-3CF/VT/HZ*-***P*A |  | Ground-Source | WBAHP: Heat Pump Packaged Unit | Heat Pump | 208 | 3 |  |  |  | Single-Speed |  |  |  | 25000 | 1612 | 15.5 | 13.4 | 17000 | 1465 | 3.4 | 3.1 | Non Federally-Regulated | 07/11/2016 |  | 07/27/2017
FHP Manufacturing Company | Bosch | SV024-3CF/VT/HZ*-***P*A |  | Ground-Source | WBAHP: Heat Pump Packaged Unit | Heat Pump | 230 | 3 |  |  |  | Single-Speed |  |  |  | 25000 | 1612 | 15.5 | 13.4 | 17000 | 1465 | 3.4 | 3.1 | Non Federally-Regulated | 07/11/2016 |  | 07/27/2017
FHP Manufacturing Company | Bosch | SV024-3CF/VT/HZ*-***T/A*A |  | Water-Source | WBAHP: Heat Pump Packaged Unit | Heat Pump | 208 | 3 |  |  |  | Single-Speed |  |  |  | 23800 | 1664 | 14.3 | 11.2 | 26200 | 1669 | 4.6 | 4.2 | Federally-Regulated Commercial & Industrial Equipment | 07/11/2016 |  | 07/27/2017
FHP Manufacturing Company | Bosch | SV024-3CF/VT/HZ*-***T/A*A |  | Water-Source | WBAHP: Heat Pump Packaged Unit | Heat Pump | 230 | 3 |  |  |  | Single-Speed |  |  |  | 23800 | 1664 | 14.3 | 11.2 | 26200 | 1669 | 4.6 | 4.2 | Federally-Regulated Commercial & Industrial Equipment | 07/11/2016 |  | 07/27/2017
FHP Manufacturing Company | Bosch | SV024-3CF/VT/HZ*-***T/A*A |  | Ground-Source | WBAHP: Heat Pump Packaged Unit | Heat Pump | 208 | 3 |  |  |  | Single-Speed |  |  |  | 25400 | 1539 | 16.5 | 13.4 | 16700 | 1398 | 3.5 | 3.1 | Non Federally-Regulated | 07/11/2016 |  | 07/27/2017
FHP Manufacturing Company | Bosch | SV024-3CF/VT/HZ*-***T/A*A |  | Ground-Source | WBAHP: Heat Pump Packaged Unit | Heat Pump | 230 | 3 |  |  |  | Single-Speed |  |  |  | 25400 | 1539 | 16.5 | 13.4 | 16700 | 1398 | 3.5 | 3.1 | Non Federally-Regulated | 07/11/2016 |  | 07/27/2017
FHP Manufacturing Company | Bosch | SV024-4CF/VT/HZ*-***P*A |  | Water-Source | WBAHP: Heat Pump Packaged Unit | Heat Pump | 460 | 3 |  |  |  | Single-Speed |  |  |  | 23400 | 1746 | 13.4 | 11.2 | 26600 | 1771 | 4.4 | 4.2 | Federally-Regulated Commercial & Industrial Equipment | 07/11/2016 |  | 07/27/2017
FHP Manufacturing Company | Bosch | SV024-4CF/VT/HZ*-***P*A |  | Ground-Source | WBAHP: Heat Pump Packaged Unit | Heat Pump | 460 | 3 |  |  |  | Single-Speed |  |  |  | 25000 | 1612 | 15.5 | 13.4 | 17000 | 1465 | 3.4 | 3.1 | Non Federally-Regulated | 07/11/2016 |  | 07/27/2017
FHP Manufacturing Company | Bosch | SV024-4CF/VT/HZ*-***T/A*A |  | Water-Source | WBAHP: Heat Pump Packaged Unit | Heat Pump | 460 | 3 |  |  |  | Single-Speed |  |  |  | 23800 | 1664 | 14.3 | 11.2 | 26200 | 1669 | 4.6 | 4.2 | Federally-Regulated Commercial & Industrial Equipment | 07/11/2016 |  | 07/27/2017
FHP Manufacturing Company | Bosch | SV024-4CF/VT/HZ*-***T/A*A |  | Ground-Source | WBAHP: Heat Pump Packaged Unit | Heat Pump | 460 | 3 |  |  |  | Single-Speed |  |  |  | 25400 | 1539 | 16.5 | 13.4 | 16700 | 1398 | 3.5 | 3.1 | Non Federally-Regulated | 07/11/2016 |  | 07/27/2017
FHP Manufacturing Company | Bosch | SV030-1VT/CF/HZ*-***P*A |  | Water-Source | WBAHP: Heat Pump Packaged Unit | Heat Pump | 208 | 1 |  |  |  | Single-Speed |  |  |  | 29200 | 2229 | 13.1 | 11.2 | 33400 | 2276 | 4.3 | 4.2 | Federally-Regulated Commercial & Industrial Equipment | 07/11/2016 |  | 07/27/2017
FHP Manufacturing Company | Bosch | SV030-1VT/CF/HZ*-***P*A |  | Water-Source | WBAHP: Heat Pump Packaged Unit | Heat Pump | 230 | 1 |  |  |  | Single-Speed |  |  |  | 29200 | 2229 | 13.1 | 11.2 | 33400 | 2276 | 4.3 | 4.2 | Federally-Regulated Commercial & Industrial Equipment | 07/11/2016 |  | 07/27/2017
FHP Manufacturing Company | Bosch | SV030-1VT/CF/HZ*-***P*A |  | Ground-Source | WBAHP: Heat Pump Packaged Unit | Heat Pump | 208 | 1 |  |  |  | Single-Speed |  |  |  | 31000 | 2026 | 15.3 | 13.4 | 20900 | 1914 | 3.2 | 3.1 | Non Federally-Regulated | 07/11/2016 |  | 07/27/2017
FHP Manufacturing Company | Bosch | SV030-1VT/CF/HZ*-***P*A |  | Ground-Source | WBAHP: Heat Pump Packaged Unit | Heat Pump | 230 | 1 |  |  |  | Single-Speed |  |  |  | 31000 | 2026 | 15.3 | 13.4 | 20900 | 1914 | 3.2 | 3.1 | Non Federally-Regulated | 07/11/2016 |  | 07/27/2017
FHP Manufacturing Company | Bosch | SV030-1VT/CF/HZ*-***T/A*A |  | Water-Source | WBAHP: Heat Pump Packaged Unit | Heat Pump | 208 | 1 |  |  |  | Single-Speed |  |  |  | 30000 | 2027 | 14.8 | 11.2 | 32800 | 2089 | 4.6 | 4.2 | Federally-Regulated Commercial & Industrial Equipment | 07/11/2016 |  | 07/27/2017
FHP Manufacturing Company | Bosch | SV030-1VT/CF/HZ*-***T/A*A |  | Water-Source | WBAHP: Heat Pump Packaged Unit | Heat Pump | 230 | 1 |  |  |  | Single-Speed |  |  |  | 30000 | 2027 | 14.8 | 11.2 | 32800 | 2089 | 4.6 | 4.2 | Federally-Regulated Commercial & Industrial Equipment | 07/11/2016 |  | 07/27/2017
FHP Manufacturing Company | Bosch | SV030-1VT/CF/HZ*-***T/A*A |  | Ground-Source | WBAHP: Heat Pump Packaged Unit | Heat Pump | 208 | 1 |  |  |  | Single-Speed |  |  |  | 31600 | 1816 | 17.4 | 13.4 | 20400 | 1758 | 3.4 | 3.1 | Non Federally-Regulated | 07/11/2016 |  | 07/27/2017
FHP Manufacturing Company | Bosch | SV030-1VT/CF/HZ*-***T/A*A |  | Ground-Source | WBAHP: Heat Pump Packaged Unit | Heat Pump | 230 | 1 |  |  |  | Single-Speed |  |  |  | 31600 | 1816 | 17.4 | 13.4 | 20400 | 1758 | 3.4 | 3.1 | Non Federally-Regulated | 07/11/2016 |  | 07/27/2017
FHP Manufacturing Company | Bosch | SV030-2VT/CF/HZ*-***P*A |  | Water-Source | WBAHP: Heat Pump Packaged Unit | Heat Pump | 265 | 1 |  |  |  | Single-Speed |  |  |  | 29200 | 2229 | 13.1 | 11.2 | 33400 | 2276 | 4.3 | 4.2 | Federally-Regulated Commercial & Industrial Equipment | 07/11/2016 |  | 07/27/2017
FHP Manufacturing Company | Bosch | SV030-2VT/CF/HZ*-***P*A |  | Ground-Source | WBAHP: Heat Pump Packaged Unit | Heat Pump | 265 | 1 |  |  |  | Single-Speed |  |  |  | 31000 | 2026 | 15.3 | 13.4 | 20900 | 1914 | 3.2 | 3.1 | Non Federally-Regulated | 07/11/2016 |  | 07/27/2017
FHP Manufacturing Company | Bosch | SV030-2VT/CF/HZ*-***T/A*A |  | Water-Source | WBAHP: Heat Pump Packaged Unit | Heat Pump | 265 | 1 |  |  |  | Single-Speed |  |  |  | 30000 | 2027 | 14.8 | 11.2 | 32800 | 2089 | 4.6 | 4.2 | Federally-Regulated Commercial & Industrial Equipment | 07/11/2016 |  | 07/27/2017
FHP Manufacturing Company | Bosch | SV030-2VT/CF/HZ*-***T/A*A |  | Ground-Source | WBAHP: Heat Pump Packaged Unit | Heat Pump | 265 | 1 |  |  |  | Single-Speed |  |  |  | 31600 | 1816 | 17.4 | 13.4 | 20400 | 1758 | 3.4 | 3.1 | Non Federally-Regulated | 07/11/2016 |  | 07/27/2017
FHP Manufacturing Company | Bosch | SV030-3VT/CF/HZ*-***P*A |  | Water-Source | WBAHP: Heat Pump Packaged Unit | Heat Pump | 208 | 3 |  |  |  | Single-Speed |  |  |  | 29200 | 2229 | 13.1 | 11.2 | 33400 | 2276 | 4.3 | 4.2 | Federally-Regulated Commercial & Industrial Equipment | 07/11/2016 |  | 07/27/2017
FHP Manufacturing Company | Bosch | SV030-3VT/CF/HZ*-***P*A |  | Water-Source | WBAHP: Heat Pump Packaged Unit | Heat Pump | 230 | 3 |  |  |  | Single-Speed |  |  |  | 29200 | 2229 | 13.1 | 11.2 | 33400 | 2276 | 4.3 | 4.2 | Federally-Regulated Commercial & Industrial Equipment | 07/11/2016 |  | 07/27/2017
FHP Manufacturing Company | Bosch | SV030-3VT/CF/HZ*-***P*A |  | Ground-Source | WBAHP: Heat Pump Packaged Unit | Heat Pump | 208 | 3 |  |  |  | Single-Speed |  |  |  | 31000 | 2026 | 15.3 | 13.4 | 20900 | 1914 | 3.2 | 3.1 | Non Federally-Regulated | 07/11/2016 |  | 07/27/2017
FHP Manufacturing Company | Bosch | SV030-3VT/CF/HZ*-***P*A |  | Ground-Source | WBAHP: Heat Pump Packaged Unit | Heat Pump | 230 | 3 |  |  |  | Single-Speed |  |  |  | 31000 | 2026 | 15.3 | 13.4 | 20900 | 1914 | 3.2 | 3.1 | Non Federally-Regulated | 07/11/2016 |  | 07/27/2017
FHP Manufacturing Company | Bosch | SV030-3VT/CF/HZ*-***T/A*A |  | Water-Source | WBAHP: Heat Pump Packaged Unit | Heat Pump | 208 | 3 |  |  |  | Single-Speed |  |  |  | 30000 | 2027 | 14.8 | 11.2 | 32800 | 2089 | 4.6 | 4.2 | Federally-Regulated Commercial & Industrial Equipment | 07/11/2016 |  | 07/27/2017
FHP Manufacturing Company | Bosch | SV030-3VT/CF/HZ*-***T/A*A |  | Water-Source | WBAHP: Heat Pump Packaged Unit | Heat Pump | 230 | 3 |  |  |  | Single-Speed |  |  |  | 30000 | 2027 | 14.8 | 11.2 | 32800 | 2089 | 4.6 | 4.2 | Federally-Regulated Commercial & Industrial Equipment | 07/11/2016 |  | 07/27/2017
FHP Manufacturing Company | Bosch | SV030-3VT/CF/HZ*-***T/A*A |  | Ground-Source | WBAHP: Heat Pump Packaged Unit | Heat Pump | 208 | 3 |  |  |  | Single-Speed |  |  |  | 31600 | 1816 | 17.4 | 13.4 | 20400 | 1758 | 3.4 | 3.1 | Non Federally-Regulated | 07/11/2016 |  | 07/27/2017
FHP Manufacturing Company | Bosch | SV030-3VT/CF/HZ*-***T/A*A |  | Ground-Source | WBAHP: Heat Pump Packaged Unit | Heat Pump | 230 | 3 |  |  |  | Single-Speed |  |  |  | 31600 | 1816 | 17.4 | 13.4 | 20400 | 1758 | 3.4 | 3.1 | Non Federally-Regulated | 07/11/2016 |  | 07/27/2017
FHP Manufacturing Company | Bosch | SV030-4VT/CF/HZ*-***P*A |  | Water-Source | WBAHP: Heat Pump Packaged Unit | Heat Pump | 460 | 3 |  |  |  | Single-Speed |  |  |  | 29200 | 2229 | 13.1 | 11.2 | 33400 | 2276 | 4.3 | 4.2 | Federally-Regulated Commercial & Industrial Equipment | 07/11/2016 |  | 07/27/2017
FHP Manufacturing Company | Bosch | SV030-4VT/CF/HZ*-***P*A |  | Ground-Source | WBAHP: Heat Pump Packaged Unit | Heat Pump | 460 | 3 |  |  |  | Single-Speed |  |  |  | 31000 | 2026 | 15.3 | 13.4 | 20900 | 1914 | 3.2 | 3.1 | Non Federally-Regulated | 07/11/2016 |  | 07/27/2017
FHP Manufacturing Company | Bosch | SV030-4VT/CF/HZ*-***T/A*A |  | Water-Source | WBAHP: Heat Pump Packaged Unit | Heat Pump | 460 | 3 |  |  |  | Single-Speed |  |  |  | 30000 | 2027 | 14.8 | 11.2 | 32800 | 2089 | 4.6 | 4.2 | Federally-Regulated Commercial & Industrial Equipment | 07/11/2016 |  | 07/27/2017
FHP Manufacturing Company | Bosch | SV030-4VT/CF/HZ*-***T/A*A |  | Ground-Source | WBAHP: Heat Pump Packaged Unit | Heat Pump | 460 | 3 |  |  |  | Single-Speed |  |  |  | 31600 | 1816 | 17.4 | 13.4 | 20400 | 1758 | 3.4 | 3.1 | Non Federally-Regulated | 07/11/2016 |  | 07/27/2017
FHP Manufacturing Company | Bosch | SV036-1VT/CF/HZ*-***P*A |  | Water-Source | WBAHP: Heat Pump Packaged Unit | Heat Pump | 208 | 1 |  |  |  | Single-Speed |  |  |  | 37900 | 2578 | 14.7 | 11.2 | 41800 | 2663 | 4.6 | 4.2 | Federally-Regulated Commercial & Industrial Equipment | 07/11/2016 |  | 07/27/2017
FHP Manufacturing Company | Bosch | SV036-1VT/CF/HZ*-***P*A |  | Water-Source | WBAHP: Heat Pump Packaged Unit | Heat Pump | 230 | 1 |  |  |  | Single-Speed |  |  |  | 37900 | 2578 | 14.7 | 11.2 | 41800 | 2663 | 4.6 | 4.2 | Federally-Regulated Commercial & Industrial Equipment | 07/11/2016 |  | 07/27/2017
FHP Manufacturing Company | Bosch | SV036-1VT/CF/HZ*-***P*A |  | Ground-Source | WBAHP: Heat Pump Packaged Unit | Heat Pump | 208 | 1 |  |  |  | Single-Speed |  |  |  | 39900 | 2360 | 16.9 | 13.4 | 26900 | 2252 | 3.5 | 3.1 | Non Federally-Regulated | 07/11/2016 |  | 07/27/2017
FHP Manufacturing Company | Bosch | SV036-1VT/CF/HZ*-***P*A |  | Ground-Source | WBAHP: Heat Pump Packaged Unit | Heat Pump | 230 | 1 |  |  |  | Single-Speed |  |  |  | 39900 | 2360 | 16.9 | 13.4 | 26900 | 2252 | 3.5 | 3.1 | Non Federally-Regulated | 07/11/2016 |  | 07/27/2017
FHP Manufacturing Company | Bosch | SV036-1VT/CF/HZ*-***T/A*A |  | Water-Source | WBAHP: Heat Pump Packaged Unit | Heat Pump | 208 | 1 |  |  |  | Single-Speed |  |  |  | 38200 | 2480 | 15.4 | 11.2 | 41400 | 2581 | 4.7 | 4.2 | Federally-Regulated Commercial & Industrial Equipment | 07/11/2016 |  | 07/27/2017
FHP Manufacturing Company | Bosch | SV036-1VT/CF/HZ*-***T/A*A |  | Water-Source | WBAHP: Heat Pump Packaged Unit | Heat Pump | 230 | 1 |  |  |  | Single-Speed |  |  |  | 38200 | 2480 | 15.4 | 11.2 | 41400 | 2581 | 4.7 | 4.2 | Federally-Regulated Commercial & Industrial Equipment | 07/11/2016 |  | 07/27/2017
FHP Manufacturing Company | Bosch | SV036-1VT/CF/HZ*-***T/A*A |  | Ground-Source | WBAHP: Heat Pump Packaged Unit | Heat Pump | 208 | 1 |  |  |  | Single-Speed |  |  |  | 40200 | 2271 | 17.7 | 13.4 | 26500 | 2157 | 3.6 | 3.1 | Non Federally-Regulated | 07/11/2016 |  | 07/27/2017
FHP Manufacturing Company | Bosch | SV036-1VT/CF/HZ*-***T/A*A |  | Ground-Source | WBAHP: Heat Pump Packaged Unit | Heat Pump | 230 | 1 |  |  |  | Single-Speed |  |  |  | 40200 | 2271 | 17.7 | 13.4 | 26500 | 2157 | 3.6 | 3.1 | Non Federally-Regulated | 07/11/2016 |  | 07/27/2017
FHP Manufacturing Company | Bosch | SV036-2VT/CF/HZ*-***P*A |  | Water-Source | WBAHP: Heat Pump Packaged Unit | Heat Pump | 265 | 1 |  |  |  | Single-Speed |  |  |  | 37900 | 2578 | 14.7 | 11.2 | 41800 | 2663 | 4.6 | 4.2 | Federally-Regulated Commercial & Industrial Equipment | 07/11/2016 |  | 07/27/2017
FHP Manufacturing Company | Bosch | SV036-2VT/CF/HZ*-***P*A |  | Ground-Source | WBAHP: Heat Pump Packaged Unit | Heat Pump | 265 | 1 |  |  |  | Single-Speed |  |  |  | 39900 | 2360 | 16.9 | 13.4 | 26900 | 2252 | 3.5 | 3.1 | Non Federally-Regulated | 07/11/2016 |  | 07/27/2017
FHP Manufacturing Company | Bosch | SV036-2VT/CF/HZ*-***T/A*A |  | Water-Source | WBAHP: Heat Pump Packaged Unit | Heat Pump | 265 | 1 |  |  |  | Single-Speed |  |  |  | 38200 | 2480 | 15.4 | 11.2 | 41400 | 2581 | 4.7 | 4.2 | Federally-Regulated Commercial & Industrial Equipment | 07/11/2016 |  | 07/27/2017
FHP Manufacturing Company | Bosch | SV036-2VT/CF/HZ*-***T/A*A |  | Ground-Source | WBAHP: Heat Pump Packaged Unit | Heat Pump | 265 | 1 |  |  |  | Single-Speed |  |  |  | 40200 | 2271 | 17.7 | 13.4 | 26500 | 2157 | 3.6 | 3.1 | Non Federally-Regulated | 07/11/2016 |  | 07/27/2017
FHP Manufacturing Company | Bosch | SV036-3VT/CF/HZ*-***P*A |  | Water-Source | WBAHP: Heat Pump Packaged Unit | Heat Pump | 208 | 3 |  |  |  | Single-Speed |  |  |  | 37900 | 2578 | 14.7 | 11.2 | 41800 | 2663 | 4.6 | 4.2 | Federally-Regulated Commercial & Industrial Equipment | 07/11/2016 |  | 07/27/2017
FHP Manufacturing Company | Bosch | SV036-3VT/CF/HZ*-***P*A |  | Water-Source | WBAHP: Heat Pump Packaged Unit | Heat Pump | 230 | 3 |  |  |  | Single-Speed |  |  |  | 37900 | 2578 | 14.7 | 11.2 | 41800 | 2663 | 4.6 | 4.2 | Federally-Regulated Commercial & Industrial Equipment | 07/11/2016 |  | 07/27/2017
FHP Manufacturing Company | Bosch | SV036-3VT/CF/HZ*-***P*A |  | Ground-Source | WBAHP: Heat Pump Packaged Unit | Heat Pump | 208 | 3 |  |  |  | Single-Speed |  |  |  | 39900 | 2360 | 16.9 | 13.4 | 26900 | 2252 | 3.5 | 3.1 | Non Federally-Regulated | 07/11/2016 |  | 07/27/2017
FHP Manufacturing Company | Bosch | SV036-3VT/CF/HZ*-***P*A |  | Ground-Source | WBAHP: Heat Pump Packaged Unit | Heat Pump | 230 | 3 |  |  |  | Single-Speed |  |  |  | 39900 | 2360 | 16.9 | 13.4 | 26900 | 2252 | 3.5 | 3.1 | Non Federally-Regulated | 07/11/2016 |  | 07/27/2017
FHP Manufacturing Company | Bosch | SV036-3VT/CF/HZ*-***T/A*A |  | Water-Source | WBAHP: Heat Pump Packaged Unit | Heat Pump | 208 | 3 |  |  |  | Single-Speed |  |  |  | 38200 | 2480 | 15.4 | 11.2 | 41400 | 2581 | 4.7 | 4.2 | Federally-Regulated Commercial & Industrial Equipment | 07/11/2016 |  | 07/27/2017
FHP Manufacturing Company | Bosch | SV036-3VT/CF/HZ*-***T/A*A |  | Water-Source | WBAHP: Heat Pump Packaged Unit | Heat Pump | 230 | 3 |  |  |  | Single-Speed |  |  |  | 38200 | 2480 | 15.4 | 11.2 | 41400 | 2581 | 4.7 | 4.2 | Federally-Regulated Commercial & Industrial Equipment | 07/11/2016 |  | 07/27/2017
FHP Manufacturing Company | Bosch | SV036-3VT/CF/HZ*-***T/A*A |  | Ground-Source | WBAHP: Heat Pump Packaged Unit | Heat Pump | 208 | 3 |  |  |  | Single-Speed |  |  |  | 40200 | 2271 | 17.7 | 13.4 | 26500 | 2157 | 3.6 | 3.1 | Non Federally-Regulated | 07/11/2016 |  | 07/27/2017
FHP Manufacturing Company | Bosch | SV036-3VT/CF/HZ*-***T/A*A |  | Ground-Source | WBAHP: Heat Pump Packaged Unit | Heat Pump | 230 | 3 |  |  |  | Single-Speed |  |  |  | 40200 | 2271 | 17.7 | 13.4 | 26500 | 2157 | 3.6 | 3.1 | Non Federally-Regulated | 07/11/2016 |  | 07/27/2017
FHP Manufacturing Company | Bosch | SV036-4VT/CF/HZ*-***P*A |  | Water-Source | WBAHP: Heat Pump Packaged Unit | Heat Pump | 460 | 3 |  |  |  | Single-Speed |  |  |  | 37900 | 2578 | 14.7 | 11.2 | 41800 | 2663 | 4.6 | 4.2 | Federally-Regulated Commercial & Industrial Equipment | 07/11/2016 |  | 07/27/2017
FHP Manufacturing Company | Bosch | SV036-4VT/CF/HZ*-***P*A |  | Ground-Source | WBAHP: Heat Pump Packaged Unit | Heat Pump | 460 | 3 |  |  |  | Single-Speed |  |  |  | 39900 | 2360 | 16.9 | 13.4 | 26900 | 2252 | 3.5 | 3.1 | Non Federally-Regulated | 07/11/2016 |  | 07/27/2017
FHP Manufacturing Company | Bosch | SV036-4VT/CF/HZ*-***T/A*A |  | Water-Source | WBAHP: Heat Pump Packaged Unit | Heat Pump | 460 | 3 |  |  |  | Single-Speed |  |  |  | 38200 | 2480 | 15.4 | 11.2 | 41400 | 2581 | 4.7 | 4.2 | Federally-Regulated Commercial & Industrial Equipment | 07/11/2016 |  | 07/27/2017
FHP Manufacturing Company | Bosch | SV036-4VT/CF/HZ*-***T/A*A |  | Ground-Source | WBAHP: Heat Pump Packaged Unit | Heat Pump | 460 | 3 |  |  |  | Single-Speed |  |  |  | 40200 | 2271 | 17.7 | 13.4 | 26500 | 2157 | 3.6 | 3.1 | Non Federally-Regulated | 07/11/2016 |  | 07/27/2017
FHP Manufacturing Company | Bosch | SV041-1VT/CF*-***T/A*A |  | Water-Source | WBAHP: Heat Pump Packaged Unit | Heat Pump | 208 | 1 |  |  |  | Single-Speed |  |  |  | 40500 | 2579 | 15.7 | 11.2 | 43700 | 2910 | 4.4 | 4.2 | Federally-Regulated Commercial & Industrial Equipment | 07/11/2016 |  | 07/27/2017
FHP Manufacturing Company | Bosch | SV041-1VT/CF*-***T/A*A |  | Water-Source | WBAHP: Heat Pump Packaged Unit | Heat Pump | 230 | 1 |  |  |  | Single-Speed |  |  |  | 40500 | 2579 | 15.7 | 11.2 | 43700 | 2910 | 4.4 | 4.2 | Federally-Regulated Commercial & Industrial Equipment | 07/11/2016 |  | 07/27/2017
FHP Manufacturing Company | Bosch | SV041-1VT/CF*-***T/A*A |  | Ground-Source | WBAHP: Heat Pump Packaged Unit | Heat Pump | 208 | 1 |  |  |  | Single-Speed |  |  |  | 42200 | 2384 | 17.7 | 13.4 | 28500 | 2320 | 3.6 | 3.1 | Non Federally-Regulated | 07/11/2016 |  | 07/27/2017
FHP Manufacturing Company | Bosch | SV041-1VT/CF*-***T/A*A |  | Ground-Source | WBAHP: Heat Pump Packaged Unit | Heat Pump | 230 | 1 |  |  |  | Single-Speed |  |  |  | 42200 | 2384 | 17.7 | 13.4 | 28500 | 2320 | 3.6 | 3.1 | Non Federally-Regulated | 07/11/2016 |  | 07/27/2017
FHP Manufacturing Company | Bosch | SV041-3VT/CF*-***T/A*A |  | Water-Source | WBAHP: Heat Pump Packaged Unit | Heat Pump | 208 | 3 |  |  |  | Single-Speed |  |  |  | 40500 | 2579 | 15.7 | 11.2 | 43700 | 2910 | 4.4 | 4.2 | Federally-Regulated Commercial & Industrial Equipment | 07/11/2016 |  | 07/27/2017
FHP Manufacturing Company | Bosch | SV041-3VT/CF*-***T/A*A |  | Water-Source | WBAHP: Heat Pump Packaged Unit | Heat Pump | 230 | 3 |  |  |  | Single-Speed |  |  |  | 40500 | 2579 | 15.7 | 11.2 | 43700 | 2910 | 4.4 | 4.2 | Federally-Regulated Commercial & Industrial Equipment | 07/11/2016 |  | 07/27/2017
FHP Manufacturing Company | Bosch | SV041-3VT/CF*-***T/A*A |  | Ground-Source | WBAHP: Heat Pump Packaged Unit | Heat Pump | 208 | 3 |  |  |  | Single-Speed |  |  |  | 42200 | 2384 | 17.7 | 13.4 | 28500 | 2320 | 3.6 | 3.1 | Non Federally-Regulated | 07/11/2016 |  | 07/27/2017
FHP Manufacturing Company | Bosch | SV041-3VT/CF*-***T/A*A |  | Ground-Source | WBAHP: Heat Pump Packaged Unit | Heat Pump | 230 | 3 |  |  |  | Single-Speed |  |  |  | 42200 | 2384 | 17.7 | 13.4 | 28500 | 2320 | 3.6 | 3.1 | Non Federally-Regulated | 07/11/2016 |  | 07/27/2017
FHP Manufacturing Company | Bosch | SV041-4VT/CF*-***T/A*A |  | Water-Source | WBAHP: Heat Pump Packaged Unit | Heat Pump | 460 | 3 |  |  |  | Single-Speed |  |  |  | 40500 | 2579 | 15.7 | 11.2 | 43700 | 2910 | 4.4 | 4.2 | Federally-Regulated Commercial & Industrial Equipment | 07/11/2016 |  | 07/27/2017
FHP Manufacturing Company | Bosch | SV041-4VT/CF*-***T/A*A |  | Ground-Source | WBAHP: Heat Pump Packaged Unit | Heat Pump | 460 | 3 |  |  |  | Single-Speed |  |  |  | 42200 | 2384 | 17.7 | 13.4 | 28500 | 2320 | 3.6 | 3.1 | Non Federally-Regulated | 07/11/2016 |  | 07/27/2017
FHP Manufacturing Company | Bosch | SV042-1VT/CF/HZ*-***T/A*A |  | Water-Source | WBAHP: Heat Pump Packaged Unit | Heat Pump | 208 | 1 |  |  |  | Single-Speed |  |  |  | 40900 | 2900 | 14.1 | 11.2 | 45300 | 3017 | 4.4 | 4.2 | Federally-Regulated Commercial & Industrial Equipment | 07/11/2016 |  | 07/27/2017
FHP Manufacturing Company | Bosch | SV042-1VT/CF/HZ*-***T/A*A |  | Water-Source | WBAHP: Heat Pump Packaged Unit | Heat Pump | 230 | 1 |  |  |  | Single-Speed |  |  |  | 40900 | 2900 | 14.1 | 11.2 | 45300 | 3017 | 4.4 | 4.2 | Federally-Regulated Commercial & Industrial Equipment | 07/11/2016 |  | 07/27/2017
FHP Manufacturing Company | Bosch | SV042-1VT/CF/HZ*-***T/A*A |  | Ground-Source | WBAHP: Heat Pump Packaged Unit | Heat Pump | 208 | 1 |  |  |  | Single-Speed |  |  |  | 43500 | 2668 | 16.3 | 13.4 | 30100 | 2520 | 3.5 | 3.1 | Non Federally-Regulated | 07/11/2016 |  | 07/27/2017
FHP Manufacturing Company | Bosch | SV042-1VT/CF/HZ*-***T/A*A |  | Ground-Source | WBAHP: Heat Pump Packaged Unit | Heat Pump | 230 | 1 |  |  |  | Single-Speed |  |  |  | 43500 | 2668 | 16.3 | 13.4 | 30100 | 2520 | 3.5 | 3.1 | Non Federally-Regulated | 07/11/2016 |  | 07/27/2017
FHP Manufacturing Company | Bosch | SV042-3VT/CF/HZ*-***T/A*A |  | Water-Source | WBAHP: Heat Pump Packaged Unit | Heat Pump | 208 | 3 |  |  |  | Single-Speed |  |  |  | 40900 | 2900 | 14.1 | 11.2 | 45300 | 3017 | 4.4 | 4.2 | Federally-Regulated Commercial & Industrial Equipment | 07/11/2016 |  | 07/27/2017
FHP Manufacturing Company | Bosch | SV042-3VT/CF/HZ*-***T/A*A |  | Water-Source | WBAHP: Heat Pump Packaged Unit | Heat Pump | 230 | 3 |  |  |  | Single-Speed |  |  |  | 40900 | 2900 | 14.1 | 11.2 | 45300 | 3017 | 4.4 | 4.2 | Federally-Regulated Commercial & Industrial Equipment | 07/11/2016 |  | 07/27/2017
FHP Manufacturing Company | Bosch | SV042-3VT/CF/HZ*-***T/A*A |  | Ground-Source | WBAHP: Heat Pump Packaged Unit | Heat Pump | 208 | 3 |  |  |  | Single-Speed |  |  |  | 43500 | 2668 | 16.3 | 13.4 | 30100 | 2520 | 3.5 | 3.1 | Non Federally-Regulated | 07/11/2016 |  | 07/27/2017
FHP Manufacturing Company | Bosch | SV042-3VT/CF/HZ*-***T/A*A |  | Ground-Source | WBAHP: Heat Pump Packaged Unit | Heat Pump | 230 | 3 |  |  |  | Single-Speed |  |  |  | 43500 | 2668 | 16.3 | 13.4 | 30100 | 2520 | 3.5 | 3.1 | Non Federally-Regulated | 07/11/2016 |  | 07/27/2017
FHP Manufacturing Company | Bosch | SV042-4VT/CF/HZ*-***T/A*A |  | Water-Source | WBAHP: Heat Pump Packaged Unit | Heat Pump | 460 | 3 |  |  |  | Single-Speed |  |  |  | 40900 | 2900 | 14.1 | 11.2 | 45300 | 3017 | 4.4 | 4.2 | Federally-Regulated Commercial & Industrial Equipment | 07/11/2016 |  | 07/27/2017
FHP Manufacturing Company | Bosch | SV042-4VT/CF/HZ*-***T/A*A |  | Ground-Source | WBAHP: Heat Pump Packaged Unit | Heat Pump | 460 | 3 |  |  |  | Single-Speed |  |  |  | 43500 | 2668 | 16.3 | 13.4 | 30100 | 2520 | 3.5 | 3.1 | Non Federally-Regulated | 07/11/2016 |  | 07/27/2017
FHP Manufacturing Company | Bosch | SV070-1VT/CF/HZ*-***P*A |  | Water-Source | WBAHP: Heat Pump Packaged Unit | Heat Pump | 208 | 1 |  |  |  | Single-Speed |  |  |  | 64000 | 4812 | 13.3 | 11.2 | 72800 | 4849 | 4.4 | 4.2 | Federally-Regulated Commercial & Industrial Equipment | 07/11/2016 |  | 07/27/2017
FHP Manufacturing Company | Bosch | SV070-1VT/CF/HZ*-***P*A |  | Water-Source | WBAHP: Heat Pump Packaged Unit | Heat Pump | 230 | 1 |  |  |  | Single-Speed |  |  |  | 64000 | 4812 | 13.3 | 11.2 | 72800 | 4849 | 4.4 | 4.2 | Federally-Regulated Commercial & Industrial Equipment | 07/11/2016 |  | 07/27/2017
FHP Manufacturing Company | Bosch | SV070-1VT/CF/HZ*-***P*A |  | Ground-Source | WBAHP: Heat Pump Packaged Unit | Heat Pump | 208 | 1 |  |  |  | Single-Speed | 3624 | 981 |  | 66400 | 4426 | 15 | 13.4 | 50800 | 4378 | 3.4 | 3.1 | Non Federally-Regulated | 07/11/2016 |  | 07/27/2017
FHP Manufacturing Company | Bosch | SV070-1VT/CF/HZ*-***P*A |  | Ground-Source | WBAHP: Heat Pump Packaged Unit | Heat Pump | 230 | 1 |  |  |  | Single-Speed | 3624 | 981 |  | 66400 | 4426 | 15 | 13.4 | 50800 | 4378 | 3.4 | 3.1 | Non Federally-Regulated | 07/11/2016 |  | 07/27/2017
FHP Manufacturing Company | Bosch | SV070-1VT/CF/HZ*-***T/A*A |  | Water-Source | WBAHP: Heat Pump Packaged Unit | Heat Pump | 208 | 1 |  |  |  | Single-Speed | 4027 | 781 |  | 65200 | 4465 | 14.6 | 12 | 71800 | 4574 | 4.6 | 4.2 | Federally-Regulated Commercial & Industrial Equipment | 07/11/2016 |  | 07/27/2017
FHP Manufacturing Company | Bosch | SV070-1VT/CF/HZ*-***T/A*A |  | Water-Source | WBAHP: Heat Pump Packaged Unit | Heat Pump | 230 | 1 |  |  |  | Single-Speed | 4027 | 781 |  | 65200 | 4465 | 14.6 | 12 | 71800 | 4574 | 4.6 | 4.2 | Federally-Regulated Commercial & Industrial Equipment | 07/11/2016 |  | 07/27/2017
FHP Manufacturing Company | Bosch | SV070-1VT/CF/HZ*-***T/A*A |  | Ground-Source | WBAHP: Heat Pump Packaged Unit | Heat Pump | 208 | 1 |  |  |  | Single-Speed | 3624 | 781 |  | 67600 | 4072 | 16.6 | 13.4 | 50000 | 4186 | 3.5 | 3.1 | Non Federally-Regulated | 07/11/2016 |  | 07/27/2017
FHP Manufacturing Company | Bosch | SV070-1VT/CF/HZ*-***T/A*A |  | Ground-Source | WBAHP: Heat Pump Packaged Unit | Heat Pump | 230 | 1 |  |  |  | Single-Speed | 3624 | 781 |  | 67600 | 4072 | 16.6 | 13.4 | 50000 | 4186 | 3.5 | 3.1 | Non Federally-Regulated | 07/11/2016 |  | 07/27/2017
FHP Manufacturing Company | Bosch | SV070-3VT/CF/HZ*-***P*A |  | Water-Source | WBAHP: Heat Pump Packaged Unit | Heat Pump | 208 | 3 |  |  |  | Single-Speed |  |  |  | 64000 | 4812 | 13.3 | 11.2 | 72800 | 4849 | 4.4 | 4.2 | Federally-Regulated Commercial & Industrial Equipment | 07/11/2016 |  | 07/27/2017
FHP Manufacturing Company | Bosch | SV070-3VT/CF/HZ*-***P*A |  | Water-Source | WBAHP: Heat Pump Packaged Unit | Heat Pump | 230 | 3 |  |  |  | Single-Speed |  |  |  | 64000 | 4812 | 13.3 | 11.2 | 72800 | 4849 | 4.4 | 4.2 | Federally-Regulated Commercial & Industrial Equipment | 07/11/2016 |  | 07/27/2017
FHP Manufacturing Company | Bosch | SV070-3VT/CF/HZ*-***P*A |  | Ground-Source | WBAHP: Heat Pump Packaged Unit | Heat Pump | 208 | 3 |  |  |  | Single-Speed | 3624 | 981 |  | 66400 | 4426 | 15 | 13.4 | 50800 | 4378 | 3.4 | 3.1 | Non Federally-Regulated | 07/11/2016 |  | 07/27/2017
FHP Manufacturing Company | Bosch | SV070-3VT/CF/HZ*-***P*A |  | Ground-Source | WBAHP: Heat Pump Packaged Unit | Heat Pump | 230 | 3 |  |  |  | Single-Speed | 3624 | 981 |  | 66400 | 4426 | 15 | 13.4 | 50800 | 4378 | 3.4 | 3.1 | Non Federally-Regulated | 07/11/2016 |  | 07/27/2017
FHP Manufacturing Company | Bosch | SV070-3VT/CF/HZ*-***T/A*A |  | Water-Source | WBAHP: Heat Pump Packaged Unit | Heat Pump | 208 | 3 |  |  |  | Single-Speed | 4027 | 781 |  | 65200 | 4465 | 14.6 | 12 | 71800 | 4574 | 4.6 | 4.2 | Federally-Regulated Commercial & Industrial Equipment | 07/11/2016 |  | 07/27/2017
FHP Manufacturing Company | Bosch | SV070-3VT/CF/HZ*-***T/A*A |  | Water-Source | WBAHP: Heat Pump Packaged Unit | Heat Pump | 230 | 3 |  |  |  | Single-Speed | 4027 | 781 |  | 65200 | 4465 | 14.6 | 12 | 71800 | 4574 | 4.6 | 4.2 | Federally-Regulated Commercial & Industrial Equipment | 07/11/2016 |  | 07/27/2017
FHP Manufacturing Company | Bosch | SV070-3VT/CF/HZ*-***T/A*A |  | Ground-Source | WBAHP: Heat Pump Packaged Unit | Heat Pump | 208 | 3 |  |  |  | Single-Speed | 3624 | 781 |  | 67600 | 4072 | 16.6 | 13.4 | 50000 | 4186 | 3.5 | 3.1 | Non Federally-Regulated | 07/11/2016 |  | 07/27/2017
FHP Manufacturing Company | Bosch | SV070-3VT/CF/HZ*-***T/A*A |  | Ground-Source | WBAHP: Heat Pump Packaged Unit | Heat Pump | 230 | 3 |  |  |  | Single-Speed | 3624 | 781 |  | 67600 | 4072 | 16.6 | 13.4 | 50000 | 4186 | 3.5 | 3.1 | Non Federally-Regulated | 07/11/2016 |  | 07/27/2017
FHP Manufacturing Company | Bosch | SV070-4VT/CF/HZ*-***P*A |  | Water-Source | WBAHP: Heat Pump Packaged Unit | Heat Pump | 460 | 3 |  |  |  | Single-Speed |  |  |  | 64000 | 4812 | 13.3 | 11.2 | 72800 | 4849 | 4.4 | 4.2 | Federally-Regulated Commercial & Industrial Equipment | 07/11/2016 |  | 07/27/2017
FHP Manufacturing Company | Bosch | SV070-4VT/CF/HZ*-***P*A |  | Ground-Source | WBAHP: Heat Pump Packaged Unit | Heat Pump | 460 | 3 |  |  |  | Single-Speed | 3624 | 981 |  | 66400 | 4426 | 15 | 13.4 | 50800 | 4378 | 3.4 | 3.1 | Non Federally-Regulated | 07/11/2016 |  | 07/27/2017
FHP Manufacturing Company | Bosch | SV070-4VT/CF/HZ*-***T/A*A |  | Water-Source | WBAHP: Heat Pump Packaged Unit | Heat Pump | 460 | 3 |  |  |  | Single-Speed | 4027 | 781 |  | 65200 | 4465 | 14.6 | 12 | 71800 | 4574 | 4.6 | 4.2 | Federally-Regulated Commercial & Industrial Equipment | 07/11/2016 |  | 07/27/2017
FHP Manufacturing Company | Bosch | SV070-4VT/CF/HZ*-***T/A*A |  | Ground-Source | WBAHP: Heat Pump Packaged Unit | Heat Pump | 460 | 3 |  |  |  | Single-Speed | 3624 | 781 |  | 67600 | 4072 | 16.6 | 13.4 | 50000 | 4186 | 3.5 | 3.1 | Non Federally-Regulated | 07/11/2016 |  | 07/27/2017
Enertech Global, LLC | GEOCOMFORT | GST024A | MPD024 | Ground-Water-Source | WBAHP-CB: Heat Pump Split Syst | Heat Pump | 208 | 1 | False |  |  | Single-Speed |  |  |  | 26800 | 1326 | 20.2 | 16.2 | 23100 | 1611 | 4.2 | 3.6 | Non Federally-Regulated | 11/30/2016 |  | 08/08/2017
Enertech Global, LLC | GEOCOMFORT | GST024A | MPD024 | Ground-Water-Source | WBAHP-CB: Heat Pump Split Syst | Heat Pump | 230 | 1 | False |  |  | Single-Speed |  |  |  | 26800 | 1326 | 20.2 | 16.2 | 23100 | 1611 | 4.2 | 3.6 | Non Federally-Regulated | 11/30/2016 |  | 08/08/2017
Enertech Global, LLC | GEOCOMFORT | GST024A | MPD024 | Ground-Source | WBAHP-CB: Heat Pump Split Syst | Heat Pump | 208 | 1 | False |  |  | Single-Speed |  |  |  | 24900 | 1616 | 15.4 | 13.4 | 17800 | 1534 | 3.4 | 3.1 | Non Federally-Regulated | 11/30/2016 |  | 08/08/2017
Enertech Global, LLC | GEOCOMFORT | GST024A | MPD024 | Ground-Source | WBAHP-CB: Heat Pump Split Syst | Heat Pump | 230 | 1 | False |  |  | Single-Speed |  |  |  | 24900 | 1616 | 15.4 | 13.4 | 17800 | 1534 | 3.4 | 3.1 | Non Federally-Regulated | 11/30/2016 |  | 08/08/2017
Enertech Global, LLC | GEOCOMFORT | GST024A | ACD024 | Ground-Water-Source | WBAHP-C: Heat Pump Split Syste | Heat Pump | 208 | 1 | False |  |  | Single-Speed |  |  |  | 27300 | 1246 | 21.9 | 16.2 | 23100 | 1538 | 4.4 | 3.6 | Non Federally-Regulated | 11/30/2016 |  | 08/08/2017
Enertech Global, LLC | GEOCOMFORT | GST024A | ACD024 | Ground-Water-Source | WBAHP-C: Heat Pump Split Syste | Heat Pump | 230 | 1 | False |  |  | Single-Speed |  |  |  | 27300 | 1246 | 21.9 | 16.2 | 23100 | 1538 | 4.4 | 3.6 | Non Federally-Regulated | 11/30/2016 |  | 08/08/2017
Enertech Global, LLC | GEOCOMFORT | GST024A | ACD024 | Ground-Source | WBAHP-C: Heat Pump Split Syste | Heat Pump | 208 | 1 | False |  |  | Single-Speed |  |  |  | 25300 | 1497 | 16.9 | 13.4 | 18100 | 1433 | 3.7 | 3.1 | Non Federally-Regulated | 11/30/2016 |  | 08/08/2017
Enertech Global, LLC | GEOCOMFORT | GST024A | ACD024 | Ground-Source | WBAHP-C: Heat Pump Split Syste | Heat Pump | 230 | 1 | False |  |  | Single-Speed |  |  |  | 25300 | 1497 | 16.9 | 13.4 | 18100 | 1433 | 3.7 | 3.1 | Non Federally-Regulated | 11/30/2016 |  | 08/08/2017
Enertech Global, LLC | GEOCOMFORT | GST036A | MPD036 | Ground-Water-Source | WBAHP-CB: Heat Pump Split Syst | Heat Pump | 208 | 1 | False |  |  | Single-Speed |  |  |  | 40000 | 1851 | 21.6 | 16.2 | 35800 | 2440 | 4.3 | 3.6 | Non Federally-Regulated | 11/30/2016 |  | 08/08/2017
Enertech Global, LLC | GEOCOMFORT | GST036A | MPD036 | Ground-Water-Source | WBAHP-CB: Heat Pump Split Syst | Heat Pump | 230 | 1 | False |  |  | Single-Speed |  |  |  | 40000 | 1851 | 21.6 | 16.2 | 35800 | 2440 | 4.3 | 3.6 | Non Federally-Regulated | 11/30/2016 |  | 08/08/2017
Enertech Global, LLC | GEOCOMFORT | GST036A | MPD036 | Ground-Source | WBAHP-CB: Heat Pump Split Syst | Heat Pump | 208 | 1 | False |  |  | Single-Speed |  |  |  | 37400 | 2294 | 16.3 | 13.4 | 28000 | 2279 | 3.6 | 3.1 | Non Federally-Regulated | 11/30/2016 |  | 08/08/2017
Enertech Global, LLC | GEOCOMFORT | GST036A | MPD036 | Ground-Source | WBAHP-CB: Heat Pump Split Syst | Heat Pump | 230 | 1 | False |  |  | Single-Speed |  |  |  | 37400 | 2294 | 16.3 | 13.4 | 28000 | 2279 | 3.6 | 3.1 | Non Federally-Regulated | 11/30/2016 |  | 08/08/2017
Enertech Global, LLC | GEOCOMFORT | GST060A | MPD060 | Ground-Water-Source | WBAHP-CB: Heat Pump Split Syst | Heat Pump | 208 | 1 | False |  |  | Single-Speed | 2495 | 644 | 1 | 65900 | 3138 | 21 | 16.2 | 54900 | 3924 | 4.1 | 3.6 | Non Federally-Regulated | 11/30/2016 |  | 08/08/2017
Enertech Global, LLC | GEOCOMFORT | GST060A | MPD060 | Ground-Water-Source | WBAHP-CB: Heat Pump Split Syst | Heat Pump | 230 | 1 | False |  |  | Single-Speed | 2495 | 644 | 1 | 65900 | 3138 | 21 | 16.2 | 54900 | 3924 | 4.1 | 3.6 | Non Federally-Regulated | 11/30/2016 |  | 08/08/2017
Enertech Global, LLC | GEOCOMFORT | GST060A | MPD060 | Ground-Source | WBAHP-CB: Heat Pump Split Syst | Heat Pump | 208 | 1 | False |  |  | Single-Speed |  |  |  | 62200 | 3702 | 16.8 | 13.4 | 44200 | 3701 | 3.5 | 3.1 | Non Federally-Regulated | 11/30/2016 |  | 08/08/2017
Enertech Global, LLC | GEOCOMFORT | GST060A | MPD060 | Ground-Source | WBAHP-CB: Heat Pump Split Syst | Heat Pump | 230 | 1 | False |  |  | Single-Speed |  |  |  | 62200 | 3702 | 16.8 | 13.4 | 44200 | 3701 | 3.5 | 3.1 | Non Federally-Regulated | 11/30/2016 |  | 08/08/2017
Enertech Global, LLC | GEOCOMFORT | GST060A | ACD060 | Ground-Water-Source | WBAHP-C: Heat Pump Split Syste | Heat Pump | 208 | 1 | False |  |  | Single-Speed |  |  |  | 61100 | 3039 | 20.1 | 16.2 | 53300 | 3809 | 4.1 | 3.6 | Non Federally-Regulated | 11/30/2016 |  | 08/08/2017
Enertech Global, LLC | GEOCOMFORT | GST060A | ACD060 | Ground-Water-Source | WBAHP-C: Heat Pump Split Syste | Heat Pump | 230 | 1 | False |  |  | Single-Speed |  |  |  | 61100 | 3039 | 20.1 | 16.2 | 53300 | 3809 | 4.1 | 3.6 | Non Federally-Regulated | 11/30/2016 |  | 08/08/2017
Enertech Global, LLC | GEOCOMFORT | GST060A | ACD060 | Ground-Source | WBAHP-C: Heat Pump Split Syste | Heat Pump | 208 | 1 | False |  |  | Single-Speed |  |  |  | 60600 | 3607 | 16.8 | 13.4 | 44100 | 3590 | 3.6 | 3.1 | Non Federally-Regulated | 11/30/2016 |  | 08/08/2017
Enertech Global, LLC | GEOCOMFORT | GST060A | ACD060 | Ground-Source | WBAHP-C: Heat Pump Split Syste | Heat Pump | 230 | 1 | False |  |  | Single-Speed |  |  |  | 60600 | 3607 | 16.8 | 13.4 | 44100 | 3590 | 3.6 | 3.1 | Non Federally-Regulated | 11/30/2016 |  | 08/08/2017
Enertech Global, LLC | GEOCOMFORT | GST072A | MPD072 | Ground-Water-Source | WBAHP-CB: Heat Pump Split Syst | Heat Pump | 208 | 1 | False |  |  | Single-Speed | 2879 | 693 | 1 | 71800 | 3572 | 20.1 | 16.2 | 64000 | 4689 | 4 | 3.6 | Non Federally-Regulated | 11/30/2016 |  | 08/08/2017
Enertech Global, LLC | GEOCOMFORT | GST072A | MPD072 | Ground-Water-Source | WBAHP-CB: Heat Pump Split Syst | Heat Pump | 230 | 1 | False |  |  | Single-Speed | 2879 | 693 | 1 | 71800 | 3572 | 20.1 | 16.2 | 64000 | 4689 | 4 | 3.6 | Non Federally-Regulated | 11/30/2016 |  | 08/08/2017
Enertech Global, LLC | GEOCOMFORT | GST072A | MPD072 | Ground-Source | WBAHP-CB: Heat Pump Split Syst | Heat Pump | 208 | 1 | False |  |  | Single-Speed | 3638 | 693 | 1 | 68000 | 4331 | 15.7 | 13.4 | 51800 | 4465 | 3.4 | 3.1 | Non Federally-Regulated | 11/30/2016 |  | 08/08/2017
Enertech Global, LLC | GEOCOMFORT | GST072A | MPD072 | Ground-Source | WBAHP-CB: Heat Pump Split Syst | Heat Pump | 230 | 1 | False |  |  | Single-Speed | 3638 | 693 | 1 | 68000 | 4331 | 15.7 | 13.4 | 51800 | 4465 | 3.4 | 3.1 | Non Federally-Regulated | 11/30/2016 |  | 08/08/2017
Enertech Global, LLC | GEOCOMFORT | GST072A | ACD060 | Ground-Water-Source | WBAHP-C: Heat Pump Split Syste | Heat Pump | 208 | 1 | False |  |  | Single-Speed | 3029 | 627 | 1 | 68000 | 3655 | 18.6 | 16.2 | 65700 | 4696 | 4.1 | 3.6 | Non Federally-Regulated | 11/30/2016 |  | 08/08/2017
Enertech Global, LLC | GEOCOMFORT | GST072A | ACD060 | Ground-Water-Source | WBAHP-C: Heat Pump Split Syste | Heat Pump | 230 | 1 | False |  |  | Single-Speed | 3029 | 627 | 1 | 68000 | 3655 | 18.6 | 16.2 | 65700 | 4696 | 4.1 | 3.6 | Non Federally-Regulated | 11/30/2016 |  | 08/08/2017
Enertech Global, LLC | GEOCOMFORT | GST072A | ACD060 | Ground-Source | WBAHP-C: Heat Pump Split Syste | Heat Pump | 208 | 1 | False |  |  | Single-Speed | 3732 | 627 | 1 | 68000 | 4358 | 15.6 | 13.4 | 52300 | 4257 | 3.6 | 3.1 | Non Federally-Regulated | 11/30/2016 |  | 08/08/2017
Enertech Global, LLC | GEOCOMFORT | GST072A | ACD060 | Ground-Source | WBAHP-C: Heat Pump Split Syste | Heat Pump | 230 | 1 | False |  |  | Single-Speed | 3732 | 627 | 1 | 68000 | 4358 | 15.6 | 13.4 | 52300 | 4257 | 3.6 | 3.1 | Non Federally-Regulated | 11/30/2016 |  | 08/08/2017
Enertech Global, LLC | GEOCOMFORT | GST036A | ACD036 | Ground-Water-Source | WBAHP-C: Heat Pump Split Syste | Heat Pump | 208 | 1 | False |  |  | Single-Speed |  |  |  | 38800 | 1813 | 21.4 | 16.2 | 35700 | 2325 | 4.5 | 3.6 | Non Federally-Regulated | 11/30/2016 |  | 08/08/2017
Enertech Global, LLC | GEOCOMFORT | GST036A | ACD036 | Ground-Water-Source | WBAHP-C: Heat Pump Split Syste | Heat Pump | 230 | 1 | False |  |  | Single-Speed |  |  |  | 38800 | 1813 | 21.4 | 16.2 | 35700 | 2325 | 4.5 | 3.6 | Non Federally-Regulated | 11/30/2016 |  | 08/08/2017
Enertech Global, LLC | GEOCOMFORT | GST036A | ACD036 | Ground-Source | WBAHP-C: Heat Pump Split Syste | Heat Pump | 208 | 1 | False |  |  | Single-Speed |  |  |  | 36700 | 2171 | 16.9 | 13.4 | 28000 | 2159 | 3.8 | 3.1 | Non Federally-Regulated | 11/30/2016 |  | 08/08/2017
Enertech Global, LLC | GEOCOMFORT | GST036A | ACD036 | Ground-Source | WBAHP-C: Heat Pump Split Syste | Heat Pump | 230 | 1 | False |  |  | Single-Speed |  |  |  | 36700 | 2171 | 16.9 | 13.4 | 28000 | 2159 | 3.8 | 3.1 | Non Federally-Regulated | 11/30/2016 |  | 08/08/2017
Enertech Global, LLC | GEOCOMFORT | GST048A | MPD060 | Ground-Water-Source | WBAHP-CB: Heat Pump Split Syst | Heat Pump | 208 | 1 | False |  |  | Single-Speed |  |  |  | 55400 | 2308 | 24 | 16.2 | 44400 | 2891 | 4.5 | 3.6 | Non Federally-Regulated | 11/30/2016 |  | 08/08/2017
Enertech Global, LLC | GEOCOMFORT | GST048A | MPD060 | Ground-Water-Source | WBAHP-CB: Heat Pump Split Syst | Heat Pump | 230 | 1 | False |  |  | Single-Speed |  |  |  | 55400 | 2308 | 24 | 16.2 | 44400 | 2891 | 4.5 | 3.6 | Non Federally-Regulated | 11/30/2016 |  | 08/08/2017
Enertech Global, LLC | GEOCOMFORT | GST048A | MPD060 | Ground-Source | WBAHP-CB: Heat Pump Split Syst | Heat Pump | 208 | 1 | False |  |  | Single-Speed |  |  |  | 52000 | 2780 | 18.7 | 13.4 | 35900 | 2768 | 3.8 | 3.1 | Non Federally-Regulated | 11/30/2016 |  | 08/08/2017
Enertech Global, LLC | GEOCOMFORT | GST048A | MPD060 | Ground-Source | WBAHP-CB: Heat Pump Split Syst | Heat Pump | 230 | 1 | False |  |  | Single-Speed |  |  |  | 52000 | 2780 | 18.7 | 13.4 | 35900 | 2768 | 3.8 | 3.1 | Non Federally-Regulated | 11/30/2016 |  | 08/08/2017
Enertech Global, LLC | GEOCOMFORT | GST048A | ACD060 | Ground-Water-Source | WBAHP-C: Heat Pump Split Syste | Heat Pump | 208 | 1 | False |  |  | Single-Speed |  |  |  | 54700 | 2347 | 23.3 | 16.2 | 45500 | 2898 | 4.6 | 3.6 | Non Federally-Regulated | 11/30/2016 |  | 08/08/2017
Enertech Global, LLC | GEOCOMFORT | GST048A | ACD060 | Ground-Water-Source | WBAHP-C: Heat Pump Split Syste | Heat Pump | 230 | 1 | False |  |  | Single-Speed |  |  |  | 54700 | 2347 | 23.3 | 16.2 | 45500 | 2898 | 4.6 | 3.6 | Non Federally-Regulated | 11/30/2016 |  | 08/08/2017
Enertech Global, LLC | GEOCOMFORT | GST048A | ACD060 | Ground-Source | WBAHP-C: Heat Pump Split Syste | Heat Pump | 208 | 1 | False |  |  | Single-Speed |  |  |  | 51900 | 2820 | 18.4 | 13.4 | 36700 | 2757 | 3.9 | 3.1 | Non Federally-Regulated | 11/30/2016 |  | 08/08/2017
Enertech Global, LLC | GEOCOMFORT | GST048A | ACD060 | Ground-Source | WBAHP-C: Heat Pump Split Syste | Heat Pump | 230 | 1 | False |  |  | Single-Speed |  |  |  | 51900 | 2820 | 18.4 | 13.4 | 36700 | 2757 | 3.9 | 3.1 | Non Federally-Regulated | 11/30/2016 |  | 08/08/2017
Enertech Global, LLC | GEOCOMFORT | GST024A2 | ACD024 | Ground-Water-Source | WBAHP-C: Heat Pump Split Syste | Heat Pump | 208 | 3 | False |  |  | Single-Speed |  |  |  | 27300 | 1246 | 21.9 | 16.2 | 23100 | 1538 | 4.4 | 3.6 | Non Federally-Regulated | 11/30/2016 |  | 08/08/2017
Enertech Global, LLC | GEOCOMFORT | GST024A2 | ACD024 | Ground-Water-Source | WBAHP-C: Heat Pump Split Syste | Heat Pump | 230 | 3 | False |  |  | Single-Speed |  |  |  | 27300 | 1246 | 21.9 | 16.2 | 23100 | 1538 | 4.4 | 3.6 | Non Federally-Regulated | 11/30/2016 |  | 08/08/2017
Enertech Global, LLC | GEOCOMFORT | GST024A2 | ACD024 | Ground-Source | WBAHP-C: Heat Pump Split Syste | Heat Pump | 208 | 3 | False |  |  | Single-Speed |  |  |  | 25300 | 1497 | 16.9 | 13.4 | 18100 | 1433 | 3.7 | 3.1 | Non Federally-Regulated | 11/30/2016 |  | 08/08/2017
Enertech Global, LLC | GEOCOMFORT | GST024A2 | ACD024 | Ground-Source | WBAHP-C: Heat Pump Split Syste | Heat Pump | 230 | 3 | False |  |  | Single-Speed |  |  |  | 25300 | 1497 | 16.9 | 13.4 | 18100 | 1433 | 3.7 | 3.1 | Non Federally-Regulated | 11/30/2016 |  | 08/08/2017
Enertech Global, LLC | GEOCOMFORT | GST036A2 | ACD036 | Ground-Water-Source | WBAHP-C: Heat Pump Split Syste | Heat Pump | 208 | 3 | False |  |  | Single-Speed |  |  |  | 38800 | 1813 | 21.4 | 16.2 | 35700 | 2325 | 4.5 | 3.6 | Non Federally-Regulated | 11/30/2016 |  | 08/08/2017
Enertech Global, LLC | GEOCOMFORT | GST036A2 | ACD036 | Ground-Water-Source | WBAHP-C: Heat Pump Split Syste | Heat Pump | 230 | 3 | False |  |  | Single-Speed |  |  |  | 38800 | 1813 | 21.4 | 16.2 | 35700 | 2325 | 4.5 | 3.6 | Non Federally-Regulated | 11/30/2016 |  | 08/08/2017
Enertech Global, LLC | GEOCOMFORT | GST036A2 | ACD036 | Ground-Source | WBAHP-C: Heat Pump Split Syste | Heat Pump | 208 | 3 | False |  |  | Single-Speed |  |  |  | 36700 | 2171 | 16.9 | 13.4 | 28000 | 2159 | 3.8 | 3.1 | Non Federally-Regulated | 11/30/2016 |  | 08/08/2017
Enertech Global, LLC | GEOCOMFORT | GST036A2 | ACD036 | Ground-Source | WBAHP-C: Heat Pump Split Syste | Heat Pump | 230 | 3 | False |  |  | Single-Speed |  |  |  | 36700 | 2171 | 16.9 | 13.4 | 28000 | 2159 | 3.8 | 3.1 | Non Federally-Regulated | 11/30/2016 |  | 08/08/2017
Enertech Global, LLC | GEOCOMFORT | GST048A2 | ACD060 | Ground-Water-Source | WBAHP-C: Heat Pump Split Syste | Heat Pump | 208 | 3 | False |  |  | Single-Speed |  |  |  | 54700 | 2347 | 23.3 | 16.2 | 45500 | 2898 | 4.6 | 3.6 | Non Federally-Regulated | 11/30/2016 |  | 08/08/2017
Enertech Global, LLC | GEOCOMFORT | GST048A2 | ACD060 | Ground-Water-Source | WBAHP-C: Heat Pump Split Syste | Heat Pump | 230 | 3 | False |  |  | Single-Speed |  |  |  | 54700 | 2347 | 23.3 | 16.2 | 45500 | 2898 | 4.6 | 3.6 | Non Federally-Regulated | 11/30/2016 |  | 08/08/2017
Enertech Global, LLC | GEOCOMFORT | GST048A2 | ACD060 | Ground-Source | WBAHP-C: Heat Pump Split Syste | Heat Pump | 208 | 3 | False |  |  | Single-Speed |  |  |  | 51900 | 2820 | 18.4 | 13.4 | 36700 | 2757 | 3.9 | 3.1 | Non Federally-Regulated | 11/30/2016 |  | 08/08/2017
Enertech Global, LLC | GEOCOMFORT | GST048A2 | ACD060 | Ground-Source | WBAHP-C: Heat Pump Split Syste | Heat Pump | 230 | 3 | False |  |  | Single-Speed |  |  |  | 51900 | 2820 | 18.4 | 13.4 | 36700 | 2757 | 3.9 | 3.1 | Non Federally-Regulated | 11/30/2016 |  | 08/08/2017
Enertech Global, LLC | GEOCOMFORT | GST060A2 | ACD060 | Ground-Water-Source | WBAHP-C: Heat Pump Split Syste | Heat Pump | 208 | 3 | False |  |  | Single-Speed |  |  |  | 61100 | 3039 | 20.1 | 16.2 | 53300 | 3809 | 4.1 | 3.6 | Non Federally-Regulated | 11/30/2016 |  | 08/08/2017
Enertech Global, LLC | GEOCOMFORT | GST060A2 | ACD060 | Ground-Water-Source | WBAHP-C: Heat Pump Split Syste | Heat Pump | 230 | 3 | False |  |  | Single-Speed |  |  |  | 61100 | 3039 | 20.1 | 16.2 | 53300 | 3809 | 4.1 | 3.6 | Non Federally-Regulated | 11/30/2016 |  | 08/08/2017
Enertech Global, LLC | GEOCOMFORT | GST060A2 | ACD060 | Ground-Source | WBAHP-C: Heat Pump Split Syste | Heat Pump | 208 | 3 | False |  |  | Single-Speed |  |  |  | 60600 | 3607 | 16.8 | 13.4 | 44100 | 3590 | 3.6 | 3.1 | Non Federally-Regulated | 11/30/2016 |  | 08/08/2017
Enertech Global, LLC | GEOCOMFORT | GST060A2 | ACD060 | Ground-Source | WBAHP-C: Heat Pump Split Syste | Heat Pump | 230 | 3 | False |  |  | Single-Speed |  |  |  | 60600 | 3607 | 16.8 | 13.4 | 44100 | 3590 | 3.6 | 3.1 | Non Federally-Regulated | 11/30/2016 |  | 08/08/2017
Enertech Global, LLC | GEOCOMFORT | GST072A2 | ACD060 | Ground-Water-Source | WBAHP-C: Heat Pump Split Syste | Heat Pump | 208 | 3 | False |  |  | Single-Speed | 3029 | 627 | 1 | 68000 | 3655 | 18.6 | 16.2 | 65700 | 4696 | 4.1 | 3.6 | Non Federally-Regulated | 11/30/2016 |  | 08/08/2017
Enertech Global, LLC | GEOCOMFORT | GST072A2 | ACD060 | Ground-Water-Source | WBAHP-C: Heat Pump Split Syste | Heat Pump | 230 | 3 | False |  |  | Single-Speed | 3029 | 627 | 1 | 68000 | 3655 | 18.6 | 16.2 | 65700 | 4696 | 4.1 | 3.6 | Non Federally-Regulated | 11/30/2016 |  | 08/08/2017
Enertech Global, LLC | GEOCOMFORT | GST072A2 | ACD060 | Ground-Source | WBAHP-C: Heat Pump Split Syste | Heat Pump | 208 | 3 | False |  |  | Single-Speed | 3732 | 627 | 1 | 68000 | 4358 | 15.6 | 13.4 | 52300 | 4257 | 3.6 | 3.1 | Non Federally-Regulated | 11/30/2016 |  | 08/08/2017
Enertech Global, LLC | GEOCOMFORT | GST072A2 | ACD060 | Ground-Source | WBAHP-C: Heat Pump Split Syste | Heat Pump | 230 | 3 | False |  |  | Single-Speed | 3732 | 627 | 1 | 68000 | 4358 | 15.6 | 13.4 | 52300 | 4257 | 3.6 | 3.1 | Non Federally-Regulated | 11/30/2016 |  | 08/08/2017
Enertech Global, LLC | GEOCOMFORT | GST024A2 | MPD024 | Ground-Water-Source | WBAHP-CB: Heat Pump Split Syst | Heat Pump | 208 | 3 | False |  |  | Single-Speed |  |  |  | 26800 | 1326 | 20.2 | 16.2 | 23100 | 1611 | 4.2 | 3.6 | Non Federally-Regulated | 11/30/2016 |  | 08/08/2017
Enertech Global, LLC | GEOCOMFORT | GST024A2 | MPD024 | Ground-Water-Source | WBAHP-CB: Heat Pump Split Syst | Heat Pump | 230 | 3 | False |  |  | Single-Speed |  |  |  | 26800 | 1326 | 20.2 | 16.2 | 23100 | 1611 | 4.2 | 3.6 | Non Federally-Regulated | 11/30/2016 |  | 08/08/2017
Enertech Global, LLC | GEOCOMFORT | GST024A2 | MPD024 | Ground-Source | WBAHP-CB: Heat Pump Split Syst | Heat Pump | 208 | 3 | False |  |  | Single-Speed |  |  |  | 24900 | 1616 | 15.4 | 13.4 | 17800 | 1534 | 3.4 | 3.1 | Non Federally-Regulated | 11/30/2016 |  | 08/08/2017
Enertech Global, LLC | GEOCOMFORT | GST024A2 | MPD024 | Ground-Source | WBAHP-CB: Heat Pump Split Syst | Heat Pump | 230 | 3 | False |  |  | Single-Speed |  |  |  | 24900 | 1616 | 15.4 | 13.4 | 17800 | 1534 | 3.4 | 3.1 | Non Federally-Regulated | 11/30/2016 |  | 08/08/2017
Enertech Global, LLC | GEOCOMFORT | GST036A2 | MPD036 | Ground-Water-Source | WBAHP-CB: Heat Pump Split Syst | Heat Pump | 208 | 3 | False |  |  | Single-Speed |  |  |  | 40000 | 1851 | 21.6 | 16.2 | 35800 | 2440 | 4.3 | 3.6 | Non Federally-Regulated | 11/30/2016 |  | 08/08/2017
Enertech Global, LLC | GEOCOMFORT | GST036A2 | MPD036 | Ground-Water-Source | WBAHP-CB: Heat Pump Split Syst | Heat Pump | 230 | 3 | False |  |  | Single-Speed |  |  |  | 40000 | 1851 | 21.6 | 16.2 | 35800 | 2440 | 4.3 | 3.6 | Non Federally-Regulated | 11/30/2016 |  | 08/08/2017
Enertech Global, LLC | GEOCOMFORT | GST036A2 | MPD036 | Ground-Source | WBAHP-CB: Heat Pump Split Syst | Heat Pump | 208 | 3 | False |  |  | Single-Speed |  |  |  | 37400 | 2294 | 16.3 | 13.4 | 28000 | 2279 | 3.6 | 3.1 | Non Federally-Regulated | 11/30/2016 |  | 08/08/2017
Enertech Global, LLC | GEOCOMFORT | GST036A2 | MPD036 | Ground-Source | WBAHP-CB: Heat Pump Split Syst | Heat Pump | 230 | 3 | False |  |  | Single-Speed |  |  |  | 37400 | 2294 | 16.3 | 13.4 | 28000 | 2279 | 3.6 | 3.1 | Non Federally-Regulated | 11/30/2016 |  | 08/08/2017
Enertech Global, LLC | GEOCOMFORT | GST048A2 | MPD060 | Ground-Water-Source | WBAHP-CB: Heat Pump Split Syst | Heat Pump | 208 | 3 | False |  |  | Single-Speed |  |  |  | 55400 | 2308 | 24 | 16.2 | 44400 | 2891 | 4.5 | 3.6 | Non Federally-Regulated | 11/30/2016 |  | 08/08/2017
Enertech Global, LLC | GEOCOMFORT | GST048A2 | MPD060 | Ground-Water-Source | WBAHP-CB: Heat Pump Split Syst | Heat Pump | 230 | 3 | False |  |  | Single-Speed |  |  |  | 55400 | 2308 | 24 | 16.2 | 44400 | 2891 | 4.5 | 3.6 | Non Federally-Regulated | 11/30/2016 |  | 08/08/2017
Enertech Global, LLC | GEOCOMFORT | GST048A2 | MPD060 | Ground-Source | WBAHP-CB: Heat Pump Split Syst | Heat Pump | 208 | 3 | False |  |  | Single-Speed |  |  |  | 52000 | 2780 | 18.7 | 13.4 | 35900 | 2768 | 3.8 | 3.1 | Non Federally-Regulated | 11/30/2016 |  | 08/08/2017
Enertech Global, LLC | GEOCOMFORT | GST048A2 | MPD060 | Ground-Source | WBAHP-CB: Heat Pump Split Syst | Heat Pump | 230 | 3 | False |  |  | Single-Speed |  |  |  | 52000 | 2780 | 18.7 | 13.4 | 35900 | 2768 | 3.8 | 3.1 | Non Federally-Regulated | 11/30/2016 |  | 08/08/2017
Enertech Global, LLC | GEOCOMFORT | GST060A2 | MPD060 | Ground-Water-Source | WBAHP-CB: Heat Pump Split Syst | Heat Pump | 208 | 3 | False |  |  | Single-Speed | 2495 | 644 | 1 | 65900 | 3138 | 21 | 16.2 | 54900 | 3924 | 4.1 | 3.6 | Non Federally-Regulated | 11/30/2016 |  | 08/08/2017
Enertech Global, LLC | GEOCOMFORT | GST060A2 | MPD060 | Ground-Water-Source | WBAHP-CB: Heat Pump Split Syst | Heat Pump | 230 | 3 | False |  |  | Single-Speed | 2495 | 644 | 1 | 65900 | 3138 | 21 | 16.2 | 54900 | 3924 | 4.1 | 3.6 | Non Federally-Regulated | 11/30/2016 |  | 08/08/2017
Enertech Global, LLC | GEOCOMFORT | GST060A2 | MPD060 | Ground-Source | WBAHP-CB: Heat Pump Split Syst | Heat Pump | 208 | 3 | False |  |  | Single-Speed |  |  |  | 62200 | 3702 | 16.8 | 13.4 | 44200 | 3701 | 3.5 | 3.1 | Non Federally-Regulated | 11/30/2016 |  | 08/08/2017
Enertech Global, LLC | GEOCOMFORT | GST060A2 | MPD060 | Ground-Source | WBAHP-CB: Heat Pump Split Syst | Heat Pump | 230 | 3 | False |  |  | Single-Speed |  |  |  | 62200 | 3702 | 16.8 | 13.4 | 44200 | 3701 | 3.5 | 3.1 | Non Federally-Regulated | 11/30/2016 |  | 08/08/2017
Enertech Global, LLC | GEOCOMFORT | GST072A2 | MPD072 | Ground-Water-Source | WBAHP-CB: Heat Pump Split Syst | Heat Pump | 208 | 3 | False |  |  | Single-Speed | 2879 | 693 | 1 | 71800 | 3572 | 20.1 | 16.2 | 64000 | 4689 | 4 | 3.6 | Non Federally-Regulated | 11/30/2016 |  | 08/08/2017
Enertech Global, LLC | GEOCOMFORT | GST072A2 | MPD072 | Ground-Water-Source | WBAHP-CB: Heat Pump Split Syst | Heat Pump | 230 | 3 | False |  |  | Single-Speed | 2879 | 693 | 1 | 71800 | 3572 | 20.1 | 16.2 | 64000 | 4689 | 4 | 3.6 | Non Federally-Regulated | 11/30/2016 |  | 08/08/2017
Enertech Global, LLC | GEOCOMFORT | GST072A2 | MPD072 | Ground-Source | WBAHP-CB: Heat Pump Split Syst | Heat Pump | 208 | 3 | False |  |  | Single-Speed | 3638 | 693 | 1 | 68000 | 4331 | 15.7 | 13.4 | 51800 | 4465 | 3.4 | 3.1 | Non Federally-Regulated | 11/30/2016 |  | 08/08/2017
Enertech Global, LLC | GEOCOMFORT | GST072A2 | MPD072 | Ground-Source | WBAHP-CB: Heat Pump Split Syst | Heat Pump | 230 | 3 | False |  |  | Single-Speed | 3638 | 693 | 1 | 68000 | 4331 | 15.7 | 13.4 | 51800 | 4465 | 3.4 | 3.1 | Non Federally-Regulated | 11/30/2016 |  | 08/08/2017
Enertech Global, LLC | Hydron Module | HST024A | MPD024 | Ground-Water-Source | WBAHP-CB: Heat Pump Split Syst | Heat Pump | 208 | 1 | False |  |  | Single-Speed |  |  |  | 26800 | 1326 | 20.2 | 16.2 | 23100 | 1611 | 4.2 | 3.6 | Non Federally-Regulated | 11/30/2016 |  | 08/08/2017
Enertech Global, LLC | Hydron Module | HST024A | MPD024 | Ground-Water-Source | WBAHP-CB: Heat Pump Split Syst | Heat Pump | 230 | 1 | False |  |  | Single-Speed |  |  |  | 26800 | 1326 | 20.2 | 16.2 | 23100 | 1611 | 4.2 | 3.6 | Non Federally-Regulated | 11/30/2016 |  | 08/08/2017
Enertech Global, LLC | Hydron Module | HST024A | MPD024 | Ground-Source | WBAHP-CB: Heat Pump Split Syst | Heat Pump | 208 | 1 | False |  |  | Single-Speed |  |  |  | 24900 | 1616 | 15.4 | 13.4 | 17800 | 1534 | 3.4 | 3.1 | Non Federally-Regulated | 11/30/2016 |  | 08/08/2017
Enertech Global, LLC | Hydron Module | HST024A | MPD024 | Ground-Source | WBAHP-CB: Heat Pump Split Syst | Heat Pump | 230 | 1 | False |  |  | Single-Speed |  |  |  | 24900 | 1616 | 15.4 | 13.4 | 17800 | 1534 | 3.4 | 3.1 | Non Federally-Regulated | 11/30/2016 |  | 08/08/2017
Enertech Global, LLC | Hydron Module | HST024A | ACD024 | Ground-Water-Source | WBAHP-C: Heat Pump Split Syste | Heat Pump | 208 | 1 | False |  |  | Single-Speed |  |  |  | 27300 | 1246 | 21.9 | 16.2 | 23100 | 1538 | 4.4 | 3.6 | Non Federally-Regulated | 11/30/2016 |  | 08/08/2017
Enertech Global, LLC | Hydron Module | HST024A | ACD024 | Ground-Water-Source | WBAHP-C: Heat Pump Split Syste | Heat Pump | 230 | 1 | False |  |  | Single-Speed |  |  |  | 27300 | 1246 | 21.9 | 16.2 | 23100 | 1538 | 4.4 | 3.6 | Non Federally-Regulated | 11/30/2016 |  | 08/08/2017
Enertech Global, LLC | Hydron Module | HST024A | ACD024 | Ground-Source | WBAHP-C: Heat Pump Split Syste | Heat Pump | 208 | 1 | False |  |  | Single-Speed |  |  |  | 25300 | 1497 | 16.9 | 13.4 | 18100 | 1433 | 3.7 | 3.1 | Non Federally-Regulated | 11/30/2016 |  | 08/08/2017
Enertech Global, LLC | Hydron Module | HST024A | ACD024 | Ground-Source | WBAHP-C: Heat Pump Split Syste | Heat Pump | 230 | 1 | False |  |  | Single-Speed |  |  |  | 25300 | 1497 | 16.9 | 13.4 | 18100 | 1433 | 3.7 | 3.1 | Non Federally-Regulated | 11/30/2016 |  | 08/08/2017
Enertech Global, LLC | Hydron Module | HST036A | MPD036 | Ground-Water-Source | WBAHP-CB: Heat Pump Split Syst | Heat Pump | 208 | 1 | False |  |  | Single-Speed |  |  |  | 40000 | 1851 | 21.6 | 16.2 | 35800 | 2440 | 4.3 | 3.6 | Non Federally-Regulated | 11/30/2016 |  | 08/08/2017
Enertech Global, LLC | Hydron Module | HST036A | MPD036 | Ground-Water-Source | WBAHP-CB: Heat Pump Split Syst | Heat Pump | 230 | 1 | False |  |  | Single-Speed |  |  |  | 40000 | 1851 | 21.6 | 16.2 | 35800 | 2440 | 4.3 | 3.6 | Non Federally-Regulated | 11/30/2016 |  | 08/08/2017
Enertech Global, LLC | Hydron Module | HST036A | MPD036 | Ground-Source | WBAHP-CB: Heat Pump Split Syst | Heat Pump | 208 | 1 | False |  |  | Single-Speed |  |  |  | 37400 | 2294 | 16.3 | 13.4 | 28000 | 2279 | 3.6 | 3.1 | Non Federally-Regulated | 11/30/2016 |  | 08/08/2017
Enertech Global, LLC | Hydron Module | HST036A | MPD036 | Ground-Source | WBAHP-CB: Heat Pump Split Syst | Heat Pump | 230 | 1 | False |  |  | Single-Speed |  |  |  | 37400 | 2294 | 16.3 | 13.4 | 28000 | 2279 | 3.6 | 3.1 | Non Federally-Regulated | 11/30/2016 |  | 08/08/2017
Enertech Global, LLC | Hydron Module | HST060A | MPD060 | Ground-Water-Source | WBAHP-CB: Heat Pump Split Syst | Heat Pump | 208 | 1 | False |  |  | Single-Speed | 2495 | 644 | 1 | 65900 | 3138 | 21 | 16.2 | 54900 | 3924 | 4.1 | 3.6 | Non Federally-Regulated | 11/30/2016 |  | 08/08/2017
Enertech Global, LLC | Hydron Module | HST060A | MPD060 | Ground-Water-Source | WBAHP-CB: Heat Pump Split Syst | Heat Pump | 230 | 1 | False |  |  | Single-Speed | 2495 | 644 | 1 | 65900 | 3138 | 21 | 16.2 | 54900 | 3924 | 4.1 | 3.6 | Non Federally-Regulated | 11/30/2016 |  | 08/08/2017
Enertech Global, LLC | Hydron Module | HST060A | MPD060 | Ground-Source | WBAHP-CB: Heat Pump Split Syst | Heat Pump | 208 | 1 | False |  |  | Single-Speed |  |  |  | 62200 | 3702 | 16.8 | 13.4 | 44200 | 3701 | 3.5 | 3.1 | Non Federally-Regulated | 11/30/2016 |  | 08/08/2017
Enertech Global, LLC | Hydron Module | HST060A | MPD060 | Ground-Source | WBAHP-CB: Heat Pump Split Syst | Heat Pump | 230 | 1 | False |  |  | Single-Speed |  |  |  | 62200 | 3702 | 16.8 | 13.4 | 44200 | 3701 | 3.5 | 3.1 | Non Federally-Regulated | 11/30/2016 |  | 08/08/2017
Enertech Global, LLC | Hydron Module | HST060A | ACD060 | Ground-Water-Source | WBAHP-C: Heat Pump Split Syste | Heat Pump | 208 | 1 | False |  |  | Single-Speed |  |  |  | 61100 | 3039 | 20.1 | 16.2 | 53300 | 3809 | 4.1 | 3.6 | Non Federally-Regulated | 11/30/2016 |  | 08/08/2017
Enertech Global, LLC | Hydron Module | HST060A | ACD060 | Ground-Water-Source | WBAHP-C: Heat Pump Split Syste | Heat Pump | 230 | 1 | False |  |  | Single-Speed |  |  |  | 61100 | 3039 | 20.1 | 16.2 | 53300 | 3809 | 4.1 | 3.6 | Non Federally-Regulated | 11/30/2016 |  | 08/08/2017
Enertech Global, LLC | Hydron Module | HST060A | ACD060 | Ground-Source | WBAHP-C: Heat Pump Split Syste | Heat Pump | 208 | 1 | False |  |  | Single-Speed |  |  |  | 60600 | 3607 | 16.8 | 13.4 | 44100 | 3590 | 3.6 | 3.1 | Non Federally-Regulated | 11/30/2016 |  | 08/08/2017
Enertech Global, LLC | Hydron Module | HST060A | ACD060 | Ground-Source | WBAHP-C: Heat Pump Split Syste | Heat Pump | 230 | 1 | False |  |  | Single-Speed |  |  |  | 60600 | 3607 | 16.8 | 13.4 | 44100 | 3590 | 3.6 | 3.1 | Non Federally-Regulated | 11/30/2016 |  | 08/08/2017
Enertech Global, LLC | Hydron Module | HST072A | MPD072 | Ground-Water-Source | WBAHP-CB: Heat Pump Split Syst | Heat Pump | 208 | 1 | False |  |  | Single-Speed | 2879 | 693 | 1 | 71800 | 3572 | 20.1 | 16.2 | 64000 | 4689 | 4 | 3.6 | Non Federally-Regulated | 11/30/2016 |  | 08/08/2017
Enertech Global, LLC | Hydron Module | HST072A | MPD072 | Ground-Water-Source | WBAHP-CB: Heat Pump Split Syst | Heat Pump | 230 | 1 | False |  |  | Single-Speed | 2879 | 693 | 1 | 71800 | 3572 | 20.1 | 16.2 | 64000 | 4689 | 4 | 3.6 | Non Federally-Regulated | 11/30/2016 |  | 08/08/2017
Enertech Global, LLC | Hydron Module | HST072A | MPD072 | Ground-Source | WBAHP-CB: Heat Pump Split Syst | Heat Pump | 208 | 1 | False |  |  | Single-Speed | 3638 | 693 | 1 | 68000 | 4331 | 15.7 | 13.4 | 51800 | 4465 | 3.4 | 3.1 | Non Federally-Regulated | 11/30/2016 |  | 08/08/2017
Enertech Global, LLC | Hydron Module | HST072A | MPD072 | Ground-Source | WBAHP-CB: Heat Pump Split Syst | Heat Pump | 230 | 1 | False |  |  | Single-Speed | 3638 | 693 | 1 | 68000 | 4331 | 15.7 | 13.4 | 51800 | 4465 | 3.4 | 3.1 | Non Federally-Regulated | 11/30/2016 |  | 08/08/2017
Enertech Global, LLC | Hydron Module | HST072A | ACD060 | Ground-Water-Source | WBAHP-C: Heat Pump Split Syste | Heat Pump | 208 | 1 | False |  |  | Single-Speed | 3029 | 627 | 1 | 68000 | 3655 | 18.6 | 16.2 | 65700 | 4696 | 4.1 | 3.6 | Non Federally-Regulated | 11/30/2016 |  | 08/08/2017
Enertech Global, LLC | Hydron Module | HST072A | ACD060 | Ground-Water-Source | WBAHP-C: Heat Pump Split Syste | Heat Pump | 230 | 1 | False |  |  | Single-Speed | 3029 | 627 | 1 | 68000 | 3655 | 18.6 | 16.2 | 65700 | 4696 | 4.1 | 3.6 | Non Federally-Regulated | 11/30/2016 |  | 08/08/2017
Enertech Global, LLC | Hydron Module | HST072A | ACD060 | Ground-Source | WBAHP-C: Heat Pump Split Syste | Heat Pump | 208 | 1 | False |  |  | Single-Speed | 3732 | 627 | 1 | 68000 | 4358 | 15.6 | 13.4 | 52300 | 4257 | 3.6 | 3.1 | Non Federally-Regulated | 11/30/2016 |  | 08/08/2017
Enertech Global, LLC | Hydron Module | HST072A | ACD060 | Ground-Source | WBAHP-C: Heat Pump Split Syste | Heat Pump | 230 | 1 | False |  |  | Single-Speed | 3732 | 627 | 1 | 68000 | 4358 | 15.6 | 13.4 | 52300 | 4257 | 3.6 | 3.1 | Non Federally-Regulated | 11/30/2016 |  | 08/08/2017
Enertech Global, LLC | Hydron Module | HST036A | ACD036 | Ground-Water-Source | WBAHP-C: Heat Pump Split Syste | Heat Pump | 208 | 1 | False |  |  | Single-Speed |  |  |  | 38800 | 1813 | 21.4 | 16.2 | 35700 | 2325 | 4.5 | 3.6 | Non Federally-Regulated | 11/30/2016 |  | 08/08/2017
Enertech Global, LLC | Hydron Module | HST036A | ACD036 | Ground-Water-Source | WBAHP-C: Heat Pump Split Syste | Heat Pump | 230 | 1 | False |  |  | Single-Speed |  |  |  | 38800 | 1813 | 21.4 | 16.2 | 35700 | 2325 | 4.5 | 3.6 | Non Federally-Regulated | 11/30/2016 |  | 08/08/2017
Enertech Global, LLC | Hydron Module | HST036A | ACD036 | Ground-Source | WBAHP-C: Heat Pump Split Syste | Heat Pump | 208 | 1 | False |  |  | Single-Speed |  |  |  | 36700 | 2171 | 16.9 | 13.4 | 28000 | 2159 | 3.8 | 3.1 | Non Federally-Regulated | 11/30/2016 |  | 08/08/2017
Enertech Global, LLC | Hydron Module | HST036A | ACD036 | Ground-Source | WBAHP-C: Heat Pump Split Syste | Heat Pump | 230 | 1 | False |  |  | Single-Speed |  |  |  | 36700 | 2171 | 16.9 | 13.4 | 28000 | 2159 | 3.8 | 3.1 | Non Federally-Regulated | 11/30/2016 |  | 08/08/2017
Enertech Global, LLC | Hydron Module | HST048A | MPD060 | Ground-Water-Source | WBAHP-CB: Heat Pump Split Syst | Heat Pump | 208 | 1 | False |  |  | Single-Speed |  |  |  | 55400 | 2308 | 24 | 16.2 | 44400 | 2891 | 4.5 | 3.6 | Non Federally-Regulated | 11/30/2016 |  | 08/08/2017
Enertech Global, LLC | Hydron Module | HST048A | MPD060 | Ground-Water-Source | WBAHP-CB: Heat Pump Split Syst | Heat Pump | 230 | 1 | False |  |  | Single-Speed |  |  |  | 55400 | 2308 | 24 | 16.2 | 44400 | 2891 | 4.5 | 3.6 | Non Federally-Regulated | 11/30/2016 |  | 08/08/2017
Enertech Global, LLC | Hydron Module | HST048A | MPD060 | Ground-Source | WBAHP-CB: Heat Pump Split Syst | Heat Pump | 208 | 1 | False |  |  | Single-Speed |  |  |  | 52000 | 2780 | 18.7 | 13.4 | 35900 | 2768 | 3.8 | 3.1 | Non Federally-Regulated | 11/30/2016 |  | 08/08/2017
Enertech Global, LLC | Hydron Module | HST048A | MPD060 | Ground-Source | WBAHP-CB: Heat Pump Split Syst | Heat Pump | 230 | 1 | False |  |  | Single-Speed |  |  |  | 52000 | 2780 | 18.7 | 13.4 | 35900 | 2768 | 3.8 | 3.1 | Non Federally-Regulated | 11/30/2016 |  | 08/08/2017
Enertech Global, LLC | Hydron Module | HST048A | ACD060 | Ground-Water-Source | WBAHP-C: Heat Pump Split Syste | Heat Pump | 208 | 1 | False |  |  | Single-Speed |  |  |  | 54700 | 2347 | 23.3 | 16.2 | 45500 | 2898 | 4.6 | 3.6 | Non Federally-Regulated | 11/30/2016 |  | 08/08/2017
Enertech Global, LLC | Hydron Module | HST048A | ACD060 | Ground-Water-Source | WBAHP-C: Heat Pump Split Syste | Heat Pump | 230 | 1 | False |  |  | Single-Speed |  |  |  | 54700 | 2347 | 23.3 | 16.2 | 45500 | 2898 | 4.6 | 3.6 | Non Federally-Regulated | 11/30/2016 |  | 08/08/2017
Enertech Global, LLC | Hydron Module | HST048A | ACD060 | Ground-Source | WBAHP-C: Heat Pump Split Syste | Heat Pump | 208 | 1 | False |  |  | Single-Speed |  |  |  | 51900 | 2820 | 18.4 | 13.4 | 36700 | 2757 | 3.9 | 3.1 | Non Federally-Regulated | 11/30/2016 |  | 08/08/2017
Enertech Global, LLC | Hydron Module | HST048A | ACD060 | Ground-Source | WBAHP-C: Heat Pump Split Syste | Heat Pump | 230 | 1 | False |  |  | Single-Speed |  |  |  | 51900 | 2820 | 18.4 | 13.4 | 36700 | 2757 | 3.9 | 3.1 | Non Federally-Regulated | 11/30/2016 |  | 08/08/2017
Enertech Global, LLC | Hydron Module | HST024A2 | ACD024 | Ground-Water-Source | WBAHP-C: Heat Pump Split Syste | Heat Pump | 208 | 3 | False |  |  | Single-Speed |  |  |  | 27300 | 1246 | 21.9 | 16.2 | 23100 | 1538 | 4.4 | 3.6 | Non Federally-Regulated | 11/30/2016 |  | 08/08/2017
Enertech Global, LLC | Hydron Module | HST024A2 | ACD024 | Ground-Water-Source | WBAHP-C: Heat Pump Split Syste | Heat Pump | 230 | 3 | False |  |  | Single-Speed |  |  |  | 27300 | 1246 | 21.9 | 16.2 | 23100 | 1538 | 4.4 | 3.6 | Non Federally-Regulated | 11/30/2016 |  | 08/08/2017
Enertech Global, LLC | Hydron Module | HST024A2 | ACD024 | Ground-Source | WBAHP-C: Heat Pump Split Syste | Heat Pump | 208 | 3 | False |  |  | Single-Speed |  |  |  | 25300 | 1497 | 16.9 | 13.4 | 18100 | 1433 | 3.7 | 3.1 | Non Federally-Regulated | 11/30/2016 |  | 08/08/2017
Enertech Global, LLC | Hydron Module | HST024A2 | ACD024 | Ground-Source | WBAHP-C: Heat Pump Split Syste | Heat Pump | 230 | 3 | False |  |  | Single-Speed |  |  |  | 25300 | 1497 | 16.9 | 13.4 | 18100 | 1433 | 3.7 | 3.1 | Non Federally-Regulated | 11/30/2016 |  | 08/08/2017
Enertech Global, LLC | Hydron Module | HST036A2 | ACD036 | Ground-Water-Source | WBAHP-C: Heat Pump Split Syste | Heat Pump | 208 | 3 | False |  |  | Single-Speed |  |  |  | 38800 | 1813 | 21.4 | 16.2 | 35700 | 2325 | 4.5 | 3.6 | Non Federally-Regulated | 11/30/2016 |  | 08/08/2017
Enertech Global, LLC | Hydron Module | HST036A2 | ACD036 | Ground-Water-Source | WBAHP-C: Heat Pump Split Syste | Heat Pump | 230 | 3 | False |  |  | Single-Speed |  |  |  | 38800 | 1813 | 21.4 | 16.2 | 35700 | 2325 | 4.5 | 3.6 | Non Federally-Regulated | 11/30/2016 |  | 08/08/2017
Enertech Global, LLC | Hydron Module | HST036A2 | ACD036 | Ground-Source | WBAHP-C: Heat Pump Split Syste | Heat Pump | 208 | 3 | False |  |  | Single-Speed |  |  |  | 36700 | 2171 | 16.9 | 13.4 | 28000 | 2159 | 3.8 | 3.1 | Non Federally-Regulated | 11/30/2016 |  | 08/08/2017
Enertech Global, LLC | Hydron Module | HST036A2 | ACD036 | Ground-Source | WBAHP-C: Heat Pump Split Syste | Heat Pump | 230 | 3 | False |  |  | Single-Speed |  |  |  | 36700 | 2171 | 16.9 | 13.4 | 28000 | 2159 | 3.8 | 3.1 | Non Federally-Regulated | 11/30/2016 |  | 08/08/2017
Enertech Global, LLC | Hydron Module | HST048A2 | ACD060 | Ground-Water-Source | WBAHP-C: Heat Pump Split Syste | Heat Pump | 208 | 3 | False |  |  | Single-Speed |  |  |  | 54700 | 2347 | 23.3 | 16.2 | 45500 | 2898 | 4.6 | 3.6 | Non Federally-Regulated | 11/30/2016 |  | 08/08/2017
Enertech Global, LLC | Hydron Module | HST048A2 | ACD060 | Ground-Water-Source | WBAHP-C: Heat Pump Split Syste | Heat Pump | 230 | 3 | False |  |  | Single-Speed |  |  |  | 54700 | 2347 | 23.3 | 16.2 | 45500 | 2898 | 4.6 | 3.6 | Non Federally-Regulated | 11/30/2016 |  | 08/08/2017
Enertech Global, LLC | Hydron Module | HST048A2 | ACD060 | Ground-Source | WBAHP-C: Heat Pump Split Syste | Heat Pump | 208 | 3 | False |  |  | Single-Speed |  |  |  | 51900 | 2820 | 18.4 | 13.4 | 36700 | 2757 | 3.9 | 3.1 | Non Federally-Regulated | 11/30/2016 |  | 08/08/2017
Enertech Global, LLC | Hydron Module | HST048A2 | ACD060 | Ground-Source | WBAHP-C: Heat Pump Split Syste | Heat Pump | 230 | 3 | False |  |  | Single-Speed |  |  |  | 51900 | 2820 | 18.4 | 13.4 | 36700 | 2757 | 3.9 | 3.1 | Non Federally-Regulated | 11/30/2016 |  | 08/08/2017
Enertech Global, LLC | Hydron Module | HST060A2 | ACD060 | Ground-Water-Source | WBAHP-C: Heat Pump Split Syste | Heat Pump | 208 | 3 | False |  |  | Single-Speed |  |  |  | 61100 | 3039 | 20.1 | 16.2 | 53300 | 3809 | 4.1 | 3.6 | Non Federally-Regulated | 11/30/2016 |  | 08/08/2017
Enertech Global, LLC | Hydron Module | HST060A2 | ACD060 | Ground-Water-Source | WBAHP-C: Heat Pump Split Syste | Heat Pump | 230 | 3 | False |  |  | Single-Speed |  |  |  | 61100 | 3039 | 20.1 | 16.2 | 53300 | 3809 | 4.1 | 3.6 | Non Federally-Regulated | 11/30/2016 |  | 08/08/2017
Enertech Global, LLC | Hydron Module | HST060A2 | ACD060 | Ground-Source | WBAHP-C: Heat Pump Split Syste | Heat Pump | 208 | 3 | False |  |  | Single-Speed |  |  |  | 60600 | 3607 | 16.8 | 13.4 | 44100 | 3590 | 3.6 | 3.1 | Non Federally-Regulated | 11/30/2016 |  | 08/08/2017
Enertech Global, LLC | Hydron Module | HST060A2 | ACD060 | Ground-Source | WBAHP-C: Heat Pump Split Syste | Heat Pump | 230 | 3 | False |  |  | Single-Speed |  |  |  | 60600 | 3607 | 16.8 | 13.4 | 44100 | 3590 | 3.6 | 3.1 | Non Federally-Regulated | 11/30/2016 |  | 08/08/2017
Enertech Global, LLC | Hydron Module | HST072A2 | ACD060 | Ground-Water-Source | WBAHP-C: Heat Pump Split Syste | Heat Pump | 208 | 3 | False |  |  | Single-Speed | 3029 | 627 | 1 | 68000 | 3655 | 18.6 | 16.2 | 65700 | 4696 | 4.1 | 3.6 | Non Federally-Regulated | 11/30/2016 |  | 08/08/2017
Enertech Global, LLC | Hydron Module | HST072A2 | ACD060 | Ground-Water-Source | WBAHP-C: Heat Pump Split Syste | Heat Pump | 230 | 3 | False |  |  | Single-Speed | 3029 | 627 | 1 | 68000 | 3655 | 18.6 | 16.2 | 65700 | 4696 | 4.1 | 3.6 | Non Federally-Regulated | 11/30/2016 |  | 08/08/2017
Enertech Global, LLC | Hydron Module | HST072A2 | ACD060 | Ground-Source | WBAHP-C: Heat Pump Split Syste | Heat Pump | 208 | 3 | False |  |  | Single-Speed | 3732 | 627 | 1 | 68000 | 4358 | 15.6 | 13.4 | 52300 | 4257 | 3.6 | 3.1 | Non Federally-Regulated | 11/30/2016 |  | 08/08/2017
Enertech Global, LLC | Hydron Module | HST072A2 | ACD060 | Ground-Source | WBAHP-C: Heat Pump Split Syste | Heat Pump | 230 | 3 | False |  |  | Single-Speed | 3732 | 627 | 1 | 68000 | 4358 | 15.6 | 13.4 | 52300 | 4257 | 3.6 | 3.1 | Non Federally-Regulated | 11/30/2016 |  | 08/08/2017
Enertech Global, LLC | Hydron Module | HST024A2 | MPD024 | Ground-Water-Source | WBAHP-CB: Heat Pump Split Syst | Heat Pump | 208 | 3 | False |  |  | Single-Speed |  |  |  | 26800 | 1326 | 20.2 | 16.2 | 23100 | 1611 | 4.2 | 3.6 | Non Federally-Regulated | 11/30/2016 |  | 08/08/2017
Enertech Global, LLC | Hydron Module | HST024A2 | MPD024 | Ground-Water-Source | WBAHP-CB: Heat Pump Split Syst | Heat Pump | 230 | 3 | False |  |  | Single-Speed |  |  |  | 26800 | 1326 | 20.2 | 16.2 | 23100 | 1611 | 4.2 | 3.6 | Non Federally-Regulated | 11/30/2016 |  | 08/08/2017
Enertech Global, LLC | Hydron Module | HST024A2 | MPD024 | Ground-Source | WBAHP-CB: Heat Pump Split Syst | Heat Pump | 208 | 3 | False |  |  | Single-Speed |  |  |  | 24900 | 1616 | 15.4 | 13.4 | 17800 | 1534 | 3.4 | 3.1 | Non Federally-Regulated | 11/30/2016 |  | 08/08/2017
Enertech Global, LLC | Hydron Module | HST024A2 | MPD024 | Ground-Source | WBAHP-CB: Heat Pump Split Syst | Heat Pump | 230 | 3 | False |  |  | Single-Speed |  |  |  | 24900 | 1616 | 15.4 | 13.4 | 17800 | 1534 | 3.4 | 3.1 | Non Federally-Regulated | 11/30/2016 |  | 08/08/2017
Enertech Global, LLC | Hydron Module | HST036A2 | MPD036 | Ground-Water-Source | WBAHP-CB: Heat Pump Split Syst | Heat Pump | 208 | 3 | False |  |  | Single-Speed |  |  |  | 40000 | 1851 | 21.6 | 16.2 | 35800 | 2440 | 4.3 | 3.6 | Non Federally-Regulated | 11/30/2016 |  | 08/08/2017
Enertech Global, LLC | Hydron Module | HST036A2 | MPD036 | Ground-Water-Source | WBAHP-CB: Heat Pump Split Syst | Heat Pump | 230 | 3 | False |  |  | Single-Speed |  |  |  | 40000 | 1851 | 21.6 | 16.2 | 35800 | 2440 | 4.3 | 3.6 | Non Federally-Regulated | 11/30/2016 |  | 08/08/2017
Enertech Global, LLC | Hydron Module | HST036A2 | MPD036 | Ground-Source | WBAHP-CB: Heat Pump Split Syst | Heat Pump | 208 | 3 | False |  |  | Single-Speed |  |  |  | 37400 | 2294 | 16.3 | 13.4 | 28000 | 2279 | 3.6 | 3.1 | Non Federally-Regulated | 11/30/2016 |  | 08/08/2017
Enertech Global, LLC | Hydron Module | HST036A2 | MPD036 | Ground-Source | WBAHP-CB: Heat Pump Split Syst | Heat Pump | 230 | 3 | False |  |  | Single-Speed |  |  |  | 37400 | 2294 | 16.3 | 13.4 | 28000 | 2279 | 3.6 | 3.1 | Non Federally-Regulated | 11/30/2016 |  | 08/08/2017
Enertech Global, LLC | Hydron Module | HST048A2 | MPD060 | Ground-Water-Source | WBAHP-CB: Heat Pump Split Syst | Heat Pump | 208 | 3 | False |  |  | Single-Speed |  |  |  | 55400 | 2308 | 24 | 16.2 | 44400 | 2891 | 4.5 | 3.6 | Non Federally-Regulated | 11/30/2016 |  | 08/08/2017
Enertech Global, LLC | Hydron Module | HST048A2 | MPD060 | Ground-Water-Source | WBAHP-CB: Heat Pump Split Syst | Heat Pump | 230 | 3 | False |  |  | Single-Speed |  |  |  | 55400 | 2308 | 24 | 16.2 | 44400 | 2891 | 4.5 | 3.6 | Non Federally-Regulated | 11/30/2016 |  | 08/08/2017
Enertech Global, LLC | Hydron Module | HST048A2 | MPD060 | Ground-Source | WBAHP-CB: Heat Pump Split Syst | Heat Pump | 208 | 3 | False |  |  | Single-Speed |  |  |  | 52000 | 2780 | 18.7 | 13.4 | 35900 | 2768 | 3.8 | 3.1 | Non Federally-Regulated | 11/30/2016 |  | 08/08/2017
Enertech Global, LLC | Hydron Module | HST048A2 | MPD060 | Ground-Source | WBAHP-CB: Heat Pump Split Syst | Heat Pump | 230 | 3 | False |  |  | Single-Speed |  |  |  | 52000 | 2780 | 18.7 | 13.4 | 35900 | 2768 | 3.8 | 3.1 | Non Federally-Regulated | 11/30/2016 |  | 08/08/2017
Enertech Global, LLC | Hydron Module | HST060A2 | MPD060 | Ground-Water-Source | WBAHP-CB: Heat Pump Split Syst | Heat Pump | 208 | 3 | False |  |  | Single-Speed | 2495 | 644 | 1 | 65900 | 3138 | 21 | 16.2 | 54900 | 3924 | 4.1 | 3.6 | Non Federally-Regulated | 11/30/2016 |  | 08/08/2017
Enertech Global, LLC | Hydron Module | HST060A2 | MPD060 | Ground-Water-Source | WBAHP-CB: Heat Pump Split Syst | Heat Pump | 230 | 3 | False |  |  | Single-Speed | 2495 | 644 | 1 | 65900 | 3138 | 21 | 16.2 | 54900 | 3924 | 4.1 | 3.6 | Non Federally-Regulated | 11/30/2016 |  | 08/08/2017
Enertech Global, LLC | Hydron Module | HST060A2 | MPD060 | Ground-Source | WBAHP-CB: Heat Pump Split Syst | Heat Pump | 208 | 3 | False |  |  | Single-Speed |  |  |  | 62200 | 3702 | 16.8 | 13.4 | 44200 | 3701 | 3.5 | 3.1 | Non Federally-Regulated | 11/30/2016 |  | 08/08/2017
Enertech Global, LLC | Hydron Module | HST060A2 | MPD060 | Ground-Source | WBAHP-CB: Heat Pump Split Syst | Heat Pump | 230 | 3 | False |  |  | Single-Speed |  |  |  | 62200 | 3702 | 16.8 | 13.4 | 44200 | 3701 | 3.5 | 3.1 | Non Federally-Regulated | 11/30/2016 |  | 08/08/2017
Enertech Global, LLC | Hydron Module | HST072A2 | MPD072 | Ground-Water-Source | WBAHP-CB: Heat Pump Split Syst | Heat Pump | 208 | 3 | False |  |  | Single-Speed | 2879 | 693 | 1 | 71800 | 3572 | 20.1 | 16.2 | 64000 | 4689 | 4 | 3.6 | Non Federally-Regulated | 11/30/2016 |  | 08/08/2017
Enertech Global, LLC | Hydron Module | HST072A2 | MPD072 | Ground-Water-Source | WBAHP-CB: Heat Pump Split Syst | Heat Pump | 230 | 3 | False |  |  | Single-Speed | 2879 | 693 | 1 | 71800 | 3572 | 20.1 | 16.2 | 64000 | 4689 | 4 | 3.6 | Non Federally-Regulated | 11/30/2016 |  | 08/08/2017
Enertech Global, LLC | Hydron Module | HST072A2 | MPD072 | Ground-Source | WBAHP-CB: Heat Pump Split Syst | Heat Pump | 208 | 3 | False |  |  | Single-Speed | 3638 | 693 | 1 | 68000 | 4331 | 15.7 | 13.4 | 51800 | 4465 | 3.4 | 3.1 | Non Federally-Regulated | 11/30/2016 |  | 08/08/2017
Enertech Global, LLC | Hydron Module | HST072A2 | MPD072 | Ground-Source | WBAHP-CB: Heat Pump Split Syst | Heat Pump | 230 | 3 | False |  |  | Single-Speed | 3638 | 693 | 1 | 68000 | 4331 | 15.7 | 13.4 | 51800 | 4465 | 3.4 | 3.1 | Non Federally-Regulated | 11/30/2016 |  | 08/08/2017
Enertech Global, LLC | Tetco | TST024A | MPD024 | Ground-Water-Source | WBAHP-CB: Heat Pump Split Syst | Heat Pump | 208 | 1 | False |  |  | Single-Speed |  |  |  | 26800 | 1326 | 20.2 | 16.2 | 23100 | 1611 | 4.2 | 3.6 | Non Federally-Regulated | 11/30/2016 |  | 08/08/2017
Enertech Global, LLC | Tetco | TST024A | MPD024 | Ground-Water-Source | WBAHP-CB: Heat Pump Split Syst | Heat Pump | 230 | 1 | False |  |  | Single-Speed |  |  |  | 26800 | 1326 | 20.2 | 16.2 | 23100 | 1611 | 4.2 | 3.6 | Non Federally-Regulated | 11/30/2016 |  | 08/08/2017
Enertech Global, LLC | Tetco | TST024A | MPD024 | Ground-Source | WBAHP-CB: Heat Pump Split Syst | Heat Pump | 208 | 1 | False |  |  | Single-Speed |  |  |  | 24900 | 1616 | 15.4 | 13.4 | 17800 | 1534 | 3.4 | 3.1 | Non Federally-Regulated | 11/30/2016 |  | 08/08/2017
Enertech Global, LLC | Tetco | TST024A | MPD024 | Ground-Source | WBAHP-CB: Heat Pump Split Syst | Heat Pump | 230 | 1 | False |  |  | Single-Speed |  |  |  | 24900 | 1616 | 15.4 | 13.4 | 17800 | 1534 | 3.4 | 3.1 | Non Federally-Regulated | 11/30/2016 |  | 08/08/2017
Enertech Global, LLC | Tetco | TST024A | ACD024 | Ground-Water-Source | WBAHP-C: Heat Pump Split Syste | Heat Pump | 208 | 1 | False |  |  | Single-Speed |  |  |  | 27300 | 1246 | 21.9 | 16.2 | 23100 | 1538 | 4.4 | 3.6 | Non Federally-Regulated | 11/30/2016 |  | 08/08/2017
Enertech Global, LLC | Tetco | TST024A | ACD024 | Ground-Water-Source | WBAHP-C: Heat Pump Split Syste | Heat Pump | 230 | 1 | False |  |  | Single-Speed |  |  |  | 27300 | 1246 | 21.9 | 16.2 | 23100 | 1538 | 4.4 | 3.6 | Non Federally-Regulated | 11/30/2016 |  | 08/08/2017
Enertech Global, LLC | Tetco | TST024A | ACD024 | Ground-Source | WBAHP-C: Heat Pump Split Syste | Heat Pump | 208 | 1 | False |  |  | Single-Speed |  |  |  | 25300 | 1497 | 16.9 | 13.4 | 18100 | 1433 | 3.7 | 3.1 | Non Federally-Regulated | 11/30/2016 |  | 08/08/2017
Enertech Global, LLC | Tetco | TST024A | ACD024 | Ground-Source | WBAHP-C: Heat Pump Split Syste | Heat Pump | 230 | 1 | False |  |  | Single-Speed |  |  |  | 25300 | 1497 | 16.9 | 13.4 | 18100 | 1433 | 3.7 | 3.1 | Non Federally-Regulated | 11/30/2016 |  | 08/08/2017
Enertech Global, LLC | Tetco | TST036A | MPD036 | Ground-Water-Source | WBAHP-CB: Heat Pump Split Syst | Heat Pump | 208 | 1 | False |  |  | Single-Speed |  |  |  | 40000 | 1851 | 21.6 | 16.2 | 35800 | 2440 | 4.3 | 3.6 | Non Federally-Regulated | 11/30/2016 |  | 08/08/2017
Enertech Global, LLC | Tetco | TST036A | MPD036 | Ground-Water-Source | WBAHP-CB: Heat Pump Split Syst | Heat Pump | 230 | 1 | False |  |  | Single-Speed |  |  |  | 40000 | 1851 | 21.6 | 16.2 | 35800 | 2440 | 4.3 | 3.6 | Non Federally-Regulated | 11/30/2016 |  | 08/08/2017
Enertech Global, LLC | Tetco | TST036A | MPD036 | Ground-Source | WBAHP-CB: Heat Pump Split Syst | Heat Pump | 208 | 1 | False |  |  | Single-Speed |  |  |  | 37400 | 2294 | 16.3 | 13.4 | 28000 | 2279 | 3.6 | 3.1 | Non Federally-Regulated | 11/30/2016 |  | 08/08/2017
Enertech Global, LLC | Tetco | TST036A | MPD036 | Ground-Source | WBAHP-CB: Heat Pump Split Syst | Heat Pump | 230 | 1 | False |  |  | Single-Speed |  |  |  | 37400 | 2294 | 16.3 | 13.4 | 28000 | 2279 | 3.6 | 3.1 | Non Federally-Regulated | 11/30/2016 |  | 08/08/2017
Enertech Global, LLC | Tetco | TST060A | MPD060 | Ground-Water-Source | WBAHP-CB: Heat Pump Split Syst | Heat Pump | 208 | 1 | False |  |  | Single-Speed | 2495 | 644 | 1 | 65900 | 3138 | 21 | 16.2 | 54900 | 3924 | 4.1 | 3.6 | Non Federally-Regulated | 11/30/2016 |  | 08/08/2017
Enertech Global, LLC | Tetco | TST060A | MPD060 | Ground-Water-Source | WBAHP-CB: Heat Pump Split Syst | Heat Pump | 230 | 1 | False |  |  | Single-Speed | 2495 | 644 | 1 | 65900 | 3138 | 21 | 16.2 | 54900 | 3924 | 4.1 | 3.6 | Non Federally-Regulated | 11/30/2016 |  | 08/08/2017
Enertech Global, LLC | Tetco | TST060A | MPD060 | Ground-Source | WBAHP-CB: Heat Pump Split Syst | Heat Pump | 208 | 1 | False |  |  | Single-Speed |  |  |  | 62200 | 3702 | 16.8 | 13.4 | 44200 | 3701 | 3.5 | 3.1 | Non Federally-Regulated | 11/30/2016 |  | 08/08/2017
Enertech Global, LLC | Tetco | TST060A | MPD060 | Ground-Source | WBAHP-CB: Heat Pump Split Syst | Heat Pump | 230 | 1 | False |  |  | Single-Speed |  |  |  | 62200 | 3702 | 16.8 | 13.4 | 44200 | 3701 | 3.5 | 3.1 | Non Federally-Regulated | 11/30/2016 |  | 08/08/2017
Enertech Global, LLC | Tetco | TST060A | ACD060 | Ground-Water-Source | WBAHP-C: Heat Pump Split Syste | Heat Pump | 208 | 1 | False |  |  | Single-Speed |  |  |  | 61100 | 3039 | 20.1 | 16.2 | 53300 | 3809 | 4.1 | 3.6 | Non Federally-Regulated | 11/30/2016 |  | 08/08/2017
Enertech Global, LLC | Tetco | TST060A | ACD060 | Ground-Water-Source | WBAHP-C: Heat Pump Split Syste | Heat Pump | 230 | 1 | False |  |  | Single-Speed |  |  |  | 61100 | 3039 | 20.1 | 16.2 | 53300 | 3809 | 4.1 | 3.6 | Non Federally-Regulated | 11/30/2016 |  | 08/08/2017
Enertech Global, LLC | Tetco | TST060A | ACD060 | Ground-Source | WBAHP-C: Heat Pump Split Syste | Heat Pump | 208 | 1 | False |  |  | Single-Speed |  |  |  | 60600 | 3607 | 16.8 | 13.4 | 44100 | 3590 | 3.6 | 3.1 | Non Federally-Regulated | 11/30/2016 |  | 08/08/2017
Enertech Global, LLC | Tetco | TST060A | ACD060 | Ground-Source | WBAHP-C: Heat Pump Split Syste | Heat Pump | 230 | 1 | False |  |  | Single-Speed |  |  |  | 60600 | 3607 | 16.8 | 13.4 | 44100 | 3590 | 3.6 | 3.1 | Non Federally-Regulated | 11/30/2016 |  | 08/08/2017
Enertech Global, LLC | Tetco | TST072A | MPD072 | Ground-Water-Source | WBAHP-CB: Heat Pump Split Syst | Heat Pump | 208 | 1 | False |  |  | Single-Speed | 2879 | 693 | 1 | 71800 | 3572 | 20.1 | 16.2 | 64000 | 4689 | 4 | 3.6 | Non Federally-Regulated | 11/30/2016 |  | 08/08/2017
Enertech Global, LLC | Tetco | TST072A | MPD072 | Ground-Water-Source | WBAHP-CB: Heat Pump Split Syst | Heat Pump | 230 | 1 | False |  |  | Single-Speed | 2879 | 693 | 1 | 71800 | 3572 | 20.1 | 16.2 | 64000 | 4689 | 4 | 3.6 | Non Federally-Regulated | 11/30/2016 |  | 08/08/2017
Enertech Global, LLC | Tetco | TST072A | MPD072 | Ground-Source | WBAHP-CB: Heat Pump Split Syst | Heat Pump | 208 | 1 | False |  |  | Single-Speed | 3638 | 693 | 1 | 68000 | 4331 | 15.7 | 13.4 | 51800 | 4465 | 3.4 | 3.1 | Non Federally-Regulated | 11/30/2016 |  | 08/08/2017
Enertech Global, LLC | Tetco | TST072A | MPD072 | Ground-Source | WBAHP-CB: Heat Pump Split Syst | Heat Pump | 230 | 1 | False |  |  | Single-Speed | 3638 | 693 | 1 | 68000 | 4331 | 15.7 | 13.4 | 51800 | 4465 | 3.4 | 3.1 | Non Federally-Regulated | 11/30/2016 |  | 08/08/2017
Enertech Global, LLC | Tetco | TST072A | ACD060 | Ground-Water-Source | WBAHP-C: Heat Pump Split Syste | Heat Pump | 208 | 1 | False |  |  | Single-Speed | 3029 | 627 | 1 | 68000 | 3655 | 18.6 | 16.2 | 65700 | 4696 | 4.1 | 3.6 | Non Federally-Regulated | 11/30/2016 |  | 08/08/2017
Enertech Global, LLC | Tetco | TST072A | ACD060 | Ground-Water-Source | WBAHP-C: Heat Pump Split Syste | Heat Pump | 230 | 1 | False |  |  | Single-Speed | 3029 | 627 | 1 | 68000 | 3655 | 18.6 | 16.2 | 65700 | 4696 | 4.1 | 3.6 | Non Federally-Regulated | 11/30/2016 |  | 08/08/2017
Enertech Global, LLC | Tetco | TST072A | ACD060 | Ground-Source | WBAHP-C: Heat Pump Split Syste | Heat Pump | 208 | 1 | False |  |  | Single-Speed | 3732 | 627 | 1 | 68000 | 4358 | 15.6 | 13.4 | 52300 | 4257 | 3.6 | 3.1 | Non Federally-Regulated | 11/30/2016 |  | 08/08/2017
Enertech Global, LLC | Tetco | TST072A | ACD060 | Ground-Source | WBAHP-C: Heat Pump Split Syste | Heat Pump | 230 | 1 | False |  |  | Single-Speed | 3732 | 627 | 1 | 68000 | 4358 | 15.6 | 13.4 | 52300 | 4257 | 3.6 | 3.1 | Non Federally-Regulated | 11/30/2016 |  | 08/08/2017
Enertech Global, LLC | Tetco | TST036A | ACD036 | Ground-Water-Source | WBAHP-C: Heat Pump Split Syste | Heat Pump | 208 | 1 | False |  |  | Single-Speed |  |  |  | 38800 | 1813 | 21.4 | 16.2 | 35700 | 2325 | 4.5 | 3.6 | Non Federally-Regulated | 11/30/2016 |  | 08/08/2017
Enertech Global, LLC | Tetco | TST036A | ACD036 | Ground-Water-Source | WBAHP-C: Heat Pump Split Syste | Heat Pump | 230 | 1 | False |  |  | Single-Speed |  |  |  | 38800 | 1813 | 21.4 | 16.2 | 35700 | 2325 | 4.5 | 3.6 | Non Federally-Regulated | 11/30/2016 |  | 08/08/2017
Enertech Global, LLC | Tetco | TST036A | ACD036 | Ground-Source | WBAHP-C: Heat Pump Split Syste | Heat Pump | 208 | 1 | False |  |  | Single-Speed |  |  |  | 36700 | 2171 | 16.9 | 13.4 | 28000 | 2159 | 3.8 | 3.1 | Non Federally-Regulated | 11/30/2016 |  | 08/08/2017
Enertech Global, LLC | Tetco | TST036A | ACD036 | Ground-Source | WBAHP-C: Heat Pump Split Syste | Heat Pump | 230 | 1 | False |  |  | Single-Speed |  |  |  | 36700 | 2171 | 16.9 | 13.4 | 28000 | 2159 | 3.8 | 3.1 | Non Federally-Regulated | 11/30/2016 |  | 08/08/2017
Enertech Global, LLC | Tetco | TST048A | MPD060 | Ground-Water-Source | WBAHP-CB: Heat Pump Split Syst | Heat Pump | 208 | 1 | False |  |  | Single-Speed |  |  |  | 55400 | 2308 | 24 | 16.2 | 44400 | 2891 | 4.5 | 3.6 | Non Federally-Regulated | 11/30/2016 |  | 08/08/2017
Enertech Global, LLC | Tetco | TST048A | MPD060 | Ground-Water-Source | WBAHP-CB: Heat Pump Split Syst | Heat Pump | 230 | 1 | False |  |  | Single-Speed |  |  |  | 55400 | 2308 | 24 | 16.2 | 44400 | 2891 | 4.5 | 3.6 | Non Federally-Regulated | 11/30/2016 |  | 08/08/2017
Enertech Global, LLC | Tetco | TST048A | MPD060 | Ground-Source | WBAHP-CB: Heat Pump Split Syst | Heat Pump | 208 | 1 | False |  |  | Single-Speed |  |  |  | 52000 | 2780 | 18.7 | 13.4 | 35900 | 2768 | 3.8 | 3.1 | Non Federally-Regulated | 11/30/2016 |  | 08/08/2017
Enertech Global, LLC | Tetco | TST048A | MPD060 | Ground-Source | WBAHP-CB: Heat Pump Split Syst | Heat Pump | 230 | 1 | False |  |  | Single-Speed |  |  |  | 52000 | 2780 | 18.7 | 13.4 | 35900 | 2768 | 3.8 | 3.1 | Non Federally-Regulated | 11/30/2016 |  | 08/08/2017
Enertech Global, LLC | Tetco | TST048A | ACD060 | Ground-Water-Source | WBAHP-C: Heat Pump Split Syste | Heat Pump | 208 | 1 | False |  |  | Single-Speed |  |  |  | 54700 | 2347 | 23.3 | 16.2 | 45500 | 2898 | 4.6 | 3.6 | Non Federally-Regulated | 11/30/2016 |  | 08/08/2017
Enertech Global, LLC | Tetco | TST048A | ACD060 | Ground-Water-Source | WBAHP-C: Heat Pump Split Syste | Heat Pump | 230 | 1 | False |  |  | Single-Speed |  |  |  | 54700 | 2347 | 23.3 | 16.2 | 45500 | 2898 | 4.6 | 3.6 | Non Federally-Regulated | 11/30/2016 |  | 08/08/2017
Enertech Global, LLC | Tetco | TST048A | ACD060 | Ground-Source | WBAHP-C: Heat Pump Split Syste | Heat Pump | 208 | 1 | False |  |  | Single-Speed |  |  |  | 51900 | 2820 | 18.4 | 13.4 | 36700 | 2757 | 3.9 | 3.1 | Non Federally-Regulated | 11/30/2016 |  | 08/08/2017
Enertech Global, LLC | Tetco | TST048A | ACD060 | Ground-Source | WBAHP-C: Heat Pump Split Syste | Heat Pump | 230 | 1 | False |  |  | Single-Speed |  |  |  | 51900 | 2820 | 18.4 | 13.4 | 36700 | 2757 | 3.9 | 3.1 | Non Federally-Regulated | 11/30/2016 |  | 08/08/2017
Enertech Global, LLC | Tetco | TST024A2 | ACD024 | Ground-Water-Source | WBAHP-C: Heat Pump Split Syste | Heat Pump | 208 | 3 | False |  |  | Single-Speed |  |  |  | 27300 | 1246 | 21.9 | 16.2 | 23100 | 1538 | 4.4 | 3.6 | Non Federally-Regulated | 11/30/2016 |  | 08/08/2017
Enertech Global, LLC | Tetco | TST024A2 | ACD024 | Ground-Water-Source | WBAHP-C: Heat Pump Split Syste | Heat Pump | 230 | 3 | False |  |  | Single-Speed |  |  |  | 27300 | 1246 | 21.9 | 16.2 | 23100 | 1538 | 4.4 | 3.6 | Non Federally-Regulated | 11/30/2016 |  | 08/08/2017
Enertech Global, LLC | Tetco | TST024A2 | ACD024 | Ground-Source | WBAHP-C: Heat Pump Split Syste | Heat Pump | 208 | 3 | False |  |  | Single-Speed |  |  |  | 25300 | 1497 | 16.9 | 13.4 | 18100 | 1433 | 3.7 | 3.1 | Non Federally-Regulated | 11/30/2016 |  | 08/08/2017
Enertech Global, LLC | Tetco | TST024A2 | ACD024 | Ground-Source | WBAHP-C: Heat Pump Split Syste | Heat Pump | 230 | 3 | False |  |  | Single-Speed |  |  |  | 25300 | 1497 | 16.9 | 13.4 | 18100 | 1433 | 3.7 | 3.1 | Non Federally-Regulated | 11/30/2016 |  | 08/08/2017
Enertech Global, LLC | Tetco | TST036A2 | ACD036 | Ground-Water-Source | WBAHP-C: Heat Pump Split Syste | Heat Pump | 208 | 3 | False |  |  | Single-Speed |  |  |  | 38800 | 1813 | 21.4 | 16.2 | 35700 | 2325 | 4.5 | 3.6 | Non Federally-Regulated | 11/30/2016 |  | 08/08/2017
Enertech Global, LLC | Tetco | TST036A2 | ACD036 | Ground-Water-Source | WBAHP-C: Heat Pump Split Syste | Heat Pump | 230 | 3 | False |  |  | Single-Speed |  |  |  | 38800 | 1813 | 21.4 | 16.2 | 35700 | 2325 | 4.5 | 3.6 | Non Federally-Regulated | 11/30/2016 |  | 08/08/2017
Enertech Global, LLC | Tetco | TST036A2 | ACD036 | Ground-Source | WBAHP-C: Heat Pump Split Syste | Heat Pump | 208 | 3 | False |  |  | Single-Speed |  |  |  | 36700 | 2171 | 16.9 | 13.4 | 28000 | 2159 | 3.8 | 3.1 | Non Federally-Regulated | 11/30/2016 |  | 08/08/2017
Enertech Global, LLC | Tetco | TST036A2 | ACD036 | Ground-Source | WBAHP-C: Heat Pump Split Syste | Heat Pump | 230 | 3 | False |  |  | Single-Speed |  |  |  | 36700 | 2171 | 16.9 | 13.4 | 28000 | 2159 | 3.8 | 3.1 | Non Federally-Regulated | 11/30/2016 |  | 08/08/2017
Enertech Global, LLC | Tetco | TST048A2 | ACD060 | Ground-Water-Source | WBAHP-C: Heat Pump Split Syste | Heat Pump | 208 | 3 | False |  |  | Single-Speed |  |  |  | 54700 | 2347 | 23.3 | 16.2 | 45500 | 2898 | 4.6 | 3.6 | Non Federally-Regulated | 11/30/2016 |  | 08/08/2017
Enertech Global, LLC | Tetco | TST048A2 | ACD060 | Ground-Water-Source | WBAHP-C: Heat Pump Split Syste | Heat Pump | 230 | 3 | False |  |  | Single-Speed |  |  |  | 54700 | 2347 | 23.3 | 16.2 | 45500 | 2898 | 4.6 | 3.6 | Non Federally-Regulated | 11/30/2016 |  | 08/08/2017
Enertech Global, LLC | Tetco | TST048A2 | ACD060 | Ground-Source | WBAHP-C: Heat Pump Split Syste | Heat Pump | 208 | 3 | False |  |  | Single-Speed |  |  |  | 51900 | 2820 | 18.4 | 13.4 | 36700 | 2757 | 3.9 | 3.1 | Non Federally-Regulated | 11/30/2016 |  | 08/08/2017
Enertech Global, LLC | Tetco | TST048A2 | ACD060 | Ground-Source | WBAHP-C: Heat Pump Split Syste | Heat Pump | 230 | 3 | False |  |  | Single-Speed |  |  |  | 51900 | 2820 | 18.4 | 13.4 | 36700 | 2757 | 3.9 | 3.1 | Non Federally-Regulated | 11/30/2016 |  | 08/08/2017
Enertech Global, LLC | Tetco | TST060A2 | ACD060 | Ground-Water-Source | WBAHP-C: Heat Pump Split Syste | Heat Pump | 208 | 3 | False |  |  | Single-Speed |  |  |  | 61100 | 3039 | 20.1 | 16.2 | 53300 | 3809 | 4.1 | 3.6 | Non Federally-Regulated | 11/30/2016 |  | 08/08/2017
Enertech Global, LLC | Tetco | TST060A2 | ACD060 | Ground-Water-Source | WBAHP-C: Heat Pump Split Syste | Heat Pump | 230 | 3 | False |  |  | Single-Speed |  |  |  | 61100 | 3039 | 20.1 | 16.2 | 53300 | 3809 | 4.1 | 3.6 | Non Federally-Regulated | 11/30/2016 |  | 08/08/2017
Enertech Global, LLC | Tetco | TST060A2 | ACD060 | Ground-Source | WBAHP-C: Heat Pump Split Syste | Heat Pump | 208 | 3 | False |  |  | Single-Speed |  |  |  | 60600 | 3607 | 16.8 | 13.4 | 44100 | 3590 | 3.6 | 3.1 | Non Federally-Regulated | 11/30/2016 |  | 08/08/2017
Enertech Global, LLC | Tetco | TST060A2 | ACD060 | Ground-Source | WBAHP-C: Heat Pump Split Syste | Heat Pump | 230 | 3 | False |  |  | Single-Speed |  |  |  | 60600 | 3607 | 16.8 | 13.4 | 44100 | 3590 | 3.6 | 3.1 | Non Federally-Regulated | 11/30/2016 |  | 08/08/2017
Enertech Global, LLC | Tetco | TST072A2 | ACD060 | Ground-Water-Source | WBAHP-C: Heat Pump Split Syste | Heat Pump | 208 | 3 | False |  |  | Single-Speed | 3029 | 627 | 1 | 68000 | 3655 | 18.6 | 16.2 | 65700 | 4696 | 4.1 | 3.6 | Non Federally-Regulated | 11/30/2016 |  | 08/08/2017
Enertech Global, LLC | Tetco | TST072A2 | ACD060 | Ground-Water-Source | WBAHP-C: Heat Pump Split Syste | Heat Pump | 230 | 3 | False |  |  | Single-Speed | 3029 | 627 | 1 | 68000 | 3655 | 18.6 | 16.2 | 65700 | 4696 | 4.1 | 3.6 | Non Federally-Regulated | 11/30/2016 |  | 08/08/2017
Enertech Global, LLC | Tetco | TST072A2 | ACD060 | Ground-Source | WBAHP-C: Heat Pump Split Syste | Heat Pump | 208 | 3 | False |  |  | Single-Speed | 3732 | 627 | 1 | 68000 | 4358 | 15.6 | 13.4 | 52300 | 4257 | 3.6 | 3.1 | Non Federally-Regulated | 11/30/2016 |  | 08/08/2017
Enertech Global, LLC | Tetco | TST072A2 | ACD060 | Ground-Source | WBAHP-C: Heat Pump Split Syste | Heat Pump | 230 | 3 | False |  |  | Single-Speed | 3732 | 627 | 1 | 68000 | 4358 | 15.6 | 13.4 | 52300 | 4257 | 3.6 | 3.1 | Non Federally-Regulated | 11/30/2016 |  | 08/08/2017
Enertech Global, LLC | Tetco | TST024A2 | MPD024 | Ground-Water-Source | WBAHP-CB: Heat Pump Split Syst | Heat Pump | 208 | 3 | False |  |  | Single-Speed |  |  |  | 26800 | 1326 | 20.2 | 16.2 | 23100 | 1611 | 4.2 | 3.6 | Non Federally-Regulated | 11/30/2016 |  | 08/08/2017
Enertech Global, LLC | Tetco | TST024A2 | MPD024 | Ground-Water-Source | WBAHP-CB: Heat Pump Split Syst | Heat Pump | 230 | 3 | False |  |  | Single-Speed |  |  |  | 26800 | 1326 | 20.2 | 16.2 | 23100 | 1611 | 4.2 | 3.6 | Non Federally-Regulated | 11/30/2016 |  | 08/08/2017
Enertech Global, LLC | Tetco | TST024A2 | MPD024 | Ground-Source | WBAHP-CB: Heat Pump Split Syst | Heat Pump | 208 | 3 | False |  |  | Single-Speed |  |  |  | 24900 | 1616 | 15.4 | 13.4 | 17800 | 1534 | 3.4 | 3.1 | Non Federally-Regulated | 11/30/2016 |  | 08/08/2017
Enertech Global, LLC | Tetco | TST024A2 | MPD024 | Ground-Source | WBAHP-CB: Heat Pump Split Syst | Heat Pump | 230 | 3 | False |  |  | Single-Speed |  |  |  | 24900 | 1616 | 15.4 | 13.4 | 17800 | 1534 | 3.4 | 3.1 | Non Federally-Regulated | 11/30/2016 |  | 08/08/2017
Enertech Global, LLC | Tetco | TST036A2 | MPD036 | Ground-Water-Source | WBAHP-CB: Heat Pump Split Syst | Heat Pump | 208 | 3 | False |  |  | Single-Speed |  |  |  | 40000 | 1851 | 21.6 | 16.2 | 35800 | 2440 | 4.3 | 3.6 | Non Federally-Regulated | 11/30/2016 |  | 08/08/2017
Enertech Global, LLC | Tetco | TST036A2 | MPD036 | Ground-Water-Source | WBAHP-CB: Heat Pump Split Syst | Heat Pump | 230 | 3 | False |  |  | Single-Speed |  |  |  | 40000 | 1851 | 21.6 | 16.2 | 35800 | 2440 | 4.3 | 3.6 | Non Federally-Regulated | 11/30/2016 |  | 08/08/2017
Enertech Global, LLC | Tetco | TST036A2 | MPD036 | Ground-Source | WBAHP-CB: Heat Pump Split Syst | Heat Pump | 208 | 3 | False |  |  | Single-Speed |  |  |  | 37400 | 2294 | 16.3 | 13.4 | 28000 | 2279 | 3.6 | 3.1 | Non Federally-Regulated | 11/30/2016 |  | 08/08/2017
Enertech Global, LLC | Tetco | TST036A2 | MPD036 | Ground-Source | WBAHP-CB: Heat Pump Split Syst | Heat Pump | 230 | 3 | False |  |  | Single-Speed |  |  |  | 37400 | 2294 | 16.3 | 13.4 | 28000 | 2279 | 3.6 | 3.1 | Non Federally-Regulated | 11/30/2016 |  | 08/08/2017
Enertech Global, LLC | Tetco | TST048A2 | MPD060 | Ground-Water-Source | WBAHP-CB: Heat Pump Split Syst | Heat Pump | 208 | 3 | False |  |  | Single-Speed |  |  |  | 55400 | 2308 | 24 | 16.2 | 44400 | 2891 | 4.5 | 3.6 | Non Federally-Regulated | 11/30/2016 |  | 08/08/2017
Enertech Global, LLC | Tetco | TST048A2 | MPD060 | Ground-Water-Source | WBAHP-CB: Heat Pump Split Syst | Heat Pump | 230 | 3 | False |  |  | Single-Speed |  |  |  | 55400 | 2308 | 24 | 16.2 | 44400 | 2891 | 4.5 | 3.6 | Non Federally-Regulated | 11/30/2016 |  | 08/08/2017
Enertech Global, LLC | Tetco | TST048A2 | MPD060 | Ground-Source | WBAHP-CB: Heat Pump Split Syst | Heat Pump | 208 | 3 | False |  |  | Single-Speed |  |  |  | 52000 | 2780 | 18.7 | 13.4 | 35900 | 2768 | 3.8 | 3.1 | Non Federally-Regulated | 11/30/2016 |  | 08/08/2017
Enertech Global, LLC | Tetco | TST048A2 | MPD060 | Ground-Source | WBAHP-CB: Heat Pump Split Syst | Heat Pump | 230 | 3 | False |  |  | Single-Speed |  |  |  | 52000 | 2780 | 18.7 | 13.4 | 35900 | 2768 | 3.8 | 3.1 | Non Federally-Regulated | 11/30/2016 |  | 08/08/2017
Enertech Global, LLC | Tetco | TST060A2 | MPD060 | Ground-Water-Source | WBAHP-CB: Heat Pump Split Syst | Heat Pump | 208 | 3 | False |  |  | Single-Speed | 2495 | 644 | 1 | 65900 | 3138 | 21 | 16.2 | 54900 | 3924 | 4.1 | 3.6 | Non Federally-Regulated | 11/30/2016 |  | 08/08/2017
Enertech Global, LLC | Tetco | TST060A2 | MPD060 | Ground-Water-Source | WBAHP-CB: Heat Pump Split Syst | Heat Pump | 230 | 3 | False |  |  | Single-Speed | 2495 | 644 | 1 | 65900 | 3138 | 21 | 16.2 | 54900 | 3924 | 4.1 | 3.6 | Non Federally-Regulated | 11/30/2016 |  | 08/08/2017
Enertech Global, LLC | Tetco | TST060A2 | MPD060 | Ground-Source | WBAHP-CB: Heat Pump Split Syst | Heat Pump | 208 | 3 | False |  |  | Single-Speed |  |  |  | 62200 | 3702 | 16.8 | 13.4 | 44200 | 3701 | 3.5 | 3.1 | Non Federally-Regulated | 11/30/2016 |  | 08/08/2017
Enertech Global, LLC | Tetco | TST060A2 | MPD060 | Ground-Source | WBAHP-CB: Heat Pump Split Syst | Heat Pump | 230 | 3 | False |  |  | Single-Speed |  |  |  | 62200 | 3702 | 16.8 | 13.4 | 44200 | 3701 | 3.5 | 3.1 | Non Federally-Regulated | 11/30/2016 |  | 08/08/2017
Enertech Global, LLC | Tetco | TST072A2 | MPD072 | Ground-Water-Source | WBAHP-CB: Heat Pump Split Syst | Heat Pump | 208 | 3 | False |  |  | Single-Speed | 2879 | 693 | 1 | 71800 | 3572 | 20.1 | 16.2 | 64000 | 4689 | 4 | 3.6 | Non Federally-Regulated | 11/30/2016 |  | 08/08/2017
Enertech Global, LLC | Tetco | TST072A2 | MPD072 | Ground-Water-Source | WBAHP-CB: Heat Pump Split Syst | Heat Pump | 230 | 3 | False |  |  | Single-Speed | 2879 | 693 | 1 | 71800 | 3572 | 20.1 | 16.2 | 64000 | 4689 | 4 | 3.6 | Non Federally-Regulated | 11/30/2016 |  | 08/08/2017
Enertech Global, LLC | Tetco | TST072A2 | MPD072 | Ground-Source | WBAHP-CB: Heat Pump Split Syst | Heat Pump | 208 | 3 | False |  |  | Single-Speed | 3638 | 693 | 1 | 68000 | 4331 | 15.7 | 13.4 | 51800 | 4465 | 3.4 | 3.1 | Non Federally-Regulated | 11/30/2016 |  | 08/08/2017
Enertech Global, LLC | Tetco | TST072A2 | MPD072 | Ground-Source | WBAHP-CB: Heat Pump Split Syst | Heat Pump | 230 | 3 | False |  |  | Single-Speed | 3638 | 693 | 1 | 68000 | 4331 | 15.7 | 13.4 | 51800 | 4465 | 3.4 | 3.1 | Non Federally-Regulated | 11/30/2016 |  | 08/08/2017
FHP Manufacturing Company | BOSCH-GEO | SM048-1CF/HZ/VT |  | Water-Source | WBAHP: Heat Pump Packaged Unit | Both Heat Pump and Electric Re | 208 | 1 |  |  |  | Dual-Speed |  |  |  | 49200 | 2963 | 16.6 | 11.2 | 56100 | 3102 | 5.3 | 4.2 | Federally-Regulated Commercial & Industrial Equipment | 04/27/2016 |  | 08/08/2017
FHP Manufacturing Company | BOSCH-GEO | SM048-1CF/HZ/VT |  | Water-Source | WBAHP: Heat Pump Packaged Unit | Both Heat Pump and Electric Re | 230 | 1 |  |  |  | Dual-Speed |  |  |  | 49200 | 2963 | 16.6 | 11.2 | 56100 | 3102 | 5.3 | 4.2 | Federally-Regulated Commercial & Industrial Equipment | 04/27/2016 |  | 08/08/2017
FHP Manufacturing Company | BOSCH-GEO | SM048-1CF/HZ/VT |  | Ground-Water-Source | WBAHP: Heat Pump Packaged Unit | Both Heat Pump and Electric Re | 208 | 1 |  |  |  | Dual-Speed |  |  |  | 55300 | 2185 | 25.3 | 16.2 | 46300 | 2887 | 4.7 | 3.6 | Non Federally-Regulated | 04/27/2016 |  | 08/08/2017
FHP Manufacturing Company | BOSCH-GEO | SM048-1CF/HZ/VT |  | Ground-Water-Source | WBAHP: Heat Pump Packaged Unit | Both Heat Pump and Electric Re | 230 | 1 |  |  |  | Dual-Speed |  |  |  | 55300 | 2185 | 25.3 | 16.2 | 46300 | 2887 | 4.7 | 3.6 | Non Federally-Regulated | 04/27/2016 |  | 08/08/2017
FHP Manufacturing Company | BOSCH-GEO | SM048-1CF/HZ/VT |  | Ground-Source | WBAHP: Heat Pump Packaged Unit | Both Heat Pump and Electric Re | 208 | 1 |  |  |  | Dual-Speed |  |  |  | 51300 | 2658 | 19.3 | 13.4 | 36900 | 2703 | 4 | 3.1 | Non Federally-Regulated | 04/27/2016 |  | 08/08/2017
FHP Manufacturing Company | BOSCH-GEO | SM048-1CF/HZ/VT |  | Ground-Source | WBAHP: Heat Pump Packaged Unit | Both Heat Pump and Electric Re | 230 | 1 |  |  |  | Dual-Speed |  |  |  | 51300 | 2658 | 19.3 | 13.4 | 36900 | 2703 | 4 | 3.1 | Non Federally-Regulated | 04/27/2016 |  | 08/08/2017
Enertech Global, LLC | GEOEXCEL | AST024A | MPD024 | Ground-Water-Source | WBAHP-CB: Heat Pump Split Syst | Heat Pump | 208 | 1 | False |  |  | Single-Speed |  |  |  | 26800 | 1326 | 20.2 | 16.2 | 23100 | 1611 | 4.2 | 3.6 | Non Federally-Regulated | 02/23/2016 |  | 08/08/2017
Enertech Global, LLC | GEOEXCEL | AST024A | MPD024 | Ground-Water-Source | WBAHP-CB: Heat Pump Split Syst | Heat Pump | 230 | 1 | False |  |  | Single-Speed |  |  |  | 26800 | 1326 | 20.2 | 16.2 | 23100 | 1611 | 4.2 | 3.6 | Non Federally-Regulated | 02/23/2016 |  | 08/08/2017
Enertech Global, LLC | GEOEXCEL | AST024A | MPD024 | Ground-Source | WBAHP-CB: Heat Pump Split Syst | Heat Pump | 208 | 1 | False |  |  | Single-Speed |  |  |  | 24900 | 1616 | 15.4 | 13.4 | 17800 | 1534 | 3.4 | 3.1 | Non Federally-Regulated | 02/23/2016 |  | 08/08/2017
Enertech Global, LLC | GEOEXCEL | AST024A | MPD024 | Ground-Source | WBAHP-CB: Heat Pump Split Syst | Heat Pump | 230 | 1 | False |  |  | Single-Speed |  |  |  | 24900 | 1616 | 15.4 | 13.4 | 17800 | 1534 | 3.4 | 3.1 | Non Federally-Regulated | 02/23/2016 |  | 08/08/2017
Enertech Global, LLC | GEOEXCEL | AST024A2 | MPD024 | Ground-Water-Source | WBAHP-CB: Heat Pump Split Syst | Heat Pump | 208 | 3 | False |  |  | Single-Speed |  |  |  | 26800 | 1326 | 20.2 | 16.2 | 23100 | 1611 | 4.2 | 3.6 | Non Federally-Regulated | 02/23/2016 |  | 08/08/2017
Enertech Global, LLC | GEOEXCEL | AST024A2 | MPD024 | Ground-Water-Source | WBAHP-CB: Heat Pump Split Syst | Heat Pump | 230 | 3 | False |  |  | Single-Speed |  |  |  | 26800 | 1326 | 20.2 | 16.2 | 23100 | 1611 | 4.2 | 3.6 | Non Federally-Regulated | 02/23/2016 |  | 08/08/2017
Enertech Global, LLC | GEOEXCEL | AST024A2 | MPD024 | Ground-Source | WBAHP-CB: Heat Pump Split Syst | Heat Pump | 208 | 3 | False |  |  | Single-Speed |  |  |  | 24900 | 1616 | 15.4 | 13.4 | 17800 | 1534 | 3.4 | 3.1 | Non Federally-Regulated | 02/23/2016 |  | 08/08/2017
Enertech Global, LLC | GEOEXCEL | AST024A2 | MPD024 | Ground-Source | WBAHP-CB: Heat Pump Split Syst | Heat Pump | 230 | 3 | False |  |  | Single-Speed |  |  |  | 24900 | 1616 | 15.4 | 13.4 | 17800 | 1534 | 3.4 | 3.1 | Non Federally-Regulated | 02/23/2016 |  | 08/08/2017
Enertech Global, LLC | GEOEXCEL | AST036A | MPD036 | Ground-Water-Source | WBAHP-CB: Heat Pump Split Syst | Heat Pump | 208 | 1 | False |  |  | Single-Speed |  |  |  | 40000 | 1851 | 21.6 | 16.2 | 35800 | 2440 | 4.3 | 3.6 | Non Federally-Regulated | 02/23/2016 |  | 08/08/2017
Enertech Global, LLC | GEOEXCEL | AST036A | MPD036 | Ground-Water-Source | WBAHP-CB: Heat Pump Split Syst | Heat Pump | 230 | 1 | False |  |  | Single-Speed |  |  |  | 40000 | 1851 | 21.6 | 16.2 | 35800 | 2440 | 4.3 | 3.6 | Non Federally-Regulated | 02/23/2016 |  | 08/08/2017
Enertech Global, LLC | GEOEXCEL | AST036A | MPD036 | Ground-Source | WBAHP-CB: Heat Pump Split Syst | Heat Pump | 208 | 1 | False |  |  | Single-Speed |  |  |  | 37400 | 2294 | 16.3 | 13.4 | 28000 | 2279 | 3.6 | 3.1 | Non Federally-Regulated | 02/23/2016 |  | 08/08/2017
Enertech Global, LLC | GEOEXCEL | AST036A | MPD036 | Ground-Source | WBAHP-CB: Heat Pump Split Syst | Heat Pump | 230 | 1 | False |  |  | Single-Speed |  |  |  | 37400 | 2294 | 16.3 | 13.4 | 28000 | 2279 | 3.6 | 3.1 | Non Federally-Regulated | 02/23/2016 |  | 08/08/2017
Enertech Global, LLC | GEOEXCEL | AST036A2 | MPD036 | Ground-Water-Source | WBAHP-CB: Heat Pump Split Syst | Heat Pump | 208 | 3 | False |  |  | Single-Speed |  |  |  | 40000 | 1851 | 21.6 | 16.2 | 35800 | 2440 | 4.3 | 3.6 | Non Federally-Regulated | 02/23/2016 |  | 08/08/2017
Enertech Global, LLC | GEOEXCEL | AST036A2 | MPD036 | Ground-Water-Source | WBAHP-CB: Heat Pump Split Syst | Heat Pump | 230 | 3 | False |  |  | Single-Speed |  |  |  | 40000 | 1851 | 21.6 | 16.2 | 35800 | 2440 | 4.3 | 3.6 | Non Federally-Regulated | 02/23/2016 |  | 08/08/2017
Enertech Global, LLC | GEOEXCEL | AST036A2 | MPD036 | Ground-Source | WBAHP-CB: Heat Pump Split Syst | Heat Pump | 208 | 3 | False |  |  | Single-Speed |  |  |  | 37400 | 2294 | 16.3 | 13.4 | 28000 | 2279 | 3.6 | 3.1 | Non Federally-Regulated | 02/23/2016 |  | 08/08/2017
Enertech Global, LLC | GEOEXCEL | AST036A2 | MPD036 | Ground-Source | WBAHP-CB: Heat Pump Split Syst | Heat Pump | 230 | 3 | False |  |  | Single-Speed |  |  |  | 37400 | 2294 | 16.3 | 13.4 | 28000 | 2279 | 3.6 | 3.1 | Non Federally-Regulated | 02/23/2016 |  | 08/08/2017
Enertech Global, LLC | GEOEXCEL | AST048A | MPD060 | Ground-Water-Source | WBAHP-CB: Heat Pump Split Syst | Heat Pump | 208 | 1 | False |  |  | Single-Speed |  |  |  | 55400 | 2308 | 24 | 16.2 | 44400 | 2891 | 4.5 | 3.6 | Non Federally-Regulated | 02/23/2016 |  | 08/08/2017
Enertech Global, LLC | GEOEXCEL | AST048A | MPD060 | Ground-Water-Source | WBAHP-CB: Heat Pump Split Syst | Heat Pump | 230 | 1 | False |  |  | Single-Speed |  |  |  | 55400 | 2308 | 24 | 16.2 | 44400 | 2891 | 4.5 | 3.6 | Non Federally-Regulated | 02/23/2016 |  | 08/08/2017
Enertech Global, LLC | GEOEXCEL | AST048A | MPD060 | Ground-Source | WBAHP-CB: Heat Pump Split Syst | Heat Pump | 208 | 1 | False |  |  | Single-Speed |  |  |  | 52000 | 2780 | 18.7 | 13.4 | 35900 | 2768 | 3.8 | 3.1 | Non Federally-Regulated | 02/23/2016 |  | 08/08/2017
Enertech Global, LLC | GEOEXCEL | AST048A | MPD060 | Ground-Source | WBAHP-CB: Heat Pump Split Syst | Heat Pump | 230 | 1 | False |  |  | Single-Speed |  |  |  | 52000 | 2780 | 18.7 | 13.4 | 35900 | 2768 | 3.8 | 3.1 | Non Federally-Regulated | 02/23/2016 |  | 08/08/2017
Enertech Global, LLC | GEOEXCEL | AST048A2 | MPD060 | Ground-Water-Source | WBAHP-CB: Heat Pump Split Syst | Heat Pump | 208 | 3 | False |  |  | Single-Speed |  |  |  | 55400 | 2308 | 24 | 16.2 | 44400 | 2891 | 4.5 | 3.6 | Non Federally-Regulated | 02/23/2016 |  | 08/08/2017
Enertech Global, LLC | GEOEXCEL | AST048A2 | MPD060 | Ground-Water-Source | WBAHP-CB: Heat Pump Split Syst | Heat Pump | 230 | 3 | False |  |  | Single-Speed |  |  |  | 55400 | 2308 | 24 | 16.2 | 44400 | 2891 | 4.5 | 3.6 | Non Federally-Regulated | 02/23/2016 |  | 08/08/2017
Enertech Global, LLC | GEOEXCEL | AST048A2 | MPD060 | Ground-Source | WBAHP-CB: Heat Pump Split Syst | Heat Pump | 208 | 3 | False |  |  | Single-Speed |  |  |  | 52000 | 2780 | 18.7 | 13.4 | 35900 | 2768 | 3.8 | 3.1 | Non Federally-Regulated | 02/23/2016 |  | 08/08/2017
Enertech Global, LLC | GEOEXCEL | AST048A2 | MPD060 | Ground-Source | WBAHP-CB: Heat Pump Split Syst | Heat Pump | 230 | 3 | False |  |  | Single-Speed |  |  |  | 52000 | 2780 | 18.7 | 13.4 | 35900 | 2768 | 3.8 | 3.1 | Non Federally-Regulated | 02/23/2016 |  | 08/08/2017
Enertech Global, LLC | GEOEXCEL | AST060A | MPD060 | Ground-Water-Source | WBAHP-CB: Heat Pump Split Syst | Heat Pump | 208 | 1 | False |  |  | Single-Speed | 2495 | 644 | 1 | 65900 | 3138 | 21 | 16.2 | 54900 | 3924 | 4.1 | 3.6 | Non Federally-Regulated | 02/23/2016 |  | 08/08/2017
Enertech Global, LLC | GEOEXCEL | AST060A | MPD060 | Ground-Water-Source | WBAHP-CB: Heat Pump Split Syst | Heat Pump | 230 | 1 | False |  |  | Single-Speed | 2495 | 644 | 1 | 65900 | 3138 | 21 | 16.2 | 54900 | 3924 | 4.1 | 3.6 | Non Federally-Regulated | 02/23/2016 |  | 08/08/2017
Enertech Global, LLC | GEOEXCEL | AST060A | MPD060 | Ground-Source | WBAHP-CB: Heat Pump Split Syst | Heat Pump | 208 | 1 | False |  |  | Single-Speed |  |  |  | 62200 | 3702 | 16.8 | 13.4 | 44200 | 3701 | 3.5 | 3.1 | Non Federally-Regulated | 02/23/2016 |  | 08/08/2017
Enertech Global, LLC | GEOEXCEL | AST060A | MPD060 | Ground-Source | WBAHP-CB: Heat Pump Split Syst | Heat Pump | 230 | 1 | False |  |  | Single-Speed |  |  |  | 62200 | 3702 | 16.8 | 13.4 | 44200 | 3701 | 3.5 | 3.1 | Non Federally-Regulated | 02/23/2016 |  | 08/08/2017
Enertech Global, LLC | GEOEXCEL | AST060A2 | MPD060 | Ground-Water-Source | WBAHP-CB: Heat Pump Split Syst | Heat Pump | 208 | 3 | False |  |  | Single-Speed | 2495 | 644 | 1 | 65900 | 3138 | 21 | 16.2 | 54900 | 3924 | 4.1 | 3.6 | Non Federally-Regulated | 02/23/2016 |  | 08/08/2017
Enertech Global, LLC | GEOEXCEL | AST060A2 | MPD060 | Ground-Water-Source | WBAHP-CB: Heat Pump Split Syst | Heat Pump | 230 | 3 | False |  |  | Single-Speed | 2495 | 644 | 1 | 65900 | 3138 | 21 | 16.2 | 54900 | 3924 | 4.1 | 3.6 | Non Federally-Regulated | 02/23/2016 |  | 08/08/2017
Enertech Global, LLC | GEOEXCEL | AST060A2 | MPD060 | Ground-Source | WBAHP-CB: Heat Pump Split Syst | Heat Pump | 208 | 3 | False |  |  | Single-Speed |  |  |  | 62200 | 3702 | 16.8 | 13.4 | 44200 | 3701 | 3.5 | 3.1 | Non Federally-Regulated | 02/23/2016 |  | 08/08/2017
Enertech Global, LLC | GEOEXCEL | AST060A2 | MPD060 | Ground-Source | WBAHP-CB: Heat Pump Split Syst | Heat Pump | 230 | 3 | False |  |  | Single-Speed |  |  |  | 62200 | 3702 | 16.8 | 13.4 | 44200 | 3701 | 3.5 | 3.1 | Non Federally-Regulated | 02/23/2016 |  | 08/08/2017
Enertech Global, LLC | GEOEXCEL | AST072A | MPD072 | Ground-Water-Source | WBAHP-CB: Heat Pump Split Syst | Heat Pump | 208 | 1 | False |  |  | Single-Speed | 2879 | 693 | 1 | 71800 | 3572 | 20.1 | 16.2 | 64000 | 4689 | 4 | 3.6 | Non Federally-Regulated | 02/23/2016 |  | 08/08/2017
Enertech Global, LLC | GEOEXCEL | AST072A | MPD072 | Ground-Water-Source | WBAHP-CB: Heat Pump Split Syst | Heat Pump | 230 | 1 | False |  |  | Single-Speed | 2879 | 693 | 1 | 71800 | 3572 | 20.1 | 16.2 | 64000 | 4689 | 4 | 3.6 | Non Federally-Regulated | 02/23/2016 |  | 08/08/2017
Enertech Global, LLC | GEOEXCEL | AST072A | MPD072 | Ground-Source | WBAHP-CB: Heat Pump Split Syst | Heat Pump | 208 | 1 | False |  |  | Single-Speed | 3638 | 693 | 0 | 68000 | 4331 | 15.7 | 13.4 | 51800 | 4465 | 3.4 | 3.1 | Non Federally-Regulated | 02/23/2016 |  | 08/08/2017
Enertech Global, LLC | GEOEXCEL | AST072A | MPD072 | Ground-Source | WBAHP-CB: Heat Pump Split Syst | Heat Pump | 230 | 1 | False |  |  | Single-Speed | 3638 | 693 | 0 | 68000 | 4331 | 15.7 | 13.4 | 51800 | 4465 | 3.4 | 3.1 | Non Federally-Regulated | 02/23/2016 |  | 08/08/2017
Enertech Global, LLC | GEOEXCEL | AST072A2 | MPD072 | Ground-Water-Source | WBAHP-CB: Heat Pump Split Syst | Heat Pump | 208 | 3 | False |  |  | Single-Speed | 2879 | 693 | 1 | 71800 | 3572 | 20.1 | 16.2 | 64000 | 4689 | 4 | 3.6 | Non Federally-Regulated | 02/23/2016 |  | 08/08/2017
Enertech Global, LLC | GEOEXCEL | AST072A2 | MPD072 | Ground-Water-Source | WBAHP-CB: Heat Pump Split Syst | Heat Pump | 230 | 3 | False |  |  | Single-Speed | 2879 | 693 | 1 | 71800 | 3572 | 20.1 | 16.2 | 64000 | 4689 | 4 | 3.6 | Non Federally-Regulated | 02/23/2016 |  | 08/08/2017
Enertech Global, LLC | GEOEXCEL | AST072A2 | MPD072 | Ground-Source | WBAHP-CB: Heat Pump Split Syst | Heat Pump | 208 | 3 | False |  |  | Single-Speed | 3638 | 693 | 0 | 68000 | 4331 | 15.7 | 13.4 | 51800 | 4465 | 3.4 | 3.1 | Non Federally-Regulated | 02/23/2016 |  | 08/08/2017
Enertech Global, LLC | GEOEXCEL | AST072A2 | MPD072 | Ground-Source | WBAHP-CB: Heat Pump Split Syst | Heat Pump | 230 | 3 | False |  |  | Single-Speed | 3638 | 693 | 0 | 68000 | 4331 | 15.7 | 13.4 | 51800 | 4465 | 3.4 | 3.1 | Non Federally-Regulated | 02/23/2016 |  | 08/08/2017
FHP Manufacturing Company | Bosch | SM024-1VT/CF*-***A*B* |  | Water-Source | WBAHP: Heat Pump Packaged Unit | Heat Pump | 208 | 1 |  |  |  | Dual-Speed |  |  |  | 26500 | 1558 | 17 | 11.2 | 31400 | 1586 | 5.8 | 4.2 | Federally-Regulated Commercial & Industrial Equipment | 02/22/2017 |  | 08/08/2017
FHP Manufacturing Company | Bosch | SM024-1VT/CF*-***A*B* |  | Water-Source | WBAHP: Heat Pump Packaged Unit | Heat Pump | 230 | 1 |  |  |  | Dual-Speed |  |  |  | 26500 | 1558 | 17 | 11.2 | 31400 | 1586 | 5.8 | 4.2 | Federally-Regulated Commercial & Industrial Equipment | 02/22/2017 |  | 08/08/2017
FHP Manufacturing Company | Bosch | SM024-1VT/CF*-***A*B* |  | Ground-Water-Source | WBAHP: Heat Pump Packaged Unit | Heat Pump | 208 | 1 |  |  |  | Dual-Speed |  |  |  | 30300 | 1169 | 25.9 | 16.2 | 24900 | 1489 | 4.9 | 3.6 | Non Federally-Regulated | 02/22/2017 |  | 08/08/2017
FHP Manufacturing Company | Bosch | SM024-1VT/CF*-***A*B* |  | Ground-Water-Source | WBAHP: Heat Pump Packaged Unit | Heat Pump | 230 | 1 |  |  |  | Dual-Speed |  |  |  | 30300 | 1169 | 25.9 | 16.2 | 24900 | 1489 | 4.9 | 3.6 | Non Federally-Regulated | 02/22/2017 |  | 08/08/2017
FHP Manufacturing Company | Bosch | SM024-1VT/CF*-***A*B* |  | Ground-Source | WBAHP: Heat Pump Packaged Unit | Heat Pump | 208 | 1 |  |  |  | Dual-Speed |  |  |  | 27300 | 1392 | 19.6 | 13.4 | 19100 | 1399 | 4 | 3.1 | Non Federally-Regulated | 02/22/2017 |  | 08/08/2017
FHP Manufacturing Company | Bosch | SM024-1VT/CF*-***A*B* |  | Ground-Source | WBAHP: Heat Pump Packaged Unit | Heat Pump | 230 | 1 |  |  |  | Dual-Speed |  |  |  | 27300 | 1392 | 19.6 | 13.4 | 19100 | 1399 | 4 | 3.1 | Non Federally-Regulated | 02/22/2017 |  | 08/08/2017
FHP Manufacturing Company | Bosch | SM024-1VT/CF*-*****B |  | Water-Source | WBAHP: Heat Pump Packaged Unit | Both Heat Pump and Electric Re | 208 | 1 |  |  |  | Dual-Speed |  |  |  | 26500 | 1558 | 17 | 11.2 | 31400 | 1586 | 5.8 | 4.2 | Federally-Regulated Commercial & Industrial Equipment | 09/20/2016 |  | 08/08/2017
FHP Manufacturing Company | Bosch | SM024-1VT/CF*-*****B |  | Water-Source | WBAHP: Heat Pump Packaged Unit | Both Heat Pump and Electric Re | 230 | 1 |  |  |  | Dual-Speed |  |  |  | 26500 | 1558 | 17 | 11.2 | 31400 | 1586 | 5.8 | 4.2 | Federally-Regulated Commercial & Industrial Equipment | 09/20/2016 |  | 08/08/2017
FHP Manufacturing Company | Bosch | SM024-1VT/CF*-*****B |  | Ground-Water-Source | WBAHP: Heat Pump Packaged Unit | Both Heat Pump and Electric Re | 208 | 1 |  |  |  | Dual-Speed |  |  |  | 30300 | 1169 | 25.9 | 16.2 | 24900 | 1489 | 4.9 | 3.6 | Non Federally-Regulated | 09/20/2016 |  | 08/08/2017
FHP Manufacturing Company | Bosch | SM024-1VT/CF*-*****B |  | Ground-Water-Source | WBAHP: Heat Pump Packaged Unit | Both Heat Pump and Electric Re | 230 | 1 |  |  |  | Dual-Speed |  |  |  | 30300 | 1169 | 25.9 | 16.2 | 24900 | 1489 | 4.9 | 3.6 | Non Federally-Regulated | 09/20/2016 |  | 08/08/2017
FHP Manufacturing Company | Bosch | SM024-1VT/CF*-*****B |  | Ground-Source | WBAHP: Heat Pump Packaged Unit | Both Heat Pump and Electric Re | 208 | 1 |  |  |  | Dual-Speed |  |  |  | 27300 | 1392 | 19.6 | 13.4 | 19100 | 1399 | 4 | 3.1 | Non Federally-Regulated | 09/20/2016 |  | 08/08/2017
FHP Manufacturing Company | Bosch | SM024-1VT/CF*-*****B |  | Ground-Source | WBAHP: Heat Pump Packaged Unit | Both Heat Pump and Electric Re | 230 | 1 |  |  |  | Dual-Speed |  |  |  | 27300 | 1392 | 19.6 | 13.4 | 19100 | 1399 | 4 | 3.1 | Non Federally-Regulated | 09/20/2016 |  | 08/08/2017
FHP Manufacturing Company | Bosch | SM036-1VT/CF*-*****B |  | Water-Source | WBAHP: Heat Pump Packaged Unit | Both Heat Pump and Electric Re | 208 | 1 |  |  |  | Dual-Speed |  |  |  | 40700 | 2153 | 18.9 | 11.2 | 47200 | 2161 | 6.4 | 4.2 | Federally-Regulated Commercial & Industrial Equipment | 09/20/2016 |  | 08/08/2017
FHP Manufacturing Company | Bosch | SM036-1VT/CF*-*****B |  | Water-Source | WBAHP: Heat Pump Packaged Unit | Both Heat Pump and Electric Re | 230 | 1 |  |  |  | Dual-Speed |  |  |  | 40700 | 2153 | 18.9 | 11.2 | 47200 | 2161 | 6.4 | 4.2 | Federally-Regulated Commercial & Industrial Equipment | 09/20/2016 |  | 08/08/2017
FHP Manufacturing Company | Bosch | SM036-1VT/CF*-*****B |  | Ground-Water-Source | WBAHP: Heat Pump Packaged Unit | Both Heat Pump and Electric Re | 208 | 1 |  |  |  | Dual-Speed |  |  |  | 44900 | 1669 | 26.9 | 16.2 | 37800 | 2014 | 5.5 | 3.6 | Non Federally-Regulated | 09/20/2016 |  | 08/08/2017
FHP Manufacturing Company | Bosch | SM036-1VT/CF*-*****B |  | Ground-Water-Source | WBAHP: Heat Pump Packaged Unit | Both Heat Pump and Electric Re | 230 | 1 |  |  |  | Dual-Speed |  |  |  | 44900 | 1669 | 26.9 | 16.2 | 37800 | 2014 | 5.5 | 3.6 | Non Federally-Regulated | 09/20/2016 |  | 08/08/2017
FHP Manufacturing Company | Bosch | SM036-1VT/CF*-*****B |  | Ground-Source | WBAHP: Heat Pump Packaged Unit | Both Heat Pump and Electric Re | 208 | 1 |  |  |  | Dual-Speed |  |  |  | 41300 | 1920 | 21.5 | 13.4 | 29200 | 1901 | 4.5 | 3.1 | Non Federally-Regulated | 09/20/2016 |  | 08/08/2017
FHP Manufacturing Company | Bosch | SM036-1VT/CF*-*****B |  | Ground-Source | WBAHP: Heat Pump Packaged Unit | Both Heat Pump and Electric Re | 230 | 1 |  |  |  | Dual-Speed |  |  |  | 41300 | 1920 | 21.5 | 13.4 | 29200 | 1901 | 4.5 | 3.1 | Non Federally-Regulated | 09/20/2016 |  | 08/08/2017
FHP Manufacturing Company | Bosch | SM048-1VT/CF*-*****B* |  | Water-Source | WBAHP: Heat Pump Packaged Unit | Both Heat Pump and Electric Re | 208 | 1 |  |  |  | Dual-Speed |  |  |  | 52100 | 3101 | 16.8 | 11.2 | 59700 | 3069 | 5.7 | 4.2 | Federally-Regulated Commercial & Industrial Equipment | 09/20/2016 |  | 08/08/2017
FHP Manufacturing Company | Bosch | SM048-1VT/CF*-*****B* |  | Water-Source | WBAHP: Heat Pump Packaged Unit | Both Heat Pump and Electric Re | 230 | 1 |  |  |  | Dual-Speed |  |  |  | 52100 | 3101 | 16.8 | 11.2 | 59700 | 3069 | 5.7 | 4.2 | Federally-Regulated Commercial & Industrial Equipment | 09/20/2016 |  | 08/08/2017
FHP Manufacturing Company | Bosch | SM048-1VT/CF*-*****B* |  | Ground-Water-Source | WBAHP: Heat Pump Packaged Unit | Both Heat Pump and Electric Re | 208 | 1 |  |  |  | Dual-Speed |  |  |  | 58200 | 2318 | 25.1 | 16.2 | 48000 | 2870 | 4.9 | 3.6 | Non Federally-Regulated | 09/20/2016 |  | 08/08/2017
FHP Manufacturing Company | Bosch | SM048-1VT/CF*-*****B* |  | Ground-Water-Source | WBAHP: Heat Pump Packaged Unit | Both Heat Pump and Electric Re | 230 | 1 |  |  |  | Dual-Speed |  |  |  | 58200 | 2318 | 25.1 | 16.2 | 48000 | 2870 | 4.9 | 3.6 | Non Federally-Regulated | 09/20/2016 |  | 08/08/2017
FHP Manufacturing Company | Bosch | SM048-1VT/CF*-*****B* |  | Ground-Source | WBAHP: Heat Pump Packaged Unit | Both Heat Pump and Electric Re | 208 | 1 |  |  |  | Dual-Speed |  |  |  | 53200 | 2756 | 19.3 | 13.4 | 37300 | 2602 | 4.2 | 3.1 | Non Federally-Regulated | 09/20/2016 |  | 08/08/2017
FHP Manufacturing Company | Bosch | SM048-1VT/CF*-*****B* |  | Ground-Source | WBAHP: Heat Pump Packaged Unit | Both Heat Pump and Electric Re | 230 | 1 |  |  |  | Dual-Speed |  |  |  | 53200 | 2756 | 19.3 | 13.4 | 37300 | 2602 | 4.2 | 3.1 | Non Federally-Regulated | 09/20/2016 |  | 08/08/2017
FHP Manufacturing Company | Bosch | SM060-1VT/CF*-*****B |  | Water-Source | WBAHP: Heat Pump Packaged Unit | Both Heat Pump and Electric Re | 208 | 1 |  |  |  | Dual-Speed |  |  |  | 63800 | 3866 | 16.5 | 11.2 | 77300 | 4045 | 5.6 | 4.2 | Federally-Regulated Commercial & Industrial Equipment | 09/20/2016 |  | 08/08/2017
FHP Manufacturing Company | Bosch | SM060-1VT/CF*-*****B |  | Water-Source | WBAHP: Heat Pump Packaged Unit | Both Heat Pump and Electric Re | 230 | 1 |  |  |  | Dual-Speed |  |  |  | 63800 | 3866 | 16.5 | 11.2 | 77300 | 4045 | 5.6 | 4.2 | Federally-Regulated Commercial & Industrial Equipment | 09/20/2016 |  | 08/08/2017
FHP Manufacturing Company | Arcoaire | HP048D/H/V* |  | Water-Source | WBAHP: Heat Pump Packaged Unit | Heat Pump | 208 | 1 |  |  |  | Single-Speed |  |  |  | 48000 | 3555 | 13.5 | 11.2 | 58000 | 3541 | 4.8 | 4.2 | Federally-Regulated Commercial & Industrial Equipment | 08/22/2016 |  | 09/01/2017
FHP Manufacturing Company | Arcoaire | HP048D/H/V* |  | Water-Source | WBAHP: Heat Pump Packaged Unit | Heat Pump | 230 | 1 |  |  |  | Single-Speed |  |  |  | 48000 | 3555 | 13.5 | 11.2 | 58000 | 3541 | 4.8 | 4.2 | Federally-Regulated Commercial & Industrial Equipment | 08/22/2016 |  | 09/01/2017
FHP Manufacturing Company | Arcoaire | HP048D/H/V* |  | Ground-Water-Source | WBAHP: Heat Pump Packaged Unit | Heat Pump | 208 | 1 |  |  |  | Single-Speed |  |  |  | 54000 | 2842 | 19 | 16.2 | 48000 | 3349 | 4.2 | 3.6 | Non Federally-Regulated | 08/22/2016 |  | 09/01/2017
FHP Manufacturing Company | Arcoaire | HP048D/H/V* |  | Ground-Water-Source | WBAHP: Heat Pump Packaged Unit | Heat Pump | 230 | 1 |  |  |  | Single-Speed |  |  |  | 54000 | 2842 | 19 | 16.2 | 48000 | 3349 | 4.2 | 3.6 | Non Federally-Regulated | 08/22/2016 |  | 09/01/2017
FHP Manufacturing Company | Arcoaire | HP048D/H/V* |  | Ground-Source | WBAHP: Heat Pump Packaged Unit | Heat Pump | 208 | 1 |  |  |  | Single-Speed |  |  |  | 49000 | 3161 | 15.5 | 13.4 | 38000 | 3093 | 3.6 | 3.1 | Non Federally-Regulated | 08/22/2016 |  | 09/01/2017
FHP Manufacturing Company | Arcoaire | HP048D/H/V* |  | Ground-Source | WBAHP: Heat Pump Packaged Unit | Heat Pump | 230 | 1 |  |  |  | Single-Speed |  |  |  | 49000 | 3161 | 15.5 | 13.4 | 38000 | 3093 | 3.6 | 3.1 | Non Federally-Regulated | 08/22/2016 |  | 09/01/2017
FHP Manufacturing Company | Arcoaire | CA009-1**-*****B |  | Water-Source | WBAHP-O: Heat Pump Packaged Un | Heat Pump | 200 | 1 |  |  |  | Single-Speed |  |  |  | 8700 | 649 | 13.4 | 11.2 | 9500 | 618 | 4.5 | 4.2 | Federally-Regulated Commercial & Industrial Equipment | 08/22/2016 |  | 09/01/2017
FHP Manufacturing Company | Arcoaire | CA009-1**-*****B |  | Water-Source | WBAHP-O: Heat Pump Packaged Un | Heat Pump | 230 | 1 |  |  |  | Single-Speed |  |  |  | 8700 | 649 | 13.4 | 11.2 | 9500 | 618 | 4.5 | 4.2 | Federally-Regulated Commercial & Industrial Equipment | 08/22/2016 |  | 09/01/2017
FHP Manufacturing Company | Arcoaire | CA009-1**-*****B |  | Ground-Water-Source | WBAHP-O: Heat Pump Packaged Un | Heat Pump | 200 | 1 |  |  |  | Single-Speed |  |  |  | 10300 | 479 | 21.5 | 16.2 | 8000 | 601 | 3.9 | 3.6 | Non Federally-Regulated | 08/22/2016 |  | 09/01/2017
FHP Manufacturing Company | Arcoaire | CA009-1**-*****B |  | Ground-Water-Source | WBAHP-O: Heat Pump Packaged Un | Heat Pump | 230 | 1 |  |  |  | Single-Speed |  |  |  | 10300 | 479 | 21.5 | 16.2 | 8000 | 601 | 3.9 | 3.6 | Non Federally-Regulated | 08/22/2016 |  | 09/01/2017
FHP Manufacturing Company | Arcoaire | CA009-1**-*****B |  | Ground-Source | WBAHP-O: Heat Pump Packaged Un | Heat Pump | 200 | 1 |  |  |  | Single-Speed |  |  |  | 9100 | 587 | 15.5 | 13.4 | 6000 | 549 | 3.2 | 3.1 | Non Federally-Regulated | 08/22/2016 |  | 09/01/2017
FHP Manufacturing Company | Arcoaire | CA009-1**-*****B |  | Ground-Source | WBAHP-O: Heat Pump Packaged Un | Heat Pump | 230 | 1 |  |  |  | Single-Speed |  |  |  | 9100 | 587 | 15.5 | 13.4 | 6000 | 549 | 3.2 | 3.1 | Non Federally-Regulated | 08/22/2016 |  | 09/01/2017
FHP Manufacturing Company | Bosch | BC009-1 |  | Water-Source | WBAHP-O: Heat Pump Packaged Un | Heat Pump | 208 | 1 |  |  |  | Single-Speed |  |  |  | 8200 | 635 | 12.9 | 11.2 | 9400 | 598 | 4.6 | 4.2 | Federally-Regulated Commercial & Industrial Equipment | 08/22/2016 |  | 09/01/2017
FHP Manufacturing Company | Bosch | BC009-1 |  | Water-Source | WBAHP-O: Heat Pump Packaged Un | Heat Pump | 230 | 1 |  |  |  | Single-Speed |  |  |  | 8200 | 635 | 12.9 | 11.2 | 9400 | 598 | 4.6 | 4.2 | Federally-Regulated Commercial & Industrial Equipment | 08/22/2016 |  | 09/01/2017
FHP Manufacturing Company | Bosch | BC009-1 |  | Ground-Water-Source | WBAHP-O: Heat Pump Packaged Un | Heat Pump | 208 | 1 |  |  |  | Single-Speed |  |  |  | 10200 | 457 | 22.3 | 16.2 | 7400 | 570 | 3.8 | 3.6 | Non Federally-Regulated | 08/22/2016 |  | 09/01/2017
FHP Manufacturing Company | Bosch | BC009-1 |  | Ground-Water-Source | WBAHP-O: Heat Pump Packaged Un | Heat Pump | 230 | 1 |  |  |  | Single-Speed |  |  |  | 10200 | 457 | 22.3 | 16.2 | 7400 | 570 | 3.8 | 3.6 | Non Federally-Regulated | 08/22/2016 |  | 09/01/2017
FHP Manufacturing Company | Bosch | BC009-1 |  | Ground-Source | WBAHP-O: Heat Pump Packaged Un | Heat Pump | 208 | 1 |  |  |  | Single-Speed |  |  |  | 9000 | 562 | 16 | 13.4 | 5400 | 479 | 3.3 | 3.1 | Non Federally-Regulated | 08/22/2016 |  | 09/01/2017
FHP Manufacturing Company | Bosch | BC009-1 |  | Ground-Source | WBAHP-O: Heat Pump Packaged Un | Heat Pump | 230 | 1 |  |  |  | Single-Speed |  |  |  | 9000 | 562 | 16 | 13.4 | 5400 | 479 | 3.3 | 3.1 | Non Federally-Regulated | 08/22/2016 |  | 09/01/2017
FHP Manufacturing Company | Bosch | BC009-0 |  | Water-Source | WBAHP-O: Heat Pump Packaged Un | Heat Pump | 115 | 1 |  |  |  | Single-Speed |  |  |  | 8200 | 635 | 12.9 | 11.2 | 9400 | 598 | 4.6 | 4.2 | Federally-Regulated Commercial & Industrial Equipment | 08/22/2016 |  | 09/01/2017
FHP Manufacturing Company | Bosch | BC009-0 |  | Ground-Water-Source | WBAHP-O: Heat Pump Packaged Un | Heat Pump | 115 | 1 |  |  |  | Single-Speed |  |  |  | 10200 | 457 | 22.3 | 16.2 | 7400 | 570 | 3.8 | 3.6 | Non Federally-Regulated | 08/22/2016 |  | 09/01/2017
FHP Manufacturing Company | Bosch | BC009-0 |  | Ground-Source | WBAHP-O: Heat Pump Packaged Un | Heat Pump | 115 | 1 |  |  |  | Single-Speed |  |  |  | 9000 | 562 | 16 | 13.4 | 5400 | 479 | 3.3 | 3.1 | Non Federally-Regulated | 08/22/2016 |  | 09/01/2017
FHP Manufacturing Company | Bosch | BC009-2 |  | Water-Source | WBAHP-O: Heat Pump Packaged Un | Heat Pump | 265 | 1 |  |  |  | Single-Speed |  |  |  | 8200 | 635 | 12.9 | 11.2 | 9400 | 598 | 4.6 | 4.2 | Federally-Regulated Commercial & Industrial Equipment | 08/22/2016 |  | 09/01/2017
FHP Manufacturing Company | Bosch | BC009-2 |  | Ground-Water-Source | WBAHP-O: Heat Pump Packaged Un | Heat Pump | 265 | 1 |  |  |  | Single-Speed |  |  |  | 10200 | 457 | 22.3 | 16.2 | 7400 | 570 | 3.8 | 3.6 | Non Federally-Regulated | 08/22/2016 |  | 09/01/2017
FHP Manufacturing Company | Bosch | BC009-2 |  | Ground-Source | WBAHP-O: Heat Pump Packaged Un | Heat Pump | 265 | 1 |  |  |  | Single-Speed |  |  |  | 9000 | 562 | 16 | 13.4 | 5400 | 479 | 3.3 | 3.1 | Non Federally-Regulated | 08/22/2016 |  | 09/01/2017
FHP Manufacturing Company | Bosch | BC012-1 |  | Water-Source | WBAHP-O: Heat Pump Packaged Un | Heat Pump | 208 | 1 |  |  |  | Single-Speed |  |  |  | 10500 | 860 | 12.2 | 11.2 | 12400 | 845 | 4.3 | 4.2 | Federally-Regulated Commercial & Industrial Equipment | 08/22/2016 |  | 09/01/2017
FHP Manufacturing Company | Bosch | BC012-1 |  | Water-Source | WBAHP-O: Heat Pump Packaged Un | Heat Pump | 230 | 1 |  |  |  | Single-Speed |  |  |  | 10500 | 860 | 12.2 | 11.2 | 12400 | 845 | 4.3 | 4.2 | Federally-Regulated Commercial & Industrial Equipment | 08/22/2016 |  | 09/01/2017
FHP Manufacturing Company | Bosch | BC012-1 |  | Ground-Water-Source | WBAHP-O: Heat Pump Packaged Un | Heat Pump | 208 | 1 |  |  |  | Single-Speed |  |  |  | 13000 | 670 | 19.4 | 16.2 | 10900 | 840 | 3.8 | 3.6 | Non Federally-Regulated | 08/22/2016 |  | 09/01/2017
FHP Manufacturing Company | Bosch | BC012-1 |  | Ground-Water-Source | WBAHP-O: Heat Pump Packaged Un | Heat Pump | 230 | 1 |  |  |  | Single-Speed |  |  |  | 13000 | 670 | 19.4 | 16.2 | 10900 | 840 | 3.8 | 3.6 | Non Federally-Regulated | 08/22/2016 |  | 09/01/2017
FHP Manufacturing Company | Bosch | BC012-1 |  | Ground-Source | WBAHP-O: Heat Pump Packaged Un | Heat Pump | 208 | 1 |  |  |  | Single-Speed |  |  |  | 11500 | 809 | 14.2 | 13.4 | 8400 | 746 | 3.3 | 3.1 | Non Federally-Regulated | 08/22/2016 |  | 09/01/2017
FHP Manufacturing Company | Bosch | BC012-1 |  | Ground-Source | WBAHP-O: Heat Pump Packaged Un | Heat Pump | 230 | 1 |  |  |  | Single-Speed |  |  |  | 11500 | 809 | 14.2 | 13.4 | 8400 | 746 | 3.3 | 3.1 | Non Federally-Regulated | 08/22/2016 |  | 09/01/2017
FHP Manufacturing Company | Bosch | BC012-0 |  | Water-Source | WBAHP-O: Heat Pump Packaged Un | Heat Pump | 115 | 1 |  |  |  | Single-Speed |  |  |  | 10500 | 860 | 12.2 | 11.2 | 12400 | 845 | 4.3 | 4.2 | Federally-Regulated Commercial & Industrial Equipment | 08/22/2016 |  | 09/01/2017
FHP Manufacturing Company | Bosch | BC012-0 |  | Ground-Water-Source | WBAHP-O: Heat Pump Packaged Un | Heat Pump | 115 | 1 |  |  |  | Single-Speed |  |  |  | 13000 | 670 | 19.4 | 16.2 | 10900 | 840 | 3.8 | 3.6 | Non Federally-Regulated | 08/22/2016 |  | 09/01/2017
FHP Manufacturing Company | Bosch | BC012-0 |  | Ground-Source | WBAHP-O: Heat Pump Packaged Un | Heat Pump | 115 | 1 |  |  |  | Single-Speed |  |  |  | 11500 | 809 | 14.2 | 13.4 | 8400 | 746 | 3.3 | 3.1 | Non Federally-Regulated | 08/22/2016 |  | 09/01/2017
FHP Manufacturing Company | Bosch | BC012-2 |  | Water-Source | WBAHP-O: Heat Pump Packaged Un | Heat Pump | 265 | 1 |  |  |  | Single-Speed |  |  |  | 10500 | 860 | 12.2 | 11.2 | 12400 | 845 | 4.3 | 4.2 | Federally-Regulated Commercial & Industrial Equipment | 08/22/2016 |  | 09/01/2017
FHP Manufacturing Company | Bosch | BC012-2 |  | Ground-Water-Source | WBAHP-O: Heat Pump Packaged Un | Heat Pump | 265 | 1 |  |  |  | Single-Speed |  |  |  | 13000 | 670 | 19.4 | 16.2 | 10900 | 840 | 3.8 | 3.6 | Non Federally-Regulated | 08/22/2016 |  | 09/01/2017
FHP Manufacturing Company | Bosch | BC012-2 |  | Ground-Source | WBAHP-O: Heat Pump Packaged Un | Heat Pump | 265 | 1 |  |  |  | Single-Speed |  |  |  | 11500 | 809 | 14.2 | 13.4 | 8400 | 746 | 3.3 | 3.1 | Non Federally-Regulated | 08/22/2016 |  | 09/01/2017
FHP Manufacturing Company | Bosch | BC015-1 |  | Water-Source | WBAHP-O: Heat Pump Packaged Un | Heat Pump | 208 | 1 |  |  |  | Single-Speed |  |  |  | 14400 | 1082 | 13.3 | 11.2 | 15000 | 1022 | 4.3 | 4.2 | Federally-Regulated Commercial & Industrial Equipment | 08/22/2016 |  | 09/01/2017
FHP Manufacturing Company | Bosch | BC015-1 |  | Water-Source | WBAHP-O: Heat Pump Packaged Un | Heat Pump | 230 | 1 |  |  |  | Single-Speed |  |  |  | 14400 | 1082 | 13.3 | 11.2 | 15000 | 1022 | 4.3 | 4.2 | Federally-Regulated Commercial & Industrial Equipment | 08/22/2016 |  | 09/01/2017
FHP Manufacturing Company | Bosch | BC015-1 |  | Ground-Water-Source | WBAHP-O: Heat Pump Packaged Un | Heat Pump | 208 | 1 |  |  |  | Single-Speed |  |  |  | 16400 | 828 | 19.8 | 16.2 | 11800 | 960 | 3.6 | 3.6 | Non Federally-Regulated | 08/22/2016 |  | 09/01/2017
FHP Manufacturing Company | Bosch | BC015-1 |  | Ground-Water-Source | WBAHP-O: Heat Pump Packaged Un | Heat Pump | 230 | 1 |  |  |  | Single-Speed |  |  |  | 16400 | 828 | 19.8 | 16.2 | 11800 | 960 | 3.6 | 3.6 | Non Federally-Regulated | 08/22/2016 |  | 09/01/2017
FHP Manufacturing Company | Bosch | BC015-1 |  | Ground-Source | WBAHP-O: Heat Pump Packaged Un | Heat Pump | 208 | 1 |  |  |  | Single-Speed |  |  |  | 14700 | 1013 | 14.5 | 13.4 | 9800 | 870 | 3.3 | 3.1 | Non Federally-Regulated | 08/22/2016 |  | 09/01/2017
FHP Manufacturing Company | Bosch | BC015-1 |  | Ground-Source | WBAHP-O: Heat Pump Packaged Un | Heat Pump | 230 | 1 |  |  |  | Single-Speed |  |  |  | 14700 | 1013 | 14.5 | 13.4 | 9800 | 870 | 3.3 | 3.1 | Non Federally-Regulated | 08/22/2016 |  | 09/01/2017
FHP Manufacturing Company | Bosch | BC015-0 |  | Water-Source | WBAHP-O: Heat Pump Packaged Un | Heat Pump | 115 | 1 |  |  |  | Single-Speed |  |  |  | 14400 | 1082 | 13.3 | 11.2 | 15000 | 1022 | 4.3 | 4.2 | Federally-Regulated Commercial & Industrial Equipment | 08/22/2016 |  | 09/01/2017
FHP Manufacturing Company | Bosch | BC015-0 |  | Ground-Water-Source | WBAHP-O: Heat Pump Packaged Un | Heat Pump | 115 | 1 |  |  |  | Single-Speed |  |  |  | 16400 | 828 | 19.8 | 16.2 | 11800 | 960 | 3.6 | 3.6 | Non Federally-Regulated | 08/22/2016 |  | 09/01/2017
FHP Manufacturing Company | Bosch | BC015-0 |  | Ground-Source | WBAHP-O: Heat Pump Packaged Un | Heat Pump | 115 | 1 |  |  |  | Single-Speed |  |  |  | 14700 | 1013 | 14.5 | 13.4 | 9800 | 870 | 3.3 | 3.1 | Non Federally-Regulated | 08/22/2016 |  | 09/01/2017
FHP Manufacturing Company | Bosch | BC015-2 |  | Water-Source | WBAHP-O: Heat Pump Packaged Un | Heat Pump | 265 | 1 |  |  |  | Single-Speed |  |  |  | 14400 | 1082 | 13.3 | 11.2 | 15000 | 1022 | 4.3 | 4.2 | Federally-Regulated Commercial & Industrial Equipment | 08/22/2016 |  | 09/01/2017
FHP Manufacturing Company | Bosch | BC015-2 |  | Ground-Water-Source | WBAHP-O: Heat Pump Packaged Un | Heat Pump | 265 | 1 |  |  |  | Single-Speed |  |  |  | 16400 | 828 | 19.8 | 16.2 | 11800 | 960 | 3.6 | 3.6 | Non Federally-Regulated | 08/22/2016 |  | 09/01/2017
FHP Manufacturing Company | Bosch | BC015-2 |  | Ground-Source | WBAHP-O: Heat Pump Packaged Un | Heat Pump | 265 | 1 |  |  |  | Single-Speed |  |  |  | 14700 | 1013 | 14.5 | 13.4 | 9800 | 870 | 3.3 | 3.1 | Non Federally-Regulated | 08/22/2016 |  | 09/01/2017
FHP Manufacturing Company | Bosch | BC018-1 |  | Water-Source | WBAHP-O: Heat Pump Packaged Un | Heat Pump | 208 | 1 |  |  |  | Single-Speed |  |  |  | 16400 | 1333 | 12.3 | 11.2 | 17500 | 1192 | 4.3 | 4.2 | Federally-Regulated Commercial & Industrial Equipment | 08/22/2016 |  | 09/01/2017
FHP Manufacturing Company | Bosch | BC018-1 |  | Water-Source | WBAHP-O: Heat Pump Packaged Un | Heat Pump | 230 | 1 |  |  |  | Single-Speed |  |  |  | 16400 | 1333 | 12.3 | 11.2 | 17500 | 1192 | 4.3 | 4.2 | Federally-Regulated Commercial & Industrial Equipment | 08/22/2016 |  | 09/01/2017
FHP Manufacturing Company | Bosch | BC018-1 |  | Ground-Water-Source | WBAHP-O: Heat Pump Packaged Un | Heat Pump | 208 | 1 |  |  |  | Single-Speed |  |  |  | 18300 | 1039 | 17.6 | 16.2 | 14600 | 1188 | 3.6 | 3.6 | Non Federally-Regulated | 08/22/2016 |  | 09/01/2017
FHP Manufacturing Company | Bosch | BC018-1 |  | Ground-Water-Source | WBAHP-O: Heat Pump Packaged Un | Heat Pump | 230 | 1 |  |  |  | Single-Speed |  |  |  | 18300 | 1039 | 17.6 | 16.2 | 14600 | 1188 | 3.6 | 3.6 | Non Federally-Regulated | 08/22/2016 |  | 09/01/2017
FHP Manufacturing Company | Bosch | BC018-1 |  | Ground-Source | WBAHP-O: Heat Pump Packaged Un | Heat Pump | 208 | 1 |  |  |  | Single-Speed |  |  |  | 17000 | 1214 | 14 | 13.4 | 12000 | 1134 | 3.1 | 3.1 | Non Federally-Regulated | 08/22/2016 |  | 09/01/2017
FHP Manufacturing Company | Bosch | BC018-1 |  | Ground-Source | WBAHP-O: Heat Pump Packaged Un | Heat Pump | 230 | 1 |  |  |  | Single-Speed |  |  |  | 17000 | 1214 | 14 | 13.4 | 12000 | 1134 | 3.1 | 3.1 | Non Federally-Regulated | 08/22/2016 |  | 09/01/2017
FHP Manufacturing Company | Bosch | BC018-2 |  | Water-Source | WBAHP-O: Heat Pump Packaged Un | Heat Pump | 265 | 1 |  |  |  | Single-Speed |  |  |  | 16400 | 1333 | 12.3 | 11.2 | 17500 | 1192 | 4.3 | 4.2 | Federally-Regulated Commercial & Industrial Equipment | 08/22/2016 |  | 09/01/2017
FHP Manufacturing Company | Bosch | BC018-2 |  | Ground-Water-Source | WBAHP-O: Heat Pump Packaged Un | Heat Pump | 265 | 1 |  |  |  | Single-Speed |  |  |  | 18300 | 1039 | 17.6 | 16.2 | 14600 | 1188 | 3.6 | 3.6 | Non Federally-Regulated | 08/22/2016 |  | 09/01/2017
FHP Manufacturing Company | Bosch | BC018-2 |  | Ground-Source | WBAHP-O: Heat Pump Packaged Un | Heat Pump | 265 | 1 |  |  |  | Single-Speed |  |  |  | 17000 | 1214 | 14 | 13.4 | 12000 | 1134 | 3.1 | 3.1 | Non Federally-Regulated | 08/22/2016 |  | 09/01/2017
FHP Manufacturing Company | Bryant | GP048C/H/V******1*X1 |  | Water-Source | WBAHP: Heat Pump Packaged Unit | Heat Pump | 208 | 1 |  |  |  | Single-Speed |  |  |  | 48000 | 3555 | 13.5 | 11.2 | 58000 | 3541 | 4.8 | 4.2 | Federally-Regulated Commercial & Industrial Equipment | 08/22/2016 |  | 09/01/2017
FHP Manufacturing Company | Bryant | GP048C/H/V******1*X1 |  | Water-Source | WBAHP: Heat Pump Packaged Unit | Heat Pump | 230 | 1 |  |  |  | Single-Speed |  |  |  | 48000 | 3555 | 13.5 | 11.2 | 58000 | 3541 | 4.8 | 4.2 | Federally-Regulated Commercial & Industrial Equipment | 08/22/2016 |  | 09/01/2017
FHP Manufacturing Company | Bryant | GP048C/H/V******1*X1 |  | Ground-Water-Source | WBAHP: Heat Pump Packaged Unit | Heat Pump | 208 | 1 |  |  |  | Single-Speed |  |  |  | 54000 | 2842 | 19 | 16.2 | 48000 | 3349 | 4.2 | 3.6 | Non Federally-Regulated | 08/22/2016 |  | 09/01/2017
FHP Manufacturing Company | Bryant | GP048C/H/V******1*X1 |  | Ground-Water-Source | WBAHP: Heat Pump Packaged Unit | Heat Pump | 230 | 1 |  |  |  | Single-Speed |  |  |  | 54000 | 2842 | 19 | 16.2 | 48000 | 3349 | 4.2 | 3.6 | Non Federally-Regulated | 08/22/2016 |  | 09/01/2017
FHP Manufacturing Company | Bryant | GP048C/H/V******1*X1 |  | Ground-Source | WBAHP: Heat Pump Packaged Unit | Heat Pump | 208 | 1 |  |  |  | Single-Speed |  |  |  | 49000 | 3161 | 15.5 | 13.4 | 38000 | 3093 | 3.6 | 3.1 | Non Federally-Regulated | 08/22/2016 |  | 09/01/2017
FHP Manufacturing Company | Bryant | GP048C/H/V******1*X1 |  | Ground-Source | WBAHP: Heat Pump Packaged Unit | Heat Pump | 230 | 1 |  |  |  | Single-Speed |  |  |  | 49000 | 3161 | 15.5 | 13.4 | 38000 | 3093 | 3.6 | 3.1 | Non Federally-Regulated | 08/22/2016 |  | 09/01/2017
FHP Manufacturing Company | Carrier | GP048C/H/V******1**1 |  | Water-Source | WBAHP: Heat Pump Packaged Unit | Heat Pump | 208 | 1 |  |  |  | Single-Speed |  |  |  | 48000 | 3555 | 13.5 | 11.2 | 58000 | 3541 | 4.8 | 4.2 | Federally-Regulated Commercial & Industrial Equipment | 08/22/2016 |  | 09/01/2017
FHP Manufacturing Company | Carrier | GP048C/H/V******1**1 |  | Water-Source | WBAHP: Heat Pump Packaged Unit | Heat Pump | 230 | 1 |  |  |  | Single-Speed |  |  |  | 48000 | 3555 | 13.5 | 11.2 | 58000 | 3541 | 4.8 | 4.2 | Federally-Regulated Commercial & Industrial Equipment | 08/22/2016 |  | 09/01/2017
FHP Manufacturing Company | Carrier | GP048C/H/V******1**1 |  | Ground-Water-Source | WBAHP: Heat Pump Packaged Unit | Heat Pump | 208 | 1 |  |  |  | Single-Speed |  |  |  | 54000 | 2842 | 19 | 16.2 | 48000 | 3349 | 4.2 | 3.6 | Non Federally-Regulated | 08/22/2016 |  | 09/01/2017
FHP Manufacturing Company | Carrier | GP048C/H/V******1**1 |  | Ground-Water-Source | WBAHP: Heat Pump Packaged Unit | Heat Pump | 230 | 1 |  |  |  | Single-Speed |  |  |  | 54000 | 2842 | 19 | 16.2 | 48000 | 3349 | 4.2 | 3.6 | Non Federally-Regulated | 08/22/2016 |  | 09/01/2017
FHP Manufacturing Company | Carrier | GP048C/H/V******1**1 |  | Ground-Source | WBAHP: Heat Pump Packaged Unit | Heat Pump | 208 | 1 |  |  |  | Single-Speed |  |  |  | 49000 | 3161 | 15.5 | 13.4 | 38000 | 3093 | 3.6 | 3.1 | Non Federally-Regulated | 08/22/2016 |  | 09/01/2017
FHP Manufacturing Company | Carrier | GP048C/H/V******1**1 |  | Ground-Source | WBAHP: Heat Pump Packaged Unit | Heat Pump | 230 | 1 |  |  |  | Single-Speed |  |  |  | 49000 | 3161 | 15.5 | 13.4 | 38000 | 3093 | 3.6 | 3.1 | Non Federally-Regulated | 08/22/2016 |  | 09/01/2017
FHP Manufacturing Company | Carrier | 50PEC09****1/B |  | Water-Source | WBAHP-O: Heat Pump Packaged Un | Heat Pump | 200 | 1 |  |  |  | Single-Speed |  |  |  | 8700 | 649 | 13.4 | 11.2 | 9500 | 618 | 4.5 | 4.2 | Federally-Regulated Commercial & Industrial Equipment | 08/22/2016 |  | 09/01/2017
FHP Manufacturing Company | Carrier | 50PEC09****1/B |  | Water-Source | WBAHP-O: Heat Pump Packaged Un | Heat Pump | 230 | 1 |  |  |  | Single-Speed |  |  |  | 8700 | 649 | 13.4 | 11.2 | 9500 | 618 | 4.5 | 4.2 | Federally-Regulated Commercial & Industrial Equipment | 08/22/2016 |  | 09/01/2017
FHP Manufacturing Company | Carrier | 50PEC09****1/B |  | Ground-Water-Source | WBAHP-O: Heat Pump Packaged Un | Heat Pump | 200 | 1 |  |  |  | Single-Speed |  |  |  | 10300 | 479 | 21.5 | 16.2 | 8000 | 601 | 3.9 | 3.6 | Non Federally-Regulated | 08/22/2016 |  | 09/01/2017
FHP Manufacturing Company | Carrier | 50PEC09****1/B |  | Ground-Water-Source | WBAHP-O: Heat Pump Packaged Un | Heat Pump | 230 | 1 |  |  |  | Single-Speed |  |  |  | 10300 | 479 | 21.5 | 16.2 | 8000 | 601 | 3.9 | 3.6 | Non Federally-Regulated | 08/22/2016 |  | 09/01/2017
FHP Manufacturing Company | Carrier | 50PEC09****1/B |  | Ground-Source | WBAHP-O: Heat Pump Packaged Un | Heat Pump | 200 | 1 |  |  |  | Single-Speed |  |  |  | 9100 | 587 | 15.5 | 13.4 | 6000 | 549 | 3.2 | 3.1 | Non Federally-Regulated | 08/22/2016 |  | 09/01/2017
FHP Manufacturing Company | Carrier | 50PEC09****1/B |  | Ground-Source | WBAHP-O: Heat Pump Packaged Un | Heat Pump | 230 | 1 |  |  |  | Single-Speed |  |  |  | 9100 | 587 | 15.5 | 13.4 | 6000 | 549 | 3.2 | 3.1 | Non Federally-Regulated | 08/22/2016 |  | 09/01/2017
FHP Manufacturing Company | Carrier | 50PEC09****2/B |  | Water-Source | WBAHP-O: Heat Pump Packaged Un | Heat Pump | 265 | 1 |  |  |  | Single-Speed |  |  |  | 8700 | 649 | 13.4 | 11.2 | 9500 | 618 | 4.5 | 4.2 | Federally-Regulated Commercial & Industrial Equipment | 08/22/2016 |  | 09/01/2017
FHP Manufacturing Company | Carrier | 50PEC09****2/B |  | Ground-Water-Source | WBAHP-O: Heat Pump Packaged Un | Heat Pump | 265 | 1 |  |  |  | Single-Speed |  |  |  | 10300 | 479 | 21.5 | 16.2 | 8000 | 601 | 3.9 | 3.6 | Non Federally-Regulated | 08/22/2016 |  | 09/01/2017
FHP Manufacturing Company | Carrier | 50PEC09****2/B |  | Ground-Source | WBAHP-O: Heat Pump Packaged Un | Heat Pump | 265 | 1 |  |  |  | Single-Speed |  |  |  | 9100 | 587 | 15.5 | 13.4 | 6000 | 549 | 3.2 | 3.1 | Non Federally-Regulated | 08/22/2016 |  | 09/01/2017
FHP Manufacturing Company | Carrier | 50PEC12****1/B |  | Water-Source | WBAHP-O: Heat Pump Packaged Un | Heat Pump | 208 | 1 |  |  |  | Single-Speed |  |  |  | 11700 | 921 | 12.7 | 11.2 | 12600 | 858 | 4.3 | 4.2 | Federally-Regulated Commercial & Industrial Equipment | 08/22/2016 |  | 09/01/2017
FHP Manufacturing Company | Carrier | 50PEC12****1/B |  | Water-Source | WBAHP-O: Heat Pump Packaged Un | Heat Pump | 230 | 1 |  |  |  | Single-Speed |  |  |  | 11700 | 921 | 12.7 | 11.2 | 12600 | 858 | 4.3 | 4.2 | Federally-Regulated Commercial & Industrial Equipment | 08/22/2016 |  | 09/01/2017
FHP Manufacturing Company | Carrier | 50PEC12****1/B |  | Ground-Water-Source | WBAHP-O: Heat Pump Packaged Un | Heat Pump | 208 | 1 |  |  |  | Single-Speed |  |  |  | 13700 | 691 | 19.8 | 16.2 | 11000 | 848 | 3.8 | 3.6 | Non Federally-Regulated | 08/22/2016 |  | 09/01/2017
FHP Manufacturing Company | Carrier | 50PEC12****1/B |  | Ground-Water-Source | WBAHP-O: Heat Pump Packaged Un | Heat Pump | 230 | 1 |  |  |  | Single-Speed |  |  |  | 13700 | 691 | 19.8 | 16.2 | 11000 | 848 | 3.8 | 3.6 | Non Federally-Regulated | 08/22/2016 |  | 09/01/2017
FHP Manufacturing Company | Carrier | 50PEC12****1/B |  | Ground-Source | WBAHP-O: Heat Pump Packaged Un | Heat Pump | 208 | 1 |  |  |  | Single-Speed |  |  |  | 12200 | 813 | 15 | 13.4 | 8500 | 778 | 3.2 | 3.1 | Non Federally-Regulated | 08/22/2016 |  | 09/01/2017
FHP Manufacturing Company | Carrier | 50PEC12****1/B |  | Ground-Source | WBAHP-O: Heat Pump Packaged Un | Heat Pump | 230 | 1 |  |  |  | Single-Speed |  |  |  | 12200 | 813 | 15 | 13.4 | 8500 | 778 | 3.2 | 3.1 | Non Federally-Regulated | 08/22/2016 |  | 09/01/2017
FHP Manufacturing Company | Carrier | 50PEC12****2/B |  | Water-Source | WBAHP-O: Heat Pump Packaged Un | Heat Pump | 265 | 1 |  |  |  | Single-Speed |  |  |  | 11700 | 921 | 12.7 | 11.2 | 12600 | 858 | 4.3 | 4.2 | Federally-Regulated Commercial & Industrial Equipment | 08/22/2016 |  | 09/01/2017
FHP Manufacturing Company | Carrier | 50PEC12****2/B |  | Ground-Water-Source | WBAHP-O: Heat Pump Packaged Un | Heat Pump | 265 | 1 |  |  |  | Single-Speed |  |  |  | 13700 | 691 | 19.8 | 16.2 | 11000 | 848 | 3.8 | 3.6 | Non Federally-Regulated | 08/22/2016 |  | 09/01/2017
FHP Manufacturing Company | Carrier | 50PEC12****2/B |  | Ground-Source | WBAHP-O: Heat Pump Packaged Un | Heat Pump | 265 | 1 |  |  |  | Single-Speed |  |  |  | 12200 | 813 | 15 | 13.4 | 8500 | 778 | 3.2 | 3.1 | Non Federally-Regulated | 08/22/2016 |  | 09/01/2017
FHP Manufacturing Company | Comfortmaker | HP048D/H/V* |  | Water-Source | WBAHP: Heat Pump Packaged Unit | Heat Pump | 208 | 1 |  |  |  | Single-Speed |  |  |  | 48000 | 3555 | 13.5 | 11.2 | 58000 | 3541 | 4.8 | 4.2 | Federally-Regulated Commercial & Industrial Equipment | 08/22/2016 |  | 09/01/2017
FHP Manufacturing Company | Comfortmaker | HP048D/H/V* |  | Water-Source | WBAHP: Heat Pump Packaged Unit | Heat Pump | 230 | 1 |  |  |  | Single-Speed |  |  |  | 48000 | 3555 | 13.5 | 11.2 | 58000 | 3541 | 4.8 | 4.2 | Federally-Regulated Commercial & Industrial Equipment | 08/22/2016 |  | 09/01/2017
FHP Manufacturing Company | Comfortmaker | HP048D/H/V* |  | Ground-Water-Source | WBAHP: Heat Pump Packaged Unit | Heat Pump | 208 | 1 |  |  |  | Single-Speed |  |  |  | 54000 | 2842 | 19 | 16.2 | 48000 | 3349 | 4.2 | 3.6 | Non Federally-Regulated | 08/22/2016 |  | 09/01/2017
FHP Manufacturing Company | Comfortmaker | HP048D/H/V* |  | Ground-Water-Source | WBAHP: Heat Pump Packaged Unit | Heat Pump | 230 | 1 |  |  |  | Single-Speed |  |  |  | 54000 | 2842 | 19 | 16.2 | 48000 | 3349 | 4.2 | 3.6 | Non Federally-Regulated | 08/22/2016 |  | 09/01/2017
FHP Manufacturing Company | Comfortmaker | HP048D/H/V* |  | Ground-Source | WBAHP: Heat Pump Packaged Unit | Heat Pump | 208 | 1 |  |  |  | Single-Speed |  |  |  | 49000 | 3161 | 15.5 | 13.4 | 38000 | 3093 | 3.6 | 3.1 | Non Federally-Regulated | 08/22/2016 |  | 09/01/2017
FHP Manufacturing Company | Comfortmaker | HP048D/H/V* |  | Ground-Source | WBAHP: Heat Pump Packaged Unit | Heat Pump | 230 | 1 |  |  |  | Single-Speed |  |  |  | 49000 | 3161 | 15.5 | 13.4 | 38000 | 3093 | 3.6 | 3.1 | Non Federally-Regulated | 08/22/2016 |  | 09/01/2017
FHP Manufacturing Company | Day & Night | HP048D/H/V* |  | Water-Source | WBAHP: Heat Pump Packaged Unit | Heat Pump | 208 | 1 |  |  |  | Single-Speed |  |  |  | 48000 | 3555 | 13.5 | 11.2 | 58000 | 3541 | 4.8 | 4.2 | Federally-Regulated Commercial & Industrial Equipment | 08/22/2016 |  | 09/01/2017
FHP Manufacturing Company | Day & Night | HP048D/H/V* |  | Water-Source | WBAHP: Heat Pump Packaged Unit | Heat Pump | 230 | 1 |  |  |  | Single-Speed |  |  |  | 48000 | 3555 | 13.5 | 11.2 | 58000 | 3541 | 4.8 | 4.2 | Federally-Regulated Commercial & Industrial Equipment | 08/22/2016 |  | 09/01/2017
FHP Manufacturing Company | Day & Night | HP048D/H/V* |  | Ground-Water-Source | WBAHP: Heat Pump Packaged Unit | Heat Pump | 208 | 1 |  |  |  | Single-Speed |  |  |  | 54000 | 2842 | 19 | 16.2 | 48000 | 3349 | 4.2 | 3.6 | Non Federally-Regulated | 08/22/2016 |  | 09/01/2017
FHP Manufacturing Company | Day & Night | HP048D/H/V* |  | Ground-Water-Source | WBAHP: Heat Pump Packaged Unit | Heat Pump | 230 | 1 |  |  |  | Single-Speed |  |  |  | 54000 | 2842 | 19 | 16.2 | 48000 | 3349 | 4.2 | 3.6 | Non Federally-Regulated | 08/22/2016 |  | 09/01/2017
FHP Manufacturing Company | Day & Night | HP048D/H/V* |  | Ground-Source | WBAHP: Heat Pump Packaged Unit | Heat Pump | 208 | 1 |  |  |  | Single-Speed |  |  |  | 49000 | 3161 | 15.5 | 13.4 | 38000 | 3093 | 3.6 | 3.1 | Non Federally-Regulated | 08/22/2016 |  | 09/01/2017
FHP Manufacturing Company | Day & Night | HP048D/H/V* |  | Ground-Source | WBAHP: Heat Pump Packaged Unit | Heat Pump | 230 | 1 |  |  |  | Single-Speed |  |  |  | 49000 | 3161 | 15.5 | 13.4 | 38000 | 3093 | 3.6 | 3.1 | Non Federally-Regulated | 08/22/2016 |  | 09/01/2017
FHP Manufacturing Company | ENVIRO-SAVER SPLIT | ES049-1CS | ES049-1AV/AH | Water-Source | WBAHP-CB: Heat Pump Split Syst | Heat Pump | 208 | 1 | False |  |  | Dual-Speed |  |  |  | 47000 | 3533 | 13.3 | 12 | 57000 | 3554 | 4.7 | 4.2 | Federally-Regulated Commercial & Industrial Equipment | 08/22/2016 |  | 09/01/2017
FHP Manufacturing Company | ENVIRO-SAVER SPLIT | ES049-1CS | ES049-1AV/AH | Water-Source | WBAHP-CB: Heat Pump Split Syst | Heat Pump | 230 | 1 | False |  |  | Dual-Speed |  |  |  | 47000 | 3533 | 13.3 | 12 | 57000 | 3554 | 4.7 | 4.2 | Federally-Regulated Commercial & Industrial Equipment | 08/22/2016 |  | 09/01/2017
FHP Manufacturing Company | ENVIRO-SAVER SPLIT | ES049-1CS | ES049-1AV/AH | Ground-Water-Source | WBAHP-CB: Heat Pump Split Syst | Heat Pump | 208 | 1 | False |  |  | Dual-Speed |  |  |  | 53000 | 2849 | 18.6 | 16.2 | 47000 | 3359 | 4.1 | 3.6 | Non Federally-Regulated | 08/22/2016 |  | 09/01/2017
FHP Manufacturing Company | ENVIRO-SAVER SPLIT | ES049-1CS | ES049-1AV/AH | Ground-Water-Source | WBAHP-CB: Heat Pump Split Syst | Heat Pump | 230 | 1 | False |  |  | Dual-Speed |  |  |  | 53000 | 2849 | 18.6 | 16.2 | 47000 | 3359 | 4.1 | 3.6 | Non Federally-Regulated | 08/22/2016 |  | 09/01/2017
FHP Manufacturing Company | ENVIRO-SAVER SPLIT | ES049-1CS | ES049-1AV/AH | Ground-Source | WBAHP-CB: Heat Pump Split Syst | Heat Pump | 208 | 1 | False |  |  | Dual-Speed |  |  |  | 48000 | 3157 | 15.2 | 13.4 | 37000 | 3098 | 3.5 | 3.1 | Non Federally-Regulated | 08/22/2016 |  | 09/01/2017
FHP Manufacturing Company | ENVIRO-SAVER SPLIT | ES049-1CS | ES049-1AV/AH | Ground-Source | WBAHP-CB: Heat Pump Split Syst | Heat Pump | 230 | 1 | False |  |  | Dual-Speed |  |  |  | 48000 | 3157 | 15.2 | 13.4 | 37000 | 3098 | 3.5 | 3.1 | Non Federally-Regulated | 08/22/2016 |  | 09/01/2017
FHP Manufacturing Company | ENVIRO-SAVER | ES049-1CF/HZ/VT |  | Water-Source | WBAHP: Heat Pump Packaged Unit | Heat Pump | 208 | 1 |  |  |  | Single-Speed |  |  |  | 48000 | 3555 | 13.5 | 11.2 | 58000 | 3541 | 4.8 | 4.2 | Federally-Regulated Commercial & Industrial Equipment | 08/22/2016 |  | 09/01/2017
FHP Manufacturing Company | ENVIRO-SAVER | ES049-1CF/HZ/VT |  | Water-Source | WBAHP: Heat Pump Packaged Unit | Heat Pump | 230 | 1 |  |  |  | Single-Speed |  |  |  | 48000 | 3555 | 13.5 | 11.2 | 58000 | 3541 | 4.8 | 4.2 | Federally-Regulated Commercial & Industrial Equipment | 08/22/2016 |  | 09/01/2017
FHP Manufacturing Company | ENVIRO-SAVER | ES049-1CF/HZ/VT |  | Ground-Water-Source | WBAHP: Heat Pump Packaged Unit | Heat Pump | 208 | 1 |  |  |  | Single-Speed |  |  |  | 54000 | 2842 | 19 | 16.2 | 48000 | 3349 | 4.2 | 3.6 | Non Federally-Regulated | 08/22/2016 |  | 09/01/2017
FHP Manufacturing Company | ENVIRO-SAVER | ES049-1CF/HZ/VT |  | Ground-Water-Source | WBAHP: Heat Pump Packaged Unit | Heat Pump | 230 | 1 |  |  |  | Single-Speed |  |  |  | 54000 | 2842 | 19 | 16.2 | 48000 | 3349 | 4.2 | 3.6 | Non Federally-Regulated | 08/22/2016 |  | 09/01/2017
FHP Manufacturing Company | ENVIRO-SAVER | ES049-1CF/HZ/VT |  | Ground-Source | WBAHP: Heat Pump Packaged Unit | Heat Pump | 208 | 1 |  |  |  | Single-Speed |  |  |  | 49000 | 3161 | 15.5 | 13.4 | 38000 | 3093 | 3.6 | 3.1 | Non Federally-Regulated | 08/22/2016 |  | 09/01/2017
FHP Manufacturing Company | ENVIRO-SAVER | ES049-1CF/HZ/VT |  | Ground-Source | WBAHP: Heat Pump Packaged Unit | Heat Pump | 230 | 1 |  |  |  | Single-Speed |  |  |  | 49000 | 3161 | 15.5 | 13.4 | 38000 | 3093 | 3.6 | 3.1 | Non Federally-Regulated | 08/22/2016 |  | 09/01/2017
FHP Manufacturing Company | FHP | ES049-1CF/HZ/VT |  | Water-Source | WBAHP: Heat Pump Packaged Unit | Heat Pump | 208 | 1 |  |  |  | Single-Speed |  |  |  | 48000 | 3555 | 13.5 | 11.2 | 58000 | 3541 | 4.8 | 4.2 | Federally-Regulated Commercial & Industrial Equipment | 08/22/2016 |  | 09/01/2017
FHP Manufacturing Company | FHP | ES049-1CF/HZ/VT |  | Water-Source | WBAHP: Heat Pump Packaged Unit | Heat Pump | 230 | 1 |  |  |  | Single-Speed |  |  |  | 48000 | 3555 | 13.5 | 11.2 | 58000 | 3541 | 4.8 | 4.2 | Federally-Regulated Commercial & Industrial Equipment | 08/22/2016 |  | 09/01/2017
FHP Manufacturing Company | FHP | ES049-1CF/HZ/VT |  | Ground-Water-Source | WBAHP: Heat Pump Packaged Unit | Heat Pump | 208 | 1 |  |  |  | Single-Speed |  |  |  | 54000 | 2842 | 19 | 16.2 | 48000 | 3349 | 4.2 | 3.6 | Non Federally-Regulated | 08/22/2016 |  | 09/01/2017
FHP Manufacturing Company | FHP | ES049-1CF/HZ/VT |  | Ground-Water-Source | WBAHP: Heat Pump Packaged Unit | Heat Pump | 230 | 1 |  |  |  | Single-Speed |  |  |  | 54000 | 2842 | 19 | 16.2 | 48000 | 3349 | 4.2 | 3.6 | Non Federally-Regulated | 08/22/2016 |  | 09/01/2017
FHP Manufacturing Company | FHP | ES049-1CF/HZ/VT |  | Ground-Source | WBAHP: Heat Pump Packaged Unit | Heat Pump | 208 | 1 |  |  |  | Single-Speed |  |  |  | 49000 | 3161 | 15.5 | 13.4 | 38000 | 3093 | 3.6 | 3.1 | Non Federally-Regulated | 08/22/2016 |  | 09/01/2017
FHP Manufacturing Company | FHP | ES049-1CF/HZ/VT |  | Ground-Source | WBAHP: Heat Pump Packaged Unit | Heat Pump | 230 | 1 |  |  |  | Single-Speed |  |  |  | 49000 | 3161 | 15.5 | 13.4 | 38000 | 3093 | 3.6 | 3.1 | Non Federally-Regulated | 08/22/2016 |  | 09/01/2017
FHP Manufacturing Company | FHP | ES049-1CS | ES049-1AV/AH | Water-Source | WBAHP-CB: Heat Pump Split Syst | Heat Pump | 208 | 1 | False |  |  | Dual-Speed |  |  |  | 47000 | 3533 | 13.3 | 12 | 57000 | 3554 | 4.7 | 4.2 | Federally-Regulated Commercial & Industrial Equipment | 08/22/2016 |  | 09/01/2017
FHP Manufacturing Company | FHP | ES049-1CS | ES049-1AV/AH | Water-Source | WBAHP-CB: Heat Pump Split Syst | Heat Pump | 230 | 1 | False |  |  | Dual-Speed |  |  |  | 47000 | 3533 | 13.3 | 12 | 57000 | 3554 | 4.7 | 4.2 | Federally-Regulated Commercial & Industrial Equipment | 08/22/2016 |  | 09/01/2017
FHP Manufacturing Company | FHP | ES049-1CS | ES049-1AV/AH | Ground-Water-Source | WBAHP-CB: Heat Pump Split Syst | Heat Pump | 208 | 1 | False |  |  | Dual-Speed |  |  |  | 53000 | 2849 | 18.6 | 16.2 | 47000 | 3359 | 4.1 | 3.6 | Non Federally-Regulated | 08/22/2016 |  | 09/01/2017
FHP Manufacturing Company | FHP | ES049-1CS | ES049-1AV/AH | Ground-Water-Source | WBAHP-CB: Heat Pump Split Syst | Heat Pump | 230 | 1 | False |  |  | Dual-Speed |  |  |  | 53000 | 2849 | 18.6 | 16.2 | 47000 | 3359 | 4.1 | 3.6 | Non Federally-Regulated | 08/22/2016 |  | 09/01/2017
FHP Manufacturing Company | FHP | ES049-1CS | ES049-1AV/AH | Ground-Source | WBAHP-CB: Heat Pump Split Syst | Heat Pump | 208 | 1 | False |  |  | Dual-Speed |  |  |  | 48000 | 3157 | 15.2 | 13.4 | 37000 | 3098 | 3.5 | 3.1 | Non Federally-Regulated | 08/22/2016 |  | 09/01/2017
FHP Manufacturing Company | FHP | ES049-1CS | ES049-1AV/AH | Ground-Source | WBAHP-CB: Heat Pump Split Syst | Heat Pump | 230 | 1 | False |  |  | Dual-Speed |  |  |  | 48000 | 3157 | 15.2 | 13.4 | 37000 | 3098 | 3.5 | 3.1 | Non Federally-Regulated | 08/22/2016 |  | 09/01/2017
FHP Manufacturing Company | GEOEXCEL | ES049-1CF/HZ/VT |  | Water-Source | WBAHP: Heat Pump Packaged Unit | Heat Pump | 208 | 1 |  |  |  | Single-Speed |  |  |  | 48000 | 3555 | 13.5 | 11.2 | 58000 | 3541 | 4.8 | 4.2 | Federally-Regulated Commercial & Industrial Equipment | 08/22/2016 |  | 09/01/2017
FHP Manufacturing Company | GEOEXCEL | ES049-1CF/HZ/VT |  | Water-Source | WBAHP: Heat Pump Packaged Unit | Heat Pump | 230 | 1 |  |  |  | Single-Speed |  |  |  | 48000 | 3555 | 13.5 | 11.2 | 58000 | 3541 | 4.8 | 4.2 | Federally-Regulated Commercial & Industrial Equipment | 08/22/2016 |  | 09/01/2017
FHP Manufacturing Company | GEOEXCEL | ES049-1CF/HZ/VT |  | Ground-Water-Source | WBAHP: Heat Pump Packaged Unit | Heat Pump | 208 | 1 |  |  |  | Single-Speed |  |  |  | 54000 | 2842 | 19 | 16.2 | 48000 | 3349 | 4.2 | 3.6 | Non Federally-Regulated | 08/22/2016 |  | 09/01/2017
FHP Manufacturing Company | GEOEXCEL | ES049-1CF/HZ/VT |  | Ground-Water-Source | WBAHP: Heat Pump Packaged Unit | Heat Pump | 230 | 1 |  |  |  | Single-Speed |  |  |  | 54000 | 2842 | 19 | 16.2 | 48000 | 3349 | 4.2 | 3.6 | Non Federally-Regulated | 08/22/2016 |  | 09/01/2017
FHP Manufacturing Company | GEOEXCEL | ES049-1CF/HZ/VT |  | Ground-Source | WBAHP: Heat Pump Packaged Unit | Heat Pump | 208 | 1 |  |  |  | Single-Speed |  |  |  | 49000 | 3161 | 15.5 | 13.4 | 38000 | 3093 | 3.6 | 3.1 | Non Federally-Regulated | 08/22/2016 |  | 09/01/2017
FHP Manufacturing Company | GEOEXCEL | ES049-1CF/HZ/VT |  | Ground-Source | WBAHP: Heat Pump Packaged Unit | Heat Pump | 230 | 1 |  |  |  | Single-Speed |  |  |  | 49000 | 3161 | 15.5 | 13.4 | 38000 | 3093 | 3.6 | 3.1 | Non Federally-Regulated | 08/22/2016 |  | 09/01/2017
FHP Manufacturing Company | GEOEXCEL | ES049-1CS | ES049-1AV/AH | Water-Source | WBAHP-CB: Heat Pump Split Syst | Heat Pump | 208 | 1 | False |  |  | Dual-Speed |  |  |  | 47000 | 3533 | 13.3 | 12 | 57000 | 3554 | 4.7 | 4.2 | Federally-Regulated Commercial & Industrial Equipment | 08/22/2016 |  | 09/01/2017
FHP Manufacturing Company | GEOEXCEL | ES049-1CS | ES049-1AV/AH | Water-Source | WBAHP-CB: Heat Pump Split Syst | Heat Pump | 230 | 1 | False |  |  | Dual-Speed |  |  |  | 47000 | 3533 | 13.3 | 12 | 57000 | 3554 | 4.7 | 4.2 | Federally-Regulated Commercial & Industrial Equipment | 08/22/2016 |  | 09/01/2017
FHP Manufacturing Company | GEOEXCEL | ES049-1CS | ES049-1AV/AH | Ground-Water-Source | WBAHP-CB: Heat Pump Split Syst | Heat Pump | 208 | 1 | False |  |  | Dual-Speed |  |  |  | 53000 | 2849 | 18.6 | 16.2 | 47000 | 3359 | 4.1 | 3.6 | Non Federally-Regulated | 08/22/2016 |  | 09/01/2017
FHP Manufacturing Company | GEOEXCEL | ES049-1CS | ES049-1AV/AH | Ground-Water-Source | WBAHP-CB: Heat Pump Split Syst | Heat Pump | 230 | 1 | False |  |  | Dual-Speed |  |  |  | 53000 | 2849 | 18.6 | 16.2 | 47000 | 3359 | 4.1 | 3.6 | Non Federally-Regulated | 08/22/2016 |  | 09/01/2017
FHP Manufacturing Company | GEOEXCEL | ES049-1CS | ES049-1AV/AH | Ground-Source | WBAHP-CB: Heat Pump Split Syst | Heat Pump | 208 | 1 | False |  |  | Dual-Speed |  |  |  | 48000 | 3157 | 15.2 | 13.4 | 37000 | 3098 | 3.5 | 3.1 | Non Federally-Regulated | 08/22/2016 |  | 09/01/2017
FHP Manufacturing Company | GEOEXCEL | ES049-1CS | ES049-1AV/AH | Ground-Source | WBAHP-CB: Heat Pump Split Syst | Heat Pump | 230 | 1 | False |  |  | Dual-Speed |  |  |  | 48000 | 3157 | 15.2 | 13.4 | 37000 | 3098 | 3.5 | 3.1 | Non Federally-Regulated | 08/22/2016 |  | 09/01/2017
FHP Manufacturing Company | Heil | HP048D/H/V* |  | Water-Source | WBAHP: Heat Pump Packaged Unit | Heat Pump | 208 | 1 |  |  |  | Single-Speed |  |  |  | 48000 | 3555 | 13.5 | 11.2 | 58000 | 3541 | 4.8 | 4.2 | Federally-Regulated Commercial & Industrial Equipment | 08/22/2016 |  | 09/01/2017
FHP Manufacturing Company | Heil | HP048D/H/V* |  | Water-Source | WBAHP: Heat Pump Packaged Unit | Heat Pump | 230 | 1 |  |  |  | Single-Speed |  |  |  | 48000 | 3555 | 13.5 | 11.2 | 58000 | 3541 | 4.8 | 4.2 | Federally-Regulated Commercial & Industrial Equipment | 08/22/2016 |  | 09/01/2017
FHP Manufacturing Company | Heil | HP048D/H/V* |  | Ground-Water-Source | WBAHP: Heat Pump Packaged Unit | Heat Pump | 208 | 1 |  |  |  | Single-Speed |  |  |  | 54000 | 2842 | 19 | 16.2 | 48000 | 3349 | 4.2 | 3.6 | Non Federally-Regulated | 08/22/2016 |  | 09/01/2017
FHP Manufacturing Company | Heil | HP048D/H/V* |  | Ground-Water-Source | WBAHP: Heat Pump Packaged Unit | Heat Pump | 230 | 1 |  |  |  | Single-Speed |  |  |  | 54000 | 2842 | 19 | 16.2 | 48000 | 3349 | 4.2 | 3.6 | Non Federally-Regulated | 08/22/2016 |  | 09/01/2017
FHP Manufacturing Company | Heil | HP048D/H/V* |  | Ground-Source | WBAHP: Heat Pump Packaged Unit | Heat Pump | 208 | 1 |  |  |  | Single-Speed |  |  |  | 49000 | 3161 | 15.5 | 13.4 | 38000 | 3093 | 3.6 | 3.1 | Non Federally-Regulated | 08/22/2016 |  | 09/01/2017
FHP Manufacturing Company | Heil | HP048D/H/V* |  | Ground-Source | WBAHP: Heat Pump Packaged Unit | Heat Pump | 230 | 1 |  |  |  | Single-Speed |  |  |  | 49000 | 3161 | 15.5 | 13.4 | 38000 | 3093 | 3.6 | 3.1 | Non Federally-Regulated | 08/22/2016 |  | 09/01/2017
FHP Manufacturing Company | Keeprite | HP048D/H/V* |  | Water-Source | WBAHP: Heat Pump Packaged Unit | Heat Pump | 208 | 1 |  |  |  | Single-Speed |  |  |  | 48000 | 3555 | 13.5 | 11.2 | 58000 | 3541 | 4.8 | 4.2 | Federally-Regulated Commercial & Industrial Equipment | 08/22/2016 |  | 09/01/2017
FHP Manufacturing Company | Keeprite | HP048D/H/V* |  | Water-Source | WBAHP: Heat Pump Packaged Unit | Heat Pump | 230 | 1 |  |  |  | Single-Speed |  |  |  | 48000 | 3555 | 13.5 | 11.2 | 58000 | 3541 | 4.8 | 4.2 | Federally-Regulated Commercial & Industrial Equipment | 08/22/2016 |  | 09/01/2017
FHP Manufacturing Company | Keeprite | HP048D/H/V* |  | Ground-Water-Source | WBAHP: Heat Pump Packaged Unit | Heat Pump | 208 | 1 |  |  |  | Single-Speed |  |  |  | 54000 | 2842 | 19 | 16.2 | 48000 | 3349 | 4.2 | 3.6 | Non Federally-Regulated | 08/22/2016 |  | 09/01/2017
FHP Manufacturing Company | Keeprite | HP048D/H/V* |  | Ground-Water-Source | WBAHP: Heat Pump Packaged Unit | Heat Pump | 230 | 1 |  |  |  | Single-Speed |  |  |  | 54000 | 2842 | 19 | 16.2 | 48000 | 3349 | 4.2 | 3.6 | Non Federally-Regulated | 08/22/2016 |  | 09/01/2017
FHP Manufacturing Company | Keeprite | HP048D/H/V* |  | Ground-Source | WBAHP: Heat Pump Packaged Unit | Heat Pump | 208 | 1 |  |  |  | Single-Speed |  |  |  | 49000 | 3161 | 15.5 | 13.4 | 38000 | 3093 | 3.6 | 3.1 | Non Federally-Regulated | 08/22/2016 |  | 09/01/2017
FHP Manufacturing Company | Keeprite | HP048D/H/V* |  | Ground-Source | WBAHP: Heat Pump Packaged Unit | Heat Pump | 230 | 1 |  |  |  | Single-Speed |  |  |  | 49000 | 3161 | 15.5 | 13.4 | 38000 | 3093 | 3.6 | 3.1 | Non Federally-Regulated | 08/22/2016 |  | 09/01/2017
FHP Manufacturing Company | Tempstar | HP048D/H/V* |  | Water-Source | WBAHP: Heat Pump Packaged Unit | Heat Pump | 208 | 1 |  |  |  | Single-Speed |  |  |  | 48000 | 3555 | 13.5 | 11.2 | 58000 | 3541 | 4.8 | 4.2 | Federally-Regulated Commercial & Industrial Equipment | 08/22/2016 |  | 09/01/2017
FHP Manufacturing Company | Tempstar | HP048D/H/V* |  | Water-Source | WBAHP: Heat Pump Packaged Unit | Heat Pump | 230 | 1 |  |  |  | Single-Speed |  |  |  | 48000 | 3555 | 13.5 | 11.2 | 58000 | 3541 | 4.8 | 4.2 | Federally-Regulated Commercial & Industrial Equipment | 08/22/2016 |  | 09/01/2017
FHP Manufacturing Company | Tempstar | HP048D/H/V* |  | Ground-Water-Source | WBAHP: Heat Pump Packaged Unit | Heat Pump | 208 | 1 |  |  |  | Single-Speed |  |  |  | 54000 | 2842 | 19 | 16.2 | 48000 | 3349 | 4.2 | 3.6 | Non Federally-Regulated | 08/22/2016 |  | 09/01/2017
FHP Manufacturing Company | Tempstar | HP048D/H/V* |  | Ground-Water-Source | WBAHP: Heat Pump Packaged Unit | Heat Pump | 230 | 1 |  |  |  | Single-Speed |  |  |  | 54000 | 2842 | 19 | 16.2 | 48000 | 3349 | 4.2 | 3.6 | Non Federally-Regulated | 08/22/2016 |  | 09/01/2017
FHP Manufacturing Company | Tempstar | HP048D/H/V* |  | Ground-Source | WBAHP: Heat Pump Packaged Unit | Heat Pump | 208 | 1 |  |  |  | Single-Speed |  |  |  | 49000 | 3161 | 15.5 | 13.4 | 38000 | 3093 | 3.6 | 3.1 | Non Federally-Regulated | 08/22/2016 |  | 09/01/2017
FHP Manufacturing Company | Tempstar | HP048D/H/V* |  | Ground-Source | WBAHP: Heat Pump Packaged Unit | Heat Pump | 230 | 1 |  |  |  | Single-Speed |  |  |  | 49000 | 3161 | 15.5 | 13.4 | 38000 | 3093 | 3.6 | 3.1 | Non Federally-Regulated | 08/22/2016 |  | 09/01/2017
ClimateMaster Inc. | TRILOGY 45 | QEV/H/D0930 |  | Water-Source | WBAHP: Heat Pump Packaged Unit | Heat Pump | 208 | 1 |  |  |  | Variable-Speed |  |  |  | 24000 | 1243 | 19.3 | 11.2 | 30000 | 1332 | 6.6 | 4.2 | Federally-Regulated Commercial & Industrial Equipment | 05/25/2016 |  | 09/08/2017
ClimateMaster Inc. | TRILOGY 45 | QEV/H/D0930 |  | Water-Source | WBAHP: Heat Pump Packaged Unit | Heat Pump | 230 | 1 |  |  |  | Variable-Speed |  |  |  | 24000 | 1243 | 19.3 | 11.2 | 30000 | 1332 | 6.6 | 4.2 | Federally-Regulated Commercial & Industrial Equipment | 05/25/2016 |  | 09/08/2017
ClimateMaster Inc. | TRILOGY 45 | QEV/H/D0930 |  | Ground-Water-Source | WBAHP: Heat Pump Packaged Unit | Heat Pump | 208 | 1 |  |  |  | Variable-Speed |  |  |  | 24000 | 571 | 42 | 16.2 | 30000 | 1831 | 4.8 | 3.6 | Non Federally-Regulated | 05/25/2016 |  | 09/08/2017
ClimateMaster Inc. | TRILOGY 45 | QEV/H/D0930 |  | Ground-Water-Source | WBAHP: Heat Pump Packaged Unit | Heat Pump | 230 | 1 |  |  |  | Variable-Speed |  |  |  | 24000 | 571 | 42 | 16.2 | 30000 | 1831 | 4.8 | 3.6 | Non Federally-Regulated | 05/25/2016 |  | 09/08/2017
ClimateMaster Inc. | TRILOGY 45 | QEV/H/D0930 |  | Ground-Source | WBAHP: Heat Pump Packaged Unit | Heat Pump | 208 | 1 |  |  |  | Variable-Speed |  |  |  | 24000 | 987 | 24.3 | 13.4 | 30000 | 2442 | 3.6 | 3.1 | Non Federally-Regulated | 05/25/2016 |  | 09/08/2017
ClimateMaster Inc. | TRILOGY 45 | QEV/H/D0930 |  | Ground-Source | WBAHP: Heat Pump Packaged Unit | Heat Pump | 230 | 1 |  |  |  | Variable-Speed |  |  |  | 24000 | 987 | 24.3 | 13.4 | 30000 | 2442 | 3.6 | 3.1 | Non Federally-Regulated | 05/25/2016 |  | 09/08/2017
ClimateMaster Inc. | TRILOGY 45 | QEV/H/D1860 |  | Water-Source | WBAHP: Heat Pump Packaged Unit | Heat Pump | 208 | 1 |  |  |  | Variable-Speed |  |  |  | 48000 | 2774 | 17.3 | 11.2 | 60000 | 3197 | 5.5 | 4.2 | Federally-Regulated Commercial & Industrial Equipment | 02/22/2017 |  | 09/08/2017
ClimateMaster Inc. | TRILOGY 45 | QEV/H/D1860 |  | Water-Source | WBAHP: Heat Pump Packaged Unit | Heat Pump | 230 | 1 |  |  |  | Variable-Speed |  |  |  | 48000 | 2774 | 17.3 | 11.2 | 60000 | 3197 | 5.5 | 4.2 | Federally-Regulated Commercial & Industrial Equipment | 02/22/2017 |  | 09/08/2017
ClimateMaster Inc. | TRILOGY 45 | QEV/H/D1860 |  | Ground-Source | WBAHP: Heat Pump Packaged Unit | Heat Pump | 208 | 1 |  |  |  | Variable-Speed |  |  |  | 48000 | 2222 | 21.6 | 13.4 | 60000 | 5328 | 3.3 | 3.1 | Non Federally-Regulated | 02/22/2017 |  | 09/08/2017
ClimateMaster Inc. | TRILOGY 45 | QEV/H/D1860 |  | Ground-Source | WBAHP: Heat Pump Packaged Unit | Heat Pump | 230 | 1 |  |  |  | Variable-Speed |  |  |  | 48000 | 2222 | 21.6 | 13.4 | 60000 | 5328 | 3.3 | 3.1 | Non Federally-Regulated | 02/22/2017 |  | 09/08/2017
FHP Manufacturing Company | AQUARIUS CONSOLE | CA009-1 |  | Water-Source | WBAHP-O: Heat Pump Packaged Un | Heat Pump | 208 | 1 |  |  |  | Single-Speed |  |  |  | 8200 | 635 | 12.9 | 11.2 | 9400 | 598 | 4.6 | 4.2 | Federally-Regulated Commercial & Industrial Equipment | 09/20/2016 |  | 09/08/2017
FHP Manufacturing Company | AQUARIUS CONSOLE | CA009-1 |  | Water-Source | WBAHP-O: Heat Pump Packaged Un | Heat Pump | 230 | 1 |  |  |  | Single-Speed |  |  |  | 8200 | 635 | 12.9 | 11.2 | 9400 | 598 | 4.6 | 4.2 | Federally-Regulated Commercial & Industrial Equipment | 09/20/2016 |  | 09/08/2017
FHP Manufacturing Company | AQUARIUS CONSOLE | CA009-1 |  | Ground-Water-Source | WBAHP-O: Heat Pump Packaged Un | Heat Pump | 208 | 1 |  |  |  | Single-Speed |  |  |  | 10200 | 457 | 22.3 | 16.2 | 7400 | 570 | 3.8 | 3.6 | Non Federally-Regulated | 09/20/2016 |  | 09/08/2017
FHP Manufacturing Company | AQUARIUS CONSOLE | CA009-1 |  | Ground-Water-Source | WBAHP-O: Heat Pump Packaged Un | Heat Pump | 230 | 1 |  |  |  | Single-Speed |  |  |  | 10200 | 457 | 22.3 | 16.2 | 7400 | 570 | 3.8 | 3.6 | Non Federally-Regulated | 09/20/2016 |  | 09/08/2017
FHP Manufacturing Company | AQUARIUS CONSOLE | CA009-1 |  | Ground-Source | WBAHP-O: Heat Pump Packaged Un | Heat Pump | 208 | 1 |  |  |  | Single-Speed |  |  |  | 9000 | 562 | 16 | 13.4 | 5400 | 479 | 3.3 | 3.1 | Non Federally-Regulated | 09/20/2016 |  | 09/08/2017
FHP Manufacturing Company | AQUARIUS CONSOLE | CA009-1 |  | Ground-Source | WBAHP-O: Heat Pump Packaged Un | Heat Pump | 230 | 1 |  |  |  | Single-Speed |  |  |  | 9000 | 562 | 16 | 13.4 | 5400 | 479 | 3.3 | 3.1 | Non Federally-Regulated | 09/20/2016 |  | 09/08/2017
FHP Manufacturing Company | AQUARIUS CONSOLE | CA009-2 |  | Water-Source | WBAHP-O: Heat Pump Packaged Un | Heat Pump | 265 | 1 |  |  |  | Single-Speed |  |  |  | 8200 | 635 | 12.9 | 11.2 | 9400 | 598 | 4.6 | 4.2 | Federally-Regulated Commercial & Industrial Equipment | 09/20/2016 |  | 09/08/2017
FHP Manufacturing Company | AQUARIUS CONSOLE | CA009-2 |  | Ground-Water-Source | WBAHP-O: Heat Pump Packaged Un | Heat Pump | 265 | 1 |  |  |  | Single-Speed |  |  |  | 10200 | 457 | 22.3 | 16.2 | 7400 | 570 | 3.8 | 3.6 | Non Federally-Regulated | 09/20/2016 |  | 09/08/2017
FHP Manufacturing Company | AQUARIUS CONSOLE | CA009-2 |  | Ground-Source | WBAHP-O: Heat Pump Packaged Un | Heat Pump | 265 | 1 |  |  |  | Single-Speed |  |  |  | 9000 | 562 | 16 | 13.4 | 5400 | 479 | 3.3 | 3.1 | Non Federally-Regulated | 09/20/2016 |  | 09/08/2017
FHP Manufacturing Company | AQUARIUS CONSOLE | CA012-1 |  | Water-Source | WBAHP-O: Heat Pump Packaged Un | Heat Pump | 208 | 1 |  |  |  | Single-Speed |  |  |  | 10500 | 860 | 12.2 | 11.2 | 12400 | 845 | 4.3 | 4.2 | Federally-Regulated Commercial & Industrial Equipment | 09/20/2016 |  | 09/08/2017
FHP Manufacturing Company | AQUARIUS CONSOLE | CA012-1 |  | Water-Source | WBAHP-O: Heat Pump Packaged Un | Heat Pump | 230 | 1 |  |  |  | Single-Speed |  |  |  | 10500 | 860 | 12.2 | 11.2 | 12400 | 845 | 4.3 | 4.2 | Federally-Regulated Commercial & Industrial Equipment | 09/20/2016 |  | 09/08/2017
FHP Manufacturing Company | AQUARIUS CONSOLE | CA012-1 |  | Ground-Water-Source | WBAHP-O: Heat Pump Packaged Un | Heat Pump | 208 | 1 |  |  |  | Single-Speed |  |  |  | 13000 | 670 | 19.4 | 16.2 | 10900 | 840 | 3.8 | 3.6 | Non Federally-Regulated | 09/20/2016 |  | 09/08/2017
FHP Manufacturing Company | AQUARIUS CONSOLE | CA012-1 |  | Ground-Water-Source | WBAHP-O: Heat Pump Packaged Un | Heat Pump | 230 | 1 |  |  |  | Single-Speed |  |  |  | 13000 | 670 | 19.4 | 16.2 | 10900 | 840 | 3.8 | 3.6 | Non Federally-Regulated | 09/20/2016 |  | 09/08/2017
FHP Manufacturing Company | AQUARIUS CONSOLE | CA012-1 |  | Ground-Source | WBAHP-O: Heat Pump Packaged Un | Heat Pump | 208 | 1 |  |  |  | Single-Speed |  |  |  | 11500 | 809 | 14.2 | 13.4 | 8400 | 746 | 3.3 | 3.1 | Non Federally-Regulated | 09/20/2016 |  | 09/08/2017
FHP Manufacturing Company | AQUARIUS CONSOLE | CA012-1 |  | Ground-Source | WBAHP-O: Heat Pump Packaged Un | Heat Pump | 230 | 1 |  |  |  | Single-Speed |  |  |  | 11500 | 809 | 14.2 | 13.4 | 8400 | 746 | 3.3 | 3.1 | Non Federally-Regulated | 09/20/2016 |  | 09/08/2017
FHP Manufacturing Company | AQUARIUS CONSOLE | CA012-2 |  | Water-Source | WBAHP-O: Heat Pump Packaged Un | Heat Pump | 265 | 1 |  |  |  | Single-Speed |  |  |  | 10500 | 860 | 12.2 | 11.2 | 12400 | 845 | 4.3 | 4.2 | Federally-Regulated Commercial & Industrial Equipment | 09/20/2016 |  | 09/08/2017
FHP Manufacturing Company | AQUARIUS CONSOLE | CA012-2 |  | Ground-Water-Source | WBAHP-O: Heat Pump Packaged Un | Heat Pump | 265 | 1 |  |  |  | Single-Speed |  |  |  | 13000 | 670 | 19.4 | 16.2 | 10900 | 840 | 3.8 | 3.6 | Non Federally-Regulated | 09/20/2016 |  | 09/08/2017
FHP Manufacturing Company | AQUARIUS CONSOLE | CA012-2 |  | Ground-Source | WBAHP-O: Heat Pump Packaged Un | Heat Pump | 265 | 1 |  |  |  | Single-Speed |  |  |  | 11500 | 809 | 14.2 | 13.4 | 8400 | 746 | 3.3 | 3.1 | Non Federally-Regulated | 09/20/2016 |  | 09/08/2017
FHP Manufacturing Company | AQUARIUS CONSOLE | CA015-1 |  | Water-Source | WBAHP-O: Heat Pump Packaged Un | Heat Pump | 208 | 1 |  |  |  | Single-Speed |  |  |  | 14400 | 1082 | 13.3 | 11.2 | 15000 | 1022 | 4.3 | 4.2 | Federally-Regulated Commercial & Industrial Equipment | 09/20/2016 |  | 09/08/2017
FHP Manufacturing Company | AQUARIUS CONSOLE | CA015-1 |  | Water-Source | WBAHP-O: Heat Pump Packaged Un | Heat Pump | 230 | 1 |  |  |  | Single-Speed |  |  |  | 14400 | 1082 | 13.3 | 11.2 | 15000 | 1022 | 4.3 | 4.2 | Federally-Regulated Commercial & Industrial Equipment | 09/20/2016 |  | 09/08/2017
FHP Manufacturing Company | AQUARIUS CONSOLE | CA015-1 |  | Ground-Water-Source | WBAHP-O: Heat Pump Packaged Un | Heat Pump | 208 | 1 |  |  |  | Single-Speed |  |  |  | 16400 | 828 | 19.8 | 16.2 | 11800 | 960 | 3.6 | 3.6 | Non Federally-Regulated | 09/20/2016 |  | 09/08/2017
FHP Manufacturing Company | AQUARIUS CONSOLE | CA015-1 |  | Ground-Water-Source | WBAHP-O: Heat Pump Packaged Un | Heat Pump | 230 | 1 |  |  |  | Single-Speed |  |  |  | 16400 | 828 | 19.8 | 16.2 | 11800 | 960 | 3.6 | 3.6 | Non Federally-Regulated | 09/20/2016 |  | 09/08/2017
FHP Manufacturing Company | AQUARIUS CONSOLE | CA015-1 |  | Ground-Source | WBAHP-O: Heat Pump Packaged Un | Heat Pump | 208 | 1 |  |  |  | Single-Speed |  |  |  | 14700 | 1013 | 14.5 | 13.4 | 9800 | 870 | 3.3 | 3.1 | Non Federally-Regulated | 09/20/2016 |  | 09/08/2017
FHP Manufacturing Company | AQUARIUS CONSOLE | CA015-1 |  | Ground-Source | WBAHP-O: Heat Pump Packaged Un | Heat Pump | 230 | 1 |  |  |  | Single-Speed |  |  |  | 14700 | 1013 | 14.5 | 13.4 | 9800 | 870 | 3.3 | 3.1 | Non Federally-Regulated | 09/20/2016 |  | 09/08/2017
FHP Manufacturing Company | AQUARIUS CONSOLE | CA015-2 |  | Water-Source | WBAHP-O: Heat Pump Packaged Un | Heat Pump | 265 | 1 |  |  |  | Single-Speed |  |  |  | 14400 | 1082 | 13.3 | 11.2 | 15000 | 1022 | 4.3 | 4.2 | Federally-Regulated Commercial & Industrial Equipment | 09/20/2016 |  | 09/08/2017
FHP Manufacturing Company | AQUARIUS CONSOLE | CA015-2 |  | Ground-Water-Source | WBAHP-O: Heat Pump Packaged Un | Heat Pump | 265 | 1 |  |  |  | Single-Speed |  |  |  | 16400 | 828 | 19.8 | 16.2 | 11800 | 960 | 3.6 | 3.6 | Non Federally-Regulated | 09/20/2016 |  | 09/08/2017
FHP Manufacturing Company | AQUARIUS CONSOLE | CA015-2 |  | Ground-Source | WBAHP-O: Heat Pump Packaged Un | Heat Pump | 265 | 1 |  |  |  | Single-Speed |  |  |  | 14700 | 1013 | 14.5 | 13.4 | 9800 | 870 | 3.3 | 3.1 | Non Federally-Regulated | 09/20/2016 |  | 09/08/2017
FHP Manufacturing Company | AQUARIUS CONSOLE | CA018-1 |  | Water-Source | WBAHP-O: Heat Pump Packaged Un | Heat Pump | 208 | 1 |  |  |  | Single-Speed |  |  |  | 16400 | 1333 | 12.3 | 11.2 | 17500 | 1192 | 4.3 | 4.2 | Federally-Regulated Commercial & Industrial Equipment | 09/20/2016 |  | 09/08/2017
FHP Manufacturing Company | AQUARIUS CONSOLE | CA018-1 |  | Water-Source | WBAHP-O: Heat Pump Packaged Un | Heat Pump | 230 | 1 |  |  |  | Single-Speed |  |  |  | 16400 | 1333 | 12.3 | 11.2 | 17500 | 1192 | 4.3 | 4.2 | Federally-Regulated Commercial & Industrial Equipment | 09/20/2016 |  | 09/08/2017
FHP Manufacturing Company | AQUARIUS CONSOLE | CA018-1 |  | Ground-Water-Source | WBAHP-O: Heat Pump Packaged Un | Heat Pump | 208 | 1 |  |  |  | Single-Speed |  |  |  | 18300 | 1039 | 17.6 | 16.2 | 14600 | 1188 | 3.6 | 3.6 | Non Federally-Regulated | 09/20/2016 |  | 09/08/2017
FHP Manufacturing Company | AQUARIUS CONSOLE | CA018-1 |  | Ground-Water-Source | WBAHP-O: Heat Pump Packaged Un | Heat Pump | 230 | 1 |  |  |  | Single-Speed |  |  |  | 18300 | 1039 | 17.6 | 16.2 | 14600 | 1188 | 3.6 | 3.6 | Non Federally-Regulated | 09/20/2016 |  | 09/08/2017
FHP Manufacturing Company | AQUARIUS CONSOLE | CA018-1 |  | Ground-Source | WBAHP-O: Heat Pump Packaged Un | Heat Pump | 208 | 1 |  |  |  | Single-Speed |  |  |  | 17000 | 1214 | 14 | 13.4 | 12000 | 1134 | 3.1 | 3.1 | Non Federally-Regulated | 09/20/2016 |  | 09/08/2017
FHP Manufacturing Company | AQUARIUS CONSOLE | CA018-1 |  | Ground-Source | WBAHP-O: Heat Pump Packaged Un | Heat Pump | 230 | 1 |  |  |  | Single-Speed |  |  |  | 17000 | 1214 | 14 | 13.4 | 12000 | 1134 | 3.1 | 3.1 | Non Federally-Regulated | 09/20/2016 |  | 09/08/2017
FHP Manufacturing Company | Aquarius | CA018-2 |  | Water-Source | WBAHP-O: Heat Pump Packaged Un | Heat Pump | 265 | 1 |  |  |  | Single-Speed |  |  |  | 16400 | 1333 | 12.3 | 11.2 | 17500 | 1192 | 4.3 | 4.2 | Federally-Regulated Commercial & Industrial Equipment | 09/20/2016 |  | 09/08/2017
FHP Manufacturing Company | Aquarius | CA018-2 |  | Ground-Water-Source | WBAHP-O: Heat Pump Packaged Un | Heat Pump | 265 | 1 |  |  |  | Single-Speed |  |  |  | 18300 | 1039 | 17.6 | 16.2 | 14600 | 1188 | 3.6 | 3.6 | Non Federally-Regulated | 09/20/2016 |  | 09/08/2017
FHP Manufacturing Company | Aquarius | CA018-2 |  | Ground-Source | WBAHP-O: Heat Pump Packaged Un | Heat Pump | 265 | 1 |  |  |  | Single-Speed |  |  |  | 17000 | 1214 | 14 | 13.4 | 12000 | 1134 | 3.1 | 3.1 | Non Federally-Regulated | 09/20/2016 |  | 09/08/2017
Enertech Global, LLC | GEOCOMFORT | GZT024******B |  | Water-Source | WBAHP: Heat Pump Packaged Unit | Heat Pump | 208 | 1 |  |  |  | Single-Speed |  |  |  | 25600 | 1505 | 17 | 11.2 | 30000 | 1598 | 5.5 | 4.2 | Federally-Regulated Commercial & Industrial Equipment | 06/28/2016 |  | 09/08/2017
Enertech Global, LLC | GEOCOMFORT | GZT024******B |  | Water-Source | WBAHP: Heat Pump Packaged Unit | Heat Pump | 230 | 1 |  |  |  | Single-Speed |  |  |  | 25600 | 1505 | 17 | 11.2 | 30000 | 1598 | 5.5 | 4.2 | Federally-Regulated Commercial & Industrial Equipment | 06/28/2016 |  | 09/08/2017
Enertech Global, LLC | GEOCOMFORT | GZT024******B |  | Ground-Source | WBAHP: Heat Pump Packaged Unit | Heat Pump | 208 | 1 |  |  |  | Single-Speed |  |  |  | 26800 | 1353 | 19.8 | 13.4 | 18100 | 1326 | 4 | 3.1 | Non Federally-Regulated | 06/28/2016 |  | 09/08/2017
Enertech Global, LLC | GEOCOMFORT | GZT024******B |  | Ground-Source | WBAHP: Heat Pump Packaged Unit | Heat Pump | 230 | 1 |  |  |  | Single-Speed |  |  |  | 26800 | 1353 | 19.8 | 13.4 | 18100 | 1326 | 4 | 3.1 | Non Federally-Regulated | 06/28/2016 |  | 09/08/2017
Enertech Global, LLC | GEOCOMFORT | GZT024*2****B |  | Water-Source | WBAHP: Heat Pump Packaged Unit | Heat Pump | 208 | 3 |  |  |  | Single-Speed |  |  |  | 25600 | 1505 | 17 | 11.2 | 30000 | 1598 | 5.5 | 4.2 | Federally-Regulated Commercial & Industrial Equipment | 06/28/2016 |  | 09/08/2017
Enertech Global, LLC | GEOCOMFORT | GZT024*2****B |  | Water-Source | WBAHP: Heat Pump Packaged Unit | Heat Pump | 230 | 3 |  |  |  | Single-Speed |  |  |  | 25600 | 1505 | 17 | 11.2 | 30000 | 1598 | 5.5 | 4.2 | Federally-Regulated Commercial & Industrial Equipment | 06/28/2016 |  | 09/08/2017
Enertech Global, LLC | GEOCOMFORT | GZT024*2****B |  | Ground-Source | WBAHP: Heat Pump Packaged Unit | Heat Pump | 208 | 3 |  |  |  | Single-Speed |  |  |  | 26800 | 1353 | 19.8 | 13.4 | 18100 | 1326 | 4 | 3.1 | Non Federally-Regulated | 06/28/2016 |  | 09/08/2017
Enertech Global, LLC | GEOCOMFORT | GZT024*2****B |  | Ground-Source | WBAHP: Heat Pump Packaged Unit | Heat Pump | 230 | 3 |  |  |  | Single-Speed |  |  |  | 26800 | 1353 | 19.8 | 13.4 | 18100 | 1326 | 4 | 3.1 | Non Federally-Regulated | 06/28/2016 |  | 09/08/2017
Enertech Global, LLC | GEOCOMFORT | GZT024*3****B |  | Water-Source | WBAHP: Heat Pump Packaged Unit | Heat Pump | 460 | 3 |  |  |  | Single-Speed |  |  |  | 25600 | 1505 | 17 | 11.2 | 30000 | 1598 | 5.5 | 4.2 | Federally-Regulated Commercial & Industrial Equipment | 06/28/2016 |  | 09/08/2017
Enertech Global, LLC | GEOCOMFORT | GZT024*3****B |  | Ground-Source | WBAHP: Heat Pump Packaged Unit | Heat Pump | 460 | 3 |  |  |  | Single-Speed |  |  |  | 26800 | 1353 | 19.8 | 13.4 | 18100 | 1326 | 4 | 3.1 | Non Federally-Regulated | 06/28/2016 |  | 09/08/2017
Enertech Global, LLC | GEOCOMFORT | GZT024*A****B |  | Water-Source | WBAHP: Heat Pump Packaged Unit | Heat Pump | 265 | 1 |  |  |  | Single-Speed |  |  |  | 25600 | 1505 | 17 | 11.2 | 30000 | 1598 | 5.5 | 4.2 | Federally-Regulated Commercial & Industrial Equipment | 06/28/2016 |  | 09/08/2017
Enertech Global, LLC | GEOCOMFORT | GZT024*A****B |  | Ground-Source | WBAHP: Heat Pump Packaged Unit | Heat Pump | 265 | 1 |  |  |  | Single-Speed |  |  |  | 26800 | 1353 | 19.8 | 13.4 | 18100 | 1326 | 4 | 3.1 | Non Federally-Regulated | 06/28/2016 |  | 09/08/2017
Enertech Global, LLC | GEOCOMFORT | GZT036******B |  | Water-Source | WBAHP: Heat Pump Packaged Unit | Heat Pump | 208 | 1 |  |  |  | Single-Speed |  |  |  | 36500 | 2147 | 17 | 11.2 | 43300 | 2394 | 5.3 | 4.2 | Federally-Regulated Commercial & Industrial Equipment | 06/28/2016 |  | 09/08/2017
Enertech Global, LLC | GEOCOMFORT | GZT036******B |  | Water-Source | WBAHP: Heat Pump Packaged Unit | Heat Pump | 230 | 1 |  |  |  | Single-Speed |  |  |  | 36500 | 2147 | 17 | 11.2 | 43300 | 2394 | 5.3 | 4.2 | Federally-Regulated Commercial & Industrial Equipment | 06/28/2016 |  | 09/08/2017
Enertech Global, LLC | GEOCOMFORT | GZT036******B |  | Ground-Source | WBAHP: Heat Pump Packaged Unit | Heat Pump | 208 | 1 |  |  |  | Single-Speed |  |  |  | 38200 | 1919 | 19.9 | 13.4 | 27600 | 1972 | 4.1 | 3.1 | Non Federally-Regulated | 06/28/2016 |  | 09/08/2017
Enertech Global, LLC | GEOCOMFORT | GZT036******B |  | Ground-Source | WBAHP: Heat Pump Packaged Unit | Heat Pump | 230 | 1 |  |  |  | Single-Speed |  |  |  | 38200 | 1919 | 19.9 | 13.4 | 27600 | 1972 | 4.1 | 3.1 | Non Federally-Regulated | 06/28/2016 |  | 09/08/2017
Enertech Global, LLC | GEOCOMFORT | GZT036*2****B |  | Water-Source | WBAHP: Heat Pump Packaged Unit | Heat Pump | 208 | 3 |  |  |  | Single-Speed |  |  |  | 36500 | 2147 | 17 | 11.2 | 43300 | 2394 | 5.3 | 4.2 | Federally-Regulated Commercial & Industrial Equipment | 06/28/2016 |  | 09/08/2017
Enertech Global, LLC | GEOCOMFORT | GZT036*2****B |  | Water-Source | WBAHP: Heat Pump Packaged Unit | Heat Pump | 230 | 3 |  |  |  | Single-Speed |  |  |  | 36500 | 2147 | 17 | 11.2 | 43300 | 2394 | 5.3 | 4.2 | Federally-Regulated Commercial & Industrial Equipment | 06/28/2016 |  | 09/08/2017
Enertech Global, LLC | GEOCOMFORT | GZT036*2****B |  | Ground-Source | WBAHP: Heat Pump Packaged Unit | Heat Pump | 208 | 3 |  |  |  | Single-Speed |  |  |  | 38200 | 1919 | 19.9 | 13.4 | 27600 | 1972 | 4.1 | 3.1 | Non Federally-Regulated | 06/28/2016 |  | 09/08/2017
Enertech Global, LLC | GEOCOMFORT | GZT036*2****B |  | Ground-Source | WBAHP: Heat Pump Packaged Unit | Heat Pump | 230 | 3 |  |  |  | Single-Speed |  |  |  | 38200 | 1919 | 19.9 | 13.4 | 27600 | 1972 | 4.1 | 3.1 | Non Federally-Regulated | 06/28/2016 |  | 09/08/2017
Enertech Global, LLC | GEOCOMFORT | GZT036*3****B |  | Water-Source | WBAHP: Heat Pump Packaged Unit | Heat Pump | 460 | 3 |  |  |  | Single-Speed |  |  |  | 36500 | 2147 | 17 | 11.2 | 43300 | 2394 | 5.3 | 4.2 | Federally-Regulated Commercial & Industrial Equipment | 06/28/2016 |  | 09/08/2017
Enertech Global, LLC | GEOCOMFORT | GZT036*3****B |  | Ground-Source | WBAHP: Heat Pump Packaged Unit | Heat Pump | 460 | 3 |  |  |  | Single-Speed |  |  |  | 38200 | 1919 | 19.9 | 13.4 | 27600 | 1972 | 4.1 | 3.1 | Non Federally-Regulated | 06/28/2016 |  | 09/08/2017
Enertech Global, LLC | GEOCOMFORT | GZT036*A****B |  | Water-Source | WBAHP: Heat Pump Packaged Unit | Heat Pump | 265 | 1 |  |  |  | Single-Speed |  |  |  | 36500 | 2147 | 17 | 11.2 | 43300 | 2394 | 5.3 | 4.2 | Federally-Regulated Commercial & Industrial Equipment | 06/28/2016 |  | 09/08/2017
Enertech Global, LLC | GEOCOMFORT | GZT036*A****B |  | Ground-Source | WBAHP: Heat Pump Packaged Unit | Heat Pump | 265 | 1 |  |  |  | Single-Speed |  |  |  | 38200 | 1919 | 19.9 | 13.4 | 27600 | 1972 | 4.1 | 3.1 | Non Federally-Regulated | 06/28/2016 |  | 09/08/2017
Enertech Global, LLC | GEOCOMFORT | GZT048******B |  | Water-Source | WBAHP: Heat Pump Packaged Unit | Heat Pump | 208 | 1 |  |  |  | Single-Speed |  |  |  | 47600 | 3012 | 15.8 | 11.2 | 58300 | 3486 | 4.9 | 4.2 | Federally-Regulated Commercial & Industrial Equipment | 06/28/2016 |  | 09/08/2017
Enertech Global, LLC | GEOCOMFORT | GZT048******B |  | Water-Source | WBAHP: Heat Pump Packaged Unit | Heat Pump | 230 | 1 |  |  |  | Single-Speed |  |  |  | 47600 | 3012 | 15.8 | 11.2 | 58300 | 3486 | 4.9 | 4.2 | Federally-Regulated Commercial & Industrial Equipment | 06/28/2016 |  | 09/08/2017
Enertech Global, LLC | GEOCOMFORT | GZT048******B |  | Ground-Source | WBAHP: Heat Pump Packaged Unit | Heat Pump | 208 | 1 |  |  |  | Single-Speed |  |  |  | 49800 | 2721 | 18.3 | 13.4 | 37900 | 2848 | 3.9 | 3.1 | Non Federally-Regulated | 06/28/2016 |  | 09/08/2017
Enertech Global, LLC | GEOCOMFORT | GZT048******B |  | Ground-Source | WBAHP: Heat Pump Packaged Unit | Heat Pump | 230 | 1 |  |  |  | Single-Speed |  |  |  | 49800 | 2721 | 18.3 | 13.4 | 37900 | 2848 | 3.9 | 3.1 | Non Federally-Regulated | 06/28/2016 |  | 09/08/2017
Enertech Global, LLC | GEOCOMFORT | GZT048*2****B |  | Water-Source | WBAHP: Heat Pump Packaged Unit | Heat Pump | 208 | 3 |  |  |  | Single-Speed |  |  |  | 47600 | 3012 | 15.8 | 11.2 | 58300 | 3486 | 4.9 | 4.2 | Federally-Regulated Commercial & Industrial Equipment | 06/28/2016 |  | 09/08/2017
Enertech Global, LLC | GEOCOMFORT | GZT048*2****B |  | Water-Source | WBAHP: Heat Pump Packaged Unit | Heat Pump | 230 | 3 |  |  |  | Single-Speed |  |  |  | 47600 | 3012 | 15.8 | 11.2 | 58300 | 3486 | 4.9 | 4.2 | Federally-Regulated Commercial & Industrial Equipment | 06/28/2016 |  | 09/08/2017
Enertech Global, LLC | GEOCOMFORT | GZT048*2****B |  | Ground-Source | WBAHP: Heat Pump Packaged Unit | Heat Pump | 208 | 3 |  |  |  | Single-Speed |  |  |  | 49800 | 2721 | 18.3 | 13.4 | 37900 | 2848 | 3.9 | 3.1 | Non Federally-Regulated | 06/28/2016 |  | 09/08/2017
Enertech Global, LLC | GEOCOMFORT | GZT048*2****B |  | Ground-Source | WBAHP: Heat Pump Packaged Unit | Heat Pump | 230 | 3 |  |  |  | Single-Speed |  |  |  | 49800 | 2721 | 18.3 | 13.4 | 37900 | 2848 | 3.9 | 3.1 | Non Federally-Regulated | 06/28/2016 |  | 09/08/2017
Enertech Global, LLC | GEOCOMFORT | GZT048*3****B |  | Water-Source | WBAHP: Heat Pump Packaged Unit | Heat Pump | 460 | 3 |  |  |  | Single-Speed |  |  |  | 47600 | 3012 | 15.8 | 11.2 | 58300 | 3486 | 4.9 | 4.2 | Federally-Regulated Commercial & Industrial Equipment | 06/28/2016 |  | 09/08/2017
Enertech Global, LLC | GEOCOMFORT | GZT048*3****B |  | Ground-Source | WBAHP: Heat Pump Packaged Unit | Heat Pump | 460 | 3 |  |  |  | Single-Speed |  |  |  | 49800 | 2721 | 18.3 | 13.4 | 37900 | 2848 | 3.9 | 3.1 | Non Federally-Regulated | 06/28/2016 |  | 09/08/2017
Enertech Global, LLC | GEOCOMFORT | GZT048*A****B |  | Water-Source | WBAHP: Heat Pump Packaged Unit | Heat Pump | 265 | 1 |  |  |  | Single-Speed |  |  |  | 47600 | 3012 | 15.8 | 11.2 | 58300 | 3486 | 4.9 | 4.2 | Federally-Regulated Commercial & Industrial Equipment | 06/28/2016 |  | 09/08/2017
Enertech Global, LLC | GEOCOMFORT | GZT048*A****B |  | Ground-Source | WBAHP: Heat Pump Packaged Unit | Heat Pump | 265 | 1 |  |  |  | Single-Speed |  |  |  | 49800 | 2721 | 18.3 | 13.4 | 37900 | 2848 | 3.9 | 3.1 | Non Federally-Regulated | 06/28/2016 |  | 09/08/2017
Enertech Global, LLC | GEOCOMFORT | GZT060******B |  | Water-Source | WBAHP: Heat Pump Packaged Unit | Heat Pump | 208 | 1 |  |  |  | Single-Speed |  |  |  | 59400 | 3644 | 16.3 | 11.2 | 74600 | 4286 | 5.1 | 4.2 | Federally-Regulated Commercial & Industrial Equipment | 08/18/2016 |  | 09/08/2017
Enertech Global, LLC | GEOCOMFORT | GZT060******B |  | Water-Source | WBAHP: Heat Pump Packaged Unit | Heat Pump | 230 | 1 |  |  |  | Single-Speed |  |  |  | 59400 | 3644 | 16.3 | 11.2 | 74600 | 4286 | 5.1 | 4.2 | Federally-Regulated Commercial & Industrial Equipment | 08/18/2016 |  | 09/08/2017
Enertech Global, LLC | GEOCOMFORT | GZT060******B |  | Ground-Source | WBAHP: Heat Pump Packaged Unit | Heat Pump | 208 | 1 |  |  |  | Single-Speed |  |  |  | 61200 | 3272 | 18.7 | 13.4 | 48100 | 3614 | 3.9 | 3.1 | Non Federally-Regulated | 08/18/2016 |  | 09/08/2017
Enertech Global, LLC | GEOCOMFORT | GZT060******B |  | Ground-Source | WBAHP: Heat Pump Packaged Unit | Heat Pump | 230 | 1 |  |  |  | Single-Speed |  |  |  | 61200 | 3272 | 18.7 | 13.4 | 48100 | 3614 | 3.9 | 3.1 | Non Federally-Regulated | 08/18/2016 |  | 09/08/2017
Enertech Global, LLC | GEOCOMFORT | GZT060*2****B |  | Water-Source | WBAHP: Heat Pump Packaged Unit | Heat Pump | 208 | 3 |  |  |  | Single-Speed |  |  |  | 59400 | 3644 | 16.3 | 11.2 | 74600 | 4286 | 5.1 | 4.2 | Federally-Regulated Commercial & Industrial Equipment | 08/18/2016 |  | 09/08/2017
Enertech Global, LLC | GEOCOMFORT | GZT060*2****B |  | Water-Source | WBAHP: Heat Pump Packaged Unit | Heat Pump | 230 | 3 |  |  |  | Single-Speed |  |  |  | 59400 | 3644 | 16.3 | 11.2 | 74600 | 4286 | 5.1 | 4.2 | Federally-Regulated Commercial & Industrial Equipment | 08/18/2016 |  | 09/08/2017
Enertech Global, LLC | GEOCOMFORT | GZT060*2****B |  | Ground-Source | WBAHP: Heat Pump Packaged Unit | Heat Pump | 208 | 3 |  |  |  | Single-Speed |  |  |  | 61200 | 3272 | 18.7 | 13.4 | 48100 | 3614 | 3.9 | 3.1 | Non Federally-Regulated | 08/18/2016 |  | 09/08/2017
Enertech Global, LLC | GEOCOMFORT | GZT060*2****B |  | Ground-Source | WBAHP: Heat Pump Packaged Unit | Heat Pump | 230 | 3 |  |  |  | Single-Speed |  |  |  | 61200 | 3272 | 18.7 | 13.4 | 48100 | 3614 | 3.9 | 3.1 | Non Federally-Regulated | 08/18/2016 |  | 09/08/2017
Enertech Global, LLC | GEOCOMFORT | GZT060*3****B |  | Water-Source | WBAHP: Heat Pump Packaged Unit | Heat Pump | 460 | 3 |  |  |  | Single-Speed |  |  |  | 59400 | 3644 | 16.3 | 11.2 | 74600 | 4286 | 5.1 | 4.2 | Federally-Regulated Commercial & Industrial Equipment | 08/18/2016 |  | 09/08/2017
Enertech Global, LLC | GEOCOMFORT | GZT060*3****B |  | Ground-Source | WBAHP: Heat Pump Packaged Unit | Heat Pump | 460 | 3 |  |  |  | Single-Speed |  |  |  | 61200 | 3272 | 18.7 | 13.4 | 48100 | 3614 | 3.9 | 3.1 | Non Federally-Regulated | 08/18/2016 |  | 09/08/2017
Enertech Global, LLC | GEOCOMFORT | GZT060*A****B |  | Water-Source | WBAHP: Heat Pump Packaged Unit | Heat Pump | 265 | 1 |  |  |  | Single-Speed |  |  |  | 59400 | 3644 | 16.3 | 11.2 | 74600 | 4286 | 5.1 | 4.2 | Federally-Regulated Commercial & Industrial Equipment | 08/18/2016 |  | 09/08/2017
Enertech Global, LLC | GEOCOMFORT | GZT060*A****B |  | Ground-Source | WBAHP: Heat Pump Packaged Unit | Heat Pump | 265 | 1 |  |  |  | Single-Speed |  |  |  | 61200 | 3272 | 18.7 | 13.4 | 48100 | 3614 | 3.9 | 3.1 | Non Federally-Regulated | 08/18/2016 |  | 09/08/2017
Enertech Global, LLC | GEOCOMFORT | GZS018*****1B |  | Water-Source | WBAHP: Heat Pump Packaged Unit | Heat Pump | 208 | 1 |  |  |  | Single-Speed |  |  |  | 19900 | 1150 | 17.3 | 11.2 | 22600 | 1226 | 5.4 | 4.2 | Federally-Regulated Commercial & Industrial Equipment | 11/30/2016 |  | 09/08/2017
Enertech Global, LLC | GEOCOMFORT | GZS018*****1B |  | Water-Source | WBAHP: Heat Pump Packaged Unit | Heat Pump | 230 | 1 |  |  |  | Single-Speed |  |  |  | 19900 | 1150 | 17.3 | 11.2 | 22600 | 1226 | 5.4 | 4.2 | Federally-Regulated Commercial & Industrial Equipment | 11/30/2016 |  | 09/08/2017
Enertech Global, LLC | GEOCOMFORT | GZS018*****1B |  | Ground-Source | WBAHP: Heat Pump Packaged Unit | Heat Pump | 208 | 1 |  |  |  | Single-Speed |  |  |  | 20800 | 1014 | 20.5 | 13.4 | 14200 | 1095 | 3.8 | 3.1 | Non Federally-Regulated | 11/30/2016 |  | 09/08/2017
Enertech Global, LLC | GEOCOMFORT | GZS018*****1B |  | Ground-Source | WBAHP: Heat Pump Packaged Unit | Heat Pump | 230 | 1 |  |  |  | Single-Speed |  |  |  | 20800 | 1014 | 20.5 | 13.4 | 14200 | 1095 | 3.8 | 3.1 | Non Federally-Regulated | 11/30/2016 |  | 09/08/2017
Enertech Global, LLC | GEOCOMFORT | GZS018*A***1B |  | Water-Source | WBAHP: Heat Pump Packaged Unit | Heat Pump | 265 | 1 |  |  |  | Single-Speed |  |  |  | 19900 | 1150 | 17.3 | 11.2 | 22600 | 1226 | 5.4 | 4.2 | Federally-Regulated Commercial & Industrial Equipment | 11/30/2016 |  | 09/08/2017
Enertech Global, LLC | GEOCOMFORT | GZS018*A***1B |  | Ground-Source | WBAHP: Heat Pump Packaged Unit | Heat Pump | 265 | 1 |  |  |  | Single-Speed |  |  |  | 20800 | 1014 | 20.5 | 13.4 | 14200 | 1095 | 3.8 | 3.1 | Non Federally-Regulated | 11/30/2016 |  | 09/08/2017
Enertech Global, LLC | GEOCOMFORT | GZS018******B |  | Water-Source | WBAHP: Heat Pump Packaged Unit | Heat Pump | 208 | 1 |  |  |  | Single-Speed |  |  |  | 19400 | 1267 | 15.3 | 11.2 | 23000 | 1348 | 5 | 4.2 | Federally-Regulated Commercial & Industrial Equipment | 11/30/2016 |  | 09/08/2017
Enertech Global, LLC | GEOCOMFORT | GZS018******B |  | Water-Source | WBAHP: Heat Pump Packaged Unit | Heat Pump | 230 | 1 |  |  |  | Single-Speed |  |  |  | 19400 | 1267 | 15.3 | 11.2 | 23000 | 1348 | 5 | 4.2 | Federally-Regulated Commercial & Industrial Equipment | 11/30/2016 |  | 09/08/2017
Enertech Global, LLC | GEOCOMFORT | GZS018******B |  | Ground-Source | WBAHP: Heat Pump Packaged Unit | Heat Pump | 208 | 1 |  |  |  | Single-Speed |  |  |  | 20500 | 1126 | 18.2 | 13.4 | 14400 | 1172 | 3.6 | 3.1 | Non Federally-Regulated | 11/30/2016 |  | 09/08/2017
Enertech Global, LLC | GEOCOMFORT | GZS018******B |  | Ground-Source | WBAHP: Heat Pump Packaged Unit | Heat Pump | 230 | 1 |  |  |  | Single-Speed |  |  |  | 20500 | 1126 | 18.2 | 13.4 | 14400 | 1172 | 3.6 | 3.1 | Non Federally-Regulated | 11/30/2016 |  | 09/08/2017
Enertech Global, LLC | GEOCOMFORT | GZS018*A****B |  | Water-Source | WBAHP: Heat Pump Packaged Unit | Heat Pump | 265 | 1 |  |  |  | Single-Speed |  |  |  | 19400 | 1267 | 15.3 | 11.2 | 23000 | 1348 | 5 | 4.2 | Federally-Regulated Commercial & Industrial Equipment | 11/30/2016 |  | 09/08/2017
Enertech Global, LLC | GEOCOMFORT | GZS018*A****B |  | Ground-Source | WBAHP: Heat Pump Packaged Unit | Heat Pump | 265 | 1 |  |  |  | Single-Speed |  |  |  | 20500 | 1126 | 18.2 | 13.4 | 14400 | 1172 | 3.6 | 3.1 | Non Federally-Regulated | 11/30/2016 |  | 09/08/2017
Enertech Global, LLC | GEOCOMFORT | GZS024*****1B |  | Water-Source | WBAHP: Heat Pump Packaged Unit | Heat Pump | 208 | 1 |  |  |  | Single-Speed |  |  |  | 25000 | 1396 | 17.9 | 11.2 | 29300 | 1533 | 5.6 | 4.2 | Federally-Regulated Commercial & Industrial Equipment | 11/30/2016 |  | 09/08/2017
Enertech Global, LLC | GEOCOMFORT | GZS024*****1B |  | Water-Source | WBAHP: Heat Pump Packaged Unit | Heat Pump | 230 | 1 |  |  |  | Single-Speed |  |  |  | 25000 | 1396 | 17.9 | 11.2 | 29300 | 1533 | 5.6 | 4.2 | Federally-Regulated Commercial & Industrial Equipment | 11/30/2016 |  | 09/08/2017
Enertech Global, LLC | GEOCOMFORT | GZS024*****1B |  | Ground-Source | WBAHP: Heat Pump Packaged Unit | Heat Pump | 208 | 1 |  |  |  | Single-Speed |  |  |  | 26100 | 1213 | 21.5 | 13.4 | 18600 | 1397 | 3.9 | 3.1 | Non Federally-Regulated | 11/30/2016 |  | 09/08/2017
Enertech Global, LLC | GEOCOMFORT | GZS024*****1B |  | Ground-Source | WBAHP: Heat Pump Packaged Unit | Heat Pump | 230 | 1 |  |  |  | Single-Speed |  |  |  | 26100 | 1213 | 21.5 | 13.4 | 18600 | 1397 | 3.9 | 3.1 | Non Federally-Regulated | 11/30/2016 |  | 09/08/2017
Enertech Global, LLC | GEOCOMFORT | GZS024*2***1B |  | Water-Source | WBAHP: Heat Pump Packaged Unit | Heat Pump | 208 | 3 |  |  |  | Single-Speed |  |  |  | 25000 | 1396 | 17.9 | 11.2 | 29300 | 1533 | 5.6 | 4.2 | Federally-Regulated Commercial & Industrial Equipment | 11/30/2016 |  | 09/08/2017
Enertech Global, LLC | GEOCOMFORT | GZS024*2***1B |  | Water-Source | WBAHP: Heat Pump Packaged Unit | Heat Pump | 230 | 3 |  |  |  | Single-Speed |  |  |  | 25000 | 1396 | 17.9 | 11.2 | 29300 | 1533 | 5.6 | 4.2 | Federally-Regulated Commercial & Industrial Equipment | 11/30/2016 |  | 09/08/2017
Enertech Global, LLC | GEOCOMFORT | GZS024*2***1B |  | Ground-Source | WBAHP: Heat Pump Packaged Unit | Heat Pump | 208 | 3 |  |  |  | Single-Speed |  |  |  | 26100 | 1213 | 21.5 | 13.4 | 18600 | 1397 | 3.9 | 3.1 | Non Federally-Regulated | 11/30/2016 |  | 09/08/2017
Enertech Global, LLC | GEOCOMFORT | GZS024*2***1B |  | Ground-Source | WBAHP: Heat Pump Packaged Unit | Heat Pump | 230 | 3 |  |  |  | Single-Speed |  |  |  | 26100 | 1213 | 21.5 | 13.4 | 18600 | 1397 | 3.9 | 3.1 | Non Federally-Regulated | 11/30/2016 |  | 09/08/2017
Enertech Global, LLC | GEOCOMFORT | GZS024*3***1B |  | Water-Source | WBAHP: Heat Pump Packaged Unit | Heat Pump | 460 | 3 |  |  |  | Single-Speed |  |  |  | 25000 | 1396 | 17.9 | 11.2 | 29300 | 1533 | 5.6 | 4.2 | Federally-Regulated Commercial & Industrial Equipment | 11/30/2016 |  | 09/08/2017
Enertech Global, LLC | GEOCOMFORT | GZS024*3***1B |  | Ground-Source | WBAHP: Heat Pump Packaged Unit | Heat Pump | 460 | 3 |  |  |  | Single-Speed |  |  |  | 26100 | 1213 | 21.5 | 13.4 | 18600 | 1397 | 3.9 | 3.1 | Non Federally-Regulated | 11/30/2016 |  | 09/08/2017
Enertech Global, LLC | GEOCOMFORT | GZS024*A***1B |  | Water-Source | WBAHP: Heat Pump Packaged Unit | Heat Pump | 265 | 1 |  |  |  | Single-Speed |  |  |  | 25000 | 1396 | 17.9 | 11.2 | 29300 | 1533 | 5.6 | 4.2 | Federally-Regulated Commercial & Industrial Equipment | 11/30/2016 |  | 09/08/2017
Enertech Global, LLC | GEOCOMFORT | GZS024*A***1B |  | Ground-Source | WBAHP: Heat Pump Packaged Unit | Heat Pump | 265 | 1 |  |  |  | Single-Speed |  |  |  | 26100 | 1213 | 21.5 | 13.4 | 18600 | 1397 | 3.9 | 3.1 | Non Federally-Regulated | 11/30/2016 |  | 09/08/2017
Enertech Global, LLC | GEOCOMFORT | GZS024******B |  | Water-Source | WBAHP: Heat Pump Packaged Unit | Heat Pump | 208 | 1 |  |  |  | Single-Speed |  |  |  | 24100 | 1525 | 15.8 | 11.2 | 29700 | 1740 | 5 | 4.2 | Federally-Regulated Commercial & Industrial Equipment | 11/30/2016 |  | 09/08/2017
Enertech Global, LLC | GEOCOMFORT | GZS024******B |  | Water-Source | WBAHP: Heat Pump Packaged Unit | Heat Pump | 230 | 1 |  |  |  | Single-Speed |  |  |  | 24100 | 1525 | 15.8 | 11.2 | 29700 | 1740 | 5 | 4.2 | Federally-Regulated Commercial & Industrial Equipment | 11/30/2016 |  | 09/08/2017
Enertech Global, LLC | GEOCOMFORT | GZS024******B |  | Ground-Source | WBAHP: Heat Pump Packaged Unit | Heat Pump | 208 | 1 |  |  |  | Single-Speed |  |  |  | 25200 | 1347 | 18.7 | 13.4 | 18600 | 1473 | 3.7 | 3.1 | Non Federally-Regulated | 11/30/2016 |  | 09/08/2017
Enertech Global, LLC | GEOCOMFORT | GZS024******B |  | Ground-Source | WBAHP: Heat Pump Packaged Unit | Heat Pump | 230 | 1 |  |  |  | Single-Speed |  |  |  | 25200 | 1347 | 18.7 | 13.4 | 18600 | 1473 | 3.7 | 3.1 | Non Federally-Regulated | 11/30/2016 |  | 09/08/2017
Enertech Global, LLC | GEOCOMFORT | GZS024*2****B |  | Water-Source | WBAHP: Heat Pump Packaged Unit | Heat Pump | 208 | 3 |  |  |  | Single-Speed |  |  |  | 24100 | 1525 | 15.8 | 11.2 | 29700 | 1740 | 5 | 4.2 | Federally-Regulated Commercial & Industrial Equipment | 11/30/2016 |  | 09/08/2017
Enertech Global, LLC | GEOCOMFORT | GZS024*2****B |  | Water-Source | WBAHP: Heat Pump Packaged Unit | Heat Pump | 230 | 3 |  |  |  | Single-Speed |  |  |  | 24100 | 1525 | 15.8 | 11.2 | 29700 | 1740 | 5 | 4.2 | Federally-Regulated Commercial & Industrial Equipment | 11/30/2016 |  | 09/08/2017
Enertech Global, LLC | GEOCOMFORT | GZS024*2****B |  | Ground-Source | WBAHP: Heat Pump Packaged Unit | Heat Pump | 208 | 3 |  |  |  | Single-Speed |  |  |  | 25200 | 1347 | 18.7 | 13.4 | 18600 | 1473 | 3.7 | 3.1 | Non Federally-Regulated | 11/30/2016 |  | 09/08/2017
Enertech Global, LLC | GEOCOMFORT | GZS024*2****B |  | Ground-Source | WBAHP: Heat Pump Packaged Unit | Heat Pump | 230 | 3 |  |  |  | Single-Speed |  |  |  | 25200 | 1347 | 18.7 | 13.4 | 18600 | 1473 | 3.7 | 3.1 | Non Federally-Regulated | 11/30/2016 |  | 09/08/2017
Enertech Global, LLC | GEOCOMFORT | GZS024*3****B |  | Water-Source | WBAHP: Heat Pump Packaged Unit | Heat Pump | 460 | 3 |  |  |  | Single-Speed |  |  |  | 24100 | 1525 | 15.8 | 11.2 | 29700 | 1740 | 5 | 4.2 | Federally-Regulated Commercial & Industrial Equipment | 11/30/2016 |  | 09/08/2017
Enertech Global, LLC | GEOCOMFORT | GZS024*3****B |  | Ground-Source | WBAHP: Heat Pump Packaged Unit | Heat Pump | 460 | 3 |  |  |  | Single-Speed |  |  |  | 25200 | 1347 | 18.7 | 13.4 | 18600 | 1473 | 3.7 | 3.1 | Non Federally-Regulated | 11/30/2016 |  | 09/08/2017
Enertech Global, LLC | GEOCOMFORT | GZS024*4****B |  | Water-Source | WBAHP: Heat Pump Packaged Unit | Heat Pump | 575 | 3 |  |  |  | Single-Speed |  |  |  | 24100 | 1525 | 15.8 | 11.2 | 29700 | 1740 | 5 | 4.2 | Federally-Regulated Commercial & Industrial Equipment | 11/30/2016 |  | 09/08/2017
Enertech Global, LLC | GEOCOMFORT | GZS024*4****B |  | Ground-Source | WBAHP: Heat Pump Packaged Unit | Heat Pump | 575 | 3 |  |  |  | Single-Speed |  |  |  | 25200 | 1347 | 18.7 | 13.4 | 18600 | 1473 | 3.7 | 3.1 | Non Federally-Regulated | 11/30/2016 |  | 09/08/2017
Enertech Global, LLC | GEOCOMFORT | GZS024*A****B |  | Water-Source | WBAHP: Heat Pump Packaged Unit | Heat Pump | 265 | 1 |  |  |  | Single-Speed |  |  |  | 24100 | 1525 | 15.8 | 11.2 | 29700 | 1740 | 5 | 4.2 | Federally-Regulated Commercial & Industrial Equipment | 11/30/2016 |  | 09/08/2017
Enertech Global, LLC | GEOCOMFORT | GZS024*A****B |  | Ground-Source | WBAHP: Heat Pump Packaged Unit | Heat Pump | 265 | 1 |  |  |  | Single-Speed |  |  |  | 25200 | 1347 | 18.7 | 13.4 | 18600 | 1473 | 3.7 | 3.1 | Non Federally-Regulated | 11/30/2016 |  | 09/08/2017
Enertech Global, LLC | GEOCOMFORT | GZS030*****1B |  | Water-Source | WBAHP: Heat Pump Packaged Unit | Heat Pump | 208 | 1 |  |  |  | Single-Speed |  |  |  | 29500 | 1685 | 17.5 | 11.2 | 33000 | 1696 | 5.7 | 4.2 | Federally-Regulated Commercial & Industrial Equipment | 11/30/2016 |  | 09/08/2017
Enertech Global, LLC | GEOCOMFORT | GZS030*****1B |  | Water-Source | WBAHP: Heat Pump Packaged Unit | Heat Pump | 230 | 1 |  |  |  | Single-Speed |  |  |  | 29500 | 1685 | 17.5 | 11.2 | 33000 | 1696 | 5.7 | 4.2 | Federally-Regulated Commercial & Industrial Equipment | 11/30/2016 |  | 09/08/2017
Enertech Global, LLC | GEOCOMFORT | GZS030*****1B |  | Ground-Source | WBAHP: Heat Pump Packaged Unit | Heat Pump | 208 | 1 |  |  |  | Single-Speed |  |  |  | 30700 | 1483 | 20.7 | 13.4 | 21500 | 1575 | 4 | 3.1 | Non Federally-Regulated | 11/30/2016 |  | 09/08/2017
Enertech Global, LLC | GEOCOMFORT | GZS030*****1B |  | Ground-Source | WBAHP: Heat Pump Packaged Unit | Heat Pump | 230 | 1 |  |  |  | Single-Speed |  |  |  | 30700 | 1483 | 20.7 | 13.4 | 21500 | 1575 | 4 | 3.1 | Non Federally-Regulated | 11/30/2016 |  | 09/08/2017
Enertech Global, LLC | GEOCOMFORT | GZS030*2***1B |  | Water-Source | WBAHP: Heat Pump Packaged Unit | Heat Pump | 208 | 3 |  |  |  | Single-Speed |  |  |  | 29500 | 1685 | 17.5 | 11.2 | 33000 | 1696 | 5.7 | 4.2 | Federally-Regulated Commercial & Industrial Equipment | 11/30/2016 |  | 09/08/2017
Enertech Global, LLC | GEOCOMFORT | GZS030*2***1B |  | Water-Source | WBAHP: Heat Pump Packaged Unit | Heat Pump | 230 | 3 |  |  |  | Single-Speed |  |  |  | 29500 | 1685 | 17.5 | 11.2 | 33000 | 1696 | 5.7 | 4.2 | Federally-Regulated Commercial & Industrial Equipment | 11/30/2016 |  | 09/08/2017
Enertech Global, LLC | GEOCOMFORT | GZS030*2***1B |  | Ground-Source | WBAHP: Heat Pump Packaged Unit | Heat Pump | 208 | 3 |  |  |  | Single-Speed |  |  |  | 30700 | 1483 | 20.7 | 13.4 | 21500 | 1575 | 4 | 3.1 | Non Federally-Regulated | 11/30/2016 |  | 09/08/2017
Enertech Global, LLC | GEOCOMFORT | GZS030*2***1B |  | Ground-Source | WBAHP: Heat Pump Packaged Unit | Heat Pump | 230 | 3 |  |  |  | Single-Speed |  |  |  | 30700 | 1483 | 20.7 | 13.4 | 21500 | 1575 | 4 | 3.1 | Non Federally-Regulated | 11/30/2016 |  | 09/08/2017
Enertech Global, LLC | GEOCOMFORT | GZS030*3***1B |  | Water-Source | WBAHP: Heat Pump Packaged Unit | Heat Pump | 460 | 3 |  |  |  | Single-Speed |  |  |  | 29500 | 1685 | 17.5 | 11.2 | 33000 | 1696 | 5.7 | 4.2 | Federally-Regulated Commercial & Industrial Equipment | 11/30/2016 |  | 09/08/2017
Enertech Global, LLC | GEOCOMFORT | GZS030*3***1B |  | Ground-Source | WBAHP: Heat Pump Packaged Unit | Heat Pump | 460 | 3 |  |  |  | Single-Speed |  |  |  | 30700 | 1483 | 20.7 | 13.4 | 21500 | 1575 | 4 | 3.1 | Non Federally-Regulated | 11/30/2016 |  | 09/08/2017
Enertech Global, LLC | GEOCOMFORT | GZS030*A***1B |  | Water-Source | WBAHP: Heat Pump Packaged Unit | Heat Pump | 265 | 1 |  |  |  | Single-Speed |  |  |  | 29500 | 1685 | 17.5 | 11.2 | 33000 | 1696 | 5.7 | 4.2 | Federally-Regulated Commercial & Industrial Equipment | 11/30/2016 |  | 09/08/2017
Enertech Global, LLC | GEOCOMFORT | GZS030*A***1B |  | Ground-Source | WBAHP: Heat Pump Packaged Unit | Heat Pump | 265 | 1 |  |  |  | Single-Speed |  |  |  | 30700 | 1483 | 20.7 | 13.4 | 21500 | 1575 | 4 | 3.1 | Non Federally-Regulated | 11/30/2016 |  | 09/08/2017
Enertech Global, LLC | GEOCOMFORT | GZS030******B |  | Water-Source | WBAHP: Heat Pump Packaged Unit | Heat Pump | 208 | 1 |  |  |  | Single-Speed |  |  |  | 29000 | 1790 | 16.2 | 11.2 | 33300 | 1841 | 5.3 | 4.2 | Federally-Regulated Commercial & Industrial Equipment | 11/30/2016 |  | 09/08/2017
Enertech Global, LLC | GEOCOMFORT | GZS030******B |  | Water-Source | WBAHP: Heat Pump Packaged Unit | Heat Pump | 230 | 1 |  |  |  | Single-Speed |  |  |  | 29000 | 1790 | 16.2 | 11.2 | 33300 | 1841 | 5.3 | 4.2 | Federally-Regulated Commercial & Industrial Equipment | 11/30/2016 |  | 09/08/2017
Enertech Global, LLC | GEOCOMFORT | GZS030******B |  | Ground-Source | WBAHP: Heat Pump Packaged Unit | Heat Pump | 208 | 1 |  |  |  | Single-Speed |  |  |  | 30300 | 1586 | 19.1 | 13.4 | 21900 | 1734 | 3.7 | 3.1 | Non Federally-Regulated | 11/30/2016 |  | 09/08/2017
Enertech Global, LLC | GEOCOMFORT | GZS030******B |  | Ground-Source | WBAHP: Heat Pump Packaged Unit | Heat Pump | 230 | 1 |  |  |  | Single-Speed |  |  |  | 30300 | 1586 | 19.1 | 13.4 | 21900 | 1734 | 3.7 | 3.1 | Non Federally-Regulated | 11/30/2016 |  | 09/08/2017
Enertech Global, LLC | GEOCOMFORT | GZS030*2****B |  | Water-Source | WBAHP: Heat Pump Packaged Unit | Heat Pump | 208 | 3 |  |  |  | Single-Speed |  |  |  | 29000 | 1790 | 16.2 | 11.2 | 33300 | 1841 | 5.3 | 4.2 | Federally-Regulated Commercial & Industrial Equipment | 11/30/2016 |  | 09/08/2017
Enertech Global, LLC | GEOCOMFORT | GZS030*2****B |  | Water-Source | WBAHP: Heat Pump Packaged Unit | Heat Pump | 230 | 3 |  |  |  | Single-Speed |  |  |  | 29000 | 1790 | 16.2 | 11.2 | 33300 | 1841 | 5.3 | 4.2 | Federally-Regulated Commercial & Industrial Equipment | 11/30/2016 |  | 09/08/2017
Enertech Global, LLC | GEOCOMFORT | GZS030*2****B |  | Ground-Source | WBAHP: Heat Pump Packaged Unit | Heat Pump | 208 | 3 |  |  |  | Single-Speed |  |  |  | 30300 | 1586 | 19.1 | 13.4 | 21900 | 1734 | 3.7 | 3.1 | Non Federally-Regulated | 11/30/2016 |  | 09/08/2017
Enertech Global, LLC | GEOCOMFORT | GZS030*2****B |  | Ground-Source | WBAHP: Heat Pump Packaged Unit | Heat Pump | 230 | 3 |  |  |  | Single-Speed |  |  |  | 30300 | 1586 | 19.1 | 13.4 | 21900 | 1734 | 3.7 | 3.1 | Non Federally-Regulated | 11/30/2016 |  | 09/08/2017
Enertech Global, LLC | GEOCOMFORT | GZS030*3****B |  | Water-Source | WBAHP: Heat Pump Packaged Unit | Heat Pump | 460 | 3 |  |  |  | Single-Speed |  |  |  | 29000 | 1790 | 16.2 | 11.2 | 33300 | 1841 | 5.3 | 4.2 | Federally-Regulated Commercial & Industrial Equipment | 11/30/2016 |  | 09/08/2017
Enertech Global, LLC | GEOCOMFORT | GZS030*3****B |  | Ground-Source | WBAHP: Heat Pump Packaged Unit | Heat Pump | 460 | 3 |  |  |  | Single-Speed |  |  |  | 30300 | 1586 | 19.1 | 13.4 | 21900 | 1734 | 3.7 | 3.1 | Non Federally-Regulated | 11/30/2016 |  | 09/08/2017
Enertech Global, LLC | GEOCOMFORT | GZS030*4****B |  | Water-Source | WBAHP: Heat Pump Packaged Unit | Heat Pump | 575 | 3 |  |  |  | Single-Speed |  |  |  | 29000 | 1790 | 16.2 | 11.2 | 33300 | 1841 | 5.3 | 4.2 | Federally-Regulated Commercial & Industrial Equipment | 11/30/2016 |  | 09/08/2017
Enertech Global, LLC | GEOCOMFORT | GZS030*4****B |  | Ground-Source | WBAHP: Heat Pump Packaged Unit | Heat Pump | 575 | 3 |  |  |  | Single-Speed |  |  |  | 30300 | 1586 | 19.1 | 13.4 | 21900 | 1734 | 3.7 | 3.1 | Non Federally-Regulated | 11/30/2016 |  | 09/08/2017
Enertech Global, LLC | GEOCOMFORT | GZS030*A****B |  | Water-Source | WBAHP: Heat Pump Packaged Unit | Heat Pump | 265 | 1 |  |  |  | Single-Speed |  |  |  | 29000 | 1790 | 16.2 | 11.2 | 33300 | 1841 | 5.3 | 4.2 | Federally-Regulated Commercial & Industrial Equipment | 11/30/2016 |  | 09/08/2017
Enertech Global, LLC | GEOCOMFORT | GZS030*A****B |  | Ground-Source | WBAHP: Heat Pump Packaged Unit | Heat Pump | 265 | 1 |  |  |  | Single-Speed |  |  |  | 30300 | 1586 | 19.1 | 13.4 | 21900 | 1734 | 3.7 | 3.1 | Non Federally-Regulated | 11/30/2016 |  | 09/08/2017
Enertech Global, LLC | GEOCOMFORT | GZS036*****1B |  | Water-Source | WBAHP: Heat Pump Packaged Unit | Heat Pump | 208 | 1 |  |  |  | Single-Speed |  |  |  | 36800 | 2190 | 16.8 | 11.2 | 43300 | 2394 | 5.3 | 4.2 | Federally-Regulated Commercial & Industrial Equipment | 11/30/2016 |  | 09/08/2017
Enertech Global, LLC | GEOCOMFORT | GZS036*****1B |  | Water-Source | WBAHP: Heat Pump Packaged Unit | Heat Pump | 230 | 1 |  |  |  | Single-Speed |  |  |  | 36800 | 2190 | 16.8 | 11.2 | 43300 | 2394 | 5.3 | 4.2 | Federally-Regulated Commercial & Industrial Equipment | 11/30/2016 |  | 09/08/2017
Enertech Global, LLC | GEOCOMFORT | GZS036*****1B |  | Ground-Source | WBAHP: Heat Pump Packaged Unit | Heat Pump | 208 | 1 |  |  |  | Single-Speed |  |  |  | 38400 | 1969 | 19.5 | 13.4 | 27600 | 2022 | 4 | 3.1 | Non Federally-Regulated | 11/30/2016 |  | 09/08/2017
Enertech Global, LLC | GEOCOMFORT | GZS036*****1B |  | Ground-Source | WBAHP: Heat Pump Packaged Unit | Heat Pump | 230 | 1 |  |  |  | Single-Speed |  |  |  | 38400 | 1969 | 19.5 | 13.4 | 27600 | 2022 | 4 | 3.1 | Non Federally-Regulated | 11/30/2016 |  | 09/08/2017
Enertech Global, LLC | GEOCOMFORT | GZS036*2***1B |  | Water-Source | WBAHP: Heat Pump Packaged Unit | Heat Pump | 208 | 3 |  |  |  | Single-Speed |  |  |  | 36800 | 2190 | 16.8 | 11.2 | 43300 | 2394 | 5.3 | 4.2 | Federally-Regulated Commercial & Industrial Equipment | 11/30/2016 |  | 09/08/2017
Enertech Global, LLC | GEOCOMFORT | GZS036*2***1B |  | Water-Source | WBAHP: Heat Pump Packaged Unit | Heat Pump | 230 | 3 |  |  |  | Single-Speed |  |  |  | 36800 | 2190 | 16.8 | 11.2 | 43300 | 2394 | 5.3 | 4.2 | Federally-Regulated Commercial & Industrial Equipment | 11/30/2016 |  | 09/08/2017
Enertech Global, LLC | GEOCOMFORT | GZS036*2***1B |  | Ground-Source | WBAHP: Heat Pump Packaged Unit | Heat Pump | 208 | 3 |  |  |  | Single-Speed |  |  |  | 38400 | 1969 | 19.5 | 13.4 | 27600 | 2022 | 4 | 3.1 | Non Federally-Regulated | 11/30/2016 |  | 09/08/2017
Enertech Global, LLC | GEOCOMFORT | GZS036*2***1B |  | Ground-Source | WBAHP: Heat Pump Packaged Unit | Heat Pump | 230 | 3 |  |  |  | Single-Speed |  |  |  | 38400 | 1969 | 19.5 | 13.4 | 27600 | 2022 | 4 | 3.1 | Non Federally-Regulated | 11/30/2016 |  | 09/08/2017
Enertech Global, LLC | GEOCOMFORT | GZS036*3***1B |  | Water-Source | WBAHP: Heat Pump Packaged Unit | Heat Pump | 460 | 3 |  |  |  | Single-Speed |  |  |  | 36800 | 2190 | 16.8 | 11.2 | 43300 | 2394 | 5.3 | 4.2 | Federally-Regulated Commercial & Industrial Equipment | 11/30/2016 |  | 09/08/2017
Enertech Global, LLC | GEOCOMFORT | GZS036*3***1B |  | Ground-Source | WBAHP: Heat Pump Packaged Unit | Heat Pump | 460 | 3 |  |  |  | Single-Speed |  |  |  | 38400 | 1969 | 19.5 | 13.4 | 27600 | 2022 | 4 | 3.1 | Non Federally-Regulated | 11/30/2016 |  | 09/08/2017
Enertech Global, LLC | GEOCOMFORT | GZS036*A***1B |  | Water-Source | WBAHP: Heat Pump Packaged Unit | Heat Pump | 265 | 1 |  |  |  | Single-Speed |  |  |  | 36800 | 2190 | 16.8 | 11.2 | 43300 | 2394 | 5.3 | 4.2 | Federally-Regulated Commercial & Industrial Equipment | 11/30/2016 |  | 09/08/2017
Enertech Global, LLC | GEOCOMFORT | GZS036*A***1B |  | Ground-Source | WBAHP: Heat Pump Packaged Unit | Heat Pump | 265 | 1 |  |  |  | Single-Speed |  |  |  | 38400 | 1969 | 19.5 | 13.4 | 27600 | 2022 | 4 | 3.1 | Non Federally-Regulated | 11/30/2016 |  | 09/08/2017
Enertech Global, LLC | GEOCOMFORT | GZS036******B |  | Water-Source | WBAHP: Heat Pump Packaged Unit | Heat Pump | 208 | 1 |  |  |  | Single-Speed |  |  |  | 35900 | 2301 | 15.6 | 11.2 | 43400 | 2595 | 4.9 | 4.2 | Federally-Regulated Commercial & Industrial Equipment | 11/30/2016 |  | 09/08/2017
Enertech Global, LLC | GEOCOMFORT | GZS036******B |  | Water-Source | WBAHP: Heat Pump Packaged Unit | Heat Pump | 230 | 1 |  |  |  | Single-Speed |  |  |  | 35900 | 2301 | 15.6 | 11.2 | 43400 | 2595 | 4.9 | 4.2 | Federally-Regulated Commercial & Industrial Equipment | 11/30/2016 |  | 09/08/2017
Enertech Global, LLC | GEOCOMFORT | GZS036******B |  | Ground-Source | WBAHP: Heat Pump Packaged Unit | Heat Pump | 208 | 1 |  |  |  | Single-Speed |  |  |  | 37600 | 2077 | 18.1 | 13.4 | 27800 | 2202 | 3.7 | 3.1 | Non Federally-Regulated | 11/30/2016 |  | 09/08/2017
Enertech Global, LLC | GEOCOMFORT | GZS036******B |  | Ground-Source | WBAHP: Heat Pump Packaged Unit | Heat Pump | 230 | 1 |  |  |  | Single-Speed |  |  |  | 37600 | 2077 | 18.1 | 13.4 | 27800 | 2202 | 3.7 | 3.1 | Non Federally-Regulated | 11/30/2016 |  | 09/08/2017
Enertech Global, LLC | GEOCOMFORT | GZS036*2****B |  | Water-Source | WBAHP: Heat Pump Packaged Unit | Heat Pump | 208 | 3 |  |  |  | Single-Speed |  |  |  | 35900 | 2301 | 15.6 | 11.2 | 43400 | 2595 | 4.9 | 4.2 | Federally-Regulated Commercial & Industrial Equipment | 11/30/2016 |  | 09/08/2017
Enertech Global, LLC | GEOCOMFORT | GZS036*2****B |  | Water-Source | WBAHP: Heat Pump Packaged Unit | Heat Pump | 230 | 3 |  |  |  | Single-Speed |  |  |  | 35900 | 2301 | 15.6 | 11.2 | 43400 | 2595 | 4.9 | 4.2 | Federally-Regulated Commercial & Industrial Equipment | 11/30/2016 |  | 09/08/2017
Enertech Global, LLC | GEOCOMFORT | GZS036*2****B |  | Ground-Source | WBAHP: Heat Pump Packaged Unit | Heat Pump | 208 | 3 |  |  |  | Single-Speed |  |  |  | 37600 | 2077 | 18.1 | 13.4 | 27800 | 2202 | 3.7 | 3.1 | Non Federally-Regulated | 11/30/2016 |  | 09/08/2017
Enertech Global, LLC | GEOCOMFORT | GZS036*2****B |  | Ground-Source | WBAHP: Heat Pump Packaged Unit | Heat Pump | 230 | 3 |  |  |  | Single-Speed |  |  |  | 37600 | 2077 | 18.1 | 13.4 | 27800 | 2202 | 3.7 | 3.1 | Non Federally-Regulated | 11/30/2016 |  | 09/08/2017
Enertech Global, LLC | GEOCOMFORT | GZS036*3****B |  | Water-Source | WBAHP: Heat Pump Packaged Unit | Heat Pump | 460 | 3 |  |  |  | Single-Speed |  |  |  | 35900 | 2301 | 15.6 | 11.2 | 43400 | 2595 | 4.9 | 4.2 | Federally-Regulated Commercial & Industrial Equipment | 11/30/2016 |  | 09/08/2017
Enertech Global, LLC | GEOCOMFORT | GZS036*3****B |  | Ground-Source | WBAHP: Heat Pump Packaged Unit | Heat Pump | 460 | 3 |  |  |  | Single-Speed |  |  |  | 37600 | 2077 | 18.1 | 13.4 | 27800 | 2202 | 3.7 | 3.1 | Non Federally-Regulated | 11/30/2016 |  | 09/08/2017
Enertech Global, LLC | GEOCOMFORT | GZS036*4****B |  | Water-Source | WBAHP: Heat Pump Packaged Unit | Heat Pump | 575 | 3 |  |  |  | Single-Speed |  |  |  | 35900 | 2301 | 15.6 | 11.2 | 43400 | 2595 | 4.9 | 4.2 | Federally-Regulated Commercial & Industrial Equipment | 11/30/2016 |  | 09/08/2017
Enertech Global, LLC | GEOCOMFORT | GZS036*4****B |  | Ground-Source | WBAHP: Heat Pump Packaged Unit | Heat Pump | 575 | 3 |  |  |  | Single-Speed |  |  |  | 37600 | 2077 | 18.1 | 13.4 | 27800 | 2202 | 3.7 | 3.1 | Non Federally-Regulated | 11/30/2016 |  | 09/08/2017
Enertech Global, LLC | GEOCOMFORT | GZS036*A****B |  | Water-Source | WBAHP: Heat Pump Packaged Unit | Heat Pump | 265 | 1 |  |  |  | Single-Speed |  |  |  | 35900 | 2301 | 15.6 | 11.2 | 43400 | 2595 | 4.9 | 4.2 | Federally-Regulated Commercial & Industrial Equipment | 11/30/2016 |  | 09/08/2017
Enertech Global, LLC | GEOCOMFORT | GZS036*A****B |  | Ground-Source | WBAHP: Heat Pump Packaged Unit | Heat Pump | 265 | 1 |  |  |  | Single-Speed |  |  |  | 37600 | 2077 | 18.1 | 13.4 | 27800 | 2202 | 3.7 | 3.1 | Non Federally-Regulated | 11/30/2016 |  | 09/08/2017
Enertech Global, LLC | GEOCOMFORT | GZS042*****1B |  | Water-Source | WBAHP: Heat Pump Packaged Unit | Heat Pump | 208 | 1 |  |  |  | Single-Speed |  |  |  | 42500 | 2401 | 17.7 | 11.2 | 49600 | 2691 | 5.4 | 4.2 | Federally-Regulated Commercial & Industrial Equipment | 11/30/2016 |  | 09/08/2017
Enertech Global, LLC | GEOCOMFORT | GZS042*****1B |  | Water-Source | WBAHP: Heat Pump Packaged Unit | Heat Pump | 230 | 1 |  |  |  | Single-Speed |  |  |  | 42500 | 2401 | 17.7 | 11.2 | 49600 | 2691 | 5.4 | 4.2 | Federally-Regulated Commercial & Industrial Equipment | 11/30/2016 |  | 09/08/2017
Enertech Global, LLC | GEOCOMFORT | GZS042*****1B |  | Ground-Source | WBAHP: Heat Pump Packaged Unit | Heat Pump | 208 | 1 |  |  |  | Single-Speed |  |  |  | 44100 | 2090 | 21.1 | 13.4 | 32200 | 2301 | 4.1 | 3.1 | Non Federally-Regulated | 11/30/2016 |  | 09/08/2017
Enertech Global, LLC | GEOCOMFORT | GZS042*****1B |  | Ground-Source | WBAHP: Heat Pump Packaged Unit | Heat Pump | 230 | 1 |  |  |  | Single-Speed |  |  |  | 44100 | 2090 | 21.1 | 13.4 | 32200 | 2301 | 4.1 | 3.1 | Non Federally-Regulated | 11/30/2016 |  | 09/08/2017
Enertech Global, LLC | GEOCOMFORT | GZS042*2***1B |  | Water-Source | WBAHP: Heat Pump Packaged Unit | Heat Pump | 208 | 3 |  |  |  | Single-Speed |  |  |  | 42500 | 2401 | 17.7 | 11.2 | 49600 | 2691 | 5.4 | 4.2 | Federally-Regulated Commercial & Industrial Equipment | 11/30/2016 |  | 09/08/2017
Enertech Global, LLC | GEOCOMFORT | GZS042*2***1B |  | Water-Source | WBAHP: Heat Pump Packaged Unit | Heat Pump | 230 | 3 |  |  |  | Single-Speed |  |  |  | 42500 | 2401 | 17.7 | 11.2 | 49600 | 2691 | 5.4 | 4.2 | Federally-Regulated Commercial & Industrial Equipment | 11/30/2016 |  | 09/08/2017
Enertech Global, LLC | GEOCOMFORT | GZS042*2***1B |  | Ground-Source | WBAHP: Heat Pump Packaged Unit | Heat Pump | 208 | 3 |  |  |  | Single-Speed |  |  |  | 44100 | 2090 | 21.1 | 13.4 | 32200 | 2301 | 4.1 | 3.1 | Non Federally-Regulated | 11/30/2016 |  | 09/08/2017
Enertech Global, LLC | GEOCOMFORT | GZS042*2***1B |  | Ground-Source | WBAHP: Heat Pump Packaged Unit | Heat Pump | 230 | 3 |  |  |  | Single-Speed |  |  |  | 44100 | 2090 | 21.1 | 13.4 | 32200 | 2301 | 4.1 | 3.1 | Non Federally-Regulated | 11/30/2016 |  | 09/08/2017
Enertech Global, LLC | GEOCOMFORT | GZS042*3***1B |  | Water-Source | WBAHP: Heat Pump Packaged Unit | Heat Pump | 460 | 3 |  |  |  | Single-Speed |  |  |  | 42500 | 2401 | 17.7 | 11.2 | 49600 | 2691 | 5.4 | 4.2 | Federally-Regulated Commercial & Industrial Equipment | 11/30/2016 |  | 09/08/2017
Enertech Global, LLC | GEOCOMFORT | GZS042*3***1B |  | Ground-Source | WBAHP: Heat Pump Packaged Unit | Heat Pump | 460 | 3 |  |  |  | Single-Speed |  |  |  | 44100 | 2090 | 21.1 | 13.4 | 32200 | 2301 | 4.1 | 3.1 | Non Federally-Regulated | 11/30/2016 |  | 09/08/2017
Enertech Global, LLC | GEOCOMFORT | GZS042******B |  | Water-Source | WBAHP: Heat Pump Packaged Unit | Heat Pump | 208 | 1 |  |  |  | Single-Speed |  |  |  | 41700 | 2467 | 16.9 | 11.2 | 50400 | 2735 | 5.4 | 4.2 | Federally-Regulated Commercial & Industrial Equipment | 11/30/2016 |  | 09/08/2017
Enertech Global, LLC | GEOCOMFORT | GZS042******B |  | Water-Source | WBAHP: Heat Pump Packaged Unit | Heat Pump | 230 | 1 |  |  |  | Single-Speed |  |  |  | 41700 | 2467 | 16.9 | 11.2 | 50400 | 2735 | 5.4 | 4.2 | Federally-Regulated Commercial & Industrial Equipment | 11/30/2016 |  | 09/08/2017
Enertech Global, LLC | GEOCOMFORT | GZS042******B |  | Ground-Source | WBAHP: Heat Pump Packaged Unit | Heat Pump | 208 | 1 |  |  |  | Single-Speed |  |  |  | 43400 | 2191 | 19.8 | 13.4 | 32800 | 2464 | 3.9 | 3.1 | Non Federally-Regulated | 11/30/2016 |  | 09/08/2017
Enertech Global, LLC | GEOCOMFORT | GZS042******B |  | Ground-Source | WBAHP: Heat Pump Packaged Unit | Heat Pump | 230 | 1 |  |  |  | Single-Speed |  |  |  | 43400 | 2191 | 19.8 | 13.4 | 32800 | 2464 | 3.9 | 3.1 | Non Federally-Regulated | 11/30/2016 |  | 09/08/2017
Enertech Global, LLC | GEOCOMFORT | GZS042*2****B |  | Water-Source | WBAHP: Heat Pump Packaged Unit | Heat Pump | 208 | 3 |  |  |  | Single-Speed |  |  |  | 41700 | 2467 | 16.9 | 11.2 | 50400 | 2735 | 5.4 | 4.2 | Federally-Regulated Commercial & Industrial Equipment | 11/30/2016 |  | 09/08/2017
Enertech Global, LLC | GEOCOMFORT | GZS042*2****B |  | Water-Source | WBAHP: Heat Pump Packaged Unit | Heat Pump | 230 | 3 |  |  |  | Single-Speed |  |  |  | 41700 | 2467 | 16.9 | 11.2 | 50400 | 2735 | 5.4 | 4.2 | Federally-Regulated Commercial & Industrial Equipment | 11/30/2016 |  | 09/08/2017
Enertech Global, LLC | GEOCOMFORT | GZS042*2****B |  | Ground-Source | WBAHP: Heat Pump Packaged Unit | Heat Pump | 208 | 3 |  |  |  | Single-Speed |  |  |  | 43400 | 2191 | 19.8 | 13.4 | 32800 | 2464 | 3.9 | 3.1 | Non Federally-Regulated | 11/30/2016 |  | 09/08/2017
Enertech Global, LLC | GEOCOMFORT | GZS042*2****B |  | Ground-Source | WBAHP: Heat Pump Packaged Unit | Heat Pump | 230 | 3 |  |  |  | Single-Speed |  |  |  | 43400 | 2191 | 19.8 | 13.4 | 32800 | 2464 | 3.9 | 3.1 | Non Federally-Regulated | 11/30/2016 |  | 09/08/2017
Enertech Global, LLC | GEOCOMFORT | GZS042*3****B |  | Water-Source | WBAHP: Heat Pump Packaged Unit | Heat Pump | 460 | 3 |  |  |  | Single-Speed |  |  |  | 41700 | 2467 | 16.9 | 11.2 | 50400 | 2735 | 5.4 | 4.2 | Federally-Regulated Commercial & Industrial Equipment | 11/30/2016 |  | 09/08/2017
Enertech Global, LLC | GEOCOMFORT | GZS042*3****B |  | Ground-Source | WBAHP: Heat Pump Packaged Unit | Heat Pump | 460 | 3 |  |  |  | Single-Speed |  |  |  | 43400 | 2191 | 19.8 | 13.4 | 32800 | 2464 | 3.9 | 3.1 | Non Federally-Regulated | 11/30/2016 |  | 09/08/2017
Enertech Global, LLC | GEOCOMFORT | GZS042*4****B |  | Water-Source | WBAHP: Heat Pump Packaged Unit | Heat Pump | 575 | 3 |  |  |  | Single-Speed |  |  |  | 41700 | 2467 | 16.9 | 11.2 | 50400 | 2735 | 5.4 | 4.2 | Federally-Regulated Commercial & Industrial Equipment | 11/30/2016 |  | 09/08/2017
Enertech Global, LLC | GEOCOMFORT | GZS042*4****B |  | Ground-Source | WBAHP: Heat Pump Packaged Unit | Heat Pump | 575 | 3 |  |  |  | Single-Speed |  |  |  | 43400 | 2191 | 19.8 | 13.4 | 32800 | 2464 | 3.9 | 3.1 | Non Federally-Regulated | 11/30/2016 |  | 09/08/2017
Enertech Global, LLC | GEOCOMFORT | GZS048*****1B |  | Water-Source | WBAHP: Heat Pump Packaged Unit | Heat Pump | 208 | 1 |  |  |  | Single-Speed |  |  |  | 48100 | 2950 | 16.3 | 11.2 | 58100 | 3475 | 4.9 | 4.2 | Federally-Regulated Commercial & Industrial Equipment | 11/30/2016 |  | 09/08/2017
Enertech Global, LLC | GEOCOMFORT | GZS048*****1B |  | Water-Source | WBAHP: Heat Pump Packaged Unit | Heat Pump | 230 | 1 |  |  |  | Single-Speed |  |  |  | 48100 | 2950 | 16.3 | 11.2 | 58100 | 3475 | 4.9 | 4.2 | Federally-Regulated Commercial & Industrial Equipment | 11/30/2016 |  | 09/08/2017
Enertech Global, LLC | GEOCOMFORT | GZS048*****1B |  | Ground-Source | WBAHP: Heat Pump Packaged Unit | Heat Pump | 208 | 1 |  |  |  | Single-Speed |  |  |  | 50400 | 2638 | 19.1 | 13.4 | 37800 | 2915 | 3.8 | 3.1 | Non Federally-Regulated | 11/30/2016 |  | 09/08/2017
Enertech Global, LLC | GEOCOMFORT | GZS048*****1B |  | Ground-Source | WBAHP: Heat Pump Packaged Unit | Heat Pump | 230 | 1 |  |  |  | Single-Speed |  |  |  | 50400 | 2638 | 19.1 | 13.4 | 37800 | 2915 | 3.8 | 3.1 | Non Federally-Regulated | 11/30/2016 |  | 09/08/2017
Enertech Global, LLC | GEOCOMFORT | GZS048*2***1B |  | Water-Source | WBAHP: Heat Pump Packaged Unit | Heat Pump | 208 | 3 |  |  |  | Single-Speed |  |  |  | 48100 | 2950 | 16.3 | 11.2 | 58100 | 3475 | 4.9 | 4.2 | Federally-Regulated Commercial & Industrial Equipment | 11/30/2016 |  | 09/08/2017
Enertech Global, LLC | GEOCOMFORT | GZS048*2***1B |  | Water-Source | WBAHP: Heat Pump Packaged Unit | Heat Pump | 230 | 3 |  |  |  | Single-Speed |  |  |  | 48100 | 2950 | 16.3 | 11.2 | 58100 | 3475 | 4.9 | 4.2 | Federally-Regulated Commercial & Industrial Equipment | 11/30/2016 |  | 09/08/2017
Enertech Global, LLC | GEOCOMFORT | GZS048*2***1B |  | Ground-Source | WBAHP: Heat Pump Packaged Unit | Heat Pump | 208 | 3 |  |  |  | Single-Speed |  |  |  | 50400 | 2638 | 19.1 | 13.4 | 37800 | 2915 | 3.8 | 3.1 | Non Federally-Regulated | 11/30/2016 |  | 09/08/2017
Enertech Global, LLC | GEOCOMFORT | GZS048*2***1B |  | Ground-Source | WBAHP: Heat Pump Packaged Unit | Heat Pump | 230 | 3 |  |  |  | Single-Speed |  |  |  | 50400 | 2638 | 19.1 | 13.4 | 37800 | 2915 | 3.8 | 3.1 | Non Federally-Regulated | 11/30/2016 |  | 09/08/2017
Enertech Global, LLC | GEOCOMFORT | GZS048*3***1B |  | Water-Source | WBAHP: Heat Pump Packaged Unit | Heat Pump | 460 | 3 |  |  |  | Single-Speed |  |  |  | 48100 | 2950 | 16.3 | 11.2 | 58100 | 3475 | 4.9 | 4.2 | Federally-Regulated Commercial & Industrial Equipment | 11/30/2016 |  | 09/08/2017
Enertech Global, LLC | GEOCOMFORT | GZS048*3***1B |  | Ground-Source | WBAHP: Heat Pump Packaged Unit | Heat Pump | 460 | 3 |  |  |  | Single-Speed |  |  |  | 50400 | 2638 | 19.1 | 13.4 | 37800 | 2915 | 3.8 | 3.1 | Non Federally-Regulated | 11/30/2016 |  | 09/08/2017
Enertech Global, LLC | GEOCOMFORT | GZS048******B |  | Water-Source | WBAHP: Heat Pump Packaged Unit | Heat Pump | 208 | 1 |  |  |  | Single-Speed |  |  |  | 46800 | 3038 | 15.4 | 11.2 | 59300 | 3778 | 4.6 | 4.2 | Federally-Regulated Commercial & Industrial Equipment | 11/30/2016 |  | 09/08/2017
Enertech Global, LLC | GEOCOMFORT | GZS048******B |  | Water-Source | WBAHP: Heat Pump Packaged Unit | Heat Pump | 230 | 1 |  |  |  | Single-Speed |  |  |  | 46800 | 3038 | 15.4 | 11.2 | 59300 | 3778 | 4.6 | 4.2 | Federally-Regulated Commercial & Industrial Equipment | 11/30/2016 |  | 09/08/2017
Enertech Global, LLC | GEOCOMFORT | GZS048******B |  | Ground-Source | WBAHP: Heat Pump Packaged Unit | Heat Pump | 208 | 1 |  |  |  | Single-Speed |  |  |  | 48500 | 2724 | 17.8 | 13.4 | 38500 | 3134 | 3.6 | 3.1 | Non Federally-Regulated | 11/30/2016 |  | 09/08/2017
Enertech Global, LLC | GEOCOMFORT | GZS048******B |  | Ground-Source | WBAHP: Heat Pump Packaged Unit | Heat Pump | 230 | 1 |  |  |  | Single-Speed |  |  |  | 48500 | 2724 | 17.8 | 13.4 | 38500 | 3134 | 3.6 | 3.1 | Non Federally-Regulated | 11/30/2016 |  | 09/08/2017
Enertech Global, LLC | GEOCOMFORT | GZS048*2****B |  | Water-Source | WBAHP: Heat Pump Packaged Unit | Heat Pump | 208 | 3 |  |  |  | Single-Speed |  |  |  | 46800 | 3038 | 15.4 | 11.2 | 59300 | 3778 | 4.6 | 4.2 | Federally-Regulated Commercial & Industrial Equipment | 11/30/2016 |  | 09/08/2017
Enertech Global, LLC | GEOCOMFORT | GZS048*2****B |  | Water-Source | WBAHP: Heat Pump Packaged Unit | Heat Pump | 230 | 3 |  |  |  | Single-Speed |  |  |  | 46800 | 3038 | 15.4 | 11.2 | 59300 | 3778 | 4.6 | 4.2 | Federally-Regulated Commercial & Industrial Equipment | 11/30/2016 |  | 09/08/2017
Enertech Global, LLC | GEOCOMFORT | GZS048*2****B |  | Ground-Source | WBAHP: Heat Pump Packaged Unit | Heat Pump | 208 | 3 |  |  |  | Single-Speed |  |  |  | 48500 | 2724 | 17.8 | 13.4 | 38500 | 3134 | 3.6 | 3.1 | Non Federally-Regulated | 11/30/2016 |  | 09/08/2017
Enertech Global, LLC | GEOCOMFORT | GZS048*2****B |  | Ground-Source | WBAHP: Heat Pump Packaged Unit | Heat Pump | 230 | 3 |  |  |  | Single-Speed |  |  |  | 48500 | 2724 | 17.8 | 13.4 | 38500 | 3134 | 3.6 | 3.1 | Non Federally-Regulated | 11/30/2016 |  | 09/08/2017
Enertech Global, LLC | GEOCOMFORT | GZS048*3****B |  | Water-Source | WBAHP: Heat Pump Packaged Unit | Heat Pump | 460 | 3 |  |  |  | Single-Speed |  |  |  | 46800 | 3038 | 15.4 | 11.2 | 59300 | 3778 | 4.6 | 4.2 | Federally-Regulated Commercial & Industrial Equipment | 11/30/2016 |  | 09/08/2017
Enertech Global, LLC | GEOCOMFORT | GZS048*3****B |  | Ground-Source | WBAHP: Heat Pump Packaged Unit | Heat Pump | 460 | 3 |  |  |  | Single-Speed |  |  |  | 48500 | 2724 | 17.8 | 13.4 | 38500 | 3134 | 3.6 | 3.1 | Non Federally-Regulated | 11/30/2016 |  | 09/08/2017
Enertech Global, LLC | GEOCOMFORT | GZS048*4****B |  | Water-Source | WBAHP: Heat Pump Packaged Unit | Heat Pump | 575 | 3 |  |  |  | Single-Speed |  |  |  | 46800 | 3038 | 15.4 | 11.2 | 59300 | 3778 | 4.6 | 4.2 | Federally-Regulated Commercial & Industrial Equipment | 11/30/2016 |  | 09/08/2017
Enertech Global, LLC | GEOCOMFORT | GZS048*4****B |  | Ground-Source | WBAHP: Heat Pump Packaged Unit | Heat Pump | 575 | 3 |  |  |  | Single-Speed |  |  |  | 48500 | 2724 | 17.8 | 13.4 | 38500 | 3134 | 3.6 | 3.1 | Non Federally-Regulated | 11/30/2016 |  | 09/08/2017
Enertech Global, LLC | GEOCOMFORT | GZS060*****1B |  | Water-Source | WBAHP: Heat Pump Packaged Unit | Heat Pump | 208 | 1 |  |  |  | Single-Speed |  |  |  | 59300 | 3488 | 17 | 11.2 | 74700 | 4130 | 5.3 | 4.2 | Federally-Regulated Commercial & Industrial Equipment | 11/30/2016 |  | 09/08/2017
Enertech Global, LLC | GEOCOMFORT | GZS060*****1B |  | Water-Source | WBAHP: Heat Pump Packaged Unit | Heat Pump | 230 | 1 |  |  |  | Single-Speed |  |  |  | 59300 | 3488 | 17 | 11.2 | 74700 | 4130 | 5.3 | 4.2 | Federally-Regulated Commercial & Industrial Equipment | 11/30/2016 |  | 09/08/2017
Enertech Global, LLC | GEOCOMFORT | GZS060*****1B |  | Ground-Source | WBAHP: Heat Pump Packaged Unit | Heat Pump | 208 | 1 |  |  |  | Single-Speed |  |  |  | 60700 | 3112 | 19.5 | 13.4 | 48200 | 3531 | 4 | 3.1 | Non Federally-Regulated | 11/30/2016 |  | 09/08/2017
Enertech Global, LLC | GEOCOMFORT | GZS060*****1B |  | Ground-Source | WBAHP: Heat Pump Packaged Unit | Heat Pump | 230 | 1 |  |  |  | Single-Speed |  |  |  | 60700 | 3112 | 19.5 | 13.4 | 48200 | 3531 | 4 | 3.1 | Non Federally-Regulated | 11/30/2016 |  | 09/08/2017
Enertech Global, LLC | GEOCOMFORT | GZS060*2***1B |  | Water-Source | WBAHP: Heat Pump Packaged Unit | Heat Pump | 208 | 3 |  |  |  | Single-Speed |  |  |  | 59300 | 3488 | 17 | 11.2 | 74700 | 4130 | 5.3 | 4.2 | Federally-Regulated Commercial & Industrial Equipment | 11/30/2016 |  | 09/08/2017
Enertech Global, LLC | GEOCOMFORT | GZS060*2***1B |  | Water-Source | WBAHP: Heat Pump Packaged Unit | Heat Pump | 230 | 3 |  |  |  | Single-Speed |  |  |  | 59300 | 3488 | 17 | 11.2 | 74700 | 4130 | 5.3 | 4.2 | Federally-Regulated Commercial & Industrial Equipment | 11/30/2016 |  | 09/08/2017
Enertech Global, LLC | GEOCOMFORT | GZS060*2***1B |  | Ground-Source | WBAHP: Heat Pump Packaged Unit | Heat Pump | 208 | 3 |  |  |  | Single-Speed |  |  |  | 60700 | 3112 | 19.5 | 13.4 | 48200 | 3531 | 4 | 3.1 | Non Federally-Regulated | 11/30/2016 |  | 09/08/2017
Enertech Global, LLC | GEOCOMFORT | GZS060*2***1B |  | Ground-Source | WBAHP: Heat Pump Packaged Unit | Heat Pump | 230 | 3 |  |  |  | Single-Speed |  |  |  | 60700 | 3112 | 19.5 | 13.4 | 48200 | 3531 | 4 | 3.1 | Non Federally-Regulated | 11/30/2016 |  | 09/08/2017
Enertech Global, LLC | GEOCOMFORT | GZS060*3***1B |  | Water-Source | WBAHP: Heat Pump Packaged Unit | Heat Pump | 460 | 3 |  |  |  | Single-Speed |  |  |  | 59300 | 3488 | 17 | 11.2 | 74700 | 4130 | 5.3 | 4.2 | Federally-Regulated Commercial & Industrial Equipment | 11/30/2016 |  | 09/08/2017
Enertech Global, LLC | GEOCOMFORT | GZS060*3***1B |  | Ground-Source | WBAHP: Heat Pump Packaged Unit | Heat Pump | 460 | 3 |  |  |  | Single-Speed |  |  |  | 60700 | 3112 | 19.5 | 13.4 | 48200 | 3531 | 4 | 3.1 | Non Federally-Regulated | 11/30/2016 |  | 09/08/2017
Enertech Global, LLC | GEOCOMFORT | GZS060******B |  | Water-Source | WBAHP: Heat Pump Packaged Unit | Heat Pump | 208 | 1 |  |  |  | Single-Speed |  |  |  | 58400 | 3792 | 15.4 | 11.2 | 75700 | 4527 | 4.9 | 4.2 | Federally-Regulated Commercial & Industrial Equipment | 11/30/2016 |  | 09/08/2017
Enertech Global, LLC | GEOCOMFORT | GZS060******B |  | Water-Source | WBAHP: Heat Pump Packaged Unit | Heat Pump | 230 | 1 |  |  |  | Single-Speed |  |  |  | 58400 | 3792 | 15.4 | 11.2 | 75700 | 4527 | 4.9 | 4.2 | Federally-Regulated Commercial & Industrial Equipment | 11/30/2016 |  | 09/08/2017
Enertech Global, LLC | GEOCOMFORT | GZS060******B |  | Ground-Source | WBAHP: Heat Pump Packaged Unit | Heat Pump | 208 | 1 |  |  |  | Single-Speed |  |  |  | 60500 | 3398 | 17.8 | 13.4 | 49200 | 3794 | 3.8 | 3.1 | Non Federally-Regulated | 11/30/2016 |  | 09/08/2017
Enertech Global, LLC | GEOCOMFORT | GZS060******B |  | Ground-Source | WBAHP: Heat Pump Packaged Unit | Heat Pump | 230 | 1 |  |  |  | Single-Speed |  |  |  | 60500 | 3398 | 17.8 | 13.4 | 49200 | 3794 | 3.8 | 3.1 | Non Federally-Regulated | 11/30/2016 |  | 09/08/2017
Enertech Global, LLC | GEOCOMFORT | GZS060*2****B |  | Water-Source | WBAHP: Heat Pump Packaged Unit | Heat Pump | 208 | 3 |  |  |  | Single-Speed |  |  |  | 58400 | 3792 | 15.4 | 11.2 | 75700 | 4527 | 4.9 | 4.2 | Federally-Regulated Commercial & Industrial Equipment | 11/30/2016 |  | 09/08/2017
Enertech Global, LLC | GEOCOMFORT | GZS060*2****B |  | Water-Source | WBAHP: Heat Pump Packaged Unit | Heat Pump | 230 | 3 |  |  |  | Single-Speed |  |  |  | 58400 | 3792 | 15.4 | 11.2 | 75700 | 4527 | 4.9 | 4.2 | Federally-Regulated Commercial & Industrial Equipment | 11/30/2016 |  | 09/08/2017
Enertech Global, LLC | GEOCOMFORT | GZS060*2****B |  | Ground-Source | WBAHP: Heat Pump Packaged Unit | Heat Pump | 208 | 3 |  |  |  | Single-Speed |  |  |  | 60500 | 3398 | 17.8 | 13.4 | 49200 | 3794 | 3.8 | 3.1 | Non Federally-Regulated | 11/30/2016 |  | 09/08/2017
Enertech Global, LLC | GEOCOMFORT | GZS060*2****B |  | Ground-Source | WBAHP: Heat Pump Packaged Unit | Heat Pump | 230 | 3 |  |  |  | Single-Speed |  |  |  | 60500 | 3398 | 17.8 | 13.4 | 49200 | 3794 | 3.8 | 3.1 | Non Federally-Regulated | 11/30/2016 |  | 09/08/2017
Enertech Global, LLC | GEOCOMFORT | GZS060*3****B |  | Water-Source | WBAHP: Heat Pump Packaged Unit | Heat Pump | 460 | 3 |  |  |  | Single-Speed |  |  |  | 58400 | 3792 | 15.4 | 11.2 | 75700 | 4527 | 4.9 | 4.2 | Federally-Regulated Commercial & Industrial Equipment | 11/30/2016 |  | 09/08/2017
Enertech Global, LLC | GEOCOMFORT | GZS060*3****B |  | Ground-Source | WBAHP: Heat Pump Packaged Unit | Heat Pump | 460 | 3 |  |  |  | Single-Speed |  |  |  | 60500 | 3398 | 17.8 | 13.4 | 49200 | 3794 | 3.8 | 3.1 | Non Federally-Regulated | 11/30/2016 |  | 09/08/2017
Enertech Global, LLC | GEOCOMFORT | GZS060*4****B |  | Water-Source | WBAHP: Heat Pump Packaged Unit | Heat Pump | 575 | 3 |  |  |  | Single-Speed |  |  |  | 58400 | 3792 | 15.4 | 11.2 | 75700 | 4527 | 4.9 | 4.2 | Federally-Regulated Commercial & Industrial Equipment | 11/30/2016 |  | 09/08/2017
Enertech Global, LLC | GEOCOMFORT | GZS060*4****B |  | Ground-Source | WBAHP: Heat Pump Packaged Unit | Heat Pump | 575 | 3 |  |  |  | Single-Speed |  |  |  | 60500 | 3398 | 17.8 | 13.4 | 49200 | 3794 | 3.8 | 3.1 | Non Federally-Regulated | 11/30/2016 |  | 09/08/2017
Enertech Global, LLC | Tetco | TZT024******B |  | Water-Source | WBAHP: Heat Pump Packaged Unit | Heat Pump | 208 | 1 |  |  |  | Single-Speed |  |  |  | 25600 | 1505 | 17 | 11.2 | 30000 | 1598 | 5.5 | 4.2 | Federally-Regulated Commercial & Industrial Equipment | 06/28/2016 |  | 09/08/2017
Enertech Global, LLC | Tetco | TZT024******B |  | Water-Source | WBAHP: Heat Pump Packaged Unit | Heat Pump | 230 | 1 |  |  |  | Single-Speed |  |  |  | 25600 | 1505 | 17 | 11.2 | 30000 | 1598 | 5.5 | 4.2 | Federally-Regulated Commercial & Industrial Equipment | 06/28/2016 |  | 09/08/2017
Enertech Global, LLC | Tetco | TZT024******B |  | Ground-Source | WBAHP: Heat Pump Packaged Unit | Heat Pump | 208 | 1 |  |  |  | Single-Speed |  |  |  | 26800 | 1353 | 19.8 | 13.4 | 18100 | 1326 | 4 | 3.1 | Non Federally-Regulated | 06/28/2016 |  | 09/08/2017
Enertech Global, LLC | Tetco | TZT024******B |  | Ground-Source | WBAHP: Heat Pump Packaged Unit | Heat Pump | 230 | 1 |  |  |  | Single-Speed |  |  |  | 26800 | 1353 | 19.8 | 13.4 | 18100 | 1326 | 4 | 3.1 | Non Federally-Regulated | 06/28/2016 |  | 09/08/2017
Enertech Global, LLC | Tetco | TZT024*2****B |  | Water-Source | WBAHP: Heat Pump Packaged Unit | Heat Pump | 208 | 3 |  |  |  | Single-Speed |  |  |  | 25600 | 1505 | 17 | 11.2 | 30000 | 1598 | 5.5 | 4.2 | Federally-Regulated Commercial & Industrial Equipment | 06/28/2016 |  | 09/08/2017
Enertech Global, LLC | Tetco | TZT024*2****B |  | Water-Source | WBAHP: Heat Pump Packaged Unit | Heat Pump | 230 | 3 |  |  |  | Single-Speed |  |  |  | 25600 | 1505 | 17 | 11.2 | 30000 | 1598 | 5.5 | 4.2 | Federally-Regulated Commercial & Industrial Equipment | 06/28/2016 |  | 09/08/2017
Enertech Global, LLC | Tetco | TZT024*2****B |  | Ground-Source | WBAHP: Heat Pump Packaged Unit | Heat Pump | 208 | 3 |  |  |  | Single-Speed |  |  |  | 26800 | 1353 | 19.8 | 13.4 | 18100 | 1326 | 4 | 3.1 | Non Federally-Regulated | 06/28/2016 |  | 09/08/2017
Enertech Global, LLC | Tetco | TZT024*2****B |  | Ground-Source | WBAHP: Heat Pump Packaged Unit | Heat Pump | 230 | 3 |  |  |  | Single-Speed |  |  |  | 26800 | 1353 | 19.8 | 13.4 | 18100 | 1326 | 4 | 3.1 | Non Federally-Regulated | 06/28/2016 |  | 09/08/2017
Enertech Global, LLC | Tetco | TZT024*3****B |  | Water-Source | WBAHP: Heat Pump Packaged Unit | Heat Pump | 460 | 3 |  |  |  | Single-Speed |  |  |  | 25600 | 1505 | 17 | 11.2 | 30000 | 1598 | 5.5 | 4.2 | Federally-Regulated Commercial & Industrial Equipment | 06/28/2016 |  | 09/08/2017
Enertech Global, LLC | Tetco | TZT024*3****B |  | Ground-Source | WBAHP: Heat Pump Packaged Unit | Heat Pump | 460 | 3 |  |  |  | Single-Speed |  |  |  | 26800 | 1353 | 19.8 | 13.4 | 18100 | 1326 | 4 | 3.1 | Non Federally-Regulated | 06/28/2016 |  | 09/08/2017
Enertech Global, LLC | Tetco | TZT024*A****B |  | Water-Source | WBAHP: Heat Pump Packaged Unit | Heat Pump | 265 | 1 |  |  |  | Single-Speed |  |  |  | 25600 | 1505 | 17 | 11.2 | 30000 | 1598 | 5.5 | 4.2 | Federally-Regulated Commercial & Industrial Equipment | 06/28/2016 |  | 09/08/2017
Enertech Global, LLC | Tetco | TZT024*A****B |  | Ground-Source | WBAHP: Heat Pump Packaged Unit | Heat Pump | 265 | 1 |  |  |  | Single-Speed |  |  |  | 26800 | 1353 | 19.8 | 13.4 | 18100 | 1326 | 4 | 3.1 | Non Federally-Regulated | 06/28/2016 |  | 09/08/2017
Enertech Global, LLC | Tetco | TZT036******B |  | Water-Source | WBAHP: Heat Pump Packaged Unit | Heat Pump | 208 | 1 |  |  |  | Single-Speed |  |  |  | 36500 | 2147 | 17 | 11.2 | 43300 | 2394 | 5.3 | 4.2 | Federally-Regulated Commercial & Industrial Equipment | 06/28/2016 |  | 09/08/2017
Enertech Global, LLC | Tetco | TZT036******B |  | Water-Source | WBAHP: Heat Pump Packaged Unit | Heat Pump | 230 | 1 |  |  |  | Single-Speed |  |  |  | 36500 | 2147 | 17 | 11.2 | 43300 | 2394 | 5.3 | 4.2 | Federally-Regulated Commercial & Industrial Equipment | 06/28/2016 |  | 09/08/2017
Enertech Global, LLC | Tetco | TZT036******B |  | Ground-Source | WBAHP: Heat Pump Packaged Unit | Heat Pump | 208 | 1 |  |  |  | Single-Speed |  |  |  | 38200 | 1919 | 19.9 | 13.4 | 27600 | 1972 | 4.1 | 3.1 | Non Federally-Regulated | 06/28/2016 |  | 09/08/2017
Enertech Global, LLC | Tetco | TZT036******B |  | Ground-Source | WBAHP: Heat Pump Packaged Unit | Heat Pump | 230 | 1 |  |  |  | Single-Speed |  |  |  | 38200 | 1919 | 19.9 | 13.4 | 27600 | 1972 | 4.1 | 3.1 | Non Federally-Regulated | 06/28/2016 |  | 09/08/2017
Enertech Global, LLC | Tetco | TZT036*2****B |  | Water-Source | WBAHP: Heat Pump Packaged Unit | Heat Pump | 208 | 3 |  |  |  | Single-Speed |  |  |  | 36500 | 2147 | 17 | 11.2 | 43300 | 2394 | 5.3 | 4.2 | Federally-Regulated Commercial & Industrial Equipment | 06/28/2016 |  | 09/08/2017
Enertech Global, LLC | Tetco | TZT036*2****B |  | Water-Source | WBAHP: Heat Pump Packaged Unit | Heat Pump | 230 | 3 |  |  |  | Single-Speed |  |  |  | 36500 | 2147 | 17 | 11.2 | 43300 | 2394 | 5.3 | 4.2 | Federally-Regulated Commercial & Industrial Equipment | 06/28/2016 |  | 09/08/2017
Enertech Global, LLC | Tetco | TZT036*2****B |  | Ground-Source | WBAHP: Heat Pump Packaged Unit | Heat Pump | 208 | 3 |  |  |  | Single-Speed |  |  |  | 38200 | 1919 | 19.9 | 13.4 | 27600 | 1972 | 4.1 | 3.1 | Non Federally-Regulated | 06/28/2016 |  | 09/08/2017
Enertech Global, LLC | Tetco | TZT036*2****B |  | Ground-Source | WBAHP: Heat Pump Packaged Unit | Heat Pump | 230 | 3 |  |  |  | Single-Speed |  |  |  | 38200 | 1919 | 19.9 | 13.4 | 27600 | 1972 | 4.1 | 3.1 | Non Federally-Regulated | 06/28/2016 |  | 09/08/2017
Enertech Global, LLC | Tetco | TZT036*3****B |  | Water-Source | WBAHP: Heat Pump Packaged Unit | Heat Pump | 460 | 3 |  |  |  | Single-Speed |  |  |  | 36500 | 2147 | 17 | 11.2 | 43300 | 2394 | 5.3 | 4.2 | Federally-Regulated Commercial & Industrial Equipment | 06/28/2016 |  | 09/08/2017
Enertech Global, LLC | Tetco | TZT036*3****B |  | Ground-Source | WBAHP: Heat Pump Packaged Unit | Heat Pump | 460 | 3 |  |  |  | Single-Speed |  |  |  | 38200 | 1919 | 19.9 | 13.4 | 27600 | 1972 | 4.1 | 3.1 | Non Federally-Regulated | 06/28/2016 |  | 09/08/2017
Enertech Global, LLC | Tetco | TZT036*A****B |  | Water-Source | WBAHP: Heat Pump Packaged Unit | Heat Pump | 265 | 1 |  |  |  | Single-Speed |  |  |  | 36500 | 2147 | 17 | 11.2 | 43300 | 2394 | 5.3 | 4.2 | Federally-Regulated Commercial & Industrial Equipment | 06/28/2016 |  | 09/08/2017
Enertech Global, LLC | Tetco | TZT036*A****B |  | Ground-Source | WBAHP: Heat Pump Packaged Unit | Heat Pump | 265 | 1 |  |  |  | Single-Speed |  |  |  | 38200 | 1919 | 19.9 | 13.4 | 27600 | 1972 | 4.1 | 3.1 | Non Federally-Regulated | 06/28/2016 |  | 09/08/2017
Enertech Global, LLC | Tetco | TZT048******B |  | Water-Source | WBAHP: Heat Pump Packaged Unit | Heat Pump | 208 | 1 |  |  |  | Single-Speed |  |  |  | 47600 | 3012 | 15.8 | 11.2 | 58300 | 3486 | 4.9 | 4.2 | Federally-Regulated Commercial & Industrial Equipment | 06/28/2016 |  | 09/08/2017
Enertech Global, LLC | Tetco | TZT048******B |  | Water-Source | WBAHP: Heat Pump Packaged Unit | Heat Pump | 230 | 1 |  |  |  | Single-Speed |  |  |  | 47600 | 3012 | 15.8 | 11.2 | 58300 | 3486 | 4.9 | 4.2 | Federally-Regulated Commercial & Industrial Equipment | 06/28/2016 |  | 09/08/2017
Enertech Global, LLC | Tetco | TZT048******B |  | Ground-Source | WBAHP: Heat Pump Packaged Unit | Heat Pump | 208 | 1 |  |  |  | Single-Speed |  |  |  | 49800 | 2721 | 18.3 | 13.4 | 37900 | 2848 | 3.9 | 3.1 | Non Federally-Regulated | 06/28/2016 |  | 09/08/2017
Enertech Global, LLC | Tetco | TZT048******B |  | Ground-Source | WBAHP: Heat Pump Packaged Unit | Heat Pump | 230 | 1 |  |  |  | Single-Speed |  |  |  | 49800 | 2721 | 18.3 | 13.4 | 37900 | 2848 | 3.9 | 3.1 | Non Federally-Regulated | 06/28/2016 |  | 09/08/2017
Enertech Global, LLC | Tetco | TZT048*2****B |  | Water-Source | WBAHP: Heat Pump Packaged Unit | Heat Pump | 208 | 3 |  |  |  | Single-Speed |  |  |  | 47600 | 3012 | 15.8 | 11.2 | 58300 | 3486 | 4.9 | 4.2 | Federally-Regulated Commercial & Industrial Equipment | 06/28/2016 |  | 09/08/2017
Enertech Global, LLC | Tetco | TZT048*2****B |  | Water-Source | WBAHP: Heat Pump Packaged Unit | Heat Pump | 230 | 3 |  |  |  | Single-Speed |  |  |  | 47600 | 3012 | 15.8 | 11.2 | 58300 | 3486 | 4.9 | 4.2 | Federally-Regulated Commercial & Industrial Equipment | 06/28/2016 |  | 09/08/2017
Enertech Global, LLC | Tetco | TZT048*2****B |  | Ground-Source | WBAHP: Heat Pump Packaged Unit | Heat Pump | 208 | 3 |  |  |  | Single-Speed |  |  |  | 49800 | 2721 | 18.3 | 13.4 | 37900 | 2848 | 3.9 | 3.1 | Non Federally-Regulated | 06/28/2016 |  | 09/08/2017
Enertech Global, LLC | Tetco | TZT048*2****B |  | Ground-Source | WBAHP: Heat Pump Packaged Unit | Heat Pump | 230 | 3 |  |  |  | Single-Speed |  |  |  | 49800 | 2721 | 18.3 | 13.4 | 37900 | 2848 | 3.9 | 3.1 | Non Federally-Regulated | 06/28/2016 |  | 09/08/2017
Enertech Global, LLC | Tetco | TZT048*3****B |  | Water-Source | WBAHP: Heat Pump Packaged Unit | Heat Pump | 460 | 3 |  |  |  | Single-Speed |  |  |  | 47600 | 3012 | 15.8 | 11.2 | 58300 | 3486 | 4.9 | 4.2 | Federally-Regulated Commercial & Industrial Equipment | 06/28/2016 |  | 09/08/2017
Enertech Global, LLC | Tetco | TZT048*3****B |  | Ground-Source | WBAHP: Heat Pump Packaged Unit | Heat Pump | 460 | 3 |  |  |  | Single-Speed |  |  |  | 49800 | 2721 | 18.3 | 13.4 | 37900 | 2848 | 3.9 | 3.1 | Non Federally-Regulated | 06/28/2016 |  | 09/08/2017
Enertech Global, LLC | Tetco | TZT048*A****B |  | Water-Source | WBAHP: Heat Pump Packaged Unit | Heat Pump | 265 | 1 |  |  |  | Single-Speed |  |  |  | 47600 | 3012 | 15.8 | 11.2 | 58300 | 3486 | 4.9 | 4.2 | Federally-Regulated Commercial & Industrial Equipment | 06/28/2016 |  | 09/08/2017
Enertech Global, LLC | Tetco | TZT048*A****B |  | Ground-Source | WBAHP: Heat Pump Packaged Unit | Heat Pump | 265 | 1 |  |  |  | Single-Speed |  |  |  | 49800 | 2721 | 18.3 | 13.4 | 37900 | 2848 | 3.9 | 3.1 | Non Federally-Regulated | 06/28/2016 |  | 09/08/2017
Enertech Global, LLC | Tetco | TZT060******B |  | Water-Source | WBAHP: Heat Pump Packaged Unit | Heat Pump | 208 | 1 |  |  |  | Single-Speed |  |  |  | 59400 | 3644 | 16.3 | 11.2 | 74600 | 4286 | 5.1 | 4.2 | Federally-Regulated Commercial & Industrial Equipment | 08/18/2016 |  | 09/08/2017
Enertech Global, LLC | Tetco | TZT060******B |  | Water-Source | WBAHP: Heat Pump Packaged Unit | Heat Pump | 230 | 1 |  |  |  | Single-Speed |  |  |  | 59400 | 3644 | 16.3 | 11.2 | 74600 | 4286 | 5.1 | 4.2 | Federally-Regulated Commercial & Industrial Equipment | 08/18/2016 |  | 09/08/2017
Enertech Global, LLC | Tetco | TZT060******B |  | Ground-Source | WBAHP: Heat Pump Packaged Unit | Heat Pump | 208 | 1 |  |  |  | Single-Speed |  |  |  | 61200 | 3272 | 18.7 | 13.4 | 48100 | 3614 | 3.9 | 3.1 | Non Federally-Regulated | 08/18/2016 |  | 09/08/2017
Enertech Global, LLC | Tetco | TZT060******B |  | Ground-Source | WBAHP: Heat Pump Packaged Unit | Heat Pump | 230 | 1 |  |  |  | Single-Speed |  |  |  | 61200 | 3272 | 18.7 | 13.4 | 48100 | 3614 | 3.9 | 3.1 | Non Federally-Regulated | 08/18/2016 |  | 09/08/2017
Enertech Global, LLC | Tetco | TZT060*2****B |  | Water-Source | WBAHP: Heat Pump Packaged Unit | Heat Pump | 208 | 3 |  |  |  | Single-Speed |  |  |  | 59400 | 3644 | 16.3 | 11.2 | 74600 | 4286 | 5.1 | 4.2 | Federally-Regulated Commercial & Industrial Equipment | 08/18/2016 |  | 09/08/2017
Enertech Global, LLC | Tetco | TZT060*2****B |  | Water-Source | WBAHP: Heat Pump Packaged Unit | Heat Pump | 230 | 3 |  |  |  | Single-Speed |  |  |  | 59400 | 3644 | 16.3 | 11.2 | 74600 | 4286 | 5.1 | 4.2 | Federally-Regulated Commercial & Industrial Equipment | 08/18/2016 |  | 09/08/2017
Enertech Global, LLC | Tetco | TZT060*2****B |  | Ground-Source | WBAHP: Heat Pump Packaged Unit | Heat Pump | 208 | 3 |  |  |  | Single-Speed |  |  |  | 61200 | 3272 | 18.7 | 13.4 | 48100 | 3614 | 3.9 | 3.1 | Non Federally-Regulated | 08/18/2016 |  | 09/08/2017
Enertech Global, LLC | Tetco | TZT060*2****B |  | Ground-Source | WBAHP: Heat Pump Packaged Unit | Heat Pump | 230 | 3 |  |  |  | Single-Speed |  |  |  | 61200 | 3272 | 18.7 | 13.4 | 48100 | 3614 | 3.9 | 3.1 | Non Federally-Regulated | 08/18/2016 |  | 09/08/2017
Enertech Global, LLC | Tetco | TZT060*3****B |  | Water-Source | WBAHP: Heat Pump Packaged Unit | Heat Pump | 460 | 3 |  |  |  | Single-Speed |  |  |  | 59400 | 3644 | 16.3 | 11.2 | 74600 | 4286 | 5.1 | 4.2 | Federally-Regulated Commercial & Industrial Equipment | 08/18/2016 |  | 09/08/2017
Enertech Global, LLC | Tetco | TZT060*3****B |  | Ground-Source | WBAHP: Heat Pump Packaged Unit | Heat Pump | 460 | 3 |  |  |  | Single-Speed |  |  |  | 61200 | 3272 | 18.7 | 13.4 | 48100 | 3614 | 3.9 | 3.1 | Non Federally-Regulated | 08/18/2016 |  | 09/08/2017
Enertech Global, LLC | Tetco | TZT060*A****B |  | Water-Source | WBAHP: Heat Pump Packaged Unit | Heat Pump | 265 | 1 |  |  |  | Single-Speed |  |  |  | 59400 | 3644 | 16.3 | 11.2 | 74600 | 4286 | 5.1 | 4.2 | Federally-Regulated Commercial & Industrial Equipment | 08/18/2016 |  | 09/08/2017
Enertech Global, LLC | Tetco | TZT060*A****B |  | Ground-Source | WBAHP: Heat Pump Packaged Unit | Heat Pump | 265 | 1 |  |  |  | Single-Speed |  |  |  | 61200 | 3272 | 18.7 | 13.4 | 48100 | 3614 | 3.9 | 3.1 | Non Federally-Regulated | 08/18/2016 |  | 09/08/2017
Enertech Global, LLC | Tetco | TZS018*****1B |  | Water-Source | WBAHP: Heat Pump Packaged Unit | Heat Pump | 208 | 1 |  |  |  | Single-Speed |  |  |  | 19900 | 1150 | 17.3 | 11.2 | 22600 | 1226 | 5.4 | 4.2 | Federally-Regulated Commercial & Industrial Equipment | 11/30/2016 |  | 09/08/2017
Enertech Global, LLC | Tetco | TZS018*****1B |  | Water-Source | WBAHP: Heat Pump Packaged Unit | Heat Pump | 230 | 1 |  |  |  | Single-Speed |  |  |  | 19900 | 1150 | 17.3 | 11.2 | 22600 | 1226 | 5.4 | 4.2 | Federally-Regulated Commercial & Industrial Equipment | 11/30/2016 |  | 09/08/2017
Enertech Global, LLC | Tetco | TZS018*****1B |  | Ground-Source | WBAHP: Heat Pump Packaged Unit | Heat Pump | 208 | 1 |  |  |  | Single-Speed |  |  |  | 20800 | 1014 | 20.5 | 13.4 | 14200 | 1095 | 3.8 | 3.1 | Non Federally-Regulated | 11/30/2016 |  | 09/08/2017
Enertech Global, LLC | Tetco | TZS018*****1B |  | Ground-Source | WBAHP: Heat Pump Packaged Unit | Heat Pump | 230 | 1 |  |  |  | Single-Speed |  |  |  | 20800 | 1014 | 20.5 | 13.4 | 14200 | 1095 | 3.8 | 3.1 | Non Federally-Regulated | 11/30/2016 |  | 09/08/2017
Enertech Global, LLC | Tetco | TZS018*A***1B |  | Water-Source | WBAHP: Heat Pump Packaged Unit | Heat Pump | 265 | 1 |  |  |  | Single-Speed |  |  |  | 19900 | 1150 | 17.3 | 11.2 | 22600 | 1226 | 5.4 | 4.2 | Federally-Regulated Commercial & Industrial Equipment | 11/30/2016 |  | 09/08/2017
Enertech Global, LLC | Tetco | TZS018*A***1B |  | Ground-Source | WBAHP: Heat Pump Packaged Unit | Heat Pump | 265 | 1 |  |  |  | Single-Speed |  |  |  | 20800 | 1014 | 20.5 | 13.4 | 14200 | 1095 | 3.8 | 3.1 | Non Federally-Regulated | 11/30/2016 |  | 09/08/2017
Enertech Global, LLC | Tetco | TZS018******B |  | Water-Source | WBAHP: Heat Pump Packaged Unit | Heat Pump | 208 | 1 |  |  |  | Single-Speed |  |  |  | 19400 | 1267 | 15.3 | 11.2 | 23000 | 1348 | 5 | 4.2 | Federally-Regulated Commercial & Industrial Equipment | 11/30/2016 |  | 09/08/2017
Enertech Global, LLC | Tetco | TZS018******B |  | Water-Source | WBAHP: Heat Pump Packaged Unit | Heat Pump | 230 | 1 |  |  |  | Single-Speed |  |  |  | 19400 | 1267 | 15.3 | 11.2 | 23000 | 1348 | 5 | 4.2 | Federally-Regulated Commercial & Industrial Equipment | 11/30/2016 |  | 09/08/2017
Enertech Global, LLC | Tetco | TZS018******B |  | Ground-Source | WBAHP: Heat Pump Packaged Unit | Heat Pump | 208 | 1 |  |  |  | Single-Speed |  |  |  | 20500 | 1126 | 18.2 | 13.4 | 14400 | 1172 | 3.6 | 3.1 | Non Federally-Regulated | 11/30/2016 |  | 09/08/2017
Enertech Global, LLC | Tetco | TZS018******B |  | Ground-Source | WBAHP: Heat Pump Packaged Unit | Heat Pump | 230 | 1 |  |  |  | Single-Speed |  |  |  | 20500 | 1126 | 18.2 | 13.4 | 14400 | 1172 | 3.6 | 3.1 | Non Federally-Regulated | 11/30/2016 |  | 09/08/2017
Enertech Global, LLC | Tetco | TZS018*A****B |  | Water-Source | WBAHP: Heat Pump Packaged Unit | Heat Pump | 265 | 1 |  |  |  | Single-Speed |  |  |  | 19400 | 1267 | 15.3 | 11.2 | 23000 | 1348 | 5 | 4.2 | Federally-Regulated Commercial & Industrial Equipment | 11/30/2016 |  | 09/08/2017
Enertech Global, LLC | Tetco | TZS018*A****B |  | Ground-Source | WBAHP: Heat Pump Packaged Unit | Heat Pump | 265 | 1 |  |  |  | Single-Speed |  |  |  | 20500 | 1126 | 18.2 | 13.4 | 14400 | 1172 | 3.6 | 3.1 | Non Federally-Regulated | 11/30/2016 |  | 09/08/2017
Enertech Global, LLC | Tetco | TZS024*****1B |  | Water-Source | WBAHP: Heat Pump Packaged Unit | Heat Pump | 208 | 1 |  |  |  | Single-Speed |  |  |  | 25000 | 1396 | 17.9 | 11.2 | 29300 | 1533 | 5.6 | 4.2 | Federally-Regulated Commercial & Industrial Equipment | 11/30/2016 |  | 09/08/2017
Enertech Global, LLC | Tetco | TZS024*****1B |  | Water-Source | WBAHP: Heat Pump Packaged Unit | Heat Pump | 230 | 1 |  |  |  | Single-Speed |  |  |  | 25000 | 1396 | 17.9 | 11.2 | 29300 | 1533 | 5.6 | 4.2 | Federally-Regulated Commercial & Industrial Equipment | 11/30/2016 |  | 09/08/2017
Enertech Global, LLC | Tetco | TZS024*****1B |  | Ground-Source | WBAHP: Heat Pump Packaged Unit | Heat Pump | 208 | 1 |  |  |  | Single-Speed |  |  |  | 26100 | 1213 | 21.5 | 13.4 | 18600 | 1397 | 3.9 | 3.1 | Non Federally-Regulated | 11/30/2016 |  | 09/08/2017
Enertech Global, LLC | Tetco | TZS024*****1B |  | Ground-Source | WBAHP: Heat Pump Packaged Unit | Heat Pump | 230 | 1 |  |  |  | Single-Speed |  |  |  | 26100 | 1213 | 21.5 | 13.4 | 18600 | 1397 | 3.9 | 3.1 | Non Federally-Regulated | 11/30/2016 |  | 09/08/2017
Enertech Global, LLC | Tetco | TZS024*2***1B |  | Water-Source | WBAHP: Heat Pump Packaged Unit | Heat Pump | 208 | 3 |  |  |  | Single-Speed |  |  |  | 25000 | 1396 | 17.9 | 11.2 | 29300 | 1533 | 5.6 | 4.2 | Federally-Regulated Commercial & Industrial Equipment | 11/30/2016 |  | 09/08/2017
Enertech Global, LLC | Tetco | TZS024*2***1B |  | Water-Source | WBAHP: Heat Pump Packaged Unit | Heat Pump | 230 | 3 |  |  |  | Single-Speed |  |  |  | 25000 | 1396 | 17.9 | 11.2 | 29300 | 1533 | 5.6 | 4.2 | Federally-Regulated Commercial & Industrial Equipment | 11/30/2016 |  | 09/08/2017
Enertech Global, LLC | Tetco | TZS024*2***1B |  | Ground-Source | WBAHP: Heat Pump Packaged Unit | Heat Pump | 208 | 3 |  |  |  | Single-Speed |  |  |  | 26100 | 1213 | 21.5 | 13.4 | 18600 | 1397 | 3.9 | 3.1 | Non Federally-Regulated | 11/30/2016 |  | 09/08/2017
Enertech Global, LLC | Tetco | TZS024*2***1B |  | Ground-Source | WBAHP: Heat Pump Packaged Unit | Heat Pump | 230 | 3 |  |  |  | Single-Speed |  |  |  | 26100 | 1213 | 21.5 | 13.4 | 18600 | 1397 | 3.9 | 3.1 | Non Federally-Regulated | 11/30/2016 |  | 09/08/2017
Enertech Global, LLC | Tetco | TZS024*3***1B |  | Water-Source | WBAHP: Heat Pump Packaged Unit | Heat Pump | 460 | 3 |  |  |  | Single-Speed |  |  |  | 25000 | 1396 | 17.9 | 11.2 | 29300 | 1533 | 5.6 | 4.2 | Federally-Regulated Commercial & Industrial Equipment | 11/30/2016 |  | 09/08/2017
Enertech Global, LLC | Tetco | TZS024*3***1B |  | Ground-Source | WBAHP: Heat Pump Packaged Unit | Heat Pump | 460 | 3 |  |  |  | Single-Speed |  |  |  | 26100 | 1213 | 21.5 | 13.4 | 18600 | 1397 | 3.9 | 3.1 | Non Federally-Regulated | 11/30/2016 |  | 09/08/2017
Enertech Global, LLC | Tetco | TZS024*A***1B |  | Water-Source | WBAHP: Heat Pump Packaged Unit | Heat Pump | 265 | 1 |  |  |  | Single-Speed |  |  |  | 25000 | 1396 | 17.9 | 11.2 | 29300 | 1533 | 5.6 | 4.2 | Federally-Regulated Commercial & Industrial Equipment | 11/30/2016 |  | 09/08/2017
Enertech Global, LLC | Tetco | TZS024*A***1B |  | Ground-Source | WBAHP: Heat Pump Packaged Unit | Heat Pump | 265 | 1 |  |  |  | Single-Speed |  |  |  | 26100 | 1213 | 21.5 | 13.4 | 18600 | 1397 | 3.9 | 3.1 | Non Federally-Regulated | 11/30/2016 |  | 09/08/2017
Enertech Global, LLC | Tetco | TZS024******B |  | Water-Source | WBAHP: Heat Pump Packaged Unit | Heat Pump | 208 | 1 |  |  |  | Single-Speed |  |  |  | 24100 | 1525 | 15.8 | 11.2 | 29700 | 1740 | 5 | 4.2 | Federally-Regulated Commercial & Industrial Equipment | 11/30/2016 |  | 09/08/2017
Enertech Global, LLC | Tetco | TZS024******B |  | Water-Source | WBAHP: Heat Pump Packaged Unit | Heat Pump | 230 | 1 |  |  |  | Single-Speed |  |  |  | 24100 | 1525 | 15.8 | 11.2 | 29700 | 1740 | 5 | 4.2 | Federally-Regulated Commercial & Industrial Equipment | 11/30/2016 |  | 09/08/2017
Enertech Global, LLC | Tetco | TZS024******B |  | Ground-Source | WBAHP: Heat Pump Packaged Unit | Heat Pump | 208 | 1 |  |  |  | Single-Speed |  |  |  | 25200 | 1347 | 18.7 | 13.4 | 18600 | 1473 | 3.7 | 3.1 | Non Federally-Regulated | 11/30/2016 |  | 09/08/2017
Enertech Global, LLC | Tetco | TZS024******B |  | Ground-Source | WBAHP: Heat Pump Packaged Unit | Heat Pump | 230 | 1 |  |  |  | Single-Speed |  |  |  | 25200 | 1347 | 18.7 | 13.4 | 18600 | 1473 | 3.7 | 3.1 | Non Federally-Regulated | 11/30/2016 |  | 09/08/2017
Enertech Global, LLC | Tetco | TZS024*2****B |  | Water-Source | WBAHP: Heat Pump Packaged Unit | Heat Pump | 208 | 3 |  |  |  | Single-Speed |  |  |  | 24100 | 1525 | 15.8 | 11.2 | 29700 | 1740 | 5 | 4.2 | Federally-Regulated Commercial & Industrial Equipment | 11/30/2016 |  | 09/08/2017
Enertech Global, LLC | Tetco | TZS024*2****B |  | Water-Source | WBAHP: Heat Pump Packaged Unit | Heat Pump | 230 | 3 |  |  |  | Single-Speed |  |  |  | 24100 | 1525 | 15.8 | 11.2 | 29700 | 1740 | 5 | 4.2 | Federally-Regulated Commercial & Industrial Equipment | 11/30/2016 |  | 09/08/2017
Enertech Global, LLC | Tetco | TZS024*2****B |  | Ground-Source | WBAHP: Heat Pump Packaged Unit | Heat Pump | 208 | 3 |  |  |  | Single-Speed |  |  |  | 25200 | 1347 | 18.7 | 13.4 | 18600 | 1473 | 3.7 | 3.1 | Non Federally-Regulated | 11/30/2016 |  | 09/08/2017
Enertech Global, LLC | Tetco | TZS024*2****B |  | Ground-Source | WBAHP: Heat Pump Packaged Unit | Heat Pump | 230 | 3 |  |  |  | Single-Speed |  |  |  | 25200 | 1347 | 18.7 | 13.4 | 18600 | 1473 | 3.7 | 3.1 | Non Federally-Regulated | 11/30/2016 |  | 09/08/2017
Enertech Global, LLC | Tetco | TZS024*3****B |  | Water-Source | WBAHP: Heat Pump Packaged Unit | Heat Pump | 460 | 3 |  |  |  | Single-Speed |  |  |  | 24100 | 1525 | 15.8 | 11.2 | 29700 | 1740 | 5 | 4.2 | Federally-Regulated Commercial & Industrial Equipment | 11/30/2016 |  | 09/08/2017
Enertech Global, LLC | Tetco | TZS024*3****B |  | Ground-Source | WBAHP: Heat Pump Packaged Unit | Heat Pump | 460 | 3 |  |  |  | Single-Speed |  |  |  | 25200 | 1347 | 18.7 | 13.4 | 18600 | 1473 | 3.7 | 3.1 | Non Federally-Regulated | 11/30/2016 |  | 09/08/2017
Enertech Global, LLC | Tetco | TZS024*4****B |  | Water-Source | WBAHP: Heat Pump Packaged Unit | Heat Pump | 575 | 3 |  |  |  | Single-Speed |  |  |  | 24100 | 1525 | 15.8 | 11.2 | 29700 | 1740 | 5 | 4.2 | Federally-Regulated Commercial & Industrial Equipment | 11/30/2016 |  | 09/08/2017
Enertech Global, LLC | Tetco | TZS024*4****B |  | Ground-Source | WBAHP: Heat Pump Packaged Unit | Heat Pump | 575 | 3 |  |  |  | Single-Speed |  |  |  | 25200 | 1347 | 18.7 | 13.4 | 18600 | 1473 | 3.7 | 3.1 | Non Federally-Regulated | 11/30/2016 |  | 09/08/2017
Enertech Global, LLC | Tetco | TZS024*A****B |  | Water-Source | WBAHP: Heat Pump Packaged Unit | Heat Pump | 265 | 1 |  |  |  | Single-Speed |  |  |  | 24100 | 1525 | 15.8 | 11.2 | 29700 | 1740 | 5 | 4.2 | Federally-Regulated Commercial & Industrial Equipment | 11/30/2016 |  | 09/08/2017
Enertech Global, LLC | Tetco | TZS024*A****B |  | Ground-Source | WBAHP: Heat Pump Packaged Unit | Heat Pump | 265 | 1 |  |  |  | Single-Speed |  |  |  | 25200 | 1347 | 18.7 | 13.4 | 18600 | 1473 | 3.7 | 3.1 | Non Federally-Regulated | 11/30/2016 |  | 09/08/2017
Enertech Global, LLC | Tetco | TZS030*****1B |  | Water-Source | WBAHP: Heat Pump Packaged Unit | Heat Pump | 208 | 1 |  |  |  | Single-Speed |  |  |  | 29500 | 1685 | 17.5 | 11.2 | 33000 | 1696 | 5.7 | 4.2 | Federally-Regulated Commercial & Industrial Equipment | 11/30/2016 |  | 09/08/2017
Enertech Global, LLC | Tetco | TZS030*****1B |  | Water-Source | WBAHP: Heat Pump Packaged Unit | Heat Pump | 230 | 1 |  |  |  | Single-Speed |  |  |  | 29500 | 1685 | 17.5 | 11.2 | 33000 | 1696 | 5.7 | 4.2 | Federally-Regulated Commercial & Industrial Equipment | 11/30/2016 |  | 09/08/2017
Enertech Global, LLC | Tetco | TZS030*****1B |  | Ground-Source | WBAHP: Heat Pump Packaged Unit | Heat Pump | 208 | 1 |  |  |  | Single-Speed |  |  |  | 30700 | 1483 | 20.7 | 13.4 | 21500 | 1575 | 4 | 3.1 | Non Federally-Regulated | 11/30/2016 |  | 09/08/2017
Enertech Global, LLC | Tetco | TZS030*****1B |  | Ground-Source | WBAHP: Heat Pump Packaged Unit | Heat Pump | 230 | 1 |  |  |  | Single-Speed |  |  |  | 30700 | 1483 | 20.7 | 13.4 | 21500 | 1575 | 4 | 3.1 | Non Federally-Regulated | 11/30/2016 |  | 09/08/2017
Enertech Global, LLC | Tetco | TZS030*2***1B |  | Water-Source | WBAHP: Heat Pump Packaged Unit | Heat Pump | 208 | 3 |  |  |  | Single-Speed |  |  |  | 29500 | 1685 | 17.5 | 11.2 | 33000 | 1696 | 5.7 | 4.2 | Federally-Regulated Commercial & Industrial Equipment | 11/30/2016 |  | 09/08/2017
Enertech Global, LLC | Tetco | TZS030*2***1B |  | Water-Source | WBAHP: Heat Pump Packaged Unit | Heat Pump | 230 | 3 |  |  |  | Single-Speed |  |  |  | 29500 | 1685 | 17.5 | 11.2 | 33000 | 1696 | 5.7 | 4.2 | Federally-Regulated Commercial & Industrial Equipment | 11/30/2016 |  | 09/08/2017
Enertech Global, LLC | Tetco | TZS030*2***1B |  | Ground-Source | WBAHP: Heat Pump Packaged Unit | Heat Pump | 208 | 3 |  |  |  | Single-Speed |  |  |  | 30700 | 1483 | 20.7 | 13.4 | 21500 | 1575 | 4 | 3.1 | Non Federally-Regulated | 11/30/2016 |  | 09/08/2017
Enertech Global, LLC | Tetco | TZS030*2***1B |  | Ground-Source | WBAHP: Heat Pump Packaged Unit | Heat Pump | 230 | 3 |  |  |  | Single-Speed |  |  |  | 30700 | 1483 | 20.7 | 13.4 | 21500 | 1575 | 4 | 3.1 | Non Federally-Regulated | 11/30/2016 |  | 09/08/2017
Enertech Global, LLC | Tetco | TZS030*3***1B |  | Water-Source | WBAHP: Heat Pump Packaged Unit | Heat Pump | 460 | 3 |  |  |  | Single-Speed |  |  |  | 29500 | 1685 | 17.5 | 11.2 | 33000 | 1696 | 5.7 | 4.2 | Federally-Regulated Commercial & Industrial Equipment | 11/30/2016 |  | 09/08/2017
Enertech Global, LLC | Tetco | TZS030*3***1B |  | Ground-Source | WBAHP: Heat Pump Packaged Unit | Heat Pump | 460 | 3 |  |  |  | Single-Speed |  |  |  | 30700 | 1483 | 20.7 | 13.4 | 21500 | 1575 | 4 | 3.1 | Non Federally-Regulated | 11/30/2016 |  | 09/08/2017
Enertech Global, LLC | Tetco | TZS030*A***1B |  | Water-Source | WBAHP: Heat Pump Packaged Unit | Heat Pump | 265 | 1 |  |  |  | Single-Speed |  |  |  | 29500 | 1685 | 17.5 | 11.2 | 33000 | 1696 | 5.7 | 4.2 | Federally-Regulated Commercial & Industrial Equipment | 11/30/2016 |  | 09/08/2017
Enertech Global, LLC | Tetco | TZS030*A***1B |  | Ground-Source | WBAHP: Heat Pump Packaged Unit | Heat Pump | 265 | 1 |  |  |  | Single-Speed |  |  |  | 30700 | 1483 | 20.7 | 13.4 | 21500 | 1575 | 4 | 3.1 | Non Federally-Regulated | 11/30/2016 |  | 09/08/2017
Enertech Global, LLC | Tetco | TZS030******B |  | Water-Source | WBAHP: Heat Pump Packaged Unit | Heat Pump | 208 | 1 |  |  |  | Single-Speed |  |  |  | 29000 | 1790 | 16.2 | 11.2 | 33300 | 1841 | 5.3 | 4.2 | Federally-Regulated Commercial & Industrial Equipment | 11/30/2016 |  | 09/08/2017
Enertech Global, LLC | Tetco | TZS030******B |  | Water-Source | WBAHP: Heat Pump Packaged Unit | Heat Pump | 230 | 1 |  |  |  | Single-Speed |  |  |  | 29000 | 1790 | 16.2 | 11.2 | 33300 | 1841 | 5.3 | 4.2 | Federally-Regulated Commercial & Industrial Equipment | 11/30/2016 |  | 09/08/2017
Enertech Global, LLC | Tetco | TZS030******B |  | Ground-Source | WBAHP: Heat Pump Packaged Unit | Heat Pump | 208 | 1 |  |  |  | Single-Speed |  |  |  | 30300 | 1586 | 19.1 | 13.4 | 21900 | 1734 | 3.7 | 3.1 | Non Federally-Regulated | 11/30/2016 |  | 09/08/2017
Enertech Global, LLC | Tetco | TZS030******B |  | Ground-Source | WBAHP: Heat Pump Packaged Unit | Heat Pump | 230 | 1 |  |  |  | Single-Speed |  |  |  | 30300 | 1586 | 19.1 | 13.4 | 21900 | 1734 | 3.7 | 3.1 | Non Federally-Regulated | 11/30/2016 |  | 09/08/2017
Enertech Global, LLC | Tetco | TZS030*2****B |  | Water-Source | WBAHP: Heat Pump Packaged Unit | Heat Pump | 208 | 3 |  |  |  | Single-Speed |  |  |  | 29000 | 1790 | 16.2 | 11.2 | 33300 | 1841 | 5.3 | 4.2 | Federally-Regulated Commercial & Industrial Equipment | 11/30/2016 |  | 09/08/2017
Enertech Global, LLC | Tetco | TZS030*2****B |  | Water-Source | WBAHP: Heat Pump Packaged Unit | Heat Pump | 230 | 3 |  |  |  | Single-Speed |  |  |  | 29000 | 1790 | 16.2 | 11.2 | 33300 | 1841 | 5.3 | 4.2 | Federally-Regulated Commercial & Industrial Equipment | 11/30/2016 |  | 09/08/2017
Enertech Global, LLC | Tetco | TZS030*2****B |  | Ground-Source | WBAHP: Heat Pump Packaged Unit | Heat Pump | 208 | 3 |  |  |  | Single-Speed |  |  |  | 30300 | 1586 | 19.1 | 13.4 | 21900 | 1734 | 3.7 | 3.1 | Non Federally-Regulated | 11/30/2016 |  | 09/08/2017
Enertech Global, LLC | Tetco | TZS030*2****B |  | Ground-Source | WBAHP: Heat Pump Packaged Unit | Heat Pump | 230 | 3 |  |  |  | Single-Speed |  |  |  | 30300 | 1586 | 19.1 | 13.4 | 21900 | 1734 | 3.7 | 3.1 | Non Federally-Regulated | 11/30/2016 |  | 09/08/2017
Enertech Global, LLC | Tetco | TZS030*3****B |  | Water-Source | WBAHP: Heat Pump Packaged Unit | Heat Pump | 460 | 3 |  |  |  | Single-Speed |  |  |  | 29000 | 1790 | 16.2 | 11.2 | 33300 | 1841 | 5.3 | 4.2 | Federally-Regulated Commercial & Industrial Equipment | 11/30/2016 |  | 09/08/2017
Enertech Global, LLC | Tetco | TZS030*3****B |  | Ground-Source | WBAHP: Heat Pump Packaged Unit | Heat Pump | 460 | 3 |  |  |  | Single-Speed |  |  |  | 30300 | 1586 | 19.1 | 13.4 | 21900 | 1734 | 3.7 | 3.1 | Non Federally-Regulated | 11/30/2016 |  | 09/08/2017
Enertech Global, LLC | Tetco | TZS030*4****B |  | Water-Source | WBAHP: Heat Pump Packaged Unit | Heat Pump | 575 | 3 |  |  |  | Single-Speed |  |  |  | 29000 | 1790 | 16.2 | 11.2 | 33300 | 1841 | 5.3 | 4.2 | Federally-Regulated Commercial & Industrial Equipment | 11/30/2016 |  | 09/08/2017
Enertech Global, LLC | Tetco | TZS030*4****B |  | Ground-Source | WBAHP: Heat Pump Packaged Unit | Heat Pump | 575 | 3 |  |  |  | Single-Speed |  |  |  | 30300 | 1586 | 19.1 | 13.4 | 21900 | 1734 | 3.7 | 3.1 | Non Federally-Regulated | 11/30/2016 |  | 09/08/2017
Enertech Global, LLC | Tetco | TZS030*A****B |  | Water-Source | WBAHP: Heat Pump Packaged Unit | Heat Pump | 265 | 1 |  |  |  | Single-Speed |  |  |  | 29000 | 1790 | 16.2 | 11.2 | 33300 | 1841 | 5.3 | 4.2 | Federally-Regulated Commercial & Industrial Equipment | 11/30/2016 |  | 09/08/2017
Enertech Global, LLC | Tetco | TZS030*A****B |  | Ground-Source | WBAHP: Heat Pump Packaged Unit | Heat Pump | 265 | 1 |  |  |  | Single-Speed |  |  |  | 30300 | 1586 | 19.1 | 13.4 | 21900 | 1734 | 3.7 | 3.1 | Non Federally-Regulated | 11/30/2016 |  | 09/08/2017
Enertech Global, LLC | Tetco | TZS036*****1B |  | Water-Source | WBAHP: Heat Pump Packaged Unit | Heat Pump | 208 | 1 |  |  |  | Single-Speed |  |  |  | 36800 | 2190 | 16.8 | 11.2 | 43300 | 2394 | 5.3 | 4.2 | Federally-Regulated Commercial & Industrial Equipment | 11/30/2016 |  | 09/08/2017
Enertech Global, LLC | Tetco | TZS036*****1B |  | Water-Source | WBAHP: Heat Pump Packaged Unit | Heat Pump | 230 | 1 |  |  |  | Single-Speed |  |  |  | 36800 | 2190 | 16.8 | 11.2 | 43300 | 2394 | 5.3 | 4.2 | Federally-Regulated Commercial & Industrial Equipment | 11/30/2016 |  | 09/08/2017
Enertech Global, LLC | Tetco | TZS036*****1B |  | Ground-Source | WBAHP: Heat Pump Packaged Unit | Heat Pump | 208 | 1 |  |  |  | Single-Speed |  |  |  | 38400 | 1969 | 19.5 | 13.4 | 27600 | 2022 | 4 | 3.1 | Non Federally-Regulated | 11/30/2016 |  | 09/08/2017
Enertech Global, LLC | Tetco | TZS036*****1B |  | Ground-Source | WBAHP: Heat Pump Packaged Unit | Heat Pump | 230 | 1 |  |  |  | Single-Speed |  |  |  | 38400 | 1969 | 19.5 | 13.4 | 27600 | 2022 | 4 | 3.1 | Non Federally-Regulated | 11/30/2016 |  | 09/08/2017
Enertech Global, LLC | Tetco | TZS036*2***1B |  | Water-Source | WBAHP: Heat Pump Packaged Unit | Heat Pump | 208 | 3 |  |  |  | Single-Speed |  |  |  | 36800 | 2190 | 16.8 | 11.2 | 43300 | 2394 | 5.3 | 4.2 | Federally-Regulated Commercial & Industrial Equipment | 11/30/2016 |  | 09/08/2017
Enertech Global, LLC | Tetco | TZS036*2***1B |  | Water-Source | WBAHP: Heat Pump Packaged Unit | Heat Pump | 230 | 3 |  |  |  | Single-Speed |  |  |  | 36800 | 2190 | 16.8 | 11.2 | 43300 | 2394 | 5.3 | 4.2 | Federally-Regulated Commercial & Industrial Equipment | 11/30/2016 |  | 09/08/2017
Enertech Global, LLC | Tetco | TZS036*2***1B |  | Ground-Source | WBAHP: Heat Pump Packaged Unit | Heat Pump | 208 | 3 |  |  |  | Single-Speed |  |  |  | 38400 | 1969 | 19.5 | 13.4 | 27600 | 2022 | 4 | 3.1 | Non Federally-Regulated | 11/30/2016 |  | 09/08/2017
Enertech Global, LLC | Tetco | TZS036*2***1B |  | Ground-Source | WBAHP: Heat Pump Packaged Unit | Heat Pump | 230 | 3 |  |  |  | Single-Speed |  |  |  | 38400 | 1969 | 19.5 | 13.4 | 27600 | 2022 | 4 | 3.1 | Non Federally-Regulated | 11/30/2016 |  | 09/08/2017
Enertech Global, LLC | Tetco | TZS036*3***1B |  | Water-Source | WBAHP: Heat Pump Packaged Unit | Heat Pump | 460 | 3 |  |  |  | Single-Speed |  |  |  | 36800 | 2190 | 16.8 | 11.2 | 43300 | 2394 | 5.3 | 4.2 | Federally-Regulated Commercial & Industrial Equipment | 11/30/2016 |  | 09/08/2017
Enertech Global, LLC | Tetco | TZS036*3***1B |  | Ground-Source | WBAHP: Heat Pump Packaged Unit | Heat Pump | 460 | 3 |  |  |  | Single-Speed |  |  |  | 38400 | 1969 | 19.5 | 13.4 | 27600 | 2022 | 4 | 3.1 | Non Federally-Regulated | 11/30/2016 |  | 09/08/2017
Enertech Global, LLC | Tetco | TZS036*A***1B |  | Water-Source | WBAHP: Heat Pump Packaged Unit | Heat Pump | 265 | 1 |  |  |  | Single-Speed |  |  |  | 36800 | 2190 | 16.8 | 11.2 | 43300 | 2394 | 5.3 | 4.2 | Federally-Regulated Commercial & Industrial Equipment | 11/30/2016 |  | 09/08/2017
Enertech Global, LLC | Tetco | TZS036*A***1B |  | Ground-Source | WBAHP: Heat Pump Packaged Unit | Heat Pump | 265 | 1 |  |  |  | Single-Speed |  |  |  | 38400 | 1969 | 19.5 | 13.4 | 27600 | 2022 | 4 | 3.1 | Non Federally-Regulated | 11/30/2016 |  | 09/08/2017
Enertech Global, LLC | Tetco | TZS036******B |  | Water-Source | WBAHP: Heat Pump Packaged Unit | Heat Pump | 208 | 1 |  |  |  | Single-Speed |  |  |  | 35900 | 2301 | 15.6 | 11.2 | 43400 | 2595 | 4.9 | 4.2 | Federally-Regulated Commercial & Industrial Equipment | 11/30/2016 |  | 09/08/2017
Enertech Global, LLC | Tetco | TZS036******B |  | Water-Source | WBAHP: Heat Pump Packaged Unit | Heat Pump | 230 | 1 |  |  |  | Single-Speed |  |  |  | 35900 | 2301 | 15.6 | 11.2 | 43400 | 2595 | 4.9 | 4.2 | Federally-Regulated Commercial & Industrial Equipment | 11/30/2016 |  | 09/08/2017
Enertech Global, LLC | Tetco | TZS036******B |  | Ground-Source | WBAHP: Heat Pump Packaged Unit | Heat Pump | 208 | 1 |  |  |  | Single-Speed |  |  |  | 37600 | 2077 | 18.1 | 13.4 | 27800 | 2202 | 3.7 | 3.1 | Non Federally-Regulated | 11/30/2016 |  | 09/08/2017
Enertech Global, LLC | Tetco | TZS036******B |  | Ground-Source | WBAHP: Heat Pump Packaged Unit | Heat Pump | 230 | 1 |  |  |  | Single-Speed |  |  |  | 37600 | 2077 | 18.1 | 13.4 | 27800 | 2202 | 3.7 | 3.1 | Non Federally-Regulated | 11/30/2016 |  | 09/08/2017
Enertech Global, LLC | Tetco | TZS036*2****B |  | Water-Source | WBAHP: Heat Pump Packaged Unit | Heat Pump | 208 | 3 |  |  |  | Single-Speed |  |  |  | 35900 | 2301 | 15.6 | 11.2 | 43400 | 2595 | 4.9 | 4.2 | Federally-Regulated Commercial & Industrial Equipment | 11/30/2016 |  | 09/08/2017
Enertech Global, LLC | Tetco | TZS036*2****B |  | Water-Source | WBAHP: Heat Pump Packaged Unit | Heat Pump | 230 | 3 |  |  |  | Single-Speed |  |  |  | 35900 | 2301 | 15.6 | 11.2 | 43400 | 2595 | 4.9 | 4.2 | Federally-Regulated Commercial & Industrial Equipment | 11/30/2016 |  | 09/08/2017
Enertech Global, LLC | Tetco | TZS036*2****B |  | Ground-Source | WBAHP: Heat Pump Packaged Unit | Heat Pump | 208 | 3 |  |  |  | Single-Speed |  |  |  | 37600 | 2077 | 18.1 | 13.4 | 27800 | 2202 | 3.7 | 3.1 | Non Federally-Regulated | 11/30/2016 |  | 09/08/2017
Enertech Global, LLC | Tetco | TZS036*2****B |  | Ground-Source | WBAHP: Heat Pump Packaged Unit | Heat Pump | 230 | 3 |  |  |  | Single-Speed |  |  |  | 37600 | 2077 | 18.1 | 13.4 | 27800 | 2202 | 3.7 | 3.1 | Non Federally-Regulated | 11/30/2016 |  | 09/08/2017
Enertech Global, LLC | Tetco | TZS036*3****B |  | Water-Source | WBAHP: Heat Pump Packaged Unit | Heat Pump | 460 | 3 |  |  |  | Single-Speed |  |  |  | 35900 | 2301 | 15.6 | 11.2 | 43400 | 2595 | 4.9 | 4.2 | Federally-Regulated Commercial & Industrial Equipment | 11/30/2016 |  | 09/08/2017
Enertech Global, LLC | Tetco | TZS036*3****B |  | Ground-Source | WBAHP: Heat Pump Packaged Unit | Heat Pump | 460 | 3 |  |  |  | Single-Speed |  |  |  | 37600 | 2077 | 18.1 | 13.4 | 27800 | 2202 | 3.7 | 3.1 | Non Federally-Regulated | 11/30/2016 |  | 09/08/2017
Enertech Global, LLC | Tetco | TZS036*4****B |  | Water-Source | WBAHP: Heat Pump Packaged Unit | Heat Pump | 575 | 3 |  |  |  | Single-Speed |  |  |  | 35900 | 2301 | 15.6 | 11.2 | 43400 | 2595 | 4.9 | 4.2 | Federally-Regulated Commercial & Industrial Equipment | 11/30/2016 |  | 09/08/2017
Enertech Global, LLC | Tetco | TZS036*4****B |  | Ground-Source | WBAHP: Heat Pump Packaged Unit | Heat Pump | 575 | 3 |  |  |  | Single-Speed |  |  |  | 37600 | 2077 | 18.1 | 13.4 | 27800 | 2202 | 3.7 | 3.1 | Non Federally-Regulated | 11/30/2016 |  | 09/08/2017
Enertech Global, LLC | Tetco | TZS036*A****B |  | Water-Source | WBAHP: Heat Pump Packaged Unit | Heat Pump | 265 | 1 |  |  |  | Single-Speed |  |  |  | 35900 | 2301 | 15.6 | 11.2 | 43400 | 2595 | 4.9 | 4.2 | Federally-Regulated Commercial & Industrial Equipment | 11/30/2016 |  | 09/08/2017
Enertech Global, LLC | Tetco | TZS036*A****B |  | Ground-Source | WBAHP: Heat Pump Packaged Unit | Heat Pump | 265 | 1 |  |  |  | Single-Speed |  |  |  | 37600 | 2077 | 18.1 | 13.4 | 27800 | 2202 | 3.7 | 3.1 | Non Federally-Regulated | 11/30/2016 |  | 09/08/2017
Enertech Global, LLC | Tetco | TZS042*****1B |  | Water-Source | WBAHP: Heat Pump Packaged Unit | Heat Pump | 208 | 1 |  |  |  | Single-Speed |  |  |  | 42500 | 2401 | 17.7 | 11.2 | 49600 | 2691 | 5.4 | 4.2 | Federally-Regulated Commercial & Industrial Equipment | 11/30/2016 |  | 09/08/2017
Enertech Global, LLC | Tetco | TZS042*****1B |  | Water-Source | WBAHP: Heat Pump Packaged Unit | Heat Pump | 230 | 1 |  |  |  | Single-Speed |  |  |  | 42500 | 2401 | 17.7 | 11.2 | 49600 | 2691 | 5.4 | 4.2 | Federally-Regulated Commercial & Industrial Equipment | 11/30/2016 |  | 09/08/2017
Enertech Global, LLC | Tetco | TZS042*****1B |  | Ground-Source | WBAHP: Heat Pump Packaged Unit | Heat Pump | 208 | 1 |  |  |  | Single-Speed |  |  |  | 44100 | 2090 | 21.1 | 13.4 | 32200 | 2301 | 4.1 | 3.1 | Non Federally-Regulated | 11/30/2016 |  | 09/08/2017
Enertech Global, LLC | Tetco | TZS042*****1B |  | Ground-Source | WBAHP: Heat Pump Packaged Unit | Heat Pump | 230 | 1 |  |  |  | Single-Speed |  |  |  | 44100 | 2090 | 21.1 | 13.4 | 32200 | 2301 | 4.1 | 3.1 | Non Federally-Regulated | 11/30/2016 |  | 09/08/2017
Enertech Global, LLC | Tetco | TZS042*2***1B |  | Water-Source | WBAHP: Heat Pump Packaged Unit | Heat Pump | 208 | 3 |  |  |  | Single-Speed |  |  |  | 42500 | 2401 | 17.7 | 11.2 | 49600 | 2691 | 5.4 | 4.2 | Federally-Regulated Commercial & Industrial Equipment | 11/30/2016 |  | 09/08/2017
Enertech Global, LLC | Tetco | TZS042*2***1B |  | Water-Source | WBAHP: Heat Pump Packaged Unit | Heat Pump | 230 | 3 |  |  |  | Single-Speed |  |  |  | 42500 | 2401 | 17.7 | 11.2 | 49600 | 2691 | 5.4 | 4.2 | Federally-Regulated Commercial & Industrial Equipment | 11/30/2016 |  | 09/08/2017
Enertech Global, LLC | Tetco | TZS042*2***1B |  | Ground-Source | WBAHP: Heat Pump Packaged Unit | Heat Pump | 208 | 3 |  |  |  | Single-Speed |  |  |  | 44100 | 2090 | 21.1 | 13.4 | 32200 | 2301 | 4.1 | 3.1 | Non Federally-Regulated | 11/30/2016 |  | 09/08/2017
Enertech Global, LLC | Tetco | TZS042*2***1B |  | Ground-Source | WBAHP: Heat Pump Packaged Unit | Heat Pump | 230 | 3 |  |  |  | Single-Speed |  |  |  | 44100 | 2090 | 21.1 | 13.4 | 32200 | 2301 | 4.1 | 3.1 | Non Federally-Regulated | 11/30/2016 |  | 09/08/2017
Enertech Global, LLC | Tetco | TZS042*3***1B |  | Water-Source | WBAHP: Heat Pump Packaged Unit | Heat Pump | 460 | 3 |  |  |  | Single-Speed |  |  |  | 42500 | 2401 | 17.7 | 11.2 | 49600 | 2691 | 5.4 | 4.2 | Federally-Regulated Commercial & Industrial Equipment | 11/30/2016 |  | 09/08/2017
Enertech Global, LLC | Tetco | TZS042*3***1B |  | Ground-Source | WBAHP: Heat Pump Packaged Unit | Heat Pump | 460 | 3 |  |  |  | Single-Speed |  |  |  | 44100 | 2090 | 21.1 | 13.4 | 32200 | 2301 | 4.1 | 3.1 | Non Federally-Regulated | 11/30/2016 |  | 09/08/2017
Enertech Global, LLC | Tetco | TZS042******B |  | Water-Source | WBAHP: Heat Pump Packaged Unit | Heat Pump | 208 | 1 |  |  |  | Single-Speed |  |  |  | 41700 | 2467 | 16.9 | 11.2 | 50400 | 2735 | 5.4 | 4.2 | Federally-Regulated Commercial & Industrial Equipment | 11/30/2016 |  | 09/08/2017
Enertech Global, LLC | Tetco | TZS042******B |  | Water-Source | WBAHP: Heat Pump Packaged Unit | Heat Pump | 230 | 1 |  |  |  | Single-Speed |  |  |  | 41700 | 2467 | 16.9 | 11.2 | 50400 | 2735 | 5.4 | 4.2 | Federally-Regulated Commercial & Industrial Equipment | 11/30/2016 |  | 09/08/2017
Enertech Global, LLC | Tetco | TZS042******B |  | Ground-Source | WBAHP: Heat Pump Packaged Unit | Heat Pump | 208 | 1 |  |  |  | Single-Speed |  |  |  | 43400 | 2191 | 19.8 | 13.4 | 32800 | 2464 | 3.9 | 3.1 | Non Federally-Regulated | 11/30/2016 |  | 09/08/2017
Enertech Global, LLC | Tetco | TZS042******B |  | Ground-Source | WBAHP: Heat Pump Packaged Unit | Heat Pump | 230 | 1 |  |  |  | Single-Speed |  |  |  | 43400 | 2191 | 19.8 | 13.4 | 32800 | 2464 | 3.9 | 3.1 | Non Federally-Regulated | 11/30/2016 |  | 09/08/2017
Enertech Global, LLC | Tetco | TZS042*2****B |  | Water-Source | WBAHP: Heat Pump Packaged Unit | Heat Pump | 208 | 3 |  |  |  | Single-Speed |  |  |  | 41700 | 2467 | 16.9 | 11.2 | 50400 | 2735 | 5.4 | 4.2 | Federally-Regulated Commercial & Industrial Equipment | 11/30/2016 |  | 09/08/2017
Enertech Global, LLC | Tetco | TZS042*2****B |  | Water-Source | WBAHP: Heat Pump Packaged Unit | Heat Pump | 230 | 3 |  |  |  | Single-Speed |  |  |  | 41700 | 2467 | 16.9 | 11.2 | 50400 | 2735 | 5.4 | 4.2 | Federally-Regulated Commercial & Industrial Equipment | 11/30/2016 |  | 09/08/2017
Enertech Global, LLC | Tetco | TZS042*2****B |  | Ground-Source | WBAHP: Heat Pump Packaged Unit | Heat Pump | 208 | 3 |  |  |  | Single-Speed |  |  |  | 43400 | 2191 | 19.8 | 13.4 | 32800 | 2464 | 3.9 | 3.1 | Non Federally-Regulated | 11/30/2016 |  | 09/08/2017
Enertech Global, LLC | Tetco | TZS042*2****B |  | Ground-Source | WBAHP: Heat Pump Packaged Unit | Heat Pump | 230 | 3 |  |  |  | Single-Speed |  |  |  | 43400 | 2191 | 19.8 | 13.4 | 32800 | 2464 | 3.9 | 3.1 | Non Federally-Regulated | 11/30/2016 |  | 09/08/2017
Enertech Global, LLC | Tetco | TZS042*3****B |  | Water-Source | WBAHP: Heat Pump Packaged Unit | Heat Pump | 460 | 3 |  |  |  | Single-Speed |  |  |  | 41700 | 2467 | 16.9 | 11.2 | 50400 | 2735 | 5.4 | 4.2 | Federally-Regulated Commercial & Industrial Equipment | 11/30/2016 |  | 09/08/2017
Enertech Global, LLC | Tetco | TZS042*3****B |  | Ground-Source | WBAHP: Heat Pump Packaged Unit | Heat Pump | 460 | 3 |  |  |  | Single-Speed |  |  |  | 43400 | 2191 | 19.8 | 13.4 | 32800 | 2464 | 3.9 | 3.1 | Non Federally-Regulated | 11/30/2016 |  | 09/08/2017
Enertech Global, LLC | Tetco | TZS042*4****B |  | Water-Source | WBAHP: Heat Pump Packaged Unit | Heat Pump | 575 | 3 |  |  |  | Single-Speed |  |  |  | 41700 | 2467 | 16.9 | 11.2 | 50400 | 2735 | 5.4 | 4.2 | Federally-Regulated Commercial & Industrial Equipment | 11/30/2016 |  | 09/08/2017
Enertech Global, LLC | Tetco | TZS042*4****B |  | Ground-Source | WBAHP: Heat Pump Packaged Unit | Heat Pump | 575 | 3 |  |  |  | Single-Speed |  |  |  | 43400 | 2191 | 19.8 | 13.4 | 32800 | 2464 | 3.9 | 3.1 | Non Federally-Regulated | 11/30/2016 |  | 09/08/2017
Enertech Global, LLC | Tetco | TZS048*****1B |  | Water-Source | WBAHP: Heat Pump Packaged Unit | Heat Pump | 208 | 1 |  |  |  | Single-Speed |  |  |  | 48100 | 2950 | 16.3 | 11.2 | 58100 | 3475 | 4.9 | 4.2 | Federally-Regulated Commercial & Industrial Equipment | 11/30/2016 |  | 09/08/2017
Enertech Global, LLC | Tetco | TZS048*****1B |  | Water-Source | WBAHP: Heat Pump Packaged Unit | Heat Pump | 230 | 1 |  |  |  | Single-Speed |  |  |  | 48100 | 2950 | 16.3 | 11.2 | 58100 | 3475 | 4.9 | 4.2 | Federally-Regulated Commercial & Industrial Equipment | 11/30/2016 |  | 09/08/2017
Enertech Global, LLC | Tetco | TZS048*****1B |  | Ground-Source | WBAHP: Heat Pump Packaged Unit | Heat Pump | 208 | 1 |  |  |  | Single-Speed |  |  |  | 50400 | 2638 | 19.1 | 13.4 | 37800 | 2915 | 3.8 | 3.1 | Non Federally-Regulated | 11/30/2016 |  | 09/08/2017
Enertech Global, LLC | Tetco | TZS048*****1B |  | Ground-Source | WBAHP: Heat Pump Packaged Unit | Heat Pump | 230 | 1 |  |  |  | Single-Speed |  |  |  | 50400 | 2638 | 19.1 | 13.4 | 37800 | 2915 | 3.8 | 3.1 | Non Federally-Regulated | 11/30/2016 |  | 09/08/2017
Enertech Global, LLC | Tetco | TZS048*2***1B |  | Water-Source | WBAHP: Heat Pump Packaged Unit | Heat Pump | 208 | 3 |  |  |  | Single-Speed |  |  |  | 48100 | 2950 | 16.3 | 11.2 | 58100 | 3475 | 4.9 | 4.2 | Federally-Regulated Commercial & Industrial Equipment | 11/30/2016 |  | 09/08/2017
Enertech Global, LLC | Tetco | TZS048*2***1B |  | Water-Source | WBAHP: Heat Pump Packaged Unit | Heat Pump | 230 | 3 |  |  |  | Single-Speed |  |  |  | 48100 | 2950 | 16.3 | 11.2 | 58100 | 3475 | 4.9 | 4.2 | Federally-Regulated Commercial & Industrial Equipment | 11/30/2016 |  | 09/08/2017
Enertech Global, LLC | Tetco | TZS048*2***1B |  | Ground-Source | WBAHP: Heat Pump Packaged Unit | Heat Pump | 208 | 3 |  |  |  | Single-Speed |  |  |  | 50400 | 2638 | 19.1 | 13.4 | 37800 | 2915 | 3.8 | 3.1 | Non Federally-Regulated | 11/30/2016 |  | 09/08/2017
Enertech Global, LLC | Tetco | TZS048*2***1B |  | Ground-Source | WBAHP: Heat Pump Packaged Unit | Heat Pump | 230 | 3 |  |  |  | Single-Speed |  |  |  | 50400 | 2638 | 19.1 | 13.4 | 37800 | 2915 | 3.8 | 3.1 | Non Federally-Regulated | 11/30/2016 |  | 09/08/2017
Enertech Global, LLC | Tetco | TZS048*3***1B |  | Water-Source | WBAHP: Heat Pump Packaged Unit | Heat Pump | 460 | 3 |  |  |  | Single-Speed |  |  |  | 48100 | 2950 | 16.3 | 11.2 | 58100 | 3475 | 4.9 | 4.2 | Federally-Regulated Commercial & Industrial Equipment | 11/30/2016 |  | 09/08/2017
Enertech Global, LLC | Tetco | TZS048*3***1B |  | Ground-Source | WBAHP: Heat Pump Packaged Unit | Heat Pump | 460 | 3 |  |  |  | Single-Speed |  |  |  | 50400 | 2638 | 19.1 | 13.4 | 37800 | 2915 | 3.8 | 3.1 | Non Federally-Regulated | 11/30/2016 |  | 09/08/2017
Enertech Global, LLC | Tetco | TZS048******B |  | Water-Source | WBAHP: Heat Pump Packaged Unit | Heat Pump | 208 | 1 |  |  |  | Single-Speed |  |  |  | 46800 | 3038 | 15.4 | 11.2 | 59300 | 3778 | 4.6 | 4.2 | Federally-Regulated Commercial & Industrial Equipment | 11/30/2016 |  | 09/08/2017
Enertech Global, LLC | Tetco | TZS048******B |  | Water-Source | WBAHP: Heat Pump Packaged Unit | Heat Pump | 230 | 1 |  |  |  | Single-Speed |  |  |  | 46800 | 3038 | 15.4 | 11.2 | 59300 | 3778 | 4.6 | 4.2 | Federally-Regulated Commercial & Industrial Equipment | 11/30/2016 |  | 09/08/2017
Enertech Global, LLC | Tetco | TZS048******B |  | Ground-Source | WBAHP: Heat Pump Packaged Unit | Heat Pump | 208 | 1 |  |  |  | Single-Speed |  |  |  | 48500 | 2724 | 17.8 | 13.4 | 38500 | 3134 | 3.6 | 3.1 | Non Federally-Regulated | 11/30/2016 |  | 09/08/2017
Enertech Global, LLC | Tetco | TZS048******B |  | Ground-Source | WBAHP: Heat Pump Packaged Unit | Heat Pump | 230 | 1 |  |  |  | Single-Speed |  |  |  | 48500 | 2724 | 17.8 | 13.4 | 38500 | 3134 | 3.6 | 3.1 | Non Federally-Regulated | 11/30/2016 |  | 09/08/2017
Enertech Global, LLC | Tetco | TZS048*2****B |  | Water-Source | WBAHP: Heat Pump Packaged Unit | Heat Pump | 208 | 3 |  |  |  | Single-Speed |  |  |  | 46800 | 3038 | 15.4 | 11.2 | 59300 | 3778 | 4.6 | 4.2 | Federally-Regulated Commercial & Industrial Equipment | 11/30/2016 |  | 09/08/2017
Enertech Global, LLC | Tetco | TZS048*2****B |  | Water-Source | WBAHP: Heat Pump Packaged Unit | Heat Pump | 230 | 3 |  |  |  | Single-Speed |  |  |  | 46800 | 3038 | 15.4 | 11.2 | 59300 | 3778 | 4.6 | 4.2 | Federally-Regulated Commercial & Industrial Equipment | 11/30/2016 |  | 09/08/2017
Enertech Global, LLC | Tetco | TZS048*2****B |  | Ground-Source | WBAHP: Heat Pump Packaged Unit | Heat Pump | 208 | 3 |  |  |  | Single-Speed |  |  |  | 48500 | 2724 | 17.8 | 13.4 | 38500 | 3134 | 3.6 | 3.1 | Non Federally-Regulated | 11/30/2016 |  | 09/08/2017
Enertech Global, LLC | Tetco | TZS048*2****B |  | Ground-Source | WBAHP: Heat Pump Packaged Unit | Heat Pump | 230 | 3 |  |  |  | Single-Speed |  |  |  | 48500 | 2724 | 17.8 | 13.4 | 38500 | 3134 | 3.6 | 3.1 | Non Federally-Regulated | 11/30/2016 |  | 09/08/2017
Enertech Global, LLC | Tetco | TZS048*3****B |  | Water-Source | WBAHP: Heat Pump Packaged Unit | Heat Pump | 460 | 3 |  |  |  | Single-Speed |  |  |  | 46800 | 3038 | 15.4 | 11.2 | 59300 | 3778 | 4.6 | 4.2 | Federally-Regulated Commercial & Industrial Equipment | 11/30/2016 |  | 09/08/2017
Enertech Global, LLC | Tetco | TZS048*3****B |  | Ground-Source | WBAHP: Heat Pump Packaged Unit | Heat Pump | 460 | 3 |  |  |  | Single-Speed |  |  |  | 48500 | 2724 | 17.8 | 13.4 | 38500 | 3134 | 3.6 | 3.1 | Non Federally-Regulated | 11/30/2016 |  | 09/08/2017
Enertech Global, LLC | Tetco | TZS048*4****B |  | Water-Source | WBAHP: Heat Pump Packaged Unit | Heat Pump | 575 | 3 |  |  |  | Single-Speed |  |  |  | 46800 | 3038 | 15.4 | 11.2 | 59300 | 3778 | 4.6 | 4.2 | Federally-Regulated Commercial & Industrial Equipment | 11/30/2016 |  | 09/08/2017
Enertech Global, LLC | Tetco | TZS048*4****B |  | Ground-Source | WBAHP: Heat Pump Packaged Unit | Heat Pump | 575 | 3 |  |  |  | Single-Speed |  |  |  | 48500 | 2724 | 17.8 | 13.4 | 38500 | 3134 | 3.6 | 3.1 | Non Federally-Regulated | 11/30/2016 |  | 09/08/2017
Enertech Global, LLC | Tetco | TZS060*****1B |  | Water-Source | WBAHP: Heat Pump Packaged Unit | Heat Pump | 208 | 1 |  |  |  | Single-Speed |  |  |  | 59300 | 3488 | 17 | 11.2 | 74700 | 4130 | 5.3 | 4.2 | Federally-Regulated Commercial & Industrial Equipment | 11/30/2016 |  | 09/08/2017
Enertech Global, LLC | Tetco | TZS060*****1B |  | Water-Source | WBAHP: Heat Pump Packaged Unit | Heat Pump | 230 | 1 |  |  |  | Single-Speed |  |  |  | 59300 | 3488 | 17 | 11.2 | 74700 | 4130 | 5.3 | 4.2 | Federally-Regulated Commercial & Industrial Equipment | 11/30/2016 |  | 09/08/2017
Enertech Global, LLC | Tetco | TZS060*****1B |  | Ground-Source | WBAHP: Heat Pump Packaged Unit | Heat Pump | 208 | 1 |  |  |  | Single-Speed |  |  |  | 60700 | 3112 | 19.5 | 13.4 | 48200 | 3531 | 4 | 3.1 | Non Federally-Regulated | 11/30/2016 |  | 09/08/2017
Enertech Global, LLC | Tetco | TZS060*****1B |  | Ground-Source | WBAHP: Heat Pump Packaged Unit | Heat Pump | 230 | 1 |  |  |  | Single-Speed |  |  |  | 60700 | 3112 | 19.5 | 13.4 | 48200 | 3531 | 4 | 3.1 | Non Federally-Regulated | 11/30/2016 |  | 09/08/2017
Enertech Global, LLC | Tetco | TZS060*2***1B |  | Water-Source | WBAHP: Heat Pump Packaged Unit | Heat Pump | 208 | 3 |  |  |  | Single-Speed |  |  |  | 59300 | 3488 | 17 | 11.2 | 74700 | 4130 | 5.3 | 4.2 | Federally-Regulated Commercial & Industrial Equipment | 11/30/2016 |  | 09/08/2017
Enertech Global, LLC | Tetco | TZS060*2***1B |  | Water-Source | WBAHP: Heat Pump Packaged Unit | Heat Pump | 230 | 3 |  |  |  | Single-Speed |  |  |  | 59300 | 3488 | 17 | 11.2 | 74700 | 4130 | 5.3 | 4.2 | Federally-Regulated Commercial & Industrial Equipment | 11/30/2016 |  | 09/08/2017
Enertech Global, LLC | Tetco | TZS060*2***1B |  | Ground-Source | WBAHP: Heat Pump Packaged Unit | Heat Pump | 208 | 3 |  |  |  | Single-Speed |  |  |  | 60700 | 3112 | 19.5 | 13.4 | 48200 | 3531 | 4 | 3.1 | Non Federally-Regulated | 11/30/2016 |  | 09/08/2017
Enertech Global, LLC | Tetco | TZS060*2***1B |  | Ground-Source | WBAHP: Heat Pump Packaged Unit | Heat Pump | 230 | 3 |  |  |  | Single-Speed |  |  |  | 60700 | 3112 | 19.5 | 13.4 | 48200 | 3531 | 4 | 3.1 | Non Federally-Regulated | 11/30/2016 |  | 09/08/2017
Enertech Global, LLC | Tetco | TZS060*3***1B |  | Water-Source | WBAHP: Heat Pump Packaged Unit | Heat Pump | 460 | 3 |  |  |  | Single-Speed |  |  |  | 59300 | 3488 | 17 | 11.2 | 74700 | 4130 | 5.3 | 4.2 | Federally-Regulated Commercial & Industrial Equipment | 11/30/2016 |  | 09/08/2017
Enertech Global, LLC | Tetco | TZS060*3***1B |  | Ground-Source | WBAHP: Heat Pump Packaged Unit | Heat Pump | 460 | 3 |  |  |  | Single-Speed |  |  |  | 60700 | 3112 | 19.5 | 13.4 | 48200 | 3531 | 4 | 3.1 | Non Federally-Regulated | 11/30/2016 |  | 09/08/2017
Enertech Global, LLC | Tetco | TZS060******B |  | Water-Source | WBAHP: Heat Pump Packaged Unit | Heat Pump | 208 | 1 |  |  |  | Single-Speed |  |  |  | 58400 | 3792 | 15.4 | 11.2 | 75700 | 4527 | 4.9 | 4.2 | Federally-Regulated Commercial & Industrial Equipment | 11/30/2016 |  | 09/08/2017
Enertech Global, LLC | Tetco | TZS060******B |  | Water-Source | WBAHP: Heat Pump Packaged Unit | Heat Pump | 230 | 1 |  |  |  | Single-Speed |  |  |  | 58400 | 3792 | 15.4 | 11.2 | 75700 | 4527 | 4.9 | 4.2 | Federally-Regulated Commercial & Industrial Equipment | 11/30/2016 |  | 09/08/2017
Enertech Global, LLC | Tetco | TZS060******B |  | Ground-Source | WBAHP: Heat Pump Packaged Unit | Heat Pump | 208 | 1 |  |  |  | Single-Speed |  |  |  | 60500 | 3398 | 17.8 | 13.4 | 49200 | 3794 | 3.8 | 3.1 | Non Federally-Regulated | 11/30/2016 |  | 09/08/2017
Enertech Global, LLC | Tetco | TZS060******B |  | Ground-Source | WBAHP: Heat Pump Packaged Unit | Heat Pump | 230 | 1 |  |  |  | Single-Speed |  |  |  | 60500 | 3398 | 17.8 | 13.4 | 49200 | 3794 | 3.8 | 3.1 | Non Federally-Regulated | 11/30/2016 |  | 09/08/2017
Enertech Global, LLC | Tetco | TZS060*2****B |  | Water-Source | WBAHP: Heat Pump Packaged Unit | Heat Pump | 208 | 3 |  |  |  | Single-Speed |  |  |  | 58400 | 3792 | 15.4 | 11.2 | 75700 | 4527 | 4.9 | 4.2 | Federally-Regulated Commercial & Industrial Equipment | 11/30/2016 |  | 09/08/2017
Enertech Global, LLC | Tetco | TZS060*2****B |  | Water-Source | WBAHP: Heat Pump Packaged Unit | Heat Pump | 230 | 3 |  |  |  | Single-Speed |  |  |  | 58400 | 3792 | 15.4 | 11.2 | 75700 | 4527 | 4.9 | 4.2 | Federally-Regulated Commercial & Industrial Equipment | 11/30/2016 |  | 09/08/2017
Enertech Global, LLC | Tetco | TZS060*2****B |  | Ground-Source | WBAHP: Heat Pump Packaged Unit | Heat Pump | 208 | 3 |  |  |  | Single-Speed |  |  |  | 60500 | 3398 | 17.8 | 13.4 | 49200 | 3794 | 3.8 | 3.1 | Non Federally-Regulated | 11/30/2016 |  | 09/08/2017
Enertech Global, LLC | Tetco | TZS060*2****B |  | Ground-Source | WBAHP: Heat Pump Packaged Unit | Heat Pump | 230 | 3 |  |  |  | Single-Speed |  |  |  | 60500 | 3398 | 17.8 | 13.4 | 49200 | 3794 | 3.8 | 3.1 | Non Federally-Regulated | 11/30/2016 |  | 09/08/2017
Enertech Global, LLC | Tetco | TZS060*3****B |  | Water-Source | WBAHP: Heat Pump Packaged Unit | Heat Pump | 460 | 3 |  |  |  | Single-Speed |  |  |  | 58400 | 3792 | 15.4 | 11.2 | 75700 | 4527 | 4.9 | 4.2 | Federally-Regulated Commercial & Industrial Equipment | 11/30/2016 |  | 09/08/2017
Enertech Global, LLC | Tetco | TZS060*3****B |  | Ground-Source | WBAHP: Heat Pump Packaged Unit | Heat Pump | 460 | 3 |  |  |  | Single-Speed |  |  |  | 60500 | 3398 | 17.8 | 13.4 | 49200 | 3794 | 3.8 | 3.1 | Non Federally-Regulated | 11/30/2016 |  | 09/08/2017
Enertech Global, LLC | Tetco | TZS060*4****B |  | Water-Source | WBAHP: Heat Pump Packaged Unit | Heat Pump | 575 | 3 |  |  |  | Single-Speed |  |  |  | 58400 | 3792 | 15.4 | 11.2 | 75700 | 4527 | 4.9 | 4.2 | Federally-Regulated Commercial & Industrial Equipment | 11/30/2016 |  | 09/08/2017
Enertech Global, LLC | Tetco | TZS060*4****B |  | Ground-Source | WBAHP: Heat Pump Packaged Unit | Heat Pump | 575 | 3 |  |  |  | Single-Speed |  |  |  | 60500 | 3398 | 17.8 | 13.4 | 49200 | 3794 | 3.8 | 3.1 | Non Federally-Regulated | 11/30/2016 |  | 09/08/2017
Enertech Global, LLC | GEOCOMFORT | GZS072*****1B |  | Water-Source | WBAHP: Heat Pump Packaged Unit | Heat Pump | 208 | 1 |  |  |  | Single-Speed | 3761 | 736 |  | 69700 | 4496 | 15.5 | 12 | 88400 | 5512 | 4.7 | 4.2 | Federally-Regulated Commercial & Industrial Equipment | 09/08/2017 |  | 10/10/2017
Enertech Global, LLC | GEOCOMFORT | GZS072*****1B |  | Water-Source | WBAHP: Heat Pump Packaged Unit | Heat Pump | 230 | 1 |  |  |  | Single-Speed | 3761 | 736 |  | 69700 | 4496 | 15.5 | 12 | 88400 | 5512 | 4.7 | 4.2 | Federally-Regulated Commercial & Industrial Equipment | 09/08/2017 |  | 10/10/2017
Enertech Global, LLC | GEOCOMFORT | GZS072*****1B |  | Ground-Source | WBAHP: Heat Pump Packaged Unit | Heat Pump | 208 | 1 |  |  |  | Single-Speed | 3338 | 736 |  | 72100 | 4073 | 17.7 | 13.4 | 56600 | 4483 | 3.7 | 3.1 | Non Federally-Regulated | 09/08/2017 |  | 10/10/2017
Enertech Global, LLC | GEOCOMFORT | GZS072*****1B |  | Ground-Source | WBAHP: Heat Pump Packaged Unit | Heat Pump | 230 | 1 |  |  |  | Single-Speed | 3338 | 736 |  | 72100 | 4073 | 17.7 | 13.4 | 56600 | 4483 | 3.7 | 3.1 | Non Federally-Regulated | 09/08/2017 |  | 10/10/2017
Enertech Global, LLC | GEOCOMFORT | GZS072*2***1B |  | Water-Source | WBAHP: Heat Pump Packaged Unit | Heat Pump | 208 | 3 |  |  |  | Single-Speed | 3761 | 736 |  | 69700 | 4496 | 15.5 | 12 | 88400 | 5512 | 4.7 | 4.2 | Federally-Regulated Commercial & Industrial Equipment | 09/08/2017 |  | 10/10/2017
Enertech Global, LLC | GEOCOMFORT | GZS072*2***1B |  | Water-Source | WBAHP: Heat Pump Packaged Unit | Heat Pump | 230 | 3 |  |  |  | Single-Speed | 3761 | 736 |  | 69700 | 4496 | 15.5 | 12 | 88400 | 5512 | 4.7 | 4.2 | Federally-Regulated Commercial & Industrial Equipment | 09/08/2017 |  | 10/10/2017
Enertech Global, LLC | GEOCOMFORT | GZS072*2***1B |  | Ground-Source | WBAHP: Heat Pump Packaged Unit | Heat Pump | 208 | 3 |  |  |  | Single-Speed | 3338 | 736 |  | 72100 | 4073 | 17.7 | 13.4 | 56600 | 4483 | 3.7 | 3.1 | Non Federally-Regulated | 09/08/2017 |  | 10/10/2017
Enertech Global, LLC | GEOCOMFORT | GZS072*2***1B |  | Ground-Source | WBAHP: Heat Pump Packaged Unit | Heat Pump | 230 | 3 |  |  |  | Single-Speed | 3338 | 736 |  | 72100 | 4073 | 17.7 | 13.4 | 56600 | 4483 | 3.7 | 3.1 | Non Federally-Regulated | 09/08/2017 |  | 10/10/2017
Enertech Global, LLC | GEOCOMFORT | GZS072*3***1B |  | Water-Source | WBAHP: Heat Pump Packaged Unit | Heat Pump | 460 | 3 |  |  |  | Single-Speed | 3761 | 736 |  | 69700 | 4496 | 15.5 | 12 | 88400 | 5512 | 4.7 | 4.2 | Federally-Regulated Commercial & Industrial Equipment | 09/08/2017 |  | 10/10/2017
Enertech Global, LLC | GEOCOMFORT | GZS072*3***1B |  | Ground-Source | WBAHP: Heat Pump Packaged Unit | Heat Pump | 460 | 3 |  |  |  | Single-Speed | 3338 | 736 |  | 72100 | 4073 | 17.7 | 13.4 | 56600 | 4483 | 3.7 | 3.1 | Non Federally-Regulated | 09/08/2017 |  | 10/10/2017
Enertech Global, LLC | GEOCOMFORT | GZS072******B |  | Water-Source | WBAHP: Heat Pump Packaged Unit | Heat Pump | 208 | 1 |  |  |  | Single-Speed | 3807 | 736 |  | 68600 | 4543 | 15.1 | 12 | 88400 | 5632 | 4.6 | 4.2 | Federally-Regulated Commercial & Industrial Equipment | 09/08/2017 |  | 10/10/2017
Enertech Global, LLC | GEOCOMFORT | GZS072******B |  | Water-Source | WBAHP: Heat Pump Packaged Unit | Heat Pump | 230 | 1 |  |  |  | Single-Speed | 3807 | 736 |  | 68600 | 4543 | 15.1 | 12 | 88400 | 5632 | 4.6 | 4.2 | Federally-Regulated Commercial & Industrial Equipment | 09/08/2017 |  | 10/10/2017
Enertech Global, LLC | GEOCOMFORT | GZS072******B |  | Ground-Source | WBAHP: Heat Pump Packaged Unit | Heat Pump | 208 | 1 |  |  |  | Single-Speed | 3369 | 736 |  | 70600 | 4104 | 17.2 | 13.4 | 57400 | 4806 | 3.5 | 3.1 | Non Federally-Regulated | 09/08/2017 |  | 10/10/2017
Enertech Global, LLC | GEOCOMFORT | GZS072******B |  | Ground-Source | WBAHP: Heat Pump Packaged Unit | Heat Pump | 230 | 1 |  |  |  | Single-Speed | 3369 | 736 |  | 70600 | 4104 | 17.2 | 13.4 | 57400 | 4806 | 3.5 | 3.1 | Non Federally-Regulated | 09/08/2017 |  | 10/10/2017
Enertech Global, LLC | GEOCOMFORT | GZS072*2****B |  | Water-Source | WBAHP: Heat Pump Packaged Unit | Heat Pump | 208 | 3 |  |  |  | Single-Speed | 3807 | 736 |  | 68600 | 4543 | 15.1 | 12 | 88400 | 5632 | 4.6 | 4.2 | Federally-Regulated Commercial & Industrial Equipment | 09/08/2017 |  | 10/10/2017
Enertech Global, LLC | GEOCOMFORT | GZS072*2****B |  | Water-Source | WBAHP: Heat Pump Packaged Unit | Heat Pump | 230 | 3 |  |  |  | Single-Speed | 3807 | 736 |  | 68600 | 4543 | 15.1 | 12 | 88400 | 5632 | 4.6 | 4.2 | Federally-Regulated Commercial & Industrial Equipment | 09/08/2017 |  | 10/10/2017
Enertech Global, LLC | GEOCOMFORT | GZS072*2****B |  | Ground-Source | WBAHP: Heat Pump Packaged Unit | Heat Pump | 208 | 3 |  |  |  | Single-Speed | 3369 | 736 |  | 70600 | 4104 | 17.2 | 13.4 | 57400 | 4806 | 3.5 | 3.1 | Non Federally-Regulated | 09/08/2017 |  | 10/10/2017
Enertech Global, LLC | GEOCOMFORT | GZS072*2****B |  | Ground-Source | WBAHP: Heat Pump Packaged Unit | Heat Pump | 230 | 3 |  |  |  | Single-Speed | 3369 | 736 |  | 70600 | 4104 | 17.2 | 13.4 | 57400 | 4806 | 3.5 | 3.1 | Non Federally-Regulated | 09/08/2017 |  | 10/10/2017
Enertech Global, LLC | GEOCOMFORT | GZS072*3****B |  | Water-Source | WBAHP: Heat Pump Packaged Unit | Heat Pump | 460 | 3 |  |  |  | Single-Speed | 3807 | 736 |  | 68600 | 4543 | 15.1 | 12 | 88400 | 5632 | 4.6 | 4.2 | Federally-Regulated Commercial & Industrial Equipment | 09/08/2017 |  | 10/10/2017
Enertech Global, LLC | GEOCOMFORT | GZS072*3****B |  | Ground-Source | WBAHP: Heat Pump Packaged Unit | Heat Pump | 460 | 3 |  |  |  | Single-Speed | 3369 | 736 |  | 70600 | 4104 | 17.2 | 13.4 | 57400 | 4806 | 3.5 | 3.1 | Non Federally-Regulated | 09/08/2017 |  | 10/10/2017
Enertech Global, LLC | GEOCOMFORT | GZS072*4****B |  | Water-Source | WBAHP: Heat Pump Packaged Unit | Heat Pump | 575 | 3 |  |  |  | Single-Speed | 3807 | 736 |  | 68600 | 4543 | 15.1 | 12 | 88400 | 5632 | 4.6 | 4.2 | Federally-Regulated Commercial & Industrial Equipment | 09/08/2017 |  | 10/10/2017
Enertech Global, LLC | GEOCOMFORT | GZS072*4****B |  | Ground-Source | WBAHP: Heat Pump Packaged Unit | Heat Pump | 575 | 3 |  |  |  | Single-Speed | 3369 | 736 |  | 70600 | 4104 | 17.2 | 13.4 | 57400 | 4806 | 3.5 | 3.1 | Non Federally-Regulated | 09/08/2017 |  | 10/10/2017
Enertech Global, LLC | GEOCOMFORT | GCT072D |  | Ground-Water-Source | WBAHP: Heat Pump Packaged Unit | Heat Pump | 208 | 1 |  |  |  | Single-Speed | 3008 | 710 |  | 75100 | 3717 | 20.2 | 16.2 | 70300 | 4905 | 4.2 | 3.6 | Non Federally-Regulated | 06/28/2016 |  | 10/10/2017
Enertech Global, LLC | GEOCOMFORT | GCT072D |  | Ground-Water-Source | WBAHP: Heat Pump Packaged Unit | Heat Pump | 230 | 1 |  |  |  | Single-Speed | 3008 | 710 |  | 75100 | 3717 | 20.2 | 16.2 | 70300 | 4905 | 4.2 | 3.6 | Non Federally-Regulated | 06/28/2016 |  | 10/10/2017
Enertech Global, LLC | GEOCOMFORT | GCT072D |  | Ground-Source | WBAHP: Heat Pump Packaged Unit | Heat Pump | 208 | 1 |  |  |  | Single-Speed | 3642 | 710 |  | 70500 | 4351 | 16.2 | 13.4 | 55900 | 4550 | 3.6 | 3.1 | Non Federally-Regulated | 06/28/2016 |  | 10/10/2017
Enertech Global, LLC | GEOCOMFORT | GCT072D |  | Ground-Source | WBAHP: Heat Pump Packaged Unit | Heat Pump | 230 | 1 |  |  |  | Single-Speed | 3642 | 710 |  | 70500 | 4351 | 16.2 | 13.4 | 55900 | 4550 | 3.6 | 3.1 | Non Federally-Regulated | 06/28/2016 |  | 10/10/2017
Enertech Global, LLC | GEOCOMFORT | GCT072D2 |  | Ground-Water-Source | WBAHP: Heat Pump Packaged Unit | Heat Pump | 208 | 3 |  |  |  | Single-Speed | 3008 | 710 |  | 75100 | 3717 | 20.2 | 16.2 | 70300 | 4905 | 4.2 | 3.6 | Non Federally-Regulated | 06/28/2016 |  | 10/10/2017
Enertech Global, LLC | GEOCOMFORT | GCT072D2 |  | Ground-Water-Source | WBAHP: Heat Pump Packaged Unit | Heat Pump | 230 | 3 |  |  |  | Single-Speed | 3008 | 710 |  | 75100 | 3717 | 20.2 | 16.2 | 70300 | 4905 | 4.2 | 3.6 | Non Federally-Regulated | 06/28/2016 |  | 10/10/2017
Enertech Global, LLC | GEOCOMFORT | GCT072D2 |  | Ground-Source | WBAHP: Heat Pump Packaged Unit | Heat Pump | 208 | 3 |  |  |  | Single-Speed | 3642 | 710 |  | 70500 | 4351 | 16.2 | 13.4 | 55900 | 4550 | 3.6 | 3.1 | Non Federally-Regulated | 06/28/2016 |  | 10/10/2017
Enertech Global, LLC | GEOCOMFORT | GCT072D2 |  | Ground-Source | WBAHP: Heat Pump Packaged Unit | Heat Pump | 230 | 3 |  |  |  | Single-Speed | 3642 | 710 |  | 70500 | 4351 | 16.2 | 13.4 | 55900 | 4550 | 3.6 | 3.1 | Non Federally-Regulated | 06/28/2016 |  | 10/10/2017
Enertech Global, LLC | GEOCOMFORT | GCT072D3 |  | Ground-Water-Source | WBAHP: Heat Pump Packaged Unit | Heat Pump | 460 | 3 |  |  |  | Single-Speed | 3008 | 710 |  | 75100 | 3717 | 20.2 | 16.2 | 70300 | 4905 | 4.2 | 3.6 | Non Federally-Regulated | 06/28/2016 |  | 10/10/2017
Enertech Global, LLC | GEOCOMFORT | GCT072D3 |  | Ground-Source | WBAHP: Heat Pump Packaged Unit | Heat Pump | 460 | 3 |  |  |  | Single-Speed | 3642 | 710 |  | 70500 | 4351 | 16.2 | 13.4 | 55900 | 4550 | 3.6 | 3.1 | Non Federally-Regulated | 06/28/2016 |  | 10/10/2017
Enertech Global, LLC | GEOCOMFORT | GZT024******B |  | Water-Source | WBAHP: Heat Pump Packaged Unit | Heat Pump | 208 | 1 |  |  |  | Single-Speed |  |  |  | 25600 | 1505 | 17 | 11.2 | 30000 | 1598 | 5.5 | 4.2 | Federally-Regulated Commercial & Industrial Equipment | 09/08/2017 |  | 10/10/2017
Enertech Global, LLC | GEOCOMFORT | GZT024******B |  | Water-Source | WBAHP: Heat Pump Packaged Unit | Heat Pump | 230 | 1 |  |  |  | Single-Speed |  |  |  | 25600 | 1505 | 17 | 11.2 | 30000 | 1598 | 5.5 | 4.2 | Federally-Regulated Commercial & Industrial Equipment | 09/08/2017 |  | 10/10/2017
Enertech Global, LLC | GEOCOMFORT | GZT024******B |  | Ground-Source | WBAHP: Heat Pump Packaged Unit | Heat Pump | 208 | 1 |  |  |  | Single-Speed |  |  |  | 26800 | 1353 | 19.8 | 13.4 | 18100 | 1326 | 4 | 3.1 | Non Federally-Regulated | 09/08/2017 |  | 10/10/2017
Enertech Global, LLC | GEOCOMFORT | GZT024******B |  | Ground-Source | WBAHP: Heat Pump Packaged Unit | Heat Pump | 230 | 1 |  |  |  | Single-Speed |  |  |  | 26800 | 1353 | 19.8 | 13.4 | 18100 | 1326 | 4 | 3.1 | Non Federally-Regulated | 09/08/2017 |  | 10/10/2017
Enertech Global, LLC | GEOCOMFORT | GZT024*2****B |  | Water-Source | WBAHP: Heat Pump Packaged Unit | Heat Pump | 208 | 3 |  |  |  | Single-Speed |  |  |  | 25600 | 1505 | 17 | 11.2 | 30000 | 1598 | 5.5 | 4.2 | Federally-Regulated Commercial & Industrial Equipment | 09/08/2017 |  | 10/10/2017
Enertech Global, LLC | GEOCOMFORT | GZT024*2****B |  | Water-Source | WBAHP: Heat Pump Packaged Unit | Heat Pump | 230 | 3 |  |  |  | Single-Speed |  |  |  | 25600 | 1505 | 17 | 11.2 | 30000 | 1598 | 5.5 | 4.2 | Federally-Regulated Commercial & Industrial Equipment | 09/08/2017 |  | 10/10/2017
Enertech Global, LLC | GEOCOMFORT | GZT024*2****B |  | Ground-Source | WBAHP: Heat Pump Packaged Unit | Heat Pump | 208 | 3 |  |  |  | Single-Speed |  |  |  | 26800 | 1353 | 19.8 | 13.4 | 18100 | 1326 | 4 | 3.1 | Non Federally-Regulated | 09/08/2017 |  | 10/10/2017
Enertech Global, LLC | GEOCOMFORT | GZT024*2****B |  | Ground-Source | WBAHP: Heat Pump Packaged Unit | Heat Pump | 230 | 3 |  |  |  | Single-Speed |  |  |  | 26800 | 1353 | 19.8 | 13.4 | 18100 | 1326 | 4 | 3.1 | Non Federally-Regulated | 09/08/2017 |  | 10/10/2017
Enertech Global, LLC | GEOCOMFORT | GZT024*3****B |  | Water-Source | WBAHP: Heat Pump Packaged Unit | Heat Pump | 460 | 3 |  |  |  | Single-Speed |  |  |  | 25600 | 1505 | 17 | 11.2 | 30000 | 1598 | 5.5 | 4.2 | Federally-Regulated Commercial & Industrial Equipment | 09/08/2017 |  | 10/10/2017
Enertech Global, LLC | GEOCOMFORT | GZT024*3****B |  | Ground-Source | WBAHP: Heat Pump Packaged Unit | Heat Pump | 460 | 3 |  |  |  | Single-Speed |  |  |  | 26800 | 1353 | 19.8 | 13.4 | 18100 | 1326 | 4 | 3.1 | Non Federally-Regulated | 09/08/2017 |  | 10/10/2017
Enertech Global, LLC | GEOCOMFORT | GZT024*A****B |  | Water-Source | WBAHP: Heat Pump Packaged Unit | Heat Pump | 265 | 1 |  |  |  | Single-Speed |  |  |  | 25600 | 1505 | 17 | 11.2 | 30000 | 1598 | 5.5 | 4.2 | Federally-Regulated Commercial & Industrial Equipment | 09/08/2017 |  | 10/10/2017
Enertech Global, LLC | GEOCOMFORT | GZT024*A****B |  | Ground-Source | WBAHP: Heat Pump Packaged Unit | Heat Pump | 265 | 1 |  |  |  | Single-Speed |  |  |  | 26800 | 1353 | 19.8 | 13.4 | 18100 | 1326 | 4 | 3.1 | Non Federally-Regulated | 09/08/2017 |  | 10/10/2017
Enertech Global, LLC | GEOCOMFORT | GZT036******B |  | Water-Source | WBAHP: Heat Pump Packaged Unit | Heat Pump | 208 | 1 |  |  |  | Single-Speed |  |  |  | 36500 | 2147 | 17 | 11.2 | 43300 | 2394 | 5.3 | 4.2 | Federally-Regulated Commercial & Industrial Equipment | 09/08/2017 |  | 10/10/2017
Enertech Global, LLC | GEOCOMFORT | GZT036******B |  | Water-Source | WBAHP: Heat Pump Packaged Unit | Heat Pump | 230 | 1 |  |  |  | Single-Speed |  |  |  | 36500 | 2147 | 17 | 11.2 | 43300 | 2394 | 5.3 | 4.2 | Federally-Regulated Commercial & Industrial Equipment | 09/08/2017 |  | 10/10/2017
Enertech Global, LLC | GEOCOMFORT | GZT036******B |  | Ground-Source | WBAHP: Heat Pump Packaged Unit | Heat Pump | 208 | 1 |  |  |  | Single-Speed |  |  |  | 38200 | 1919 | 19.9 | 13.4 | 27600 | 1972 | 4.1 | 3.1 | Non Federally-Regulated | 09/08/2017 |  | 10/10/2017
Enertech Global, LLC | GEOCOMFORT | GZT036******B |  | Ground-Source | WBAHP: Heat Pump Packaged Unit | Heat Pump | 230 | 1 |  |  |  | Single-Speed |  |  |  | 38200 | 1919 | 19.9 | 13.4 | 27600 | 1972 | 4.1 | 3.1 | Non Federally-Regulated | 09/08/2017 |  | 10/10/2017
Enertech Global, LLC | GEOCOMFORT | GZT036*2****B |  | Water-Source | WBAHP: Heat Pump Packaged Unit | Heat Pump | 208 | 3 |  |  |  | Single-Speed |  |  |  | 36500 | 2147 | 17 | 11.2 | 43300 | 2394 | 5.3 | 4.2 | Federally-Regulated Commercial & Industrial Equipment | 09/08/2017 |  | 10/10/2017
Enertech Global, LLC | GEOCOMFORT | GZT036*2****B |  | Water-Source | WBAHP: Heat Pump Packaged Unit | Heat Pump | 230 | 3 |  |  |  | Single-Speed |  |  |  | 36500 | 2147 | 17 | 11.2 | 43300 | 2394 | 5.3 | 4.2 | Federally-Regulated Commercial & Industrial Equipment | 09/08/2017 |  | 10/10/2017
Enertech Global, LLC | GEOCOMFORT | GZT036*2****B |  | Ground-Source | WBAHP: Heat Pump Packaged Unit | Heat Pump | 208 | 3 |  |  |  | Single-Speed |  |  |  | 38200 | 1919 | 19.9 | 13.4 | 27600 | 1972 | 4.1 | 3.1 | Non Federally-Regulated | 09/08/2017 |  | 10/10/2017
Enertech Global, LLC | GEOCOMFORT | GZT036*2****B |  | Ground-Source | WBAHP: Heat Pump Packaged Unit | Heat Pump | 230 | 3 |  |  |  | Single-Speed |  |  |  | 38200 | 1919 | 19.9 | 13.4 | 27600 | 1972 | 4.1 | 3.1 | Non Federally-Regulated | 09/08/2017 |  | 10/10/2017
Enertech Global, LLC | GEOCOMFORT | GZT036*3****B |  | Water-Source | WBAHP: Heat Pump Packaged Unit | Heat Pump | 460 | 3 |  |  |  | Single-Speed |  |  |  | 36500 | 2147 | 17 | 11.2 | 43300 | 2394 | 5.3 | 4.2 | Federally-Regulated Commercial & Industrial Equipment | 09/08/2017 |  | 10/10/2017
Enertech Global, LLC | GEOCOMFORT | GZT036*3****B |  | Ground-Source | WBAHP: Heat Pump Packaged Unit | Heat Pump | 460 | 3 |  |  |  | Single-Speed |  |  |  | 38200 | 1919 | 19.9 | 13.4 | 27600 | 1972 | 4.1 | 3.1 | Non Federally-Regulated | 09/08/2017 |  | 10/10/2017
Enertech Global, LLC | GEOCOMFORT | GZT036*A****B |  | Water-Source | WBAHP: Heat Pump Packaged Unit | Heat Pump | 265 | 1 |  |  |  | Single-Speed |  |  |  | 36500 | 2147 | 17 | 11.2 | 43300 | 2394 | 5.3 | 4.2 | Federally-Regulated Commercial & Industrial Equipment | 09/08/2017 |  | 10/10/2017
Enertech Global, LLC | GEOCOMFORT | GZT036*A****B |  | Ground-Source | WBAHP: Heat Pump Packaged Unit | Heat Pump | 265 | 1 |  |  |  | Single-Speed |  |  |  | 38200 | 1919 | 19.9 | 13.4 | 27600 | 1972 | 4.1 | 3.1 | Non Federally-Regulated | 09/08/2017 |  | 10/10/2017
ClimateMaster Inc. | TRANQUILITY 16 | TCH/V060A |  | Water-Source | WBAHP: Heat Pump Packaged Unit | Heat Pump | 208 | 1 |  |  |  | Single-Speed |  |  |  | 59400 | 4432 | 13.4 | 11.2 | 72000 | 4907 | 4.3 | 4.2 | Federally-Regulated Commercial & Industrial Equipment | 06/29/2016 |  | 10/10/2017
ClimateMaster Inc. | TRANQUILITY 16 | TCH/V060A |  | Water-Source | WBAHP: Heat Pump Packaged Unit | Heat Pump | 230 | 1 |  |  |  | Single-Speed |  |  |  | 59400 | 4432 | 13.4 | 11.2 | 72000 | 4907 | 4.3 | 4.2 | Federally-Regulated Commercial & Industrial Equipment | 06/29/2016 |  | 10/10/2017
ClimateMaster Inc. | TRANQUILITY 16 | TCH/V060A |  | Ground-Water-Source | WBAHP: Heat Pump Packaged Unit | Heat Pump | 208 | 1 |  |  |  | Single-Speed | 2651 | 924 |  | 66600 | 3346 | 19.9 | 16.2 | 60000 | 4508 | 3.9 | 3.6 | Non Federally-Regulated | 06/29/2016 |  | 10/10/2017
ClimateMaster Inc. | TRANQUILITY 16 | TCH/V060A |  | Ground-Water-Source | WBAHP: Heat Pump Packaged Unit | Heat Pump | 230 | 1 |  |  |  | Single-Speed | 2651 | 924 |  | 66600 | 3346 | 19.9 | 16.2 | 60000 | 4508 | 3.9 | 3.6 | Non Federally-Regulated | 06/29/2016 |  | 10/10/2017
ClimateMaster Inc. | TRANQUILITY 16 | TCH/V060A |  | Ground-Source | WBAHP: Heat Pump Packaged Unit | Heat Pump | 208 | 1 |  |  |  | Single-Speed |  |  |  | 60100 | 4060 | 14.8 | 13.4 | 47500 | 4218 | 3.3 | 3.1 | Non Federally-Regulated | 06/29/2016 |  | 10/10/2017
ClimateMaster Inc. | TRANQUILITY 16 | TCH/V060A |  | Ground-Source | WBAHP: Heat Pump Packaged Unit | Heat Pump | 230 | 1 |  |  |  | Single-Speed |  |  |  | 60100 | 4060 | 14.8 | 13.4 | 47500 | 4218 | 3.3 | 3.1 | Non Federally-Regulated | 06/29/2016 |  | 10/10/2017
ClimateMaster Inc. | TRANQUILITY 16 | TCH072A |  | Water-Source | WBAHP: Heat Pump Packaged Unit | Heat Pump | 208 | 3 |  |  |  | Single-Speed | 2385 | 902 |  | 69000 | 5187 | 13.3 | 12 | 92500 | 5421 | 5 | 4.2 | Federally-Regulated Commercial & Industrial Equipment | 06/29/2016 |  | 10/10/2017
ClimateMaster Inc. | TRANQUILITY 16 | TCH072A |  | Water-Source | WBAHP: Heat Pump Packaged Unit | Heat Pump | 230 | 3 |  |  |  | Single-Speed | 2385 | 902 |  | 69000 | 5187 | 13.3 | 12 | 92500 | 5421 | 5 | 4.2 | Federally-Regulated Commercial & Industrial Equipment | 06/29/2016 |  | 10/10/2017
ClimateMaster Inc. | TRANQUILITY 16 | TCH072A |  | Ground-Water-Source | WBAHP: Heat Pump Packaged Unit | Heat Pump | 208 | 3 |  |  |  | Single-Speed | 1718 | 902 |  | 78500 | 3984 | 19.7 | 16.2 | 75500 | 5028 | 4.4 | 3.6 | Non Federally-Regulated | 06/29/2016 |  | 10/10/2017
ClimateMaster Inc. | TRANQUILITY 16 | TCH072A |  | Ground-Water-Source | WBAHP: Heat Pump Packaged Unit | Heat Pump | 230 | 3 |  |  |  | Single-Speed | 1718 | 902 |  | 78500 | 3984 | 19.7 | 16.2 | 75500 | 5028 | 4.4 | 3.6 | Non Federally-Regulated | 06/29/2016 |  | 10/10/2017
ClimateMaster Inc. | TRANQUILITY 16 | TCH072A |  | Ground-Source | WBAHP: Heat Pump Packaged Unit | Heat Pump | 208 | 3 |  |  |  | Single-Speed | 2195 | 902 |  | 71000 | 4863 | 14.6 | 13.4 | 58000 | 4856 | 3.5 | 3.1 | Non Federally-Regulated | 06/29/2016 |  | 10/10/2017
ClimateMaster Inc. | TRANQUILITY 16 | TCH072A |  | Ground-Source | WBAHP: Heat Pump Packaged Unit | Heat Pump | 230 | 3 |  |  |  | Single-Speed | 2195 | 902 |  | 71000 | 4863 | 14.6 | 13.4 | 58000 | 4856 | 3.5 | 3.1 | Non Federally-Regulated | 06/29/2016 |  | 10/10/2017
ClimateMaster Inc. | TRANQUILITY 16 | TCV072A |  | Water-Source | WBAHP: Heat Pump Packaged Unit | Heat Pump | 208 | 3 |  |  |  | Single-Speed | 2385 | 902 |  | 69000 | 5187 | 13.3 | 12 | 92500 | 5421 | 5 | 4.2 | Federally-Regulated Commercial & Industrial Equipment | 06/29/2016 |  | 10/10/2017
ClimateMaster Inc. | TRANQUILITY 16 | TCV072A |  | Water-Source | WBAHP: Heat Pump Packaged Unit | Heat Pump | 230 | 3 |  |  |  | Single-Speed | 2385 | 902 |  | 69000 | 5187 | 13.3 | 12 | 92500 | 5421 | 5 | 4.2 | Federally-Regulated Commercial & Industrial Equipment | 06/29/2016 |  | 10/10/2017
ClimateMaster Inc. | TRANQUILITY 16 | TCV072A |  | Ground-Water-Source | WBAHP: Heat Pump Packaged Unit | Heat Pump | 208 | 3 |  |  |  | Single-Speed | 1718 | 902 |  | 78500 | 3984 | 19.7 | 16.2 | 75500 | 5028 | 4.4 | 3.6 | Non Federally-Regulated | 06/29/2016 |  | 10/10/2017
ClimateMaster Inc. | TRANQUILITY 16 | TCV072A |  | Ground-Water-Source | WBAHP: Heat Pump Packaged Unit | Heat Pump | 230 | 3 |  |  |  | Single-Speed | 1718 | 902 |  | 78500 | 3984 | 19.7 | 16.2 | 75500 | 5028 | 4.4 | 3.6 | Non Federally-Regulated | 06/29/2016 |  | 10/10/2017
ClimateMaster Inc. | TRANQUILITY 16 | TCV072A |  | Ground-Source | WBAHP: Heat Pump Packaged Unit | Heat Pump | 208 | 3 |  |  |  | Single-Speed | 2195 | 902 |  | 71000 | 4863 | 14.6 | 13.4 | 58000 | 4856 | 3.5 | 3.1 | Non Federally-Regulated | 06/29/2016 |  | 10/10/2017
ClimateMaster Inc. | TRANQUILITY 16 | TCV072A |  | Ground-Source | WBAHP: Heat Pump Packaged Unit | Heat Pump | 230 | 3 |  |  |  | Single-Speed | 2195 | 902 |  | 71000 | 4863 | 14.6 | 13.4 | 58000 | 4856 | 3.5 | 3.1 | Non Federally-Regulated | 06/29/2016 |  | 10/10/2017
ClimateMaster Inc. | TRANQUILITY 16 | TRH/V060A |  | Water-Source | WBAHP: Heat Pump Packaged Unit | Heat Pump | 208 | 1 |  |  |  | Single-Speed |  |  |  | 59400 | 4432 | 13.4 | 11.2 | 72000 | 4907 | 4.3 | 4.2 | Federally-Regulated Commercial & Industrial Equipment | 06/29/2016 |  | 10/10/2017
ClimateMaster Inc. | TRANQUILITY 16 | TRH/V060A |  | Water-Source | WBAHP: Heat Pump Packaged Unit | Heat Pump | 230 | 1 |  |  |  | Single-Speed |  |  |  | 59400 | 4432 | 13.4 | 11.2 | 72000 | 4907 | 4.3 | 4.2 | Federally-Regulated Commercial & Industrial Equipment | 06/29/2016 |  | 10/10/2017
ClimateMaster Inc. | TRANQUILITY 16 | TRH/V060A |  | Ground-Water-Source | WBAHP: Heat Pump Packaged Unit | Heat Pump | 208 | 1 |  |  |  | Single-Speed | 2652 | 907 |  | 66600 | 3346 | 19.9 | 16.2 | 60000 | 4508 | 3.9 | 3.6 | Non Federally-Regulated | 06/29/2016 |  | 10/10/2017
ClimateMaster Inc. | TRANQUILITY 16 | TRH/V060A |  | Ground-Water-Source | WBAHP: Heat Pump Packaged Unit | Heat Pump | 230 | 1 |  |  |  | Single-Speed | 2652 | 907 |  | 66600 | 3346 | 19.9 | 16.2 | 60000 | 4508 | 3.9 | 3.6 | Non Federally-Regulated | 06/29/2016 |  | 10/10/2017
ClimateMaster Inc. | TRANQUILITY 16 | TRH/V060A |  | Ground-Source | WBAHP: Heat Pump Packaged Unit | Heat Pump | 208 | 1 |  |  |  | Single-Speed |  |  |  | 60100 | 4060 | 14.8 | 13.4 | 47500 | 4218 | 3.3 | 3.1 | Non Federally-Regulated | 06/29/2016 |  | 10/10/2017
ClimateMaster Inc. | TRANQUILITY 16 | TRH/V060A |  | Ground-Source | WBAHP: Heat Pump Packaged Unit | Heat Pump | 230 | 1 |  |  |  | Single-Speed |  |  |  | 60100 | 4060 | 14.8 | 13.4 | 47500 | 4218 | 3.3 | 3.1 | Non Federally-Regulated | 06/29/2016 |  | 10/10/2017
ClimateMaster Inc. | TRANQUILITY 16 | TCH/V060A*W/K |  | Water-Source | WBAHP: Heat Pump Packaged Unit | Heat Pump | 208 | 1 |  |  |  | Single-Speed |  |  |  | 60000 | 4054 | 14.8 | 11.2 | 71200 | 4742 | 4.4 | 4.2 | Federally-Regulated Commercial & Industrial Equipment | 06/29/2016 |  | 10/10/2017
ClimateMaster Inc. | TRANQUILITY 16 | TCH/V060A*W/K |  | Water-Source | WBAHP: Heat Pump Packaged Unit | Heat Pump | 230 | 1 |  |  |  | Single-Speed |  |  |  | 60000 | 4054 | 14.8 | 11.2 | 71200 | 4742 | 4.4 | 4.2 | Federally-Regulated Commercial & Industrial Equipment | 06/29/2016 |  | 10/10/2017
ClimateMaster Inc. | TRANQUILITY 16 | TCH/V060A*W/K |  | Ground-Water-Source | WBAHP: Heat Pump Packaged Unit | Heat Pump | 208 | 1 |  |  |  | Single-Speed | 2721 | 842 |  | 67000 | 3190 | 21 | 16.2 | 59600 | 4366 | 4 | 3.6 | Non Federally-Regulated | 06/29/2016 |  | 10/10/2017
ClimateMaster Inc. | TRANQUILITY 16 | TCH/V060A*W/K |  | Ground-Water-Source | WBAHP: Heat Pump Packaged Unit | Heat Pump | 230 | 1 |  |  |  | Single-Speed | 2721 | 842 |  | 67000 | 3190 | 21 | 16.2 | 59600 | 4366 | 4 | 3.6 | Non Federally-Regulated | 06/29/2016 |  | 10/10/2017
ClimateMaster Inc. | TRANQUILITY 16 | TCH/V060A*W/K |  | Ground-Source | WBAHP: Heat Pump Packaged Unit | Heat Pump | 208 | 1 |  |  |  | Single-Speed |  |  |  | 61400 | 3721 | 16.5 | 13.4 | 47500 | 4094 | 3.4 | 3.1 | Non Federally-Regulated | 06/29/2016 |  | 10/10/2017
ClimateMaster Inc. | TRANQUILITY 16 | TCH/V060A*W/K |  | Ground-Source | WBAHP: Heat Pump Packaged Unit | Heat Pump | 230 | 1 |  |  |  | Single-Speed |  |  |  | 61400 | 3721 | 16.5 | 13.4 | 47500 | 4094 | 3.4 | 3.1 | Non Federally-Regulated | 06/29/2016 |  | 10/10/2017
ClimateMaster Inc. | TRANQUILITY 16 | TRH/V060A*W/K |  | Water-Source | WBAHP: Heat Pump Packaged Unit | Heat Pump | 208 | 1 |  |  |  | Single-Speed |  |  |  | 60000 | 4054 | 14.8 | 11.2 | 71200 | 4742 | 4.4 | 4.2 | Federally-Regulated Commercial & Industrial Equipment | 06/29/2016 |  | 10/10/2017
ClimateMaster Inc. | TRANQUILITY 16 | TRH/V060A*W/K |  | Water-Source | WBAHP: Heat Pump Packaged Unit | Heat Pump | 230 | 1 |  |  |  | Single-Speed |  |  |  | 60000 | 4054 | 14.8 | 11.2 | 71200 | 4742 | 4.4 | 4.2 | Federally-Regulated Commercial & Industrial Equipment | 06/29/2016 |  | 10/10/2017
ClimateMaster Inc. | TRANQUILITY 16 | TRH/V060A*W/K |  | Ground-Water-Source | WBAHP: Heat Pump Packaged Unit | Heat Pump | 208 | 1 |  |  |  | Single-Speed | 2721 | 842 |  | 67000 | 3190 | 21 | 16.2 | 59600 | 4366 | 4 | 3.6 | Non Federally-Regulated | 06/29/2016 |  | 10/10/2017
ClimateMaster Inc. | TRANQUILITY 16 | TRH/V060A*W/K |  | Ground-Water-Source | WBAHP: Heat Pump Packaged Unit | Heat Pump | 230 | 1 |  |  |  | Single-Speed | 2721 | 842 |  | 67000 | 3190 | 21 | 16.2 | 59600 | 4366 | 4 | 3.6 | Non Federally-Regulated | 06/29/2016 |  | 10/10/2017
ClimateMaster Inc. | TRANQUILITY 16 | TRH/V060A*W/K |  | Ground-Source | WBAHP: Heat Pump Packaged Unit | Heat Pump | 208 | 1 |  |  |  | Single-Speed |  |  |  | 61400 | 3721 | 16.5 | 13.4 | 47500 | 4094 | 3.4 | 3.1 | Non Federally-Regulated | 06/29/2016 |  | 10/10/2017
ClimateMaster Inc. | TRANQUILITY 16 | TRH/V060A*W/K |  | Ground-Source | WBAHP: Heat Pump Packaged Unit | Heat Pump | 230 | 1 |  |  |  | Single-Speed |  |  |  | 61400 | 3721 | 16.5 | 13.4 | 47500 | 4094 | 3.4 | 3.1 | Non Federally-Regulated | 06/29/2016 |  | 10/10/2017
ClimateMaster Inc. | TRANQUILITY 20 | TSH/V/D060C |  | Water-Source | WBAHP: Heat Pump Packaged Unit | Heat Pump | 208 | 1 |  |  |  | Single-Speed |  |  |  | 62400 | 3924 | 15.9 | 11.2 | 73900 | 4331 | 5 | 4.2 | Federally-Regulated Commercial & Industrial Equipment | 06/29/2016 |  | 10/10/2017
ClimateMaster Inc. | TRANQUILITY 20 | TSH/V/D060C |  | Water-Source | WBAHP: Heat Pump Packaged Unit | Heat Pump | 230 | 1 |  |  |  | Single-Speed |  |  |  | 62400 | 3924 | 15.9 | 11.2 | 73900 | 4331 | 5 | 4.2 | Federally-Regulated Commercial & Industrial Equipment | 06/29/2016 |  | 10/10/2017
ClimateMaster Inc. | TRANQUILITY 20 | TSH/V/D060C |  | Ground-Water-Source | WBAHP: Heat Pump Packaged Unit | Heat Pump | 208 | 1 |  |  |  | Single-Speed | 2556 | 837 |  | 68500 | 2965 | 23.1 | 16.2 | 58200 | 4061 | 4.2 | 3.6 | Non Federally-Regulated | 06/29/2016 |  | 10/10/2017
ClimateMaster Inc. | TRANQUILITY 20 | TSH/V/D060C |  | Ground-Water-Source | WBAHP: Heat Pump Packaged Unit | Heat Pump | 230 | 1 |  |  |  | Single-Speed | 2556 | 837 |  | 68500 | 2965 | 23.1 | 16.2 | 58200 | 4061 | 4.2 | 3.6 | Non Federally-Regulated | 06/29/2016 |  | 10/10/2017
ClimateMaster Inc. | TRANQUILITY 20 | TSH/V/D060C |  | Ground-Source | WBAHP: Heat Pump Packaged Unit | Heat Pump | 208 | 1 |  |  |  | Single-Speed |  |  |  | 63900 | 3715 | 17.2 | 13.4 | 46900 | 3714 | 3.7 | 3.1 | Non Federally-Regulated | 06/29/2016 |  | 10/10/2017
ClimateMaster Inc. | TRANQUILITY 20 | TSH/V/D060C |  | Ground-Source | WBAHP: Heat Pump Packaged Unit | Heat Pump | 230 | 1 |  |  |  | Single-Speed |  |  |  | 63900 | 3715 | 17.2 | 13.4 | 46900 | 3714 | 3.7 | 3.1 | Non Federally-Regulated | 06/29/2016 |  | 10/10/2017
ClimateMaster Inc. | TRANQUILITY 20 | TSH/V/D060C*K |  | Water-Source | WBAHP: Heat Pump Packaged Unit | Heat Pump | 208 | 1 |  |  |  | Single-Speed |  |  |  | 63200 | 3674 | 17.2 | 11.2 | 73200 | 3972 | 5.4 | 4.2 | Federally-Regulated Commercial & Industrial Equipment | 06/29/2016 |  | 10/10/2017
ClimateMaster Inc. | TRANQUILITY 20 | TSH/V/D060C*K |  | Water-Source | WBAHP: Heat Pump Packaged Unit | Heat Pump | 230 | 1 |  |  |  | Single-Speed |  |  |  | 63200 | 3674 | 17.2 | 11.2 | 73200 | 3972 | 5.4 | 4.2 | Federally-Regulated Commercial & Industrial Equipment | 06/29/2016 |  | 10/10/2017
ClimateMaster Inc. | TRANQUILITY 20 | TSH/V/D060C*K |  | Ground-Water-Source | WBAHP: Heat Pump Packaged Unit | Heat Pump | 208 | 1 |  |  |  | Single-Speed | 2478 | 688 |  | 68900 | 2767 | 24.9 | 16.2 | 58200 | 3708 | 4.6 | 3.6 | Non Federally-Regulated | 06/29/2016 |  | 10/10/2017
ClimateMaster Inc. | TRANQUILITY 20 | TSH/V/D060C*K |  | Ground-Water-Source | WBAHP: Heat Pump Packaged Unit | Heat Pump | 230 | 1 |  |  |  | Single-Speed | 2478 | 688 |  | 68900 | 2767 | 24.9 | 16.2 | 58200 | 3708 | 4.6 | 3.6 | Non Federally-Regulated | 06/29/2016 |  | 10/10/2017
ClimateMaster Inc. | TRANQUILITY 20 | TSH/V/D060C*K |  | Ground-Source | WBAHP: Heat Pump Packaged Unit | Heat Pump | 208 | 1 |  |  |  | Single-Speed |  |  |  | 64400 | 3500 | 18.4 | 13.4 | 46400 | 3486 | 3.9 | 3.1 | Non Federally-Regulated | 06/29/2016 |  | 10/10/2017
ClimateMaster Inc. | TRANQUILITY 20 | TSH/V/D060C*K |  | Ground-Source | WBAHP: Heat Pump Packaged Unit | Heat Pump | 230 | 1 |  |  |  | Single-Speed |  |  |  | 64400 | 3500 | 18.4 | 13.4 | 46400 | 3486 | 3.9 | 3.1 | Non Federally-Regulated | 06/29/2016 |  | 10/10/2017
ClimateMaster Inc. | TRANQUILITY 20 | TSH/V/D070C |  | Water-Source | WBAHP: Heat Pump Packaged Unit | Heat Pump | 208 | 1 |  |  |  | Single-Speed | 4288 | 899 |  | 71000 | 4863 | 14.6 | 12 | 82100 | 5230 | 4.6 | 4.2 | Federally-Regulated Commercial & Industrial Equipment | 06/29/2016 |  | 10/10/2017
ClimateMaster Inc. | TRANQUILITY 20 | TSH/V/D070C |  | Water-Source | WBAHP: Heat Pump Packaged Unit | Heat Pump | 230 | 1 |  |  |  | Single-Speed | 4288 | 899 |  | 71000 | 4863 | 14.6 | 12 | 82100 | 5230 | 4.6 | 4.2 | Federally-Regulated Commercial & Industrial Equipment | 06/29/2016 |  | 10/10/2017
ClimateMaster Inc. | TRANQUILITY 20 | TSH/V/D070C |  | Ground-Water-Source | WBAHP: Heat Pump Packaged Unit | Heat Pump | 208 | 1 |  |  |  | Single-Speed | 3135 | 899 |  | 78000 | 3696 | 21.1 | 16.2 | 66100 | 4843 | 4 | 3.6 | Non Federally-Regulated | 06/29/2016 |  | 10/10/2017
ClimateMaster Inc. | TRANQUILITY 20 | TSH/V/D070C |  | Ground-Water-Source | WBAHP: Heat Pump Packaged Unit | Heat Pump | 230 | 1 |  |  |  | Single-Speed | 3135 | 899 |  | 78000 | 3696 | 21.1 | 16.2 | 66100 | 4843 | 4 | 3.6 | Non Federally-Regulated | 06/29/2016 |  | 10/10/2017
ClimateMaster Inc. | TRANQUILITY 20 | TSH/V/D070C |  | Ground-Source | WBAHP: Heat Pump Packaged Unit | Heat Pump | 208 | 1 |  |  |  | Single-Speed | 3917 | 899 |  | 72900 | 4500 | 16.2 | 13.4 | 53800 | 4637 | 3.4 | 3.1 | Non Federally-Regulated | 06/29/2016 |  | 10/10/2017
ClimateMaster Inc. | TRANQUILITY 20 | TSH/V/D070C |  | Ground-Source | WBAHP: Heat Pump Packaged Unit | Heat Pump | 230 | 1 |  |  |  | Single-Speed | 3917 | 899 |  | 72900 | 4500 | 16.2 | 13.4 | 53800 | 4637 | 3.4 | 3.1 | Non Federally-Regulated | 06/29/2016 |  | 10/10/2017
ClimateMaster Inc. | TRANQUILITY 20 | TSH/V/D070C*K |  | Water-Source | WBAHP: Heat Pump Packaged Unit | Heat Pump | 208 | 1 |  |  |  | Single-Speed | 4273 | 691 |  | 71100 | 4528 | 15.7 | 12 | 82000 | 5006 | 4.8 | 4.2 | Federally-Regulated Commercial & Industrial Equipment | 06/29/2016 |  | 10/10/2017
ClimateMaster Inc. | TRANQUILITY 20 | TSH/V/D070C*K |  | Water-Source | WBAHP: Heat Pump Packaged Unit | Heat Pump | 230 | 1 |  |  |  | Single-Speed | 4273 | 691 |  | 71100 | 4528 | 15.7 | 12 | 82000 | 5006 | 4.8 | 4.2 | Federally-Regulated Commercial & Industrial Equipment | 06/29/2016 |  | 10/10/2017
ClimateMaster Inc. | TRANQUILITY 20 | TSH/V/D070C*K |  | Ground-Water-Source | WBAHP: Heat Pump Packaged Unit | Heat Pump | 208 | 1 |  |  |  | Single-Speed | 3125 | 691 |  | 78100 | 3395 | 23 | 16.2 | 65200 | 4660 | 4.1 | 3.6 | Non Federally-Regulated | 06/29/2016 |  | 10/10/2017
ClimateMaster Inc. | TRANQUILITY 20 | TSH/V/D070C*K |  | Ground-Water-Source | WBAHP: Heat Pump Packaged Unit | Heat Pump | 230 | 1 |  |  |  | Single-Speed | 3125 | 691 |  | 78100 | 3395 | 23 | 16.2 | 65200 | 4660 | 4.1 | 3.6 | Non Federally-Regulated | 06/29/2016 |  | 10/10/2017
ClimateMaster Inc. | TRANQUILITY 20 | TSH/V/D070C*K |  | Ground-Source | WBAHP: Heat Pump Packaged Unit | Heat Pump | 208 | 1 |  |  |  | Single-Speed | 3953 | 691 |  | 73000 | 4244 | 17.2 | 13.4 | 53000 | 4314 | 3.6 | 3.1 | Non Federally-Regulated | 06/29/2016 |  | 10/10/2017
ClimateMaster Inc. | TRANQUILITY 20 | TSH/V/D070C*K |  | Ground-Source | WBAHP: Heat Pump Packaged Unit | Heat Pump | 230 | 1 |  |  |  | Single-Speed | 3953 | 691 |  | 73000 | 4244 | 17.2 | 13.4 | 53000 | 4314 | 3.6 | 3.1 | Non Federally-Regulated | 06/29/2016 |  | 10/10/2017
ClimateMaster Inc. | TRANQUILITY 22 DIGITAL | TYV/H024B |  | Water-Source | WBAHP: Heat Pump Packaged Unit | Heat Pump | 208 | 1 |  |  |  | Multiple-Speed |  |  |  | 23700 | 1657 | 14.3 | 11.2 | 28000 | 1783 | 4.6 | 4.2 | Federally-Regulated Commercial & Industrial Equipment | 06/29/2016 |  | 10/10/2017
ClimateMaster Inc. | TRANQUILITY 22 DIGITAL | TYV/H024B |  | Water-Source | WBAHP: Heat Pump Packaged Unit | Heat Pump | 230 | 1 |  |  |  | Multiple-Speed |  |  |  | 23700 | 1657 | 14.3 | 11.2 | 28000 | 1783 | 4.6 | 4.2 | Federally-Regulated Commercial & Industrial Equipment | 06/29/2016 |  | 10/10/2017
ClimateMaster Inc. | TRANQUILITY 22 DIGITAL | TYV/H024B |  | Ground-Water-Source | WBAHP: Heat Pump Packaged Unit | Heat Pump | 208 | 1 |  |  |  | Multiple-Speed |  |  |  | 26500 | 1221 | 21.7 | 16.2 | 23000 | 1644 | 4.1 | 3.6 | Non Federally-Regulated | 06/29/2016 |  | 10/10/2017
ClimateMaster Inc. | TRANQUILITY 22 DIGITAL | TYV/H024B |  | Ground-Water-Source | WBAHP: Heat Pump Packaged Unit | Heat Pump | 230 | 1 |  |  |  | Multiple-Speed |  |  |  | 26500 | 1221 | 21.7 | 16.2 | 23000 | 1644 | 4.1 | 3.6 | Non Federally-Regulated | 06/29/2016 |  | 10/10/2017
ClimateMaster Inc. | TRANQUILITY 22 DIGITAL | TYV/H024B |  | Ground-Source | WBAHP: Heat Pump Packaged Unit | Heat Pump | 208 | 1 |  |  |  | Multiple-Speed |  |  |  | 24600 | 1537 | 16 | 13.4 | 17800 | 1449 | 3.6 | 3.1 | Non Federally-Regulated | 06/29/2016 |  | 10/10/2017
ClimateMaster Inc. | TRANQUILITY 22 DIGITAL | TYV/H024B |  | Ground-Source | WBAHP: Heat Pump Packaged Unit | Heat Pump | 230 | 1 |  |  |  | Multiple-Speed |  |  |  | 24600 | 1537 | 16 | 13.4 | 17800 | 1449 | 3.6 | 3.1 | Non Federally-Regulated | 06/29/2016 |  | 10/10/2017
ClimateMaster Inc. | TRANQUILITY 22 DIGITAL | TYV/H030 |  | Water-Source | WBAHP: Heat Pump Packaged Unit | Heat Pump | 208 | 1 |  |  |  | Multiple-Speed |  |  |  | 28500 | 2035 | 14 | 11.2 | 35800 | 2280 | 4.6 | 4.2 | Federally-Regulated Commercial & Industrial Equipment | 06/29/2016 |  | 10/10/2017
ClimateMaster Inc. | TRANQUILITY 22 DIGITAL | TYV/H030 |  | Water-Source | WBAHP: Heat Pump Packaged Unit | Heat Pump | 230 | 1 |  |  |  | Multiple-Speed |  |  |  | 28500 | 2035 | 14 | 11.2 | 35800 | 2280 | 4.6 | 4.2 | Federally-Regulated Commercial & Industrial Equipment | 06/29/2016 |  | 10/10/2017
ClimateMaster Inc. | TRANQUILITY 22 DIGITAL | TYV/H030 |  | Ground-Water-Source | WBAHP: Heat Pump Packaged Unit | Heat Pump | 208 | 1 |  |  |  | Multiple-Speed |  |  |  | 32300 | 1560 | 20.7 | 16.2 | 30000 | 2093 | 4.2 | 3.6 | Non Federally-Regulated | 06/29/2016 |  | 10/10/2017
ClimateMaster Inc. | TRANQUILITY 22 DIGITAL | TYV/H030 |  | Ground-Water-Source | WBAHP: Heat Pump Packaged Unit | Heat Pump | 230 | 1 |  |  |  | Multiple-Speed |  |  |  | 32300 | 1560 | 20.7 | 16.2 | 30000 | 2093 | 4.2 | 3.6 | Non Federally-Regulated | 06/29/2016 |  | 10/10/2017
ClimateMaster Inc. | TRANQUILITY 22 DIGITAL | TYV/H030 |  | Ground-Source | WBAHP: Heat Pump Packaged Unit | Heat Pump | 208 | 1 |  |  |  | Multiple-Speed |  |  |  | 29900 | 1904 | 15.7 | 13.4 | 23800 | 1937 | 3.6 | 3.1 | Non Federally-Regulated | 06/29/2016 |  | 10/10/2017
ClimateMaster Inc. | TRANQUILITY 22 DIGITAL | TYV/H030 |  | Ground-Source | WBAHP: Heat Pump Packaged Unit | Heat Pump | 230 | 1 |  |  |  | Multiple-Speed |  |  |  | 29900 | 1904 | 15.7 | 13.4 | 23800 | 1937 | 3.6 | 3.1 | Non Federally-Regulated | 06/29/2016 |  | 10/10/2017
ClimateMaster Inc. | TRANQUILITY 22 DIGITAL | TYV/H042 |  | Water-Source | WBAHP: Heat Pump Packaged Unit | Heat Pump | 208 | 1 |  |  |  | Dual-Speed |  |  |  | 41100 | 2874 | 14.3 | 11.2 | 50200 | 3198 | 4.6 | 4.2 | Federally-Regulated Commercial & Industrial Equipment | 06/29/2016 |  | 10/10/2017
ClimateMaster Inc. | TRANQUILITY 22 DIGITAL | TYV/H042 |  | Water-Source | WBAHP: Heat Pump Packaged Unit | Heat Pump | 230 | 1 |  |  |  | Dual-Speed |  |  |  | 41100 | 2874 | 14.3 | 11.2 | 50200 | 3198 | 4.6 | 4.2 | Federally-Regulated Commercial & Industrial Equipment | 06/29/2016 |  | 10/10/2017
ClimateMaster Inc. | TRANQUILITY 22 DIGITAL | TYV/H042 |  | Ground-Water-Source | WBAHP: Heat Pump Packaged Unit | Heat Pump | 208 | 1 |  |  |  | Dual-Speed |  |  |  | 46300 | 2173 | 21.3 | 16.2 | 42300 | 3023 | 4.1 | 3.6 | Non Federally-Regulated | 06/29/2016 |  | 10/10/2017
ClimateMaster Inc. | TRANQUILITY 22 DIGITAL | TYV/H042 |  | Ground-Water-Source | WBAHP: Heat Pump Packaged Unit | Heat Pump | 230 | 1 |  |  |  | Dual-Speed |  |  |  | 46300 | 2173 | 21.3 | 16.2 | 42300 | 3023 | 4.1 | 3.6 | Non Federally-Regulated | 06/29/2016 |  | 10/10/2017
ClimateMaster Inc. | TRANQUILITY 22 DIGITAL | TYV/H042 |  | Ground-Source | WBAHP: Heat Pump Packaged Unit | Heat Pump | 208 | 1 |  |  |  | Dual-Speed |  |  |  | 43100 | 2677 | 16.1 | 13.4 | 33300 | 2870 | 3.4 | 3.1 | Non Federally-Regulated | 06/29/2016 |  | 10/10/2017
ClimateMaster Inc. | TRANQUILITY 22 DIGITAL | TYV/H042 |  | Ground-Source | WBAHP: Heat Pump Packaged Unit | Heat Pump | 230 | 1 |  |  |  | Dual-Speed |  |  |  | 43100 | 2677 | 16.1 | 13.4 | 33300 | 2870 | 3.4 | 3.1 | Non Federally-Regulated | 06/29/2016 |  | 10/10/2017
ClimateMaster Inc. | TRANQUILITY 22 DIGITAL | TZV/H024C |  | Water-Source | WBAHP: Heat Pump Packaged Unit | Heat Pump | 208 | 1 |  |  |  | Single-Speed |  |  |  | 23700 | 1657 | 14.3 | 11.2 | 28000 | 1783 | 4.6 | 4.2 | Federally-Regulated Commercial & Industrial Equipment | 06/29/2016 |  | 10/10/2017
ClimateMaster Inc. | TRANQUILITY 22 DIGITAL | TZV/H024C |  | Water-Source | WBAHP: Heat Pump Packaged Unit | Heat Pump | 230 | 1 |  |  |  | Single-Speed |  |  |  | 23700 | 1657 | 14.3 | 11.2 | 28000 | 1783 | 4.6 | 4.2 | Federally-Regulated Commercial & Industrial Equipment | 06/29/2016 |  | 10/10/2017
ClimateMaster Inc. | TRANQUILITY 22 DIGITAL | TZV/H024C |  | Ground-Water-Source | WBAHP: Heat Pump Packaged Unit | Heat Pump | 208 | 1 |  |  |  | Single-Speed |  |  |  | 26500 | 1221 | 21.7 | 16.2 | 23000 | 1644 | 4.1 | 3.6 | Non Federally-Regulated | 06/29/2016 |  | 10/10/2017
ClimateMaster Inc. | TRANQUILITY 22 DIGITAL | TZV/H024C |  | Ground-Water-Source | WBAHP: Heat Pump Packaged Unit | Heat Pump | 230 | 1 |  |  |  | Single-Speed |  |  |  | 26500 | 1221 | 21.7 | 16.2 | 23000 | 1644 | 4.1 | 3.6 | Non Federally-Regulated | 06/29/2016 |  | 10/10/2017
ClimateMaster Inc. | TRANQUILITY 22 DIGITAL | TZV/H024C |  | Ground-Source | WBAHP: Heat Pump Packaged Unit | Heat Pump | 208 | 1 |  |  |  | Single-Speed |  |  |  | 24600 | 1537 | 16 | 13.4 | 17800 | 1449 | 3.6 | 3.1 | Non Federally-Regulated | 06/29/2016 |  | 10/10/2017
ClimateMaster Inc. | TRANQUILITY 22 DIGITAL | TZV/H024C |  | Ground-Source | WBAHP: Heat Pump Packaged Unit | Heat Pump | 230 | 1 |  |  |  | Single-Speed |  |  |  | 24600 | 1537 | 16 | 13.4 | 17800 | 1449 | 3.6 | 3.1 | Non Federally-Regulated | 06/29/2016 |  | 10/10/2017
ClimateMaster Inc. | TRANQUILITY 22 DIGITAL | TZV/H030C |  | Water-Source | WBAHP: Heat Pump Packaged Unit | Heat Pump | 208 | 1 |  |  |  | Single-Speed |  |  |  | 28500 | 2035 | 14 | 11.2 | 35800 | 2280 | 4.6 | 4.2 | Federally-Regulated Commercial & Industrial Equipment | 06/29/2016 |  | 10/10/2017
ClimateMaster Inc. | TRANQUILITY 22 DIGITAL | TZV/H030C |  | Water-Source | WBAHP: Heat Pump Packaged Unit | Heat Pump | 230 | 1 |  |  |  | Single-Speed |  |  |  | 28500 | 2035 | 14 | 11.2 | 35800 | 2280 | 4.6 | 4.2 | Federally-Regulated Commercial & Industrial Equipment | 06/29/2016 |  | 10/10/2017
ClimateMaster Inc. | TRANQUILITY 22 DIGITAL | TZV/H030C |  | Ground-Water-Source | WBAHP: Heat Pump Packaged Unit | Heat Pump | 208 | 1 |  |  |  | Single-Speed |  |  |  | 32300 | 1560 | 20.7 | 16.2 | 30000 | 2093 | 4.2 | 3.6 | Non Federally-Regulated | 06/29/2016 |  | 10/10/2017
ClimateMaster Inc. | TRANQUILITY 22 DIGITAL | TZV/H030C |  | Ground-Water-Source | WBAHP: Heat Pump Packaged Unit | Heat Pump | 230 | 1 |  |  |  | Single-Speed |  |  |  | 32300 | 1560 | 20.7 | 16.2 | 30000 | 2093 | 4.2 | 3.6 | Non Federally-Regulated | 06/29/2016 |  | 10/10/2017
ClimateMaster Inc. | TRANQUILITY 22 DIGITAL | TZV/H030C |  | Ground-Source | WBAHP: Heat Pump Packaged Unit | Heat Pump | 208 | 1 |  |  |  | Single-Speed |  |  |  | 29900 | 1904 | 15.7 | 13.4 | 23800 | 1937 | 3.6 | 3.1 | Non Federally-Regulated | 06/29/2016 |  | 10/10/2017
ClimateMaster Inc. | TRANQUILITY 22 DIGITAL | TZV/H030C |  | Ground-Source | WBAHP: Heat Pump Packaged Unit | Heat Pump | 230 | 1 |  |  |  | Single-Speed |  |  |  | 29900 | 1904 | 15.7 | 13.4 | 23800 | 1937 | 3.6 | 3.1 | Non Federally-Regulated | 06/29/2016 |  | 10/10/2017
ClimateMaster Inc. | TRANQUILITY 22 DIGITAL | TZV/H042C |  | Water-Source | WBAHP: Heat Pump Packaged Unit | Heat Pump | 208 | 1 |  |  |  | Single-Speed |  |  |  | 41100 | 2874 | 14.3 | 11.2 | 50200 | 3198 | 4.6 | 4.2 | Federally-Regulated Commercial & Industrial Equipment | 06/29/2016 |  | 10/10/2017
ClimateMaster Inc. | TRANQUILITY 22 DIGITAL | TZV/H042C |  | Water-Source | WBAHP: Heat Pump Packaged Unit | Heat Pump | 230 | 1 |  |  |  | Single-Speed |  |  |  | 41100 | 2874 | 14.3 | 11.2 | 50200 | 3198 | 4.6 | 4.2 | Federally-Regulated Commercial & Industrial Equipment | 06/29/2016 |  | 10/10/2017
ClimateMaster Inc. | TRANQUILITY 22 DIGITAL | TZV/H042C |  | Ground-Water-Source | WBAHP: Heat Pump Packaged Unit | Heat Pump | 208 | 1 |  |  |  | Single-Speed |  |  |  | 46300 | 2173 | 21.3 | 16.2 | 42300 | 3023 | 4.1 | 3.6 | Non Federally-Regulated | 06/29/2016 |  | 10/10/2017
ClimateMaster Inc. | TRANQUILITY 22 DIGITAL | TZV/H042C |  | Ground-Water-Source | WBAHP: Heat Pump Packaged Unit | Heat Pump | 230 | 1 |  |  |  | Single-Speed |  |  |  | 46300 | 2173 | 21.3 | 16.2 | 42300 | 3023 | 4.1 | 3.6 | Non Federally-Regulated | 06/29/2016 |  | 10/10/2017
ClimateMaster Inc. | TRANQUILITY 22 DIGITAL | TZV/H042C |  | Ground-Source | WBAHP: Heat Pump Packaged Unit | Heat Pump | 208 | 1 |  |  |  | Single-Speed |  |  |  | 43100 | 2677 | 16.1 | 13.4 | 33300 | 2870 | 3.4 | 3.1 | Non Federally-Regulated | 06/29/2016 |  | 10/10/2017
ClimateMaster Inc. | TRANQUILITY 22 DIGITAL | TZV/H042C |  | Ground-Source | WBAHP: Heat Pump Packaged Unit | Heat Pump | 230 | 1 |  |  |  | Single-Speed |  |  |  | 43100 | 2677 | 16.1 | 13.4 | 33300 | 2870 | 3.4 | 3.1 | Non Federally-Regulated | 06/29/2016 |  | 10/10/2017
ClimateMaster Inc. | TRANQUILITY 22 DIGITAL | TZV/H048C |  | Water-Source | WBAHP: Heat Pump Packaged Unit | Heat Pump | 208 | 1 |  |  |  | Single-Speed |  |  |  | 45900 | 3278 | 14 | 11.2 | 53800 | 3217 | 4.9 | 4.2 | Federally-Regulated Commercial & Industrial Equipment | 06/29/2016 |  | 10/10/2017
ClimateMaster Inc. | TRANQUILITY 22 DIGITAL | TZV/H048C |  | Water-Source | WBAHP: Heat Pump Packaged Unit | Heat Pump | 230 | 1 |  |  |  | Single-Speed |  |  |  | 45900 | 3278 | 14 | 11.2 | 53800 | 3217 | 4.9 | 4.2 | Federally-Regulated Commercial & Industrial Equipment | 06/29/2016 |  | 10/10/2017
ClimateMaster Inc. | TRANQUILITY 22 DIGITAL | TZV/H048C |  | Ground-Water-Source | WBAHP: Heat Pump Packaged Unit | Heat Pump | 208 | 1 |  |  |  | Single-Speed |  |  |  | 51800 | 2478 | 20.9 | 16.2 | 45000 | 2997 | 4.4 | 3.6 | Non Federally-Regulated | 06/29/2016 |  | 10/10/2017
ClimateMaster Inc. | TRANQUILITY 22 DIGITAL | TZV/H048C |  | Ground-Water-Source | WBAHP: Heat Pump Packaged Unit | Heat Pump | 230 | 1 |  |  |  | Single-Speed |  |  |  | 51800 | 2478 | 20.9 | 16.2 | 45000 | 2997 | 4.4 | 3.6 | Non Federally-Regulated | 06/29/2016 |  | 10/10/2017
ClimateMaster Inc. | TRANQUILITY 22 DIGITAL | TZV/H048C |  | Ground-Source | WBAHP: Heat Pump Packaged Unit | Heat Pump | 208 | 1 |  |  |  | Single-Speed |  |  |  | 48100 | 3103 | 15.5 | 13.4 | 35600 | 2819 | 3.7 | 3.1 | Non Federally-Regulated | 06/29/2016 |  | 10/10/2017
ClimateMaster Inc. | TRANQUILITY 22 DIGITAL | TZV/H048C |  | Ground-Source | WBAHP: Heat Pump Packaged Unit | Heat Pump | 230 | 1 |  |  |  | Single-Speed |  |  |  | 48100 | 3103 | 15.5 | 13.4 | 35600 | 2819 | 3.7 | 3.1 | Non Federally-Regulated | 06/29/2016 |  | 10/10/2017
ClimateMaster Inc. | TRANQUILITY 22 DIGITAL | TZV/H060C |  | Water-Source | WBAHP: Heat Pump Packaged Unit | Heat Pump | 208 | 1 |  |  |  | Single-Speed |  |  |  | 61700 | 3929 | 15.7 | 11.2 | 67500 | 4121 | 4.8 | 4.2 | Federally-Regulated Commercial & Industrial Equipment | 06/29/2016 |  | 10/10/2017
ClimateMaster Inc. | TRANQUILITY 22 DIGITAL | TZV/H060C |  | Water-Source | WBAHP: Heat Pump Packaged Unit | Heat Pump | 230 | 1 |  |  |  | Single-Speed |  |  |  | 61700 | 3929 | 15.7 | 11.2 | 67500 | 4121 | 4.8 | 4.2 | Federally-Regulated Commercial & Industrial Equipment | 06/29/2016 |  | 10/10/2017
ClimateMaster Inc. | TRANQUILITY 22 DIGITAL | TZV/H060C |  | Ground-Water-Source | WBAHP: Heat Pump Packaged Unit | Heat Pump | 208 | 1 |  |  |  | Single-Speed | 2700 | 173 |  | 68000 | 2017 | 33.7 | 16.2 | 55400 | 3775 | 4.3 | 3.6 | Non Federally-Regulated | 06/29/2016 |  | 10/10/2017
ClimateMaster Inc. | TRANQUILITY 22 DIGITAL | TZV/H060C |  | Ground-Water-Source | WBAHP: Heat Pump Packaged Unit | Heat Pump | 230 | 1 |  |  |  | Single-Speed | 2700 | 173 |  | 68000 | 2017 | 33.7 | 16.2 | 55400 | 3775 | 4.3 | 3.6 | Non Federally-Regulated | 06/29/2016 |  | 10/10/2017
ClimateMaster Inc. | TRANQUILITY 22 DIGITAL | TZV/H060C |  | Ground-Source | WBAHP: Heat Pump Packaged Unit | Heat Pump | 208 | 1 |  |  |  | Single-Speed |  |  |  | 63200 | 3653 | 17.3 | 13.4 | 43700 | 3557 | 3.6 | 3.1 | Non Federally-Regulated | 06/29/2016 |  | 10/10/2017
ClimateMaster Inc. | TRANQUILITY 22 DIGITAL | TZV/H060C |  | Ground-Source | WBAHP: Heat Pump Packaged Unit | Heat Pump | 230 | 1 |  |  |  | Single-Speed |  |  |  | 63200 | 3653 | 17.3 | 13.4 | 43700 | 3557 | 3.6 | 3.1 | Non Federally-Regulated | 06/29/2016 |  | 10/10/2017
ClimateMaster Inc. | TRANQUILITY 30 | TTV/H/D026B |  | Water-Source | WBAHP: Heat Pump Packaged Unit | Heat Pump | 208 | 1 |  |  |  | Single-Speed |  |  |  | 25300 | 1429 | 17.7 | 11.2 | 30400 | 1563 | 5.7 | 4.2 | Federally-Regulated Commercial & Industrial Equipment | 06/29/2016 |  | 10/10/2017
ClimateMaster Inc. | TRANQUILITY 30 | TTV/H/D026B |  | Water-Source | WBAHP: Heat Pump Packaged Unit | Heat Pump | 230 | 1 |  |  |  | Single-Speed |  |  |  | 25300 | 1429 | 17.7 | 11.2 | 30400 | 1563 | 5.7 | 4.2 | Federally-Regulated Commercial & Industrial Equipment | 06/29/2016 |  | 10/10/2017
ClimateMaster Inc. | TRANQUILITY 30 | TTV/H/D026B |  | Ground-Water-Source | WBAHP: Heat Pump Packaged Unit | Heat Pump | 208 | 1 |  |  |  | Single-Speed |  |  |  | 28700 | 1051 | 27.3 | 16.2 | 24800 | 1453 | 5 | 3.6 | Non Federally-Regulated | 06/29/2016 |  | 10/10/2017
ClimateMaster Inc. | TRANQUILITY 30 | TTV/H/D026B |  | Ground-Water-Source | WBAHP: Heat Pump Packaged Unit | Heat Pump | 230 | 1 |  |  |  | Single-Speed |  |  |  | 28700 | 1051 | 27.3 | 16.2 | 24800 | 1453 | 5 | 3.6 | Non Federally-Regulated | 06/29/2016 |  | 10/10/2017
ClimateMaster Inc. | TRANQUILITY 30 | TTV/H/D026B |  | Ground-Source | WBAHP: Heat Pump Packaged Unit | Heat Pump | 208 | 1 |  |  |  | Single-Speed |  |  |  | 26300 | 1321 | 19.9 | 13.4 | 18900 | 1384 | 4 | 3.1 | Non Federally-Regulated | 06/29/2016 |  | 10/10/2017
ClimateMaster Inc. | TRANQUILITY 30 | TTV/H/D026B |  | Ground-Source | WBAHP: Heat Pump Packaged Unit | Heat Pump | 230 | 1 |  |  |  | Single-Speed |  |  |  | 26300 | 1321 | 19.9 | 13.4 | 18900 | 1384 | 4 | 3.1 | Non Federally-Regulated | 06/29/2016 |  | 10/10/2017
ClimateMaster Inc. | TRANQUILITY LARGE SERIES | TLV084 |  | Water-Source | WBAHP: Heat Pump Packaged Unit | Heat Pump | 208 | 3 |  |  |  | Single-Speed | 5700 | 915 |  | 82000 | 5394 | 15.2 | 12 | 101000 | 6166 | 4.8 | 4.2 | Federally-Regulated Commercial & Industrial Equipment | 06/29/2016 |  | 10/10/2017
ClimateMaster Inc. | TRANQUILITY LARGE SERIES | TLV084 |  | Water-Source | WBAHP: Heat Pump Packaged Unit | Heat Pump | 230 | 3 |  |  |  | Single-Speed | 5700 | 915 |  | 82000 | 5394 | 15.2 | 12 | 101000 | 6166 | 4.8 | 4.2 | Federally-Regulated Commercial & Industrial Equipment | 06/29/2016 |  | 10/10/2017
ClimateMaster Inc. | TRANQUILITY LARGE SERIES | TLV084 |  | Ground-Water-Source | WBAHP: Heat Pump Packaged Unit | Heat Pump | 208 | 3 |  |  |  | Single-Speed | 5200 | 915 |  | 87500 | 4166 | 21 | 16.2 | 83500 | 5691 | 4.3 | 3.6 | Non Federally-Regulated | 06/29/2016 |  | 10/10/2017
ClimateMaster Inc. | TRANQUILITY LARGE SERIES | TLV084 |  | Ground-Water-Source | WBAHP: Heat Pump Packaged Unit | Heat Pump | 230 | 3 |  |  |  | Single-Speed | 5200 | 915 |  | 87500 | 4166 | 21 | 16.2 | 83500 | 5691 | 4.3 | 3.6 | Non Federally-Regulated | 06/29/2016 |  | 10/10/2017
ClimateMaster Inc. | TRANQUILITY LARGE SERIES | TLV084 |  | Ground-Source | WBAHP: Heat Pump Packaged Unit | Heat Pump | 208 | 3 |  |  |  | Single-Speed | 4800 | 915 |  | 83000 | 5030 | 16.5 | 13.4 | 65500 | 5332 | 3.6 | 3.1 | Non Federally-Regulated | 06/29/2016 |  | 10/10/2017
ClimateMaster Inc. | TRANQUILITY LARGE SERIES | TLV084 |  | Ground-Source | WBAHP: Heat Pump Packaged Unit | Heat Pump | 230 | 3 |  |  |  | Single-Speed | 4800 | 915 |  | 83000 | 5030 | 16.5 | 13.4 | 65500 | 5332 | 3.6 | 3.1 | Non Federally-Regulated | 06/29/2016 |  | 10/10/2017
ClimateMaster Inc. | TRANQUILITY TRE SERIES | TRE060B |  | Water-Source | WBAHP: Heat Pump Packaged Unit | Heat Pump | 208 | 3 |  |  |  | Single-Speed |  |  |  | 61100 | 3891 | 15.7 | 11.2 | 72800 | 4183 | 5.1 | 4.2 | Federally-Regulated Commercial & Industrial Equipment | 06/29/2016 |  | 10/10/2017
ClimateMaster Inc. | TRANQUILITY TRE SERIES | TRE060B |  | Water-Source | WBAHP: Heat Pump Packaged Unit | Heat Pump | 230 | 3 |  |  |  | Single-Speed |  |  |  | 61100 | 3891 | 15.7 | 11.2 | 72800 | 4183 | 5.1 | 4.2 | Federally-Regulated Commercial & Industrial Equipment | 06/29/2016 |  | 10/10/2017
ClimateMaster Inc. | TRANQUILITY TRE SERIES | TRE060B |  | Ground-Water-Source | WBAHP: Heat Pump Packaged Unit | Heat Pump | 208 | 3 |  |  |  | Single-Speed | 2646 | 682 |  | 69800 | 2970 | 23.5 | 16.2 | 60100 | 3914 | 4.5 | 3.6 | Non Federally-Regulated | 06/29/2016 |  | 10/10/2017
ClimateMaster Inc. | TRANQUILITY TRE SERIES | TRE060B |  | Ground-Water-Source | WBAHP: Heat Pump Packaged Unit | Heat Pump | 230 | 3 |  |  |  | Single-Speed | 2646 | 682 |  | 69800 | 2970 | 23.5 | 16.2 | 60100 | 3914 | 4.5 | 3.6 | Non Federally-Regulated | 06/29/2016 |  | 10/10/2017
ClimateMaster Inc. | TRANQUILITY TRE SERIES | TRE060B |  | Ground-Source | WBAHP: Heat Pump Packaged Unit | Heat Pump | 208 | 3 |  |  |  | Single-Speed |  |  |  | 62100 | 3528 | 17.6 | 13.4 | 45600 | 3712 | 3.6 | 3.1 | Non Federally-Regulated | 06/29/2016 |  | 10/10/2017
ClimateMaster Inc. | TRANQUILITY TRE SERIES | TRE060B |  | Ground-Source | WBAHP: Heat Pump Packaged Unit | Heat Pump | 230 | 3 |  |  |  | Single-Speed |  |  |  | 62100 | 3528 | 17.6 | 13.4 | 45600 | 3712 | 3.6 | 3.1 | Non Federally-Regulated | 06/29/2016 |  | 10/10/2017
ClimateMaster Inc. | TRANQUILITY TRE SERIES | TRE072C |  | Water-Source | WBAHP: Heat Pump Packaged Unit | Heat Pump | 208 | 3 |  |  |  | Single-Speed | 4208 | 933 |  | 67000 | 4496 | 14.9 | 12 | 87300 | 5016 | 5.1 | 4.2 | Federally-Regulated Commercial & Industrial Equipment | 06/29/2016 |  | 10/10/2017
ClimateMaster Inc. | TRANQUILITY TRE SERIES | TRE072C |  | Water-Source | WBAHP: Heat Pump Packaged Unit | Heat Pump | 230 | 3 |  |  |  | Single-Speed | 4208 | 933 |  | 67000 | 4496 | 14.9 | 12 | 87300 | 5016 | 5.1 | 4.2 | Federally-Regulated Commercial & Industrial Equipment | 06/29/2016 |  | 10/10/2017
ClimateMaster Inc. | TRANQUILITY TRE SERIES | TRE072C |  | Ground-Water-Source | WBAHP: Heat Pump Packaged Unit | Heat Pump | 208 | 3 |  |  |  | Single-Speed | 3101 | 933 |  | 75200 | 3547 | 21.2 | 16.2 | 71800 | 4676 | 4.5 | 3.6 | Non Federally-Regulated | 06/29/2016 |  | 10/10/2017
ClimateMaster Inc. | TRANQUILITY TRE SERIES | TRE072C |  | Ground-Water-Source | WBAHP: Heat Pump Packaged Unit | Heat Pump | 230 | 3 |  |  |  | Single-Speed | 3101 | 933 |  | 75200 | 3547 | 21.2 | 16.2 | 71800 | 4676 | 4.5 | 3.6 | Non Federally-Regulated | 06/29/2016 |  | 10/10/2017
ClimateMaster Inc. | TRANQUILITY TRE SERIES | TRE072C |  | Ground-Source | WBAHP: Heat Pump Packaged Unit | Heat Pump | 208 | 3 |  |  |  | Single-Speed | 3888 | 933 |  | 68900 | 4279 | 16.1 | 13.4 | 56300 | 4583 | 3.6 | 3.1 | Non Federally-Regulated | 06/29/2016 |  | 10/10/2017
ClimateMaster Inc. | TRANQUILITY TRE SERIES | TRE072C |  | Ground-Source | WBAHP: Heat Pump Packaged Unit | Heat Pump | 230 | 3 |  |  |  | Single-Speed | 3888 | 933 |  | 68900 | 4279 | 16.1 | 13.4 | 56300 | 4583 | 3.6 | 3.1 | Non Federally-Regulated | 06/29/2016 |  | 10/10/2017
Enertech Global, LLC | GEOCOMFORT | GVS015 |  | Water-Source | WBAHP: Heat Pump Packaged Unit | Heat Pump | 208 | 1 |  |  |  | Single-Speed |  |  |  | 15100 | 862 | 17.5 | 11.2 | 17900 | 874 | 6 | 4.2 | Federally-Regulated Commercial & Industrial Equipment | 06/29/2016 |  | 10/10/2017
Enertech Global, LLC | GEOCOMFORT | GVS015 |  | Water-Source | WBAHP: Heat Pump Packaged Unit | Heat Pump | 230 | 1 |  |  |  | Single-Speed |  |  |  | 15100 | 862 | 17.5 | 11.2 | 17900 | 874 | 6 | 4.2 | Federally-Regulated Commercial & Industrial Equipment | 06/29/2016 |  | 10/10/2017
Enertech Global, LLC | GEOCOMFORT | GVS015 |  | Ground-Water-Source | WBAHP: Heat Pump Packaged Unit | Heat Pump | 208 | 1 |  |  |  | Single-Speed |  |  |  | 17500 | 607 | 28.8 | 16.2 | 14600 | 838 | 5.1 | 3.6 | Non Federally-Regulated | 06/29/2016 |  | 10/10/2017
Enertech Global, LLC | GEOCOMFORT | GVS015 |  | Ground-Water-Source | WBAHP: Heat Pump Packaged Unit | Heat Pump | 230 | 1 |  |  |  | Single-Speed |  |  |  | 17500 | 607 | 28.8 | 16.2 | 14600 | 838 | 5.1 | 3.6 | Non Federally-Regulated | 06/29/2016 |  | 10/10/2017
Enertech Global, LLC | GEOCOMFORT | GVS015 |  | Ground-Source | WBAHP: Heat Pump Packaged Unit | Heat Pump | 208 | 1 |  |  |  | Single-Speed |  |  |  | 16000 | 808 | 19.8 | 13.4 | 11600 | 829 | 4.1 | 3.1 | Non Federally-Regulated | 06/29/2016 |  | 10/10/2017
Enertech Global, LLC | GEOCOMFORT | GVS015 |  | Ground-Source | WBAHP: Heat Pump Packaged Unit | Heat Pump | 230 | 1 |  |  |  | Single-Speed |  |  |  | 16000 | 808 | 19.8 | 13.4 | 11600 | 829 | 4.1 | 3.1 | Non Federally-Regulated | 06/29/2016 |  | 10/10/2017
Enertech Global, LLC | GEOCOMFORT | GVS015*****1 |  | Water-Source | WBAHP: Heat Pump Packaged Unit | Heat Pump | 208 | 1 |  |  |  | Single-Speed |  |  |  | 15200 | 808 | 18.8 | 11.2 | 17700 | 810 | 6.4 | 4.2 | Federally-Regulated Commercial & Industrial Equipment | 06/29/2016 |  | 10/10/2017
Enertech Global, LLC | GEOCOMFORT | GVS015*****1 |  | Water-Source | WBAHP: Heat Pump Packaged Unit | Heat Pump | 230 | 1 |  |  |  | Single-Speed |  |  |  | 15200 | 808 | 18.8 | 11.2 | 17700 | 810 | 6.4 | 4.2 | Federally-Regulated Commercial & Industrial Equipment | 06/29/2016 |  | 10/10/2017
Enertech Global, LLC | GEOCOMFORT | GVS015*****1 |  | Ground-Water-Source | WBAHP: Heat Pump Packaged Unit | Heat Pump | 208 | 1 |  |  |  | Single-Speed |  |  |  | 17400 | 550 | 31.6 | 16.2 | 14400 | 781 | 5.4 | 3.6 | Non Federally-Regulated | 06/29/2016 |  | 10/10/2017
Enertech Global, LLC | GEOCOMFORT | GVS015*****1 |  | Ground-Water-Source | WBAHP: Heat Pump Packaged Unit | Heat Pump | 230 | 1 |  |  |  | Single-Speed |  |  |  | 17400 | 550 | 31.6 | 16.2 | 14400 | 781 | 5.4 | 3.6 | Non Federally-Regulated | 06/29/2016 |  | 10/10/2017
Enertech Global, LLC | GEOCOMFORT | GVS015*****1 |  | Ground-Source | WBAHP: Heat Pump Packaged Unit | Heat Pump | 208 | 1 |  |  |  | Single-Speed |  |  |  | 16000 | 717 | 22.3 | 13.4 | 11500 | 783 | 4.3 | 3.1 | Non Federally-Regulated | 06/29/2016 |  | 10/10/2017
Enertech Global, LLC | GEOCOMFORT | GVS015*****1 |  | Ground-Source | WBAHP: Heat Pump Packaged Unit | Heat Pump | 230 | 1 |  |  |  | Single-Speed |  |  |  | 16000 | 717 | 22.3 | 13.4 | 11500 | 783 | 4.3 | 3.1 | Non Federally-Regulated | 06/29/2016 |  | 10/10/2017
Enertech Global, LLC | GEOCOMFORT | GVS015*A |  | Water-Source | WBAHP: Heat Pump Packaged Unit | Heat Pump | 265 | 1 |  |  |  | Single-Speed |  |  |  | 15100 | 862 | 17.5 | 11.2 | 17900 | 874 | 6 | 4.2 | Federally-Regulated Commercial & Industrial Equipment | 06/29/2016 |  | 10/10/2017
Enertech Global, LLC | GEOCOMFORT | GVS015*A |  | Ground-Water-Source | WBAHP: Heat Pump Packaged Unit | Heat Pump | 265 | 1 |  |  |  | Single-Speed |  |  |  | 17500 | 607 | 28.8 | 16.2 | 14600 | 838 | 5.1 | 3.6 | Non Federally-Regulated | 06/29/2016 |  | 10/10/2017
Enertech Global, LLC | GEOCOMFORT | GVS015*A |  | Ground-Source | WBAHP: Heat Pump Packaged Unit | Heat Pump | 265 | 1 |  |  |  | Single-Speed |  |  |  | 16000 | 808 | 19.8 | 13.4 | 11600 | 829 | 4.1 | 3.1 | Non Federally-Regulated | 06/29/2016 |  | 10/10/2017
Enertech Global, LLC | GEOCOMFORT | GVS015*A***1 |  | Water-Source | WBAHP: Heat Pump Packaged Unit | Heat Pump | 265 | 1 |  |  |  | Single-Speed |  |  |  | 15200 | 808 | 18.8 | 11.2 | 17700 | 810 | 6.4 | 4.2 | Federally-Regulated Commercial & Industrial Equipment | 06/29/2016 |  | 10/10/2017
Enertech Global, LLC | GEOCOMFORT | GVS015*A***1 |  | Ground-Water-Source | WBAHP: Heat Pump Packaged Unit | Heat Pump | 265 | 1 |  |  |  | Single-Speed |  |  |  | 17400 | 550 | 31.6 | 16.2 | 14400 | 781 | 5.4 | 3.6 | Non Federally-Regulated | 06/29/2016 |  | 10/10/2017
Enertech Global, LLC | GEOCOMFORT | GVS015*A***1 |  | Ground-Source | WBAHP: Heat Pump Packaged Unit | Heat Pump | 265 | 1 |  |  |  | Single-Speed |  |  |  | 16000 | 717 | 22.3 | 13.4 | 11500 | 783 | 4.3 | 3.1 | Non Federally-Regulated | 06/29/2016 |  | 10/10/2017
Enertech Global, LLC | GEOCOMFORT | GVS030 |  | Water-Source | WBAHP: Heat Pump Packaged Unit | Heat Pump | 208 | 1 |  |  |  | Single-Speed |  |  |  | 28600 | 1798 | 15.9 | 11.2 | 34900 | 1894 | 5.4 | 4.2 | Federally-Regulated Commercial & Industrial Equipment | 06/29/2016 |  | 10/10/2017
Enertech Global, LLC | GEOCOMFORT | GVS030 |  | Water-Source | WBAHP: Heat Pump Packaged Unit | Heat Pump | 230 | 1 |  |  |  | Single-Speed |  |  |  | 28600 | 1798 | 15.9 | 11.2 | 34900 | 1894 | 5.4 | 4.2 | Federally-Regulated Commercial & Industrial Equipment | 06/29/2016 |  | 10/10/2017
Enertech Global, LLC | GEOCOMFORT | GVS030 |  | Ground-Water-Source | WBAHP: Heat Pump Packaged Unit | Heat Pump | 208 | 1 |  |  |  | Single-Speed |  |  |  | 31000 | 1324 | 23.4 | 16.2 | 28700 | 1789 | 4.7 | 3.6 | Non Federally-Regulated | 06/29/2016 |  | 10/10/2017
Enertech Global, LLC | GEOCOMFORT | GVS030 |  | Ground-Water-Source | WBAHP: Heat Pump Packaged Unit | Heat Pump | 230 | 1 |  |  |  | Single-Speed |  |  |  | 31000 | 1324 | 23.4 | 16.2 | 28700 | 1789 | 4.7 | 3.6 | Non Federally-Regulated | 06/29/2016 |  | 10/10/2017
Enertech Global, LLC | GEOCOMFORT | GVS030 |  | Ground-Source | WBAHP: Heat Pump Packaged Unit | Heat Pump | 208 | 1 |  |  |  | Single-Speed |  |  |  | 30100 | 1627 | 18.5 | 13.4 | 22300 | 1675 | 3.9 | 3.1 | Non Federally-Regulated | 06/29/2016 |  | 10/10/2017
Enertech Global, LLC | GEOCOMFORT | GVS030 |  | Ground-Source | WBAHP: Heat Pump Packaged Unit | Heat Pump | 230 | 1 |  |  |  | Single-Speed |  |  |  | 30100 | 1627 | 18.5 | 13.4 | 22300 | 1675 | 3.9 | 3.1 | Non Federally-Regulated | 06/29/2016 |  | 10/10/2017
Enertech Global, LLC | GEOCOMFORT | GVS030*2 |  | Water-Source | WBAHP: Heat Pump Packaged Unit | Heat Pump | 208 | 3 |  |  |  | Single-Speed |  |  |  | 28600 | 1798 | 15.9 | 11.2 | 34900 | 1894 | 5.4 | 4.2 | Federally-Regulated Commercial & Industrial Equipment | 06/29/2016 |  | 10/10/2017
Enertech Global, LLC | GEOCOMFORT | GVS030*2 |  | Water-Source | WBAHP: Heat Pump Packaged Unit | Heat Pump | 230 | 3 |  |  |  | Single-Speed |  |  |  | 28600 | 1798 | 15.9 | 11.2 | 34900 | 1894 | 5.4 | 4.2 | Federally-Regulated Commercial & Industrial Equipment | 06/29/2016 |  | 10/10/2017
Enertech Global, LLC | GEOCOMFORT | GVS030*2 |  | Ground-Water-Source | WBAHP: Heat Pump Packaged Unit | Heat Pump | 208 | 3 |  |  |  | Single-Speed |  |  |  | 31000 | 1324 | 23.4 | 16.2 | 28700 | 1789 | 4.7 | 3.6 | Non Federally-Regulated | 06/29/2016 |  | 10/10/2017
Enertech Global, LLC | GEOCOMFORT | GVS030*2 |  | Ground-Water-Source | WBAHP: Heat Pump Packaged Unit | Heat Pump | 230 | 3 |  |  |  | Single-Speed |  |  |  | 31000 | 1324 | 23.4 | 16.2 | 28700 | 1789 | 4.7 | 3.6 | Non Federally-Regulated | 06/29/2016 |  | 10/10/2017
Enertech Global, LLC | GEOCOMFORT | GVS030*2 |  | Ground-Source | WBAHP: Heat Pump Packaged Unit | Heat Pump | 208 | 3 |  |  |  | Single-Speed |  |  |  | 30100 | 1627 | 18.5 | 13.4 | 22300 | 1675 | 3.9 | 3.1 | Non Federally-Regulated | 06/29/2016 |  | 10/10/2017
Enertech Global, LLC | GEOCOMFORT | GVS030*2 |  | Ground-Source | WBAHP: Heat Pump Packaged Unit | Heat Pump | 230 | 3 |  |  |  | Single-Speed |  |  |  | 30100 | 1627 | 18.5 | 13.4 | 22300 | 1675 | 3.9 | 3.1 | Non Federally-Regulated | 06/29/2016 |  | 10/10/2017
Enertech Global, LLC | GEOCOMFORT | GVS030*3 |  | Water-Source | WBAHP: Heat Pump Packaged Unit | Heat Pump | 460 | 3 |  |  |  | Single-Speed |  |  |  | 28600 | 1798 | 15.9 | 11.2 | 34900 | 1894 | 5.4 | 4.2 | Federally-Regulated Commercial & Industrial Equipment | 06/29/2016 |  | 10/10/2017
Enertech Global, LLC | GEOCOMFORT | GVS030*3 |  | Ground-Water-Source | WBAHP: Heat Pump Packaged Unit | Heat Pump | 460 | 3 |  |  |  | Single-Speed |  |  |  | 31000 | 1324 | 23.4 | 16.2 | 28700 | 1789 | 4.7 | 3.6 | Non Federally-Regulated | 06/29/2016 |  | 10/10/2017
Enertech Global, LLC | GEOCOMFORT | GVS030*3 |  | Ground-Source | WBAHP: Heat Pump Packaged Unit | Heat Pump | 460 | 3 |  |  |  | Single-Speed |  |  |  | 30100 | 1627 | 18.5 | 13.4 | 22300 | 1675 | 3.9 | 3.1 | Non Federally-Regulated | 06/29/2016 |  | 10/10/2017
Enertech Global, LLC | GEOCOMFORT | GVS030*4 |  | Water-Source | WBAHP: Heat Pump Packaged Unit | Heat Pump | 575 | 3 |  |  |  | Single-Speed |  |  |  | 28600 | 1798 | 15.9 | 11.2 | 34900 | 1894 | 5.4 | 4.2 | Federally-Regulated Commercial & Industrial Equipment | 06/29/2016 |  | 10/10/2017
Enertech Global, LLC | GEOCOMFORT | GVS030*4 |  | Ground-Water-Source | WBAHP: Heat Pump Packaged Unit | Heat Pump | 575 | 3 |  |  |  | Single-Speed |  |  |  | 31000 | 1324 | 23.4 | 16.2 | 28700 | 1789 | 4.7 | 3.6 | Non Federally-Regulated | 06/29/2016 |  | 10/10/2017
Enertech Global, LLC | GEOCOMFORT | GVS030*4 |  | Ground-Source | WBAHP: Heat Pump Packaged Unit | Heat Pump | 575 | 3 |  |  |  | Single-Speed |  |  |  | 30100 | 1627 | 18.5 | 13.4 | 22300 | 1675 | 3.9 | 3.1 | Non Federally-Regulated | 06/29/2016 |  | 10/10/2017
Enertech Global, LLC | GEOCOMFORT | GVS030*A |  | Water-Source | WBAHP: Heat Pump Packaged Unit | Heat Pump | 265 | 1 |  |  |  | Single-Speed |  |  |  | 28600 | 1798 | 15.9 | 11.2 | 34900 | 1894 | 5.4 | 4.2 | Federally-Regulated Commercial & Industrial Equipment | 06/29/2016 |  | 10/10/2017
Enertech Global, LLC | GEOCOMFORT | GVS030*A |  | Ground-Water-Source | WBAHP: Heat Pump Packaged Unit | Heat Pump | 265 | 1 |  |  |  | Single-Speed |  |  |  | 31000 | 1324 | 23.4 | 16.2 | 28700 | 1789 | 4.7 | 3.6 | Non Federally-Regulated | 06/29/2016 |  | 10/10/2017
Enertech Global, LLC | GEOCOMFORT | GVS030*A |  | Ground-Source | WBAHP: Heat Pump Packaged Unit | Heat Pump | 265 | 1 |  |  |  | Single-Speed |  |  |  | 30100 | 1627 | 18.5 | 13.4 | 22300 | 1675 | 3.9 | 3.1 | Non Federally-Regulated | 06/29/2016 |  | 10/10/2017
Enertech Global, LLC | GEOCOMFORT | GVS048 |  | Water-Source | WBAHP: Heat Pump Packaged Unit | Heat Pump | 208 | 1 |  |  |  | Single-Speed |  |  |  | 48500 | 3190 | 15.2 | 11.2 | 58900 | 3452 | 5 | 4.2 | Federally-Regulated Commercial & Industrial Equipment | 06/29/2016 |  | 10/10/2017
Enertech Global, LLC | GEOCOMFORT | GVS048 |  | Water-Source | WBAHP: Heat Pump Packaged Unit | Heat Pump | 230 | 1 |  |  |  | Single-Speed |  |  |  | 48500 | 3190 | 15.2 | 11.2 | 58900 | 3452 | 5 | 4.2 | Federally-Regulated Commercial & Industrial Equipment | 06/29/2016 |  | 10/10/2017
Enertech Global, LLC | GEOCOMFORT | GVS048 |  | Ground-Water-Source | WBAHP: Heat Pump Packaged Unit | Heat Pump | 208 | 1 |  |  |  | Single-Speed |  |  |  | 53400 | 2362 | 22.6 | 16.2 | 48100 | 3203 | 4.4 | 3.6 | Non Federally-Regulated | 06/29/2016 |  | 10/10/2017
Enertech Global, LLC | GEOCOMFORT | GVS048 |  | Ground-Water-Source | WBAHP: Heat Pump Packaged Unit | Heat Pump | 230 | 1 |  |  |  | Single-Speed |  |  |  | 53400 | 2362 | 22.6 | 16.2 | 48100 | 3203 | 4.4 | 3.6 | Non Federally-Regulated | 06/29/2016 |  | 10/10/2017
Enertech Global, LLC | GEOCOMFORT | GVS048 |  | Ground-Source | WBAHP: Heat Pump Packaged Unit | Heat Pump | 208 | 1 |  |  |  | Single-Speed |  |  |  | 50500 | 2869 | 17.6 | 13.4 | 39600 | 3223 | 3.6 | 3.1 | Non Federally-Regulated | 06/29/2016 |  | 10/10/2017
Enertech Global, LLC | GEOCOMFORT | GVS048 |  | Ground-Source | WBAHP: Heat Pump Packaged Unit | Heat Pump | 230 | 1 |  |  |  | Single-Speed |  |  |  | 50500 | 2869 | 17.6 | 13.4 | 39600 | 3223 | 3.6 | 3.1 | Non Federally-Regulated | 06/29/2016 |  | 10/10/2017
Enertech Global, LLC | GEOCOMFORT | GVS048*****1 |  | Water-Source | WBAHP: Heat Pump Packaged Unit | Heat Pump | 208 | 1 |  |  |  | Single-Speed |  |  |  | 49900 | 2884 | 17.3 | 11.2 | 58400 | 3111 | 5.5 | 4.2 | Federally-Regulated Commercial & Industrial Equipment | 06/29/2016 |  | 10/10/2017
Enertech Global, LLC | GEOCOMFORT | GVS048*****1 |  | Water-Source | WBAHP: Heat Pump Packaged Unit | Heat Pump | 230 | 1 |  |  |  | Single-Speed |  |  |  | 49900 | 2884 | 17.3 | 11.2 | 58400 | 3111 | 5.5 | 4.2 | Federally-Regulated Commercial & Industrial Equipment | 06/29/2016 |  | 10/10/2017
Enertech Global, LLC | GEOCOMFORT | GVS048*****1 |  | Ground-Water-Source | WBAHP: Heat Pump Packaged Unit | Heat Pump | 208 | 1 |  |  |  | Single-Speed |  |  |  | 54900 | 2079 | 26.4 | 16.2 | 47500 | 2900 | 4.8 | 3.6 | Non Federally-Regulated | 06/29/2016 |  | 10/10/2017
Enertech Global, LLC | GEOCOMFORT | GVS048*****1 |  | Ground-Water-Source | WBAHP: Heat Pump Packaged Unit | Heat Pump | 230 | 1 |  |  |  | Single-Speed |  |  |  | 54900 | 2079 | 26.4 | 16.2 | 47500 | 2900 | 4.8 | 3.6 | Non Federally-Regulated | 06/29/2016 |  | 10/10/2017
Enertech Global, LLC | GEOCOMFORT | GVS048*****1 |  | Ground-Source | WBAHP: Heat Pump Packaged Unit | Heat Pump | 208 | 1 |  |  |  | Single-Speed |  |  |  | 51600 | 2567 | 20.1 | 13.4 | 38700 | 2908 | 3.9 | 3.1 | Non Federally-Regulated | 06/29/2016 |  | 10/10/2017
Enertech Global, LLC | GEOCOMFORT | GVS048*****1 |  | Ground-Source | WBAHP: Heat Pump Packaged Unit | Heat Pump | 230 | 1 |  |  |  | Single-Speed |  |  |  | 51600 | 2567 | 20.1 | 13.4 | 38700 | 2908 | 3.9 | 3.1 | Non Federally-Regulated | 06/29/2016 |  | 10/10/2017
Enertech Global, LLC | GEOCOMFORT | GVS048*2 |  | Water-Source | WBAHP: Heat Pump Packaged Unit | Heat Pump | 208 | 3 |  |  |  | Single-Speed |  |  |  | 48500 | 3190 | 15.2 | 11.2 | 58900 | 3452 | 5 | 4.2 | Federally-Regulated Commercial & Industrial Equipment | 06/29/2016 |  | 10/10/2017
Enertech Global, LLC | GEOCOMFORT | GVS048*2 |  | Water-Source | WBAHP: Heat Pump Packaged Unit | Heat Pump | 230 | 3 |  |  |  | Single-Speed |  |  |  | 48500 | 3190 | 15.2 | 11.2 | 58900 | 3452 | 5 | 4.2 | Federally-Regulated Commercial & Industrial Equipment | 06/29/2016 |  | 10/10/2017
Enertech Global, LLC | GEOCOMFORT | GVS048*2 |  | Ground-Water-Source | WBAHP: Heat Pump Packaged Unit | Heat Pump | 208 | 3 |  |  |  | Single-Speed |  |  |  | 53400 | 2362 | 22.6 | 16.2 | 48100 | 3203 | 4.4 | 3.6 | Non Federally-Regulated | 06/29/2016 |  | 10/10/2017
Enertech Global, LLC | GEOCOMFORT | GVS048*2 |  | Ground-Water-Source | WBAHP: Heat Pump Packaged Unit | Heat Pump | 230 | 3 |  |  |  | Single-Speed |  |  |  | 53400 | 2362 | 22.6 | 16.2 | 48100 | 3203 | 4.4 | 3.6 | Non Federally-Regulated | 06/29/2016 |  | 10/10/2017
Enertech Global, LLC | GEOCOMFORT | GVS048*2 |  | Ground-Source | WBAHP: Heat Pump Packaged Unit | Heat Pump | 208 | 3 |  |  |  | Single-Speed |  |  |  | 50500 | 2869 | 17.6 | 13.4 | 39600 | 3223 | 3.6 | 3.1 | Non Federally-Regulated | 06/29/2016 |  | 10/10/2017
Enertech Global, LLC | GEOCOMFORT | GVS048*2 |  | Ground-Source | WBAHP: Heat Pump Packaged Unit | Heat Pump | 230 | 3 |  |  |  | Single-Speed |  |  |  | 50500 | 2869 | 17.6 | 13.4 | 39600 | 3223 | 3.6 | 3.1 | Non Federally-Regulated | 06/29/2016 |  | 10/10/2017
Enertech Global, LLC | GEOCOMFORT | GVS048*2***1 |  | Water-Source | WBAHP: Heat Pump Packaged Unit | Heat Pump | 208 | 3 |  |  |  | Single-Speed |  |  |  | 49900 | 2884 | 17.3 | 11.2 | 58400 | 3111 | 5.5 | 4.2 | Federally-Regulated Commercial & Industrial Equipment | 06/29/2016 |  | 10/10/2017
Enertech Global, LLC | GEOCOMFORT | GVS048*2***1 |  | Water-Source | WBAHP: Heat Pump Packaged Unit | Heat Pump | 230 | 3 |  |  |  | Single-Speed |  |  |  | 49900 | 2884 | 17.3 | 11.2 | 58400 | 3111 | 5.5 | 4.2 | Federally-Regulated Commercial & Industrial Equipment | 06/29/2016 |  | 10/10/2017
Enertech Global, LLC | GEOCOMFORT | GVS048*2***1 |  | Ground-Water-Source | WBAHP: Heat Pump Packaged Unit | Heat Pump | 208 | 3 |  |  |  | Single-Speed |  |  |  | 54900 | 2079 | 26.4 | 16.2 | 47500 | 2900 | 4.8 | 3.6 | Non Federally-Regulated | 06/29/2016 |  | 10/10/2017
Enertech Global, LLC | GEOCOMFORT | GVS048*2***1 |  | Ground-Water-Source | WBAHP: Heat Pump Packaged Unit | Heat Pump | 230 | 3 |  |  |  | Single-Speed |  |  |  | 54900 | 2079 | 26.4 | 16.2 | 47500 | 2900 | 4.8 | 3.6 | Non Federally-Regulated | 06/29/2016 |  | 10/10/2017
Enertech Global, LLC | GEOCOMFORT | GVS048*2***1 |  | Ground-Source | WBAHP: Heat Pump Packaged Unit | Heat Pump | 208 | 3 |  |  |  | Single-Speed |  |  |  | 51600 | 2567 | 20.1 | 13.4 | 38700 | 2908 | 3.9 | 3.1 | Non Federally-Regulated | 06/29/2016 |  | 10/10/2017
Enertech Global, LLC | GEOCOMFORT | GVS048*2***1 |  | Ground-Source | WBAHP: Heat Pump Packaged Unit | Heat Pump | 230 | 3 |  |  |  | Single-Speed |  |  |  | 51600 | 2567 | 20.1 | 13.4 | 38700 | 2908 | 3.9 | 3.1 | Non Federally-Regulated | 06/29/2016 |  | 10/10/2017
Enertech Global, LLC | GEOCOMFORT | GVS048*3 |  | Water-Source | WBAHP: Heat Pump Packaged Unit | Heat Pump | 460 | 3 |  |  |  | Single-Speed |  |  |  | 48500 | 3190 | 15.2 | 11.2 | 58900 | 3452 | 5 | 4.2 | Federally-Regulated Commercial & Industrial Equipment | 06/29/2016 |  | 10/10/2017
Enertech Global, LLC | GEOCOMFORT | GVS048*3 |  | Ground-Water-Source | WBAHP: Heat Pump Packaged Unit | Heat Pump | 460 | 3 |  |  |  | Single-Speed |  |  |  | 53400 | 2362 | 22.6 | 16.2 | 48100 | 3203 | 4.4 | 3.6 | Non Federally-Regulated | 06/29/2016 |  | 10/10/2017
Enertech Global, LLC | GEOCOMFORT | GVS048*3 |  | Ground-Source | WBAHP: Heat Pump Packaged Unit | Heat Pump | 460 | 3 |  |  |  | Single-Speed |  |  |  | 50500 | 2869 | 17.6 | 13.4 | 39600 | 3223 | 3.6 | 3.1 | Non Federally-Regulated | 06/29/2016 |  | 10/10/2017
Enertech Global, LLC | GEOCOMFORT | GVS048*3***1 |  | Water-Source | WBAHP: Heat Pump Packaged Unit | Heat Pump | 460 | 3 |  |  |  | Single-Speed |  |  |  | 49900 | 2884 | 17.3 | 11.2 | 58400 | 3111 | 5.5 | 4.2 | Federally-Regulated Commercial & Industrial Equipment | 06/29/2016 |  | 10/10/2017
Enertech Global, LLC | GEOCOMFORT | GVS048*3***1 |  | Ground-Water-Source | WBAHP: Heat Pump Packaged Unit | Heat Pump | 460 | 3 |  |  |  | Single-Speed |  |  |  | 54900 | 2079 | 26.4 | 16.2 | 47500 | 2900 | 4.8 | 3.6 | Non Federally-Regulated | 06/29/2016 |  | 10/10/2017
Enertech Global, LLC | GEOCOMFORT | GVS048*3***1 |  | Ground-Source | WBAHP: Heat Pump Packaged Unit | Heat Pump | 460 | 3 |  |  |  | Single-Speed |  |  |  | 51600 | 2567 | 20.1 | 13.4 | 38700 | 2908 | 3.9 | 3.1 | Non Federally-Regulated | 06/29/2016 |  | 10/10/2017
Enertech Global, LLC | GEOCOMFORT | GVS048*4 |  | Water-Source | WBAHP: Heat Pump Packaged Unit | Heat Pump | 575 | 3 |  |  |  | Single-Speed |  |  |  | 48500 | 3190 | 15.2 | 11.2 | 58900 | 3452 | 5 | 4.2 | Federally-Regulated Commercial & Industrial Equipment | 06/29/2016 |  | 10/10/2017
Enertech Global, LLC | GEOCOMFORT | GVS048*4 |  | Ground-Water-Source | WBAHP: Heat Pump Packaged Unit | Heat Pump | 575 | 3 |  |  |  | Single-Speed |  |  |  | 53400 | 2362 | 22.6 | 16.2 | 48100 | 3203 | 4.4 | 3.6 | Non Federally-Regulated | 06/29/2016 |  | 10/10/2017
Enertech Global, LLC | GEOCOMFORT | GVS048*4 |  | Ground-Source | WBAHP: Heat Pump Packaged Unit | Heat Pump | 575 | 3 |  |  |  | Single-Speed |  |  |  | 50500 | 2869 | 17.6 | 13.4 | 39600 | 3223 | 3.6 | 3.1 | Non Federally-Regulated | 06/29/2016 |  | 10/10/2017
Enertech Global, LLC | GEOCOMFORT | GVT060 |  | Water-Source | WBAHP: Heat Pump Packaged Unit | Heat Pump | 208 | 1 |  |  |  | Single-Speed |  |  |  | 58600 | 3805 | 15.4 | 11.2 | 70500 | 4051 | 5.1 | 4.2 | Federally-Regulated Commercial & Industrial Equipment | 06/29/2016 |  | 10/10/2017
Enertech Global, LLC | GEOCOMFORT | GVT060 |  | Water-Source | WBAHP: Heat Pump Packaged Unit | Heat Pump | 230 | 1 |  |  |  | Single-Speed |  |  |  | 58600 | 3805 | 15.4 | 11.2 | 70500 | 4051 | 5.1 | 4.2 | Federally-Regulated Commercial & Industrial Equipment | 06/29/2016 |  | 10/10/2017
Enertech Global, LLC | GEOCOMFORT | GVT060 |  | Ground-Water-Source | WBAHP: Heat Pump Packaged Unit | Heat Pump | 208 | 1 |  |  |  | Single-Speed |  |  |  | 64200 | 2918 | 22 | 16.2 | 57500 | 3744 | 4.5 | 3.6 | Non Federally-Regulated | 06/29/2016 |  | 10/10/2017
Enertech Global, LLC | GEOCOMFORT | GVT060 |  | Ground-Water-Source | WBAHP: Heat Pump Packaged Unit | Heat Pump | 230 | 1 |  |  |  | Single-Speed |  |  |  | 64200 | 2918 | 22 | 16.2 | 57500 | 3744 | 4.5 | 3.6 | Non Federally-Regulated | 06/29/2016 |  | 10/10/2017
Enertech Global, LLC | GEOCOMFORT | GVT060 |  | Ground-Source | WBAHP: Heat Pump Packaged Unit | Heat Pump | 208 | 1 |  |  |  | Single-Speed |  |  |  | 60900 | 3460 | 17.6 | 13.4 | 46300 | 3570 | 3.8 | 3.1 | Non Federally-Regulated | 06/29/2016 |  | 10/10/2017
Enertech Global, LLC | GEOCOMFORT | GVT060 |  | Ground-Source | WBAHP: Heat Pump Packaged Unit | Heat Pump | 230 | 1 |  |  |  | Single-Speed |  |  |  | 60900 | 3460 | 17.6 | 13.4 | 46300 | 3570 | 3.8 | 3.1 | Non Federally-Regulated | 06/29/2016 |  | 10/10/2017
Enertech Global, LLC | GEOCOMFORT | GVT060*2 |  | Water-Source | WBAHP: Heat Pump Packaged Unit | Heat Pump | 208 | 3 |  |  |  | Single-Speed |  |  |  | 58600 | 3805 | 15.4 | 11.2 | 70500 | 4051 | 5.1 | 4.2 | Federally-Regulated Commercial & Industrial Equipment | 06/29/2016 |  | 10/10/2017
Enertech Global, LLC | GEOCOMFORT | GVT060*2 |  | Water-Source | WBAHP: Heat Pump Packaged Unit | Heat Pump | 230 | 3 |  |  |  | Single-Speed |  |  |  | 58600 | 3805 | 15.4 | 11.2 | 70500 | 4051 | 5.1 | 4.2 | Federally-Regulated Commercial & Industrial Equipment | 06/29/2016 |  | 10/10/2017
Enertech Global, LLC | GEOCOMFORT | GVT060*2 |  | Ground-Water-Source | WBAHP: Heat Pump Packaged Unit | Heat Pump | 208 | 3 |  |  |  | Single-Speed |  |  |  | 64200 | 2918 | 22 | 16.2 | 57500 | 3744 | 4.5 | 3.6 | Non Federally-Regulated | 06/29/2016 |  | 10/10/2017
Enertech Global, LLC | GEOCOMFORT | GVT060*2 |  | Ground-Water-Source | WBAHP: Heat Pump Packaged Unit | Heat Pump | 230 | 3 |  |  |  | Single-Speed |  |  |  | 64200 | 2918 | 22 | 16.2 | 57500 | 3744 | 4.5 | 3.6 | Non Federally-Regulated | 06/29/2016 |  | 10/10/2017
Enertech Global, LLC | GEOCOMFORT | GVT060*2 |  | Ground-Source | WBAHP: Heat Pump Packaged Unit | Heat Pump | 208 | 3 |  |  |  | Single-Speed |  |  |  | 60900 | 3460 | 17.6 | 13.4 | 46300 | 3570 | 3.8 | 3.1 | Non Federally-Regulated | 06/29/2016 |  | 10/10/2017
Enertech Global, LLC | GEOCOMFORT | GVT060*2 |  | Ground-Source | WBAHP: Heat Pump Packaged Unit | Heat Pump | 230 | 3 |  |  |  | Single-Speed |  |  |  | 60900 | 3460 | 17.6 | 13.4 | 46300 | 3570 | 3.8 | 3.1 | Non Federally-Regulated | 06/29/2016 |  | 10/10/2017
Enertech Global, LLC | GEOCOMFORT | GVT060*3 |  | Water-Source | WBAHP: Heat Pump Packaged Unit | Heat Pump | 460 | 3 |  |  |  | Single-Speed |  |  |  | 58600 | 3805 | 15.4 | 11.2 | 70500 | 4051 | 5.1 | 4.2 | Federally-Regulated Commercial & Industrial Equipment | 06/29/2016 |  | 10/10/2017
Enertech Global, LLC | GEOCOMFORT | GVT060*3 |  | Ground-Water-Source | WBAHP: Heat Pump Packaged Unit | Heat Pump | 460 | 3 |  |  |  | Single-Speed |  |  |  | 64200 | 2918 | 22 | 16.2 | 57500 | 3744 | 4.5 | 3.6 | Non Federally-Regulated | 06/29/2016 |  | 10/10/2017
Enertech Global, LLC | GEOCOMFORT | GVT060*3 |  | Ground-Source | WBAHP: Heat Pump Packaged Unit | Heat Pump | 460 | 3 |  |  |  | Single-Speed |  |  |  | 60900 | 3460 | 17.6 | 13.4 | 46300 | 3570 | 3.8 | 3.1 | Non Federally-Regulated | 06/29/2016 |  | 10/10/2017
Enertech Global, LLC | GEOCOMFORT | GVT060*A |  | Water-Source | WBAHP: Heat Pump Packaged Unit | Heat Pump | 265 | 1 |  |  |  | Single-Speed |  |  |  | 58600 | 3805 | 15.4 | 11.2 | 70500 | 4051 | 5.1 | 4.2 | Federally-Regulated Commercial & Industrial Equipment | 06/29/2016 |  | 10/10/2017
Enertech Global, LLC | GEOCOMFORT | GVT060*A |  | Ground-Water-Source | WBAHP: Heat Pump Packaged Unit | Heat Pump | 265 | 1 |  |  |  | Single-Speed |  |  |  | 64200 | 2918 | 22 | 16.2 | 57500 | 3744 | 4.5 | 3.6 | Non Federally-Regulated | 06/29/2016 |  | 10/10/2017
Enertech Global, LLC | GEOCOMFORT | GVT060*A |  | Ground-Source | WBAHP: Heat Pump Packaged Unit | Heat Pump | 265 | 1 |  |  |  | Single-Speed |  |  |  | 60900 | 3460 | 17.6 | 13.4 | 46300 | 3570 | 3.8 | 3.1 | Non Federally-Regulated | 06/29/2016 |  | 10/10/2017
Enertech Global, LLC | GEOCOMFORT | GVT072 |  | Water-Source | WBAHP: Heat Pump Packaged Unit | Heat Pump | 208 | 1 |  |  |  | Single-Speed | 4071 | 726 |  | 66200 | 4797 | 13.8 | 12 | 79200 | 5045 | 4.6 | 4.2 | Federally-Regulated Commercial & Industrial Equipment | 06/29/2016 |  | 10/10/2017
Enertech Global, LLC | GEOCOMFORT | GVT072 |  | Water-Source | WBAHP: Heat Pump Packaged Unit | Heat Pump | 230 | 1 |  |  |  | Single-Speed | 4071 | 726 |  | 66200 | 4797 | 13.8 | 12 | 79200 | 5045 | 4.6 | 4.2 | Federally-Regulated Commercial & Industrial Equipment | 06/29/2016 |  | 10/10/2017
Enertech Global, LLC | GEOCOMFORT | GVT072 |  | Ground-Water-Source | WBAHP: Heat Pump Packaged Unit | Heat Pump | 208 | 1 |  |  |  | Single-Speed | 2969 | 726 |  | 72800 | 3695 | 19.7 | 16.2 | 64700 | 4624 | 4.1 | 3.6 | Non Federally-Regulated | 06/29/2016 |  | 10/10/2017
Enertech Global, LLC | GEOCOMFORT | GVT072 |  | Ground-Water-Source | WBAHP: Heat Pump Packaged Unit | Heat Pump | 230 | 1 |  |  |  | Single-Speed | 2969 | 726 |  | 72800 | 3695 | 19.7 | 16.2 | 64700 | 4624 | 4.1 | 3.6 | Non Federally-Regulated | 06/29/2016 |  | 10/10/2017
Enertech Global, LLC | GEOCOMFORT | GVT072 |  | Ground-Source | WBAHP: Heat Pump Packaged Unit | Heat Pump | 208 | 1 |  |  |  | Single-Speed | 3635 | 726 |  | 68900 | 4360 | 15.8 | 13.4 | 51800 | 4465 | 3.4 | 3.1 | Non Federally-Regulated | 06/29/2016 |  | 10/10/2017
Enertech Global, LLC | GEOCOMFORT | GVT072 |  | Ground-Source | WBAHP: Heat Pump Packaged Unit | Heat Pump | 230 | 1 |  |  |  | Single-Speed | 3635 | 726 |  | 68900 | 4360 | 15.8 | 13.4 | 51800 | 4465 | 3.4 | 3.1 | Non Federally-Regulated | 06/29/2016 |  | 10/10/2017
Enertech Global, LLC | GEOCOMFORT | GVT072*2 |  | Water-Source | WBAHP: Heat Pump Packaged Unit | Heat Pump | 208 | 3 |  |  |  | Single-Speed | 4071 | 726 |  | 66200 | 4797 | 13.8 | 12 | 79200 | 5045 | 4.6 | 4.2 | Federally-Regulated Commercial & Industrial Equipment | 06/29/2016 |  | 10/10/2017
Enertech Global, LLC | GEOCOMFORT | GVT072*2 |  | Water-Source | WBAHP: Heat Pump Packaged Unit | Heat Pump | 230 | 3 |  |  |  | Single-Speed | 4071 | 726 |  | 66200 | 4797 | 13.8 | 12 | 79200 | 5045 | 4.6 | 4.2 | Federally-Regulated Commercial & Industrial Equipment | 06/29/2016 |  | 10/10/2017
Enertech Global, LLC | GEOCOMFORT | GVT072*2 |  | Ground-Water-Source | WBAHP: Heat Pump Packaged Unit | Heat Pump | 208 | 3 |  |  |  | Single-Speed | 2969 | 726 |  | 72800 | 3695 | 19.7 | 16.2 | 64700 | 4624 | 4.1 | 3.6 | Non Federally-Regulated | 06/29/2016 |  | 10/10/2017
Enertech Global, LLC | GEOCOMFORT | GVT072*2 |  | Ground-Water-Source | WBAHP: Heat Pump Packaged Unit | Heat Pump | 230 | 3 |  |  |  | Single-Speed | 2969 | 726 |  | 72800 | 3695 | 19.7 | 16.2 | 64700 | 4624 | 4.1 | 3.6 | Non Federally-Regulated | 06/29/2016 |  | 10/10/2017
Enertech Global, LLC | GEOCOMFORT | GVT072*2 |  | Ground-Source | WBAHP: Heat Pump Packaged Unit | Heat Pump | 208 | 3 |  |  |  | Single-Speed | 3635 | 726 |  | 68900 | 4360 | 15.8 | 13.4 | 51800 | 4465 | 3.4 | 3.1 | Non Federally-Regulated | 06/29/2016 |  | 10/10/2017
Enertech Global, LLC | GEOCOMFORT | GVT072*2 |  | Ground-Source | WBAHP: Heat Pump Packaged Unit | Heat Pump | 230 | 3 |  |  |  | Single-Speed | 3635 | 726 |  | 68900 | 4360 | 15.8 | 13.4 | 51800 | 4465 | 3.4 | 3.1 | Non Federally-Regulated | 06/29/2016 |  | 10/10/2017
Enertech Global, LLC | GEOCOMFORT | GVT072*3 |  | Water-Source | WBAHP: Heat Pump Packaged Unit | Heat Pump | 460 | 3 |  |  |  | Single-Speed | 4071 | 726 |  | 66200 | 4797 | 13.8 | 12 | 79200 | 5045 | 4.6 | 4.2 | Federally-Regulated Commercial & Industrial Equipment | 06/29/2016 |  | 10/10/2017
Enertech Global, LLC | GEOCOMFORT | GVT072*3 |  | Ground-Water-Source | WBAHP: Heat Pump Packaged Unit | Heat Pump | 460 | 3 |  |  |  | Single-Speed | 2969 | 726 |  | 72800 | 3695 | 19.7 | 16.2 | 64700 | 4624 | 4.1 | 3.6 | Non Federally-Regulated | 06/29/2016 |  | 10/10/2017
Enertech Global, LLC | GEOCOMFORT | GVT072*3 |  | Ground-Source | WBAHP: Heat Pump Packaged Unit | Heat Pump | 460 | 3 |  |  |  | Single-Speed | 3635 | 726 |  | 68900 | 4360 | 15.8 | 13.4 | 51800 | 4465 | 3.4 | 3.1 | Non Federally-Regulated | 06/29/2016 |  | 10/10/2017
Enertech Global, LLC | GEOEXCEL | AZT024******B |  | Water-Source | WBAHP: Heat Pump Packaged Unit | Heat Pump | 208 | 1 |  |  |  | Single-Speed |  |  |  | 25600 | 1505 | 17 | 11.2 | 30000 | 1598 | 5.5 | 4.2 | Federally-Regulated Commercial & Industrial Equipment | 06/29/2016 |  | 10/10/2017
Enertech Global, LLC | GEOEXCEL | AZT024******B |  | Water-Source | WBAHP: Heat Pump Packaged Unit | Heat Pump | 230 | 1 |  |  |  | Single-Speed |  |  |  | 25600 | 1505 | 17 | 11.2 | 30000 | 1598 | 5.5 | 4.2 | Federally-Regulated Commercial & Industrial Equipment | 06/29/2016 |  | 10/10/2017
Enertech Global, LLC | GEOEXCEL | AZT024******B |  | Ground-Water-Source | WBAHP: Heat Pump Packaged Unit | Heat Pump | 208 | 1 |  |  |  | Single-Speed |  |  |  | 28800 | 1107 | 26 | 16.2 | 23700 | 1417 | 4.9 | 3.6 | Non Federally-Regulated | 06/29/2016 |  | 10/10/2017
Enertech Global, LLC | GEOEXCEL | AZT024******B |  | Ground-Water-Source | WBAHP: Heat Pump Packaged Unit | Heat Pump | 230 | 1 |  |  |  | Single-Speed |  |  |  | 28800 | 1107 | 26 | 16.2 | 23700 | 1417 | 4.9 | 3.6 | Non Federally-Regulated | 06/29/2016 |  | 10/10/2017
Enertech Global, LLC | GEOEXCEL | AZT024******B |  | Ground-Source | WBAHP: Heat Pump Packaged Unit | Heat Pump | 208 | 1 |  |  |  | Single-Speed |  |  |  | 26800 | 1353 | 19.8 | 13.4 | 18100 | 1326 | 4 | 3.1 | Non Federally-Regulated | 06/29/2016 |  | 10/10/2017
Enertech Global, LLC | GEOEXCEL | AZT024******B |  | Ground-Source | WBAHP: Heat Pump Packaged Unit | Heat Pump | 230 | 1 |  |  |  | Single-Speed |  |  |  | 26800 | 1353 | 19.8 | 13.4 | 18100 | 1326 | 4 | 3.1 | Non Federally-Regulated | 06/29/2016 |  | 10/10/2017
Enertech Global, LLC | GEOEXCEL | AZT024*2****B |  | Water-Source | WBAHP: Heat Pump Packaged Unit | Heat Pump | 208 | 3 |  |  |  | Single-Speed |  |  |  | 25600 | 1505 | 17 | 11.2 | 30000 | 1598 | 5.5 | 4.2 | Federally-Regulated Commercial & Industrial Equipment | 06/29/2016 |  | 10/10/2017
Enertech Global, LLC | GEOEXCEL | AZT024*2****B |  | Water-Source | WBAHP: Heat Pump Packaged Unit | Heat Pump | 230 | 3 |  |  |  | Single-Speed |  |  |  | 25600 | 1505 | 17 | 11.2 | 30000 | 1598 | 5.5 | 4.2 | Federally-Regulated Commercial & Industrial Equipment | 06/29/2016 |  | 10/10/2017
Enertech Global, LLC | GEOEXCEL | AZT024*2****B |  | Ground-Water-Source | WBAHP: Heat Pump Packaged Unit | Heat Pump | 208 | 3 |  |  |  | Single-Speed |  |  |  | 28800 | 1107 | 26 | 16.2 | 23700 | 1417 | 4.9 | 3.6 | Non Federally-Regulated | 06/29/2016 |  | 10/10/2017
Enertech Global, LLC | GEOEXCEL | AZT024*2****B |  | Ground-Water-Source | WBAHP: Heat Pump Packaged Unit | Heat Pump | 230 | 3 |  |  |  | Single-Speed |  |  |  | 28800 | 1107 | 26 | 16.2 | 23700 | 1417 | 4.9 | 3.6 | Non Federally-Regulated | 06/29/2016 |  | 10/10/2017
Enertech Global, LLC | GEOEXCEL | AZT024*2****B |  | Ground-Source | WBAHP: Heat Pump Packaged Unit | Heat Pump | 208 | 3 |  |  |  | Single-Speed |  |  |  | 26800 | 1353 | 19.8 | 13.4 | 18100 | 1326 | 4 | 3.1 | Non Federally-Regulated | 06/29/2016 |  | 10/10/2017
Enertech Global, LLC | GEOEXCEL | AZT024*2****B |  | Ground-Source | WBAHP: Heat Pump Packaged Unit | Heat Pump | 230 | 3 |  |  |  | Single-Speed |  |  |  | 26800 | 1353 | 19.8 | 13.4 | 18100 | 1326 | 4 | 3.1 | Non Federally-Regulated | 06/29/2016 |  | 10/10/2017
Enertech Global, LLC | GEOEXCEL | AZT024*3****B |  | Water-Source | WBAHP: Heat Pump Packaged Unit | Heat Pump | 460 | 3 |  |  |  | Single-Speed |  |  |  | 25600 | 1505 | 17 | 11.2 | 30000 | 1598 | 5.5 | 4.2 | Federally-Regulated Commercial & Industrial Equipment | 06/29/2016 |  | 10/10/2017
Enertech Global, LLC | GEOEXCEL | AZT024*3****B |  | Ground-Water-Source | WBAHP: Heat Pump Packaged Unit | Heat Pump | 460 | 3 |  |  |  | Single-Speed |  |  |  | 28800 | 1107 | 26 | 16.2 | 23700 | 1417 | 4.9 | 3.6 | Non Federally-Regulated | 06/29/2016 |  | 10/10/2017
Enertech Global, LLC | GEOEXCEL | AZT024*3****B |  | Ground-Source | WBAHP: Heat Pump Packaged Unit | Heat Pump | 460 | 3 |  |  |  | Single-Speed |  |  |  | 26800 | 1353 | 19.8 | 13.4 | 18100 | 1326 | 4 | 3.1 | Non Federally-Regulated | 06/29/2016 |  | 10/10/2017
Enertech Global, LLC | GEOEXCEL | AZT024*A****B |  | Water-Source | WBAHP: Heat Pump Packaged Unit | Heat Pump | 265 | 1 |  |  |  | Single-Speed |  |  |  | 25600 | 1505 | 17 | 11.2 | 30000 | 1598 | 5.5 | 4.2 | Federally-Regulated Commercial & Industrial Equipment | 06/29/2016 |  | 10/10/2017
Enertech Global, LLC | GEOEXCEL | AZT024*A****B |  | Ground-Water-Source | WBAHP: Heat Pump Packaged Unit | Heat Pump | 265 | 1 |  |  |  | Single-Speed |  |  |  | 28800 | 1107 | 26 | 16.2 | 23700 | 1417 | 4.9 | 3.6 | Non Federally-Regulated | 06/29/2016 |  | 10/10/2017
Enertech Global, LLC | GEOEXCEL | AZT024*A****B |  | Ground-Source | WBAHP: Heat Pump Packaged Unit | Heat Pump | 265 | 1 |  |  |  | Single-Speed |  |  |  | 26800 | 1353 | 19.8 | 13.4 | 18100 | 1326 | 4 | 3.1 | Non Federally-Regulated | 06/29/2016 |  | 10/10/2017
Enertech Global, LLC | GEOEXCEL | AZT036******B |  | Water-Source | WBAHP: Heat Pump Packaged Unit | Heat Pump | 208 | 1 |  |  |  | Single-Speed |  |  |  | 36500 | 2147 | 17 | 11.2 | 43300 | 2394 | 5.3 | 4.2 | Federally-Regulated Commercial & Industrial Equipment | 06/29/2016 |  | 10/10/2017
Enertech Global, LLC | GEOEXCEL | AZT036******B |  | Water-Source | WBAHP: Heat Pump Packaged Unit | Heat Pump | 230 | 1 |  |  |  | Single-Speed |  |  |  | 36500 | 2147 | 17 | 11.2 | 43300 | 2394 | 5.3 | 4.2 | Federally-Regulated Commercial & Industrial Equipment | 06/29/2016 |  | 10/10/2017
Enertech Global, LLC | GEOEXCEL | AZT036******B |  | Ground-Water-Source | WBAHP: Heat Pump Packaged Unit | Heat Pump | 208 | 1 |  |  |  | Single-Speed |  |  |  | 41000 | 1570 | 26.1 | 16.2 | 34400 | 2057 | 4.9 | 3.6 | Non Federally-Regulated | 06/29/2016 |  | 10/10/2017
Enertech Global, LLC | GEOEXCEL | AZT036******B |  | Ground-Water-Source | WBAHP: Heat Pump Packaged Unit | Heat Pump | 230 | 1 |  |  |  | Single-Speed |  |  |  | 41000 | 1570 | 26.1 | 16.2 | 34400 | 2057 | 4.9 | 3.6 | Non Federally-Regulated | 06/29/2016 |  | 10/10/2017
Enertech Global, LLC | GEOEXCEL | AZT036******B |  | Ground-Source | WBAHP: Heat Pump Packaged Unit | Heat Pump | 208 | 1 |  |  |  | Single-Speed |  |  |  | 38200 | 1919 | 19.9 | 13.4 | 27600 | 1972 | 4.1 | 3.1 | Non Federally-Regulated | 06/29/2016 |  | 10/10/2017
Enertech Global, LLC | GEOEXCEL | AZT036******B |  | Ground-Source | WBAHP: Heat Pump Packaged Unit | Heat Pump | 230 | 1 |  |  |  | Single-Speed |  |  |  | 38200 | 1919 | 19.9 | 13.4 | 27600 | 1972 | 4.1 | 3.1 | Non Federally-Regulated | 06/29/2016 |  | 10/10/2017
Enertech Global, LLC | GEOEXCEL | AZT036*2****B |  | Water-Source | WBAHP: Heat Pump Packaged Unit | Heat Pump | 208 | 3 |  |  |  | Single-Speed |  |  |  | 36500 | 2147 | 17 | 11.2 | 43300 | 2394 | 5.3 | 4.2 | Federally-Regulated Commercial & Industrial Equipment | 06/29/2016 |  | 10/10/2017
Enertech Global, LLC | GEOEXCEL | AZT036*2****B |  | Water-Source | WBAHP: Heat Pump Packaged Unit | Heat Pump | 230 | 3 |  |  |  | Single-Speed |  |  |  | 36500 | 2147 | 17 | 11.2 | 43300 | 2394 | 5.3 | 4.2 | Federally-Regulated Commercial & Industrial Equipment | 06/29/2016 |  | 10/10/2017
Enertech Global, LLC | GEOEXCEL | AZT036*2****B |  | Ground-Water-Source | WBAHP: Heat Pump Packaged Unit | Heat Pump | 208 | 3 |  |  |  | Single-Speed |  |  |  | 41000 | 1570 | 26.1 | 16.2 | 34400 | 2057 | 4.9 | 3.6 | Non Federally-Regulated | 06/29/2016 |  | 10/10/2017
Enertech Global, LLC | GEOEXCEL | AZT036*2****B |  | Ground-Water-Source | WBAHP: Heat Pump Packaged Unit | Heat Pump | 230 | 3 |  |  |  | Single-Speed |  |  |  | 41000 | 1570 | 26.1 | 16.2 | 34400 | 2057 | 4.9 | 3.6 | Non Federally-Regulated | 06/29/2016 |  | 10/10/2017
Enertech Global, LLC | GEOEXCEL | AZT036*2****B |  | Ground-Source | WBAHP: Heat Pump Packaged Unit | Heat Pump | 208 | 3 |  |  |  | Single-Speed |  |  |  | 38200 | 1919 | 19.9 | 13.4 | 27600 | 1972 | 4.1 | 3.1 | Non Federally-Regulated | 06/29/2016 |  | 10/10/2017
Enertech Global, LLC | GEOEXCEL | AZT036*2****B |  | Ground-Source | WBAHP: Heat Pump Packaged Unit | Heat Pump | 230 | 3 |  |  |  | Single-Speed |  |  |  | 38200 | 1919 | 19.9 | 13.4 | 27600 | 1972 | 4.1 | 3.1 | Non Federally-Regulated | 06/29/2016 |  | 10/10/2017
Enertech Global, LLC | GEOEXCEL | AZT036*3****B |  | Water-Source | WBAHP: Heat Pump Packaged Unit | Heat Pump | 460 | 3 |  |  |  | Single-Speed |  |  |  | 36500 | 2147 | 17 | 11.2 | 43300 | 2394 | 5.3 | 4.2 | Federally-Regulated Commercial & Industrial Equipment | 06/29/2016 |  | 10/10/2017
Enertech Global, LLC | GEOEXCEL | AZT036*3****B |  | Ground-Water-Source | WBAHP: Heat Pump Packaged Unit | Heat Pump | 460 | 3 |  |  |  | Single-Speed |  |  |  | 41000 | 1570 | 26.1 | 16.2 | 34400 | 2057 | 4.9 | 3.6 | Non Federally-Regulated | 06/29/2016 |  | 10/10/2017
Enertech Global, LLC | GEOEXCEL | AZT036*3****B |  | Ground-Source | WBAHP: Heat Pump Packaged Unit | Heat Pump | 460 | 3 |  |  |  | Single-Speed |  |  |  | 38200 | 1919 | 19.9 | 13.4 | 27600 | 1972 | 4.1 | 3.1 | Non Federally-Regulated | 06/29/2016 |  | 10/10/2017
Enertech Global, LLC | GEOEXCEL | AZT036*A****B |  | Water-Source | WBAHP: Heat Pump Packaged Unit | Heat Pump | 265 | 1 |  |  |  | Single-Speed |  |  |  | 36500 | 2147 | 17 | 11.2 | 43300 | 2394 | 5.3 | 4.2 | Federally-Regulated Commercial & Industrial Equipment | 06/29/2016 |  | 10/10/2017
Enertech Global, LLC | GEOEXCEL | AZT036*A****B |  | Ground-Water-Source | WBAHP: Heat Pump Packaged Unit | Heat Pump | 265 | 1 |  |  |  | Single-Speed |  |  |  | 41000 | 1570 | 26.1 | 16.2 | 34400 | 2057 | 4.9 | 3.6 | Non Federally-Regulated | 06/29/2016 |  | 10/10/2017
Enertech Global, LLC | GEOEXCEL | AZT036*A****B |  | Ground-Source | WBAHP: Heat Pump Packaged Unit | Heat Pump | 265 | 1 |  |  |  | Single-Speed |  |  |  | 38200 | 1919 | 19.9 | 13.4 | 27600 | 1972 | 4.1 | 3.1 | Non Federally-Regulated | 06/29/2016 |  | 10/10/2017
Enertech Global, LLC | GEOEXCEL | AZT048******B |  | Water-Source | WBAHP: Heat Pump Packaged Unit | Heat Pump | 208 | 1 |  |  |  | Single-Speed |  |  |  | 47600 | 3012 | 15.8 | 11.2 | 58300 | 3486 | 4.9 | 4.2 | Federally-Regulated Commercial & Industrial Equipment | 06/29/2016 |  | 10/10/2017
Enertech Global, LLC | GEOEXCEL | AZT048******B |  | Water-Source | WBAHP: Heat Pump Packaged Unit | Heat Pump | 230 | 1 |  |  |  | Single-Speed |  |  |  | 47600 | 3012 | 15.8 | 11.2 | 58300 | 3486 | 4.9 | 4.2 | Federally-Regulated Commercial & Industrial Equipment | 06/29/2016 |  | 10/10/2017
Enertech Global, LLC | GEOEXCEL | AZT048******B |  | Ground-Water-Source | WBAHP: Heat Pump Packaged Unit | Heat Pump | 208 | 1 |  |  |  | Single-Speed |  |  |  | 52700 | 2261 | 23.3 | 16.2 | 47700 | 3106 | 4.5 | 3.6 | Non Federally-Regulated | 06/29/2016 |  | 10/10/2017
Enertech Global, LLC | GEOEXCEL | AZT048******B |  | Ground-Water-Source | WBAHP: Heat Pump Packaged Unit | Heat Pump | 230 | 1 |  |  |  | Single-Speed |  |  |  | 52700 | 2261 | 23.3 | 16.2 | 47700 | 3106 | 4.5 | 3.6 | Non Federally-Regulated | 06/29/2016 |  | 10/10/2017
Enertech Global, LLC | GEOEXCEL | AZT048******B |  | Ground-Source | WBAHP: Heat Pump Packaged Unit | Heat Pump | 208 | 1 |  |  |  | Single-Speed |  |  |  | 49800 | 2721 | 18.3 | 13.4 | 37900 | 2848 | 3.9 | 3.1 | Non Federally-Regulated | 06/29/2016 |  | 10/10/2017
Enertech Global, LLC | GEOEXCEL | AZT048******B |  | Ground-Source | WBAHP: Heat Pump Packaged Unit | Heat Pump | 230 | 1 |  |  |  | Single-Speed |  |  |  | 49800 | 2721 | 18.3 | 13.4 | 37900 | 2848 | 3.9 | 3.1 | Non Federally-Regulated | 06/29/2016 |  | 10/10/2017
Enertech Global, LLC | GEOEXCEL | AZT048*2****B |  | Water-Source | WBAHP: Heat Pump Packaged Unit | Heat Pump | 208 | 3 |  |  |  | Single-Speed |  |  |  | 47600 | 3012 | 15.8 | 11.2 | 58300 | 3486 | 4.9 | 4.2 | Federally-Regulated Commercial & Industrial Equipment | 06/29/2016 |  | 10/10/2017
Enertech Global, LLC | GEOEXCEL | AZT048*2****B |  | Water-Source | WBAHP: Heat Pump Packaged Unit | Heat Pump | 230 | 3 |  |  |  | Single-Speed |  |  |  | 47600 | 3012 | 15.8 | 11.2 | 58300 | 3486 | 4.9 | 4.2 | Federally-Regulated Commercial & Industrial Equipment | 06/29/2016 |  | 10/10/2017
Enertech Global, LLC | GEOEXCEL | AZT048*2****B |  | Ground-Water-Source | WBAHP: Heat Pump Packaged Unit | Heat Pump | 208 | 3 |  |  |  | Single-Speed |  |  |  | 52700 | 2261 | 23.3 | 16.2 | 47700 | 3106 | 4.5 | 3.6 | Non Federally-Regulated | 06/29/2016 |  | 10/10/2017
Enertech Global, LLC | GEOEXCEL | AZT048*2****B |  | Ground-Water-Source | WBAHP: Heat Pump Packaged Unit | Heat Pump | 230 | 3 |  |  |  | Single-Speed |  |  |  | 52700 | 2261 | 23.3 | 16.2 | 47700 | 3106 | 4.5 | 3.6 | Non Federally-Regulated | 06/29/2016 |  | 10/10/2017
Enertech Global, LLC | GEOEXCEL | AZT048*2****B |  | Ground-Source | WBAHP: Heat Pump Packaged Unit | Heat Pump | 208 | 3 |  |  |  | Single-Speed |  |  |  | 49800 | 2721 | 18.3 | 13.4 | 37900 | 2848 | 3.9 | 3.1 | Non Federally-Regulated | 06/29/2016 |  | 10/10/2017
Enertech Global, LLC | GEOEXCEL | AZT048*2****B |  | Ground-Source | WBAHP: Heat Pump Packaged Unit | Heat Pump | 230 | 3 |  |  |  | Single-Speed |  |  |  | 49800 | 2721 | 18.3 | 13.4 | 37900 | 2848 | 3.9 | 3.1 | Non Federally-Regulated | 06/29/2016 |  | 10/10/2017
Enertech Global, LLC | GEOEXCEL | AZT048*3****B |  | Water-Source | WBAHP: Heat Pump Packaged Unit | Heat Pump | 460 | 3 |  |  |  | Single-Speed |  |  |  | 47600 | 3012 | 15.8 | 11.2 | 58300 | 3486 | 4.9 | 4.2 | Federally-Regulated Commercial & Industrial Equipment | 06/29/2016 |  | 10/10/2017
Enertech Global, LLC | GEOEXCEL | AZT048*3****B |  | Ground-Water-Source | WBAHP: Heat Pump Packaged Unit | Heat Pump | 460 | 3 |  |  |  | Single-Speed |  |  |  | 52700 | 2261 | 23.3 | 16.2 | 47700 | 3106 | 4.5 | 3.6 | Non Federally-Regulated | 06/29/2016 |  | 10/10/2017
Enertech Global, LLC | GEOEXCEL | AZT048*3****B |  | Ground-Source | WBAHP: Heat Pump Packaged Unit | Heat Pump | 460 | 3 |  |  |  | Single-Speed |  |  |  | 49800 | 2721 | 18.3 | 13.4 | 37900 | 2848 | 3.9 | 3.1 | Non Federally-Regulated | 06/29/2016 |  | 10/10/2017
Enertech Global, LLC | GEOEXCEL | AZT048*A****B |  | Water-Source | WBAHP: Heat Pump Packaged Unit | Heat Pump | 265 | 1 |  |  |  | Single-Speed |  |  |  | 47600 | 3012 | 15.8 | 11.2 | 58300 | 3486 | 4.9 | 4.2 | Federally-Regulated Commercial & Industrial Equipment | 06/29/2016 |  | 10/10/2017
Enertech Global, LLC | GEOEXCEL | AZT048*A****B |  | Ground-Water-Source | WBAHP: Heat Pump Packaged Unit | Heat Pump | 265 | 1 |  |  |  | Single-Speed |  |  |  | 52700 | 2261 | 23.3 | 16.2 | 47700 | 3106 | 4.5 | 3.6 | Non Federally-Regulated | 06/29/2016 |  | 10/10/2017
Enertech Global, LLC | GEOEXCEL | AZT048*A****B |  | Ground-Source | WBAHP: Heat Pump Packaged Unit | Heat Pump | 265 | 1 |  |  |  | Single-Speed |  |  |  | 49800 | 2721 | 18.3 | 13.4 | 37900 | 2848 | 3.9 | 3.1 | Non Federally-Regulated | 06/29/2016 |  | 10/10/2017
Enertech Global, LLC | Hydron Module | HVS015 |  | Water-Source | WBAHP: Heat Pump Packaged Unit | Heat Pump | 208 | 1 |  |  |  | Single-Speed |  |  |  | 15100 | 862 | 17.5 | 11.2 | 17900 | 874 | 6 | 4.2 | Federally-Regulated Commercial & Industrial Equipment | 06/29/2016 |  | 10/10/2017
Enertech Global, LLC | Hydron Module | HVS015 |  | Water-Source | WBAHP: Heat Pump Packaged Unit | Heat Pump | 230 | 1 |  |  |  | Single-Speed |  |  |  | 15100 | 862 | 17.5 | 11.2 | 17900 | 874 | 6 | 4.2 | Federally-Regulated Commercial & Industrial Equipment | 06/29/2016 |  | 10/10/2017
Enertech Global, LLC | Hydron Module | HVS015 |  | Ground-Water-Source | WBAHP: Heat Pump Packaged Unit | Heat Pump | 208 | 1 |  |  |  | Single-Speed |  |  |  | 17500 | 607 | 28.8 | 16.2 | 14600 | 838 | 5.1 | 3.6 | Non Federally-Regulated | 06/29/2016 |  | 10/10/2017
Enertech Global, LLC | Hydron Module | HVS015 |  | Ground-Water-Source | WBAHP: Heat Pump Packaged Unit | Heat Pump | 230 | 1 |  |  |  | Single-Speed |  |  |  | 17500 | 607 | 28.8 | 16.2 | 14600 | 838 | 5.1 | 3.6 | Non Federally-Regulated | 06/29/2016 |  | 10/10/2017
Enertech Global, LLC | Hydron Module | HVS015 |  | Ground-Source | WBAHP: Heat Pump Packaged Unit | Heat Pump | 208 | 1 |  |  |  | Single-Speed |  |  |  | 16000 | 808 | 19.8 | 13.4 | 11600 | 829 | 4.1 | 3.1 | Non Federally-Regulated | 06/29/2016 |  | 10/10/2017
Enertech Global, LLC | Hydron Module | HVS015 |  | Ground-Source | WBAHP: Heat Pump Packaged Unit | Heat Pump | 230 | 1 |  |  |  | Single-Speed |  |  |  | 16000 | 808 | 19.8 | 13.4 | 11600 | 829 | 4.1 | 3.1 | Non Federally-Regulated | 06/29/2016 |  | 10/10/2017
Enertech Global, LLC | Hydron Module | HVS015*****1 |  | Water-Source | WBAHP: Heat Pump Packaged Unit | Heat Pump | 208 | 1 |  |  |  | Single-Speed |  |  |  | 15200 | 808 | 18.8 | 11.2 | 17700 | 810 | 6.4 | 4.2 | Federally-Regulated Commercial & Industrial Equipment | 06/29/2016 |  | 10/10/2017
Enertech Global, LLC | Hydron Module | HVS015*****1 |  | Water-Source | WBAHP: Heat Pump Packaged Unit | Heat Pump | 230 | 1 |  |  |  | Single-Speed |  |  |  | 15200 | 808 | 18.8 | 11.2 | 17700 | 810 | 6.4 | 4.2 | Federally-Regulated Commercial & Industrial Equipment | 06/29/2016 |  | 10/10/2017
Enertech Global, LLC | Hydron Module | HVS015*****1 |  | Ground-Water-Source | WBAHP: Heat Pump Packaged Unit | Heat Pump | 208 | 1 |  |  |  | Single-Speed |  |  |  | 17400 | 550 | 31.6 | 16.2 | 14400 | 781 | 5.4 | 3.6 | Non Federally-Regulated | 06/29/2016 |  | 10/10/2017
Enertech Global, LLC | Hydron Module | HVS015*****1 |  | Ground-Water-Source | WBAHP: Heat Pump Packaged Unit | Heat Pump | 230 | 1 |  |  |  | Single-Speed |  |  |  | 17400 | 550 | 31.6 | 16.2 | 14400 | 781 | 5.4 | 3.6 | Non Federally-Regulated | 06/29/2016 |  | 10/10/2017
Enertech Global, LLC | Hydron Module | HVS015*****1 |  | Ground-Source | WBAHP: Heat Pump Packaged Unit | Heat Pump | 208 | 1 |  |  |  | Single-Speed |  |  |  | 16000 | 717 | 22.3 | 13.4 | 11500 | 783 | 4.3 | 3.1 | Non Federally-Regulated | 06/29/2016 |  | 10/10/2017
Enertech Global, LLC | Hydron Module | HVS015*****1 |  | Ground-Source | WBAHP: Heat Pump Packaged Unit | Heat Pump | 230 | 1 |  |  |  | Single-Speed |  |  |  | 16000 | 717 | 22.3 | 13.4 | 11500 | 783 | 4.3 | 3.1 | Non Federally-Regulated | 06/29/2016 |  | 10/10/2017
Enertech Global, LLC | Hydron Module | HVS015*A |  | Water-Source | WBAHP: Heat Pump Packaged Unit | Heat Pump | 265 | 1 |  |  |  | Single-Speed |  |  |  | 15100 | 862 | 17.5 | 11.2 | 17900 | 874 | 6 | 4.2 | Federally-Regulated Commercial & Industrial Equipment | 06/29/2016 |  | 10/10/2017
Enertech Global, LLC | Hydron Module | HVS015*A |  | Ground-Water-Source | WBAHP: Heat Pump Packaged Unit | Heat Pump | 265 | 1 |  |  |  | Single-Speed |  |  |  | 17500 | 607 | 28.8 | 16.2 | 14600 | 838 | 5.1 | 3.6 | Non Federally-Regulated | 06/29/2016 |  | 10/10/2017
Enertech Global, LLC | Hydron Module | HVS015*A |  | Ground-Source | WBAHP: Heat Pump Packaged Unit | Heat Pump | 265 | 1 |  |  |  | Single-Speed |  |  |  | 16000 | 808 | 19.8 | 13.4 | 11600 | 829 | 4.1 | 3.1 | Non Federally-Regulated | 06/29/2016 |  | 10/10/2017
Enertech Global, LLC | Hydron Module | HVS015*A***1 |  | Water-Source | WBAHP: Heat Pump Packaged Unit | Heat Pump | 265 | 1 |  |  |  | Single-Speed |  |  |  | 15200 | 808 | 18.8 | 11.2 | 17700 | 810 | 6.4 | 4.2 | Federally-Regulated Commercial & Industrial Equipment | 06/29/2016 |  | 10/10/2017
Enertech Global, LLC | Hydron Module | HVS015*A***1 |  | Ground-Water-Source | WBAHP: Heat Pump Packaged Unit | Heat Pump | 265 | 1 |  |  |  | Single-Speed |  |  |  | 17400 | 550 | 31.6 | 16.2 | 14400 | 781 | 5.4 | 3.6 | Non Federally-Regulated | 06/29/2016 |  | 10/10/2017
Enertech Global, LLC | Hydron Module | HVS015*A***1 |  | Ground-Source | WBAHP: Heat Pump Packaged Unit | Heat Pump | 265 | 1 |  |  |  | Single-Speed |  |  |  | 16000 | 717 | 22.3 | 13.4 | 11500 | 783 | 4.3 | 3.1 | Non Federally-Regulated | 06/29/2016 |  | 10/10/2017
Enertech Global, LLC | Hydron Module | HVS030 |  | Water-Source | WBAHP: Heat Pump Packaged Unit | Heat Pump | 208 | 1 |  |  |  | Single-Speed |  |  |  | 28600 | 1798 | 15.9 | 11.2 | 34900 | 1894 | 5.4 | 4.2 | Federally-Regulated Commercial & Industrial Equipment | 06/29/2016 |  | 10/10/2017
Enertech Global, LLC | Hydron Module | HVS030 |  | Water-Source | WBAHP: Heat Pump Packaged Unit | Heat Pump | 230 | 1 |  |  |  | Single-Speed |  |  |  | 28600 | 1798 | 15.9 | 11.2 | 34900 | 1894 | 5.4 | 4.2 | Federally-Regulated Commercial & Industrial Equipment | 06/29/2016 |  | 10/10/2017
Enertech Global, LLC | Hydron Module | HVS030 |  | Ground-Water-Source | WBAHP: Heat Pump Packaged Unit | Heat Pump | 208 | 1 |  |  |  | Single-Speed |  |  |  | 31000 | 1324 | 23.4 | 16.2 | 28700 | 1789 | 4.7 | 3.6 | Non Federally-Regulated | 06/29/2016 |  | 10/10/2017
Enertech Global, LLC | Hydron Module | HVS030 |  | Ground-Water-Source | WBAHP: Heat Pump Packaged Unit | Heat Pump | 230 | 1 |  |  |  | Single-Speed |  |  |  | 31000 | 1324 | 23.4 | 16.2 | 28700 | 1789 | 4.7 | 3.6 | Non Federally-Regulated | 06/29/2016 |  | 10/10/2017
Enertech Global, LLC | Hydron Module | HVS030 |  | Ground-Source | WBAHP: Heat Pump Packaged Unit | Heat Pump | 208 | 1 |  |  |  | Single-Speed |  |  |  | 30100 | 1627 | 18.5 | 13.4 | 22300 | 1675 | 3.9 | 3.1 | Non Federally-Regulated | 06/29/2016 |  | 10/10/2017
Enertech Global, LLC | Hydron Module | HVS030 |  | Ground-Source | WBAHP: Heat Pump Packaged Unit | Heat Pump | 230 | 1 |  |  |  | Single-Speed |  |  |  | 30100 | 1627 | 18.5 | 13.4 | 22300 | 1675 | 3.9 | 3.1 | Non Federally-Regulated | 06/29/2016 |  | 10/10/2017
Enertech Global, LLC | Hydron Module | HVS030*2 |  | Water-Source | WBAHP: Heat Pump Packaged Unit | Heat Pump | 208 | 3 |  |  |  | Single-Speed |  |  |  | 28600 | 1798 | 15.9 | 11.2 | 34900 | 1894 | 5.4 | 4.2 | Federally-Regulated Commercial & Industrial Equipment | 06/29/2016 |  | 10/10/2017
Enertech Global, LLC | Hydron Module | HVS030*2 |  | Water-Source | WBAHP: Heat Pump Packaged Unit | Heat Pump | 230 | 3 |  |  |  | Single-Speed |  |  |  | 28600 | 1798 | 15.9 | 11.2 | 34900 | 1894 | 5.4 | 4.2 | Federally-Regulated Commercial & Industrial Equipment | 06/29/2016 |  | 10/10/2017
Enertech Global, LLC | Hydron Module | HVS030*2 |  | Ground-Water-Source | WBAHP: Heat Pump Packaged Unit | Heat Pump | 208 | 3 |  |  |  | Single-Speed |  |  |  | 31000 | 1324 | 23.4 | 16.2 | 28700 | 1789 | 4.7 | 3.6 | Non Federally-Regulated | 06/29/2016 |  | 10/10/2017
Enertech Global, LLC | Hydron Module | HVS030*2 |  | Ground-Water-Source | WBAHP: Heat Pump Packaged Unit | Heat Pump | 230 | 3 |  |  |  | Single-Speed |  |  |  | 31000 | 1324 | 23.4 | 16.2 | 28700 | 1789 | 4.7 | 3.6 | Non Federally-Regulated | 06/29/2016 |  | 10/10/2017
Enertech Global, LLC | Hydron Module | HVS030*2 |  | Ground-Source | WBAHP: Heat Pump Packaged Unit | Heat Pump | 208 | 3 |  |  |  | Single-Speed |  |  |  | 30100 | 1627 | 18.5 | 13.4 | 22300 | 1675 | 3.9 | 3.1 | Non Federally-Regulated | 06/29/2016 |  | 10/10/2017
Enertech Global, LLC | Hydron Module | HVS030*2 |  | Ground-Source | WBAHP: Heat Pump Packaged Unit | Heat Pump | 230 | 3 |  |  |  | Single-Speed |  |  |  | 30100 | 1627 | 18.5 | 13.4 | 22300 | 1675 | 3.9 | 3.1 | Non Federally-Regulated | 06/29/2016 |  | 10/10/2017
Enertech Global, LLC | Hydron Module | HVS030*3 |  | Water-Source | WBAHP: Heat Pump Packaged Unit | Heat Pump | 460 | 3 |  |  |  | Single-Speed |  |  |  | 28600 | 1798 | 15.9 | 11.2 | 34900 | 1894 | 5.4 | 4.2 | Federally-Regulated Commercial & Industrial Equipment | 06/29/2016 |  | 10/10/2017
Enertech Global, LLC | Hydron Module | HVS030*3 |  | Ground-Water-Source | WBAHP: Heat Pump Packaged Unit | Heat Pump | 460 | 3 |  |  |  | Single-Speed |  |  |  | 31000 | 1324 | 23.4 | 16.2 | 28700 | 1789 | 4.7 | 3.6 | Non Federally-Regulated | 06/29/2016 |  | 10/10/2017
Enertech Global, LLC | Hydron Module | HVS030*3 |  | Ground-Source | WBAHP: Heat Pump Packaged Unit | Heat Pump | 460 | 3 |  |  |  | Single-Speed |  |  |  | 30100 | 1627 | 18.5 | 13.4 | 22300 | 1675 | 3.9 | 3.1 | Non Federally-Regulated | 06/29/2016 |  | 10/10/2017
Enertech Global, LLC | Hydron Module | HVS030*4 |  | Water-Source | WBAHP: Heat Pump Packaged Unit | Heat Pump | 575 | 3 |  |  |  | Single-Speed |  |  |  | 28600 | 1798 | 15.9 | 11.2 | 34900 | 1894 | 5.4 | 4.2 | Federally-Regulated Commercial & Industrial Equipment | 06/29/2016 |  | 10/10/2017
Enertech Global, LLC | Hydron Module | HVS030*4 |  | Ground-Water-Source | WBAHP: Heat Pump Packaged Unit | Heat Pump | 575 | 3 |  |  |  | Single-Speed |  |  |  | 31000 | 1324 | 23.4 | 16.2 | 28700 | 1789 | 4.7 | 3.6 | Non Federally-Regulated | 06/29/2016 |  | 10/10/2017
Enertech Global, LLC | Hydron Module | HVS030*4 |  | Ground-Source | WBAHP: Heat Pump Packaged Unit | Heat Pump | 575 | 3 |  |  |  | Single-Speed |  |  |  | 30100 | 1627 | 18.5 | 13.4 | 22300 | 1675 | 3.9 | 3.1 | Non Federally-Regulated | 06/29/2016 |  | 10/10/2017
Enertech Global, LLC | Hydron Module | HVS030*A |  | Water-Source | WBAHP: Heat Pump Packaged Unit | Heat Pump | 265 | 1 |  |  |  | Single-Speed |  |  |  | 28600 | 1798 | 15.9 | 11.2 | 34900 | 1894 | 5.4 | 4.2 | Federally-Regulated Commercial & Industrial Equipment | 06/29/2016 |  | 10/10/2017
Enertech Global, LLC | Hydron Module | HVS030*A |  | Ground-Water-Source | WBAHP: Heat Pump Packaged Unit | Heat Pump | 265 | 1 |  |  |  | Single-Speed |  |  |  | 31000 | 1324 | 23.4 | 16.2 | 28700 | 1789 | 4.7 | 3.6 | Non Federally-Regulated | 06/29/2016 |  | 10/10/2017
Enertech Global, LLC | Hydron Module | HVS030*A |  | Ground-Source | WBAHP: Heat Pump Packaged Unit | Heat Pump | 265 | 1 |  |  |  | Single-Speed |  |  |  | 30100 | 1627 | 18.5 | 13.4 | 22300 | 1675 | 3.9 | 3.1 | Non Federally-Regulated | 06/29/2016 |  | 10/10/2017
Enertech Global, LLC | Hydron Module | HVS048 |  | Water-Source | WBAHP: Heat Pump Packaged Unit | Heat Pump | 208 | 1 |  |  |  | Single-Speed |  |  |  | 48500 | 3190 | 15.2 | 11.2 | 58900 | 3452 | 5 | 4.2 | Federally-Regulated Commercial & Industrial Equipment | 06/29/2016 |  | 10/10/2017
Enertech Global, LLC | Hydron Module | HVS048 |  | Water-Source | WBAHP: Heat Pump Packaged Unit | Heat Pump | 230 | 1 |  |  |  | Single-Speed |  |  |  | 48500 | 3190 | 15.2 | 11.2 | 58900 | 3452 | 5 | 4.2 | Federally-Regulated Commercial & Industrial Equipment | 06/29/2016 |  | 10/10/2017
Enertech Global, LLC | Hydron Module | HVS048 |  | Ground-Water-Source | WBAHP: Heat Pump Packaged Unit | Heat Pump | 208 | 1 |  |  |  | Single-Speed |  |  |  | 53400 | 2362 | 22.6 | 16.2 | 48100 | 3203 | 4.4 | 3.6 | Non Federally-Regulated | 06/29/2016 |  | 10/10/2017
Enertech Global, LLC | Hydron Module | HVS048 |  | Ground-Water-Source | WBAHP: Heat Pump Packaged Unit | Heat Pump | 230 | 1 |  |  |  | Single-Speed |  |  |  | 53400 | 2362 | 22.6 | 16.2 | 48100 | 3203 | 4.4 | 3.6 | Non Federally-Regulated | 06/29/2016 |  | 10/10/2017
Enertech Global, LLC | Hydron Module | HVS048 |  | Ground-Source | WBAHP: Heat Pump Packaged Unit | Heat Pump | 208 | 1 |  |  |  | Single-Speed |  |  |  | 50500 | 2869 | 17.6 | 13.4 | 39600 | 3223 | 3.6 | 3.1 | Non Federally-Regulated | 06/29/2016 |  | 10/10/2017
Enertech Global, LLC | Hydron Module | HVS048 |  | Ground-Source | WBAHP: Heat Pump Packaged Unit | Heat Pump | 230 | 1 |  |  |  | Single-Speed |  |  |  | 50500 | 2869 | 17.6 | 13.4 | 39600 | 3223 | 3.6 | 3.1 | Non Federally-Regulated | 06/29/2016 |  | 10/10/2017
Enertech Global, LLC | Hydron Module | HVS048*****1 |  | Water-Source | WBAHP: Heat Pump Packaged Unit | Heat Pump | 208 | 1 |  |  |  | Single-Speed |  |  |  | 49900 | 2884 | 17.3 | 11.2 | 58400 | 3111 | 5.5 | 4.2 | Federally-Regulated Commercial & Industrial Equipment | 06/29/2016 |  | 10/10/2017
Enertech Global, LLC | Hydron Module | HVS048*****1 |  | Water-Source | WBAHP: Heat Pump Packaged Unit | Heat Pump | 230 | 1 |  |  |  | Single-Speed |  |  |  | 49900 | 2884 | 17.3 | 11.2 | 58400 | 3111 | 5.5 | 4.2 | Federally-Regulated Commercial & Industrial Equipment | 06/29/2016 |  | 10/10/2017
Enertech Global, LLC | Hydron Module | HVS048*****1 |  | Ground-Water-Source | WBAHP: Heat Pump Packaged Unit | Heat Pump | 208 | 1 |  |  |  | Single-Speed |  |  |  | 54900 | 2079 | 26.4 | 16.2 | 47500 | 2900 | 4.8 | 3.6 | Non Federally-Regulated | 06/29/2016 |  | 10/10/2017
Enertech Global, LLC | Hydron Module | HVS048*****1 |  | Ground-Water-Source | WBAHP: Heat Pump Packaged Unit | Heat Pump | 230 | 1 |  |  |  | Single-Speed |  |  |  | 54900 | 2079 | 26.4 | 16.2 | 47500 | 2900 | 4.8 | 3.6 | Non Federally-Regulated | 06/29/2016 |  | 10/10/2017
Enertech Global, LLC | Hydron Module | HVS048*****1 |  | Ground-Source | WBAHP: Heat Pump Packaged Unit | Heat Pump | 208 | 1 |  |  |  | Single-Speed |  |  |  | 51600 | 2567 | 20.1 | 13.4 | 38700 | 2908 | 3.9 | 3.1 | Non Federally-Regulated | 06/29/2016 |  | 10/10/2017
Enertech Global, LLC | Hydron Module | HVS048*****1 |  | Ground-Source | WBAHP: Heat Pump Packaged Unit | Heat Pump | 230 | 1 |  |  |  | Single-Speed |  |  |  | 51600 | 2567 | 20.1 | 13.4 | 38700 | 2908 | 3.9 | 3.1 | Non Federally-Regulated | 06/29/2016 |  | 10/10/2017
Enertech Global, LLC | Hydron Module | HVS048*2 |  | Water-Source | WBAHP: Heat Pump Packaged Unit | Heat Pump | 208 | 3 |  |  |  | Single-Speed |  |  |  | 48500 | 3190 | 15.2 | 11.2 | 58900 | 3452 | 5 | 4.2 | Federally-Regulated Commercial & Industrial Equipment | 06/29/2016 |  | 10/10/2017
Enertech Global, LLC | Hydron Module | HVS048*2 |  | Water-Source | WBAHP: Heat Pump Packaged Unit | Heat Pump | 230 | 3 |  |  |  | Single-Speed |  |  |  | 48500 | 3190 | 15.2 | 11.2 | 58900 | 3452 | 5 | 4.2 | Federally-Regulated Commercial & Industrial Equipment | 06/29/2016 |  | 10/10/2017
Enertech Global, LLC | Hydron Module | HVS048*2 |  | Ground-Water-Source | WBAHP: Heat Pump Packaged Unit | Heat Pump | 208 | 3 |  |  |  | Single-Speed |  |  |  | 53400 | 2362 | 22.6 | 16.2 | 48100 | 3203 | 4.4 | 3.6 | Non Federally-Regulated | 06/29/2016 |  | 10/10/2017
Enertech Global, LLC | Hydron Module | HVS048*2 |  | Ground-Water-Source | WBAHP: Heat Pump Packaged Unit | Heat Pump | 230 | 3 |  |  |  | Single-Speed |  |  |  | 53400 | 2362 | 22.6 | 16.2 | 48100 | 3203 | 4.4 | 3.6 | Non Federally-Regulated | 06/29/2016 |  | 10/10/2017
Enertech Global, LLC | Hydron Module | HVS048*2 |  | Ground-Source | WBAHP: Heat Pump Packaged Unit | Heat Pump | 208 | 3 |  |  |  | Single-Speed |  |  |  | 50500 | 2869 | 17.6 | 13.4 | 39600 | 3223 | 3.6 | 3.1 | Non Federally-Regulated | 06/29/2016 |  | 10/10/2017
Enertech Global, LLC | Hydron Module | HVS048*2 |  | Ground-Source | WBAHP: Heat Pump Packaged Unit | Heat Pump | 230 | 3 |  |  |  | Single-Speed |  |  |  | 50500 | 2869 | 17.6 | 13.4 | 39600 | 3223 | 3.6 | 3.1 | Non Federally-Regulated | 06/29/2016 |  | 10/10/2017
Enertech Global, LLC | Hydron Module | HVS048*2***1 |  | Water-Source | WBAHP: Heat Pump Packaged Unit | Heat Pump | 208 | 3 |  |  |  | Single-Speed |  |  |  | 49900 | 2884 | 17.3 | 11.2 | 58400 | 3111 | 5.5 | 4.2 | Federally-Regulated Commercial & Industrial Equipment | 06/29/2016 |  | 10/10/2017
Enertech Global, LLC | Hydron Module | HVS048*2***1 |  | Water-Source | WBAHP: Heat Pump Packaged Unit | Heat Pump | 230 | 3 |  |  |  | Single-Speed |  |  |  | 49900 | 2884 | 17.3 | 11.2 | 58400 | 3111 | 5.5 | 4.2 | Federally-Regulated Commercial & Industrial Equipment | 06/29/2016 |  | 10/10/2017
Enertech Global, LLC | Hydron Module | HVS048*2***1 |  | Ground-Water-Source | WBAHP: Heat Pump Packaged Unit | Heat Pump | 208 | 3 |  |  |  | Single-Speed |  |  |  | 54900 | 2079 | 26.4 | 16.2 | 47500 | 2900 | 4.8 | 3.6 | Non Federally-Regulated | 06/29/2016 |  | 10/10/2017
Enertech Global, LLC | Hydron Module | HVS048*2***1 |  | Ground-Water-Source | WBAHP: Heat Pump Packaged Unit | Heat Pump | 230 | 3 |  |  |  | Single-Speed |  |  |  | 54900 | 2079 | 26.4 | 16.2 | 47500 | 2900 | 4.8 | 3.6 | Non Federally-Regulated | 06/29/2016 |  | 10/10/2017
Enertech Global, LLC | Hydron Module | HVS048*2***1 |  | Ground-Source | WBAHP: Heat Pump Packaged Unit | Heat Pump | 208 | 3 |  |  |  | Single-Speed |  |  |  | 51600 | 2567 | 20.1 | 13.4 | 38700 | 2908 | 3.9 | 3.1 | Non Federally-Regulated | 06/29/2016 |  | 10/10/2017
Enertech Global, LLC | Hydron Module | HVS048*2***1 |  | Ground-Source | WBAHP: Heat Pump Packaged Unit | Heat Pump | 230 | 3 |  |  |  | Single-Speed |  |  |  | 51600 | 2567 | 20.1 | 13.4 | 38700 | 2908 | 3.9 | 3.1 | Non Federally-Regulated | 06/29/2016 |  | 10/10/2017
Enertech Global, LLC | Hydron Module | HVS048*3 |  | Water-Source | WBAHP: Heat Pump Packaged Unit | Heat Pump | 460 | 3 |  |  |  | Single-Speed |  |  |  | 48500 | 3190 | 15.2 | 11.2 | 58900 | 3452 | 5 | 4.2 | Federally-Regulated Commercial & Industrial Equipment | 06/29/2016 |  | 10/10/2017
Enertech Global, LLC | Hydron Module | HVS048*3 |  | Ground-Water-Source | WBAHP: Heat Pump Packaged Unit | Heat Pump | 460 | 3 |  |  |  | Single-Speed |  |  |  | 53400 | 2362 | 22.6 | 16.2 | 48100 | 3203 | 4.4 | 3.6 | Non Federally-Regulated | 06/29/2016 |  | 10/10/2017
Enertech Global, LLC | Hydron Module | HVS048*3 |  | Ground-Source | WBAHP: Heat Pump Packaged Unit | Heat Pump | 460 | 3 |  |  |  | Single-Speed |  |  |  | 50500 | 2869 | 17.6 | 13.4 | 39600 | 3223 | 3.6 | 3.1 | Non Federally-Regulated | 06/29/2016 |  | 10/10/2017
Enertech Global, LLC | Hydron Module | HVS048*3***1 |  | Water-Source | WBAHP: Heat Pump Packaged Unit | Heat Pump | 460 | 3 |  |  |  | Single-Speed |  |  |  | 49900 | 2884 | 17.3 | 11.2 | 58400 | 3111 | 5.5 | 4.2 | Federally-Regulated Commercial & Industrial Equipment | 06/29/2016 |  | 10/10/2017
Enertech Global, LLC | Hydron Module | HVS048*3***1 |  | Ground-Water-Source | WBAHP: Heat Pump Packaged Unit | Heat Pump | 460 | 3 |  |  |  | Single-Speed |  |  |  | 54900 | 2079 | 26.4 | 16.2 | 47500 | 2900 | 4.8 | 3.6 | Non Federally-Regulated | 06/29/2016 |  | 10/10/2017
Enertech Global, LLC | Hydron Module | HVS048*3***1 |  | Ground-Source | WBAHP: Heat Pump Packaged Unit | Heat Pump | 460 | 3 |  |  |  | Single-Speed |  |  |  | 51600 | 2567 | 20.1 | 13.4 | 38700 | 2908 | 3.9 | 3.1 | Non Federally-Regulated | 06/29/2016 |  | 10/10/2017
Enertech Global, LLC | Hydron Module | HVS048*4 |  | Water-Source | WBAHP: Heat Pump Packaged Unit | Heat Pump | 575 | 3 |  |  |  | Single-Speed |  |  |  | 48500 | 3190 | 15.2 | 11.2 | 58900 | 3452 | 5 | 4.2 | Federally-Regulated Commercial & Industrial Equipment | 06/29/2016 |  | 10/10/2017
Enertech Global, LLC | Hydron Module | HVS048*4 |  | Ground-Water-Source | WBAHP: Heat Pump Packaged Unit | Heat Pump | 575 | 3 |  |  |  | Single-Speed |  |  |  | 53400 | 2362 | 22.6 | 16.2 | 48100 | 3203 | 4.4 | 3.6 | Non Federally-Regulated | 06/29/2016 |  | 10/10/2017
Enertech Global, LLC | Hydron Module | HVS048*4 |  | Ground-Source | WBAHP: Heat Pump Packaged Unit | Heat Pump | 575 | 3 |  |  |  | Single-Speed |  |  |  | 50500 | 2869 | 17.6 | 13.4 | 39600 | 3223 | 3.6 | 3.1 | Non Federally-Regulated | 06/29/2016 |  | 10/10/2017
Enertech Global, LLC | Hydron Module | HVT060 |  | Water-Source | WBAHP: Heat Pump Packaged Unit | Heat Pump | 208 | 1 |  |  |  | Single-Speed |  |  |  | 58600 | 3805 | 15.4 | 11.2 | 70500 | 4051 | 5.1 | 4.2 | Federally-Regulated Commercial & Industrial Equipment | 06/29/2016 |  | 10/10/2017
Enertech Global, LLC | Hydron Module | HVT060 |  | Water-Source | WBAHP: Heat Pump Packaged Unit | Heat Pump | 230 | 1 |  |  |  | Single-Speed |  |  |  | 58600 | 3805 | 15.4 | 11.2 | 70500 | 4051 | 5.1 | 4.2 | Federally-Regulated Commercial & Industrial Equipment | 06/29/2016 |  | 10/10/2017
Enertech Global, LLC | Hydron Module | HVT060 |  | Ground-Water-Source | WBAHP: Heat Pump Packaged Unit | Heat Pump | 208 | 1 |  |  |  | Single-Speed |  |  |  | 64200 | 2918 | 22 | 16.2 | 57500 | 3744 | 4.5 | 3.6 | Non Federally-Regulated | 06/29/2016 |  | 10/10/2017
Enertech Global, LLC | Hydron Module | HVT060 |  | Ground-Water-Source | WBAHP: Heat Pump Packaged Unit | Heat Pump | 230 | 1 |  |  |  | Single-Speed |  |  |  | 64200 | 2918 | 22 | 16.2 | 57500 | 3744 | 4.5 | 3.6 | Non Federally-Regulated | 06/29/2016 |  | 10/10/2017
Enertech Global, LLC | Hydron Module | HVT060 |  | Ground-Source | WBAHP: Heat Pump Packaged Unit | Heat Pump | 208 | 1 |  |  |  | Single-Speed |  |  |  | 60900 | 3460 | 17.6 | 13.4 | 46300 | 3570 | 3.8 | 3.1 | Non Federally-Regulated | 06/29/2016 |  | 10/10/2017
Enertech Global, LLC | Hydron Module | HVT060 |  | Ground-Source | WBAHP: Heat Pump Packaged Unit | Heat Pump | 230 | 1 |  |  |  | Single-Speed |  |  |  | 60900 | 3460 | 17.6 | 13.4 | 46300 | 3570 | 3.8 | 3.1 | Non Federally-Regulated | 06/29/2016 |  | 10/10/2017
Enertech Global, LLC | Hydron Module | HVT060*2 |  | Water-Source | WBAHP: Heat Pump Packaged Unit | Heat Pump | 208 | 3 |  |  |  | Single-Speed |  |  |  | 58600 | 3805 | 15.4 | 11.2 | 70500 | 4051 | 5.1 | 4.2 | Federally-Regulated Commercial & Industrial Equipment | 06/29/2016 |  | 10/10/2017
Enertech Global, LLC | Hydron Module | HVT060*2 |  | Water-Source | WBAHP: Heat Pump Packaged Unit | Heat Pump | 230 | 3 |  |  |  | Single-Speed |  |  |  | 58600 | 3805 | 15.4 | 11.2 | 70500 | 4051 | 5.1 | 4.2 | Federally-Regulated Commercial & Industrial Equipment | 06/29/2016 |  | 10/10/2017
Enertech Global, LLC | Hydron Module | HVT060*2 |  | Ground-Water-Source | WBAHP: Heat Pump Packaged Unit | Heat Pump | 208 | 3 |  |  |  | Single-Speed |  |  |  | 64200 | 2918 | 22 | 16.2 | 57500 | 3744 | 4.5 | 3.6 | Non Federally-Regulated | 06/29/2016 |  | 10/10/2017
Enertech Global, LLC | Hydron Module | HVT060*2 |  | Ground-Water-Source | WBAHP: Heat Pump Packaged Unit | Heat Pump | 230 | 3 |  |  |  | Single-Speed |  |  |  | 64200 | 2918 | 22 | 16.2 | 57500 | 3744 | 4.5 | 3.6 | Non Federally-Regulated | 06/29/2016 |  | 10/10/2017
Enertech Global, LLC | Hydron Module | HVT060*2 |  | Ground-Source | WBAHP: Heat Pump Packaged Unit | Heat Pump | 208 | 3 |  |  |  | Single-Speed |  |  |  | 60900 | 3460 | 17.6 | 13.4 | 46300 | 3570 | 3.8 | 3.1 | Non Federally-Regulated | 06/29/2016 |  | 10/10/2017
Enertech Global, LLC | Hydron Module | HVT060*2 |  | Ground-Source | WBAHP: Heat Pump Packaged Unit | Heat Pump | 230 | 3 |  |  |  | Single-Speed |  |  |  | 60900 | 3460 | 17.6 | 13.4 | 46300 | 3570 | 3.8 | 3.1 | Non Federally-Regulated | 06/29/2016 |  | 10/10/2017
Enertech Global, LLC | Hydron Module | HVT060*3 |  | Water-Source | WBAHP: Heat Pump Packaged Unit | Heat Pump | 460 | 3 |  |  |  | Single-Speed |  |  |  | 58600 | 3805 | 15.4 | 11.2 | 70500 | 4051 | 5.1 | 4.2 | Federally-Regulated Commercial & Industrial Equipment | 06/29/2016 |  | 10/10/2017
Enertech Global, LLC | Hydron Module | HVT060*3 |  | Ground-Water-Source | WBAHP: Heat Pump Packaged Unit | Heat Pump | 460 | 3 |  |  |  | Single-Speed |  |  |  | 64200 | 2918 | 22 | 16.2 | 57500 | 3744 | 4.5 | 3.6 | Non Federally-Regulated | 06/29/2016 |  | 10/10/2017
Enertech Global, LLC | Hydron Module | HVT060*3 |  | Ground-Source | WBAHP: Heat Pump Packaged Unit | Heat Pump | 460 | 3 |  |  |  | Single-Speed |  |  |  | 60900 | 3460 | 17.6 | 13.4 | 46300 | 3570 | 3.8 | 3.1 | Non Federally-Regulated | 06/29/2016 |  | 10/10/2017
Enertech Global, LLC | Hydron Module | HVT060*A |  | Water-Source | WBAHP: Heat Pump Packaged Unit | Heat Pump | 265 | 1 |  |  |  | Single-Speed |  |  |  | 58600 | 3805 | 15.4 | 11.2 | 70500 | 4051 | 5.1 | 4.2 | Federally-Regulated Commercial & Industrial Equipment | 06/29/2016 |  | 10/10/2017
Enertech Global, LLC | Hydron Module | HVT060*A |  | Ground-Water-Source | WBAHP: Heat Pump Packaged Unit | Heat Pump | 265 | 1 |  |  |  | Single-Speed |  |  |  | 64200 | 2918 | 22 | 16.2 | 57500 | 3744 | 4.5 | 3.6 | Non Federally-Regulated | 06/29/2016 |  | 10/10/2017
Enertech Global, LLC | Hydron Module | HVT060*A |  | Ground-Source | WBAHP: Heat Pump Packaged Unit | Heat Pump | 265 | 1 |  |  |  | Single-Speed |  |  |  | 60900 | 3460 | 17.6 | 13.4 | 46300 | 3570 | 3.8 | 3.1 | Non Federally-Regulated | 06/29/2016 |  | 10/10/2017
Enertech Global, LLC | Hydron Module | HVT072 |  | Water-Source | WBAHP: Heat Pump Packaged Unit | Heat Pump | 208 | 1 |  |  |  | Single-Speed | 4071 | 726 |  | 66200 | 4797 | 13.8 | 12 | 79200 | 5045 | 4.6 | 4.2 | Federally-Regulated Commercial & Industrial Equipment | 06/29/2016 |  | 10/10/2017
Enertech Global, LLC | Hydron Module | HVT072 |  | Water-Source | WBAHP: Heat Pump Packaged Unit | Heat Pump | 230 | 1 |  |  |  | Single-Speed | 4071 | 726 |  | 66200 | 4797 | 13.8 | 12 | 79200 | 5045 | 4.6 | 4.2 | Federally-Regulated Commercial & Industrial Equipment | 06/29/2016 |  | 10/10/2017
Enertech Global, LLC | Hydron Module | HVT072 |  | Ground-Water-Source | WBAHP: Heat Pump Packaged Unit | Heat Pump | 208 | 1 |  |  |  | Single-Speed | 2926 | 726 |  | 72800 | 3695 | 19.7 | 16.2 | 64700 | 4624 | 4.1 | 3.6 | Non Federally-Regulated | 06/29/2016 |  | 10/10/2017
Enertech Global, LLC | Hydron Module | HVT072 |  | Ground-Water-Source | WBAHP: Heat Pump Packaged Unit | Heat Pump | 230 | 1 |  |  |  | Single-Speed | 2926 | 726 |  | 72800 | 3695 | 19.7 | 16.2 | 64700 | 4624 | 4.1 | 3.6 | Non Federally-Regulated | 06/29/2016 |  | 10/10/2017
Enertech Global, LLC | Hydron Module | HVT072 |  | Ground-Source | WBAHP: Heat Pump Packaged Unit | Heat Pump | 208 | 1 |  |  |  | Single-Speed | 3635 | 726 |  | 68900 | 4360 | 15.8 | 13.4 | 51800 | 4465 | 3.4 | 3.1 | Non Federally-Regulated | 06/29/2016 |  | 10/10/2017
Enertech Global, LLC | Hydron Module | HVT072 |  | Ground-Source | WBAHP: Heat Pump Packaged Unit | Heat Pump | 230 | 1 |  |  |  | Single-Speed | 3635 | 726 |  | 68900 | 4360 | 15.8 | 13.4 | 51800 | 4465 | 3.4 | 3.1 | Non Federally-Regulated | 06/29/2016 |  | 10/10/2017
Enertech Global, LLC | Hydron Module | HVT072*2 |  | Water-Source | WBAHP: Heat Pump Packaged Unit | Heat Pump | 208 | 3 |  |  |  | Single-Speed | 4071 | 726 |  | 66200 | 4797 | 13.8 | 12 | 79200 | 5045 | 4.6 | 4.2 | Federally-Regulated Commercial & Industrial Equipment | 06/29/2016 |  | 10/10/2017
Enertech Global, LLC | Hydron Module | HVT072*2 |  | Water-Source | WBAHP: Heat Pump Packaged Unit | Heat Pump | 230 | 3 |  |  |  | Single-Speed | 4071 | 726 |  | 66200 | 4797 | 13.8 | 12 | 79200 | 5045 | 4.6 | 4.2 | Federally-Regulated Commercial & Industrial Equipment | 06/29/2016 |  | 10/10/2017
Enertech Global, LLC | Hydron Module | HVT072*2 |  | Ground-Water-Source | WBAHP: Heat Pump Packaged Unit | Heat Pump | 208 | 3 |  |  |  | Single-Speed | 2969 | 726 |  | 72800 | 3695 | 19.7 | 16.2 | 64700 | 4624 | 4.1 | 3.6 | Non Federally-Regulated | 06/29/2016 |  | 10/10/2017
Enertech Global, LLC | Hydron Module | HVT072*2 |  | Ground-Water-Source | WBAHP: Heat Pump Packaged Unit | Heat Pump | 230 | 3 |  |  |  | Single-Speed | 2969 | 726 |  | 72800 | 3695 | 19.7 | 16.2 | 64700 | 4624 | 4.1 | 3.6 | Non Federally-Regulated | 06/29/2016 |  | 10/10/2017
Enertech Global, LLC | Hydron Module | HVT072*2 |  | Ground-Source | WBAHP: Heat Pump Packaged Unit | Heat Pump | 208 | 3 |  |  |  | Single-Speed | 3635 | 726 |  | 68900 | 4360 | 15.8 | 13.4 | 51800 | 4465 | 3.4 | 3.1 | Non Federally-Regulated | 06/29/2016 |  | 10/10/2017
Enertech Global, LLC | Hydron Module | HVT072*2 |  | Ground-Source | WBAHP: Heat Pump Packaged Unit | Heat Pump | 230 | 3 |  |  |  | Single-Speed | 3635 | 726 |  | 68900 | 4360 | 15.8 | 13.4 | 51800 | 4465 | 3.4 | 3.1 | Non Federally-Regulated | 06/29/2016 |  | 10/10/2017
Enertech Global, LLC | Hydron Module | HVT072*3 |  | Water-Source | WBAHP: Heat Pump Packaged Unit | Heat Pump | 460 | 3 |  |  |  | Single-Speed | 4071 | 726 |  | 66200 | 4797 | 13.8 | 12 | 79200 | 5045 | 4.6 | 4.2 | Federally-Regulated Commercial & Industrial Equipment | 06/29/2016 |  | 10/10/2017
Enertech Global, LLC | Hydron Module | HVT072*3 |  | Ground-Water-Source | WBAHP: Heat Pump Packaged Unit | Heat Pump | 460 | 3 |  |  |  | Single-Speed | 2969 | 726 |  | 72800 | 3695 | 19.7 | 16.2 | 64700 | 4624 | 4.1 | 3.6 | Non Federally-Regulated | 06/29/2016 |  | 10/10/2017
Enertech Global, LLC | Hydron Module | HVT072*3 |  | Ground-Source | WBAHP: Heat Pump Packaged Unit | Heat Pump | 460 | 3 |  |  |  | Single-Speed | 3635 | 726 |  | 68900 | 4360 | 15.8 | 13.4 | 51800 | 4465 | 3.4 | 3.1 | Non Federally-Regulated | 06/29/2016 |  | 10/10/2017
Enertech Global, LLC | Tetco | TVS015 |  | Water-Source | WBAHP: Heat Pump Packaged Unit | Heat Pump | 208 | 1 |  |  |  | Single-Speed |  |  |  | 15100 | 862 | 17.5 | 11.2 | 17900 | 874 | 6 | 4.2 | Federally-Regulated Commercial & Industrial Equipment | 06/29/2016 |  | 10/10/2017
Enertech Global, LLC | Tetco | TVS015 |  | Water-Source | WBAHP: Heat Pump Packaged Unit | Heat Pump | 230 | 1 |  |  |  | Single-Speed |  |  |  | 15100 | 862 | 17.5 | 11.2 | 17900 | 874 | 6 | 4.2 | Federally-Regulated Commercial & Industrial Equipment | 06/29/2016 |  | 10/10/2017
Enertech Global, LLC | Tetco | TVS015 |  | Ground-Water-Source | WBAHP: Heat Pump Packaged Unit | Heat Pump | 208 | 1 |  |  |  | Single-Speed |  |  |  | 17500 | 607 | 28.8 | 16.2 | 14600 | 838 | 5.1 | 3.6 | Non Federally-Regulated | 06/29/2016 |  | 10/10/2017
Enertech Global, LLC | Tetco | TVS015 |  | Ground-Water-Source | WBAHP: Heat Pump Packaged Unit | Heat Pump | 230 | 1 |  |  |  | Single-Speed |  |  |  | 17500 | 607 | 28.8 | 16.2 | 14600 | 838 | 5.1 | 3.6 | Non Federally-Regulated | 06/29/2016 |  | 10/10/2017
Enertech Global, LLC | Tetco | TVS015 |  | Ground-Source | WBAHP: Heat Pump Packaged Unit | Heat Pump | 208 | 1 |  |  |  | Single-Speed |  |  |  | 16000 | 808 | 19.8 | 13.4 | 11600 | 829 | 4.1 | 3.1 | Non Federally-Regulated | 06/29/2016 |  | 10/10/2017
Enertech Global, LLC | Tetco | TVS015 |  | Ground-Source | WBAHP: Heat Pump Packaged Unit | Heat Pump | 230 | 1 |  |  |  | Single-Speed |  |  |  | 16000 | 808 | 19.8 | 13.4 | 11600 | 829 | 4.1 | 3.1 | Non Federally-Regulated | 06/29/2016 |  | 10/10/2017
Enertech Global, LLC | Tetco | TVS015*****1 |  | Water-Source | WBAHP: Heat Pump Packaged Unit | Heat Pump | 208 | 1 |  |  |  | Single-Speed |  |  |  | 15200 | 808 | 18.8 | 11.2 | 17700 | 810 | 6.4 | 4.2 | Federally-Regulated Commercial & Industrial Equipment | 06/29/2016 |  | 10/10/2017
Enertech Global, LLC | Tetco | TVS015*****1 |  | Water-Source | WBAHP: Heat Pump Packaged Unit | Heat Pump | 230 | 1 |  |  |  | Single-Speed |  |  |  | 15200 | 808 | 18.8 | 11.2 | 17700 | 810 | 6.4 | 4.2 | Federally-Regulated Commercial & Industrial Equipment | 06/29/2016 |  | 10/10/2017
Enertech Global, LLC | Tetco | TVS015*****1 |  | Ground-Water-Source | WBAHP: Heat Pump Packaged Unit | Heat Pump | 208 | 1 |  |  |  | Single-Speed |  |  |  | 17400 | 550 | 31.6 | 16.2 | 14400 | 781 | 5.4 | 3.6 | Non Federally-Regulated | 06/29/2016 |  | 10/10/2017
Enertech Global, LLC | Tetco | TVS015*****1 |  | Ground-Water-Source | WBAHP: Heat Pump Packaged Unit | Heat Pump | 230 | 1 |  |  |  | Single-Speed |  |  |  | 17400 | 550 | 31.6 | 16.2 | 14400 | 781 | 5.4 | 3.6 | Non Federally-Regulated | 06/29/2016 |  | 10/10/2017
Enertech Global, LLC | Tetco | TVS015*****1 |  | Ground-Source | WBAHP: Heat Pump Packaged Unit | Heat Pump | 208 | 1 |  |  |  | Single-Speed |  |  |  | 16000 | 717 | 22.3 | 13.4 | 11500 | 783 | 4.3 | 3.1 | Non Federally-Regulated | 06/29/2016 |  | 10/10/2017
Enertech Global, LLC | Tetco | TVS015*****1 |  | Ground-Source | WBAHP: Heat Pump Packaged Unit | Heat Pump | 230 | 1 |  |  |  | Single-Speed |  |  |  | 16000 | 717 | 22.3 | 13.4 | 11500 | 783 | 4.3 | 3.1 | Non Federally-Regulated | 06/29/2016 |  | 10/10/2017
Enertech Global, LLC | Tetco | TVS015*A |  | Water-Source | WBAHP: Heat Pump Packaged Unit | Heat Pump | 265 | 1 |  |  |  | Single-Speed |  |  |  | 15100 | 862 | 17.5 | 11.2 | 17900 | 874 | 6 | 4.2 | Federally-Regulated Commercial & Industrial Equipment | 06/29/2016 |  | 10/10/2017
Enertech Global, LLC | Tetco | TVS015*A |  | Ground-Water-Source | WBAHP: Heat Pump Packaged Unit | Heat Pump | 265 | 1 |  |  |  | Single-Speed |  |  |  | 17500 | 607 | 28.8 | 16.2 | 14600 | 838 | 5.1 | 3.6 | Non Federally-Regulated | 06/29/2016 |  | 10/10/2017
Enertech Global, LLC | Tetco | TVS015*A |  | Ground-Source | WBAHP: Heat Pump Packaged Unit | Heat Pump | 265 | 1 |  |  |  | Single-Speed |  |  |  | 16000 | 808 | 19.8 | 13.4 | 11600 | 829 | 4.1 | 3.1 | Non Federally-Regulated | 06/29/2016 |  | 10/10/2017
Enertech Global, LLC | Tetco | TVS015*A***1 |  | Water-Source | WBAHP: Heat Pump Packaged Unit | Heat Pump | 265 | 1 |  |  |  | Single-Speed |  |  |  | 15200 | 808 | 18.8 | 11.2 | 17700 | 810 | 6.4 | 4.2 | Federally-Regulated Commercial & Industrial Equipment | 06/29/2016 |  | 10/10/2017
Enertech Global, LLC | Tetco | TVS015*A***1 |  | Ground-Water-Source | WBAHP: Heat Pump Packaged Unit | Heat Pump | 265 | 1 |  |  |  | Single-Speed |  |  |  | 17400 | 550 | 31.6 | 16.2 | 14400 | 781 | 5.4 | 3.6 | Non Federally-Regulated | 06/29/2016 |  | 10/10/2017
Enertech Global, LLC | Tetco | TVS015*A***1 |  | Ground-Source | WBAHP: Heat Pump Packaged Unit | Heat Pump | 265 | 1 |  |  |  | Single-Speed |  |  |  | 16000 | 717 | 22.3 | 13.4 | 11500 | 783 | 4.3 | 3.1 | Non Federally-Regulated | 06/29/2016 |  | 10/10/2017
Enertech Global, LLC | Tetco | TVS030 |  | Water-Source | WBAHP: Heat Pump Packaged Unit | Heat Pump | 208 | 1 |  |  |  | Single-Speed |  |  |  | 28600 | 1798 | 15.9 | 11.2 | 34900 | 1894 | 5.4 | 4.2 | Federally-Regulated Commercial & Industrial Equipment | 06/29/2016 |  | 10/10/2017
Enertech Global, LLC | Tetco | TVS030 |  | Water-Source | WBAHP: Heat Pump Packaged Unit | Heat Pump | 230 | 1 |  |  |  | Single-Speed |  |  |  | 28600 | 1798 | 15.9 | 11.2 | 34900 | 1894 | 5.4 | 4.2 | Federally-Regulated Commercial & Industrial Equipment | 06/29/2016 |  | 10/10/2017
Enertech Global, LLC | Tetco | TVS030 |  | Ground-Water-Source | WBAHP: Heat Pump Packaged Unit | Heat Pump | 208 | 1 |  |  |  | Single-Speed |  |  |  | 31000 | 1324 | 23.4 | 16.2 | 28700 | 1789 | 4.7 | 3.6 | Non Federally-Regulated | 06/29/2016 |  | 10/10/2017
Enertech Global, LLC | Tetco | TVS030 |  | Ground-Water-Source | WBAHP: Heat Pump Packaged Unit | Heat Pump | 230 | 1 |  |  |  | Single-Speed |  |  |  | 31000 | 1324 | 23.4 | 16.2 | 28700 | 1789 | 4.7 | 3.6 | Non Federally-Regulated | 06/29/2016 |  | 10/10/2017
Enertech Global, LLC | Tetco | TVS030 |  | Ground-Source | WBAHP: Heat Pump Packaged Unit | Heat Pump | 208 | 1 |  |  |  | Single-Speed |  |  |  | 30100 | 1627 | 18.5 | 13.4 | 22300 | 1675 | 3.9 | 3.1 | Non Federally-Regulated | 06/29/2016 |  | 10/10/2017
Enertech Global, LLC | Tetco | TVS030 |  | Ground-Source | WBAHP: Heat Pump Packaged Unit | Heat Pump | 230 | 1 |  |  |  | Single-Speed |  |  |  | 30100 | 1627 | 18.5 | 13.4 | 22300 | 1675 | 3.9 | 3.1 | Non Federally-Regulated | 06/29/2016 |  | 10/10/2017
Enertech Global, LLC | Tetco | TVS030*2 |  | Water-Source | WBAHP: Heat Pump Packaged Unit | Heat Pump | 208 | 3 |  |  |  | Single-Speed |  |  |  | 28600 | 1798 | 15.9 | 11.2 | 34900 | 1894 | 5.4 | 4.2 | Federally-Regulated Commercial & Industrial Equipment | 06/29/2016 |  | 10/10/2017
Enertech Global, LLC | Tetco | TVS030*2 |  | Water-Source | WBAHP: Heat Pump Packaged Unit | Heat Pump | 230 | 3 |  |  |  | Single-Speed |  |  |  | 28600 | 1798 | 15.9 | 11.2 | 34900 | 1894 | 5.4 | 4.2 | Federally-Regulated Commercial & Industrial Equipment | 06/29/2016 |  | 10/10/2017
Enertech Global, LLC | Tetco | TVS030*2 |  | Ground-Water-Source | WBAHP: Heat Pump Packaged Unit | Heat Pump | 208 | 3 |  |  |  | Single-Speed |  |  |  | 31000 | 1324 | 23.4 | 16.2 | 28700 | 1789 | 4.7 | 3.6 | Non Federally-Regulated | 06/29/2016 |  | 10/10/2017
Enertech Global, LLC | Tetco | TVS030*2 |  | Ground-Water-Source | WBAHP: Heat Pump Packaged Unit | Heat Pump | 230 | 3 |  |  |  | Single-Speed |  |  |  | 31000 | 1324 | 23.4 | 16.2 | 28700 | 1789 | 4.7 | 3.6 | Non Federally-Regulated | 06/29/2016 |  | 10/10/2017
Enertech Global, LLC | Tetco | TVS030*2 |  | Ground-Source | WBAHP: Heat Pump Packaged Unit | Heat Pump | 208 | 3 |  |  |  | Single-Speed |  |  |  | 30100 | 1627 | 18.5 | 13.4 | 22300 | 1675 | 3.9 | 3.1 | Non Federally-Regulated | 06/29/2016 |  | 10/10/2017
Enertech Global, LLC | Tetco | TVS030*2 |  | Ground-Source | WBAHP: Heat Pump Packaged Unit | Heat Pump | 230 | 3 |  |  |  | Single-Speed |  |  |  | 30100 | 1627 | 18.5 | 13.4 | 22300 | 1675 | 3.9 | 3.1 | Non Federally-Regulated | 06/29/2016 |  | 10/10/2017
Enertech Global, LLC | Tetco | TVS030*3 |  | Water-Source | WBAHP: Heat Pump Packaged Unit | Heat Pump | 460 | 3 |  |  |  | Single-Speed |  |  |  | 28600 | 1798 | 15.9 | 11.2 | 34900 | 1894 | 5.4 | 4.2 | Federally-Regulated Commercial & Industrial Equipment | 06/29/2016 |  | 10/10/2017
Enertech Global, LLC | Tetco | TVS030*3 |  | Ground-Water-Source | WBAHP: Heat Pump Packaged Unit | Heat Pump | 460 | 3 |  |  |  | Single-Speed |  |  |  | 31000 | 1324 | 23.4 | 16.2 | 28700 | 1789 | 4.7 | 3.6 | Non Federally-Regulated | 06/29/2016 |  | 10/10/2017
Enertech Global, LLC | Tetco | TVS030*3 |  | Ground-Source | WBAHP: Heat Pump Packaged Unit | Heat Pump | 460 | 3 |  |  |  | Single-Speed |  |  |  | 30100 | 1627 | 18.5 | 13.4 | 22300 | 1675 | 3.9 | 3.1 | Non Federally-Regulated | 06/29/2016 |  | 10/10/2017
Enertech Global, LLC | Tetco | TVS030*4 |  | Water-Source | WBAHP: Heat Pump Packaged Unit | Heat Pump | 575 | 3 |  |  |  | Single-Speed |  |  |  | 28600 | 1798 | 15.9 | 11.2 | 34900 | 1894 | 5.4 | 4.2 | Federally-Regulated Commercial & Industrial Equipment | 06/29/2016 |  | 10/10/2017
Enertech Global, LLC | Tetco | TVS030*4 |  | Ground-Water-Source | WBAHP: Heat Pump Packaged Unit | Heat Pump | 575 | 3 |  |  |  | Single-Speed |  |  |  | 31000 | 1324 | 23.4 | 16.2 | 28700 | 1789 | 4.7 | 3.6 | Non Federally-Regulated | 06/29/2016 |  | 10/10/2017
Enertech Global, LLC | Tetco | TVS030*4 |  | Ground-Source | WBAHP: Heat Pump Packaged Unit | Heat Pump | 575 | 3 |  |  |  | Single-Speed |  |  |  | 30100 | 1627 | 18.5 | 13.4 | 22300 | 1675 | 3.9 | 3.1 | Non Federally-Regulated | 06/29/2016 |  | 10/10/2017
Enertech Global, LLC | Tetco | TVS030*A |  | Water-Source | WBAHP: Heat Pump Packaged Unit | Heat Pump | 265 | 1 |  |  |  | Single-Speed |  |  |  | 28600 | 1798 | 15.9 | 11.2 | 34900 | 1894 | 5.4 | 4.2 | Federally-Regulated Commercial & Industrial Equipment | 06/29/2016 |  | 10/10/2017
Enertech Global, LLC | Tetco | TVS030*A |  | Ground-Water-Source | WBAHP: Heat Pump Packaged Unit | Heat Pump | 265 | 1 |  |  |  | Single-Speed |  |  |  | 31000 | 1324 | 23.4 | 16.2 | 28700 | 1789 | 4.7 | 3.6 | Non Federally-Regulated | 06/29/2016 |  | 10/10/2017
Enertech Global, LLC | Tetco | TVS030*A |  | Ground-Source | WBAHP: Heat Pump Packaged Unit | Heat Pump | 265 | 1 |  |  |  | Single-Speed |  |  |  | 30100 | 1627 | 18.5 | 13.4 | 22300 | 1675 | 3.9 | 3.1 | Non Federally-Regulated | 06/29/2016 |  | 10/10/2017
Enertech Global, LLC | Tetco | TVS048 |  | Water-Source | WBAHP: Heat Pump Packaged Unit | Heat Pump | 208 | 1 |  |  |  | Single-Speed |  |  |  | 48500 | 3190 | 15.2 | 11.2 | 58900 | 3452 | 5 | 4.2 | Federally-Regulated Commercial & Industrial Equipment | 06/29/2016 |  | 10/10/2017
Enertech Global, LLC | Tetco | TVS048 |  | Water-Source | WBAHP: Heat Pump Packaged Unit | Heat Pump | 230 | 1 |  |  |  | Single-Speed |  |  |  | 48500 | 3190 | 15.2 | 11.2 | 58900 | 3452 | 5 | 4.2 | Federally-Regulated Commercial & Industrial Equipment | 06/29/2016 |  | 10/10/2017
Enertech Global, LLC | Tetco | TVS048 |  | Ground-Water-Source | WBAHP: Heat Pump Packaged Unit | Heat Pump | 208 | 1 |  |  |  | Single-Speed |  |  |  | 53400 | 2362 | 22.6 | 16.2 | 48100 | 3203 | 4.4 | 3.6 | Non Federally-Regulated | 06/29/2016 |  | 10/10/2017
Enertech Global, LLC | Tetco | TVS048 |  | Ground-Water-Source | WBAHP: Heat Pump Packaged Unit | Heat Pump | 230 | 1 |  |  |  | Single-Speed |  |  |  | 53400 | 2362 | 22.6 | 16.2 | 48100 | 3203 | 4.4 | 3.6 | Non Federally-Regulated | 06/29/2016 |  | 10/10/2017
Enertech Global, LLC | Tetco | TVS048 |  | Ground-Source | WBAHP: Heat Pump Packaged Unit | Heat Pump | 208 | 1 |  |  |  | Single-Speed |  |  |  | 50500 | 2869 | 17.6 | 13.4 | 39600 | 3223 | 3.6 | 3.1 | Non Federally-Regulated | 06/29/2016 |  | 10/10/2017
Enertech Global, LLC | Tetco | TVS048 |  | Ground-Source | WBAHP: Heat Pump Packaged Unit | Heat Pump | 230 | 1 |  |  |  | Single-Speed |  |  |  | 50500 | 2869 | 17.6 | 13.4 | 39600 | 3223 | 3.6 | 3.1 | Non Federally-Regulated | 06/29/2016 |  | 10/10/2017
Enertech Global, LLC | Tetco | TVS048*****1 |  | Water-Source | WBAHP: Heat Pump Packaged Unit | Heat Pump | 208 | 1 |  |  |  | Single-Speed |  |  |  | 49900 | 2884 | 17.3 | 11.2 | 58400 | 3111 | 5.5 | 4.2 | Federally-Regulated Commercial & Industrial Equipment | 06/29/2016 |  | 10/10/2017
Enertech Global, LLC | Tetco | TVS048*****1 |  | Water-Source | WBAHP: Heat Pump Packaged Unit | Heat Pump | 230 | 1 |  |  |  | Single-Speed |  |  |  | 49900 | 2884 | 17.3 | 11.2 | 58400 | 3111 | 5.5 | 4.2 | Federally-Regulated Commercial & Industrial Equipment | 06/29/2016 |  | 10/10/2017
Enertech Global, LLC | Tetco | TVS048*****1 |  | Ground-Water-Source | WBAHP: Heat Pump Packaged Unit | Heat Pump | 208 | 1 |  |  |  | Single-Speed |  |  |  | 54900 | 2079 | 26.4 | 16.2 | 47500 | 2900 | 4.8 | 3.6 | Non Federally-Regulated | 06/29/2016 |  | 10/10/2017
Enertech Global, LLC | Tetco | TVS048*****1 |  | Ground-Water-Source | WBAHP: Heat Pump Packaged Unit | Heat Pump | 230 | 1 |  |  |  | Single-Speed |  |  |  | 54900 | 2079 | 26.4 | 16.2 | 47500 | 2900 | 4.8 | 3.6 | Non Federally-Regulated | 06/29/2016 |  | 10/10/2017
Enertech Global, LLC | Tetco | TVS048*****1 |  | Ground-Source | WBAHP: Heat Pump Packaged Unit | Heat Pump | 208 | 1 |  |  |  | Single-Speed |  |  |  | 51600 | 2567 | 20.1 | 13.4 | 38700 | 2908 | 3.9 | 3.1 | Non Federally-Regulated | 06/29/2016 |  | 10/10/2017
Enertech Global, LLC | Tetco | TVS048*****1 |  | Ground-Source | WBAHP: Heat Pump Packaged Unit | Heat Pump | 230 | 1 |  |  |  | Single-Speed |  |  |  | 51600 | 2567 | 20.1 | 13.4 | 38700 | 2908 | 3.9 | 3.1 | Non Federally-Regulated | 06/29/2016 |  | 10/10/2017
Enertech Global, LLC | Tetco | TVS048*2 |  | Water-Source | WBAHP: Heat Pump Packaged Unit | Heat Pump | 208 | 3 |  |  |  | Single-Speed |  |  |  | 48500 | 3190 | 15.2 | 11.2 | 58900 | 3452 | 5 | 4.2 | Federally-Regulated Commercial & Industrial Equipment | 06/29/2016 |  | 10/10/2017
Enertech Global, LLC | Tetco | TVS048*2 |  | Water-Source | WBAHP: Heat Pump Packaged Unit | Heat Pump | 230 | 3 |  |  |  | Single-Speed |  |  |  | 48500 | 3190 | 15.2 | 11.2 | 58900 | 3452 | 5 | 4.2 | Federally-Regulated Commercial & Industrial Equipment | 06/29/2016 |  | 10/10/2017
Enertech Global, LLC | Tetco | TVS048*2 |  | Ground-Water-Source | WBAHP: Heat Pump Packaged Unit | Heat Pump | 208 | 3 |  |  |  | Single-Speed |  |  |  | 53400 | 2362 | 22.6 | 16.2 | 48100 | 3203 | 4.4 | 3.6 | Non Federally-Regulated | 06/29/2016 |  | 10/10/2017
Enertech Global, LLC | Tetco | TVS048*2 |  | Ground-Water-Source | WBAHP: Heat Pump Packaged Unit | Heat Pump | 230 | 3 |  |  |  | Single-Speed |  |  |  | 53400 | 2362 | 22.6 | 16.2 | 48100 | 3203 | 4.4 | 3.6 | Non Federally-Regulated | 06/29/2016 |  | 10/10/2017
Enertech Global, LLC | Tetco | TVS048*2 |  | Ground-Source | WBAHP: Heat Pump Packaged Unit | Heat Pump | 208 | 3 |  |  |  | Single-Speed |  |  |  | 50500 | 2869 | 17.6 | 13.4 | 39600 | 3223 | 3.6 | 3.1 | Non Federally-Regulated | 06/29/2016 |  | 10/10/2017
Enertech Global, LLC | Tetco | TVS048*2 |  | Ground-Source | WBAHP: Heat Pump Packaged Unit | Heat Pump | 230 | 3 |  |  |  | Single-Speed |  |  |  | 50500 | 2869 | 17.6 | 13.4 | 39600 | 3223 | 3.6 | 3.1 | Non Federally-Regulated | 06/29/2016 |  | 10/10/2017
Enertech Global, LLC | Tetco | TVS048*2***1 |  | Water-Source | WBAHP: Heat Pump Packaged Unit | Heat Pump | 208 | 3 |  |  |  | Single-Speed |  |  |  | 49900 | 2884 | 17.3 | 11.2 | 58400 | 3111 | 5.5 | 4.2 | Federally-Regulated Commercial & Industrial Equipment | 06/29/2016 |  | 10/10/2017
Enertech Global, LLC | Tetco | TVS048*2***1 |  | Water-Source | WBAHP: Heat Pump Packaged Unit | Heat Pump | 230 | 3 |  |  |  | Single-Speed |  |  |  | 49900 | 2884 | 17.3 | 11.2 | 58400 | 3111 | 5.5 | 4.2 | Federally-Regulated Commercial & Industrial Equipment | 06/29/2016 |  | 10/10/2017
Enertech Global, LLC | Tetco | TVS048*2***1 |  | Ground-Water-Source | WBAHP: Heat Pump Packaged Unit | Heat Pump | 208 | 3 |  |  |  | Single-Speed |  |  |  | 54900 | 2079 | 26.4 | 16.2 | 47500 | 2900 | 4.8 | 3.6 | Non Federally-Regulated | 06/29/2016 |  | 10/10/2017
Enertech Global, LLC | Tetco | TVS048*2***1 |  | Ground-Water-Source | WBAHP: Heat Pump Packaged Unit | Heat Pump | 230 | 3 |  |  |  | Single-Speed |  |  |  | 54900 | 2079 | 26.4 | 16.2 | 47500 | 2900 | 4.8 | 3.6 | Non Federally-Regulated | 06/29/2016 |  | 10/10/2017
Enertech Global, LLC | Tetco | TVS048*2***1 |  | Ground-Source | WBAHP: Heat Pump Packaged Unit | Heat Pump | 208 | 3 |  |  |  | Single-Speed |  |  |  | 51600 | 2567 | 20.1 | 13.4 | 38700 | 2908 | 3.9 | 3.1 | Non Federally-Regulated | 06/29/2016 |  | 10/10/2017
Enertech Global, LLC | Tetco | TVS048*2***1 |  | Ground-Source | WBAHP: Heat Pump Packaged Unit | Heat Pump | 230 | 3 |  |  |  | Single-Speed |  |  |  | 51600 | 2567 | 20.1 | 13.4 | 38700 | 2908 | 3.9 | 3.1 | Non Federally-Regulated | 06/29/2016 |  | 10/10/2017
Enertech Global, LLC | Tetco | TVS048*3 |  | Water-Source | WBAHP: Heat Pump Packaged Unit | Heat Pump | 460 | 3 |  |  |  | Single-Speed |  |  |  | 48500 | 3190 | 15.2 | 11.2 | 58900 | 3452 | 5 | 4.2 | Federally-Regulated Commercial & Industrial Equipment | 06/29/2016 |  | 10/10/2017
Enertech Global, LLC | Tetco | TVS048*3 |  | Ground-Water-Source | WBAHP: Heat Pump Packaged Unit | Heat Pump | 460 | 3 |  |  |  | Single-Speed |  |  |  | 53400 | 2362 | 22.6 | 16.2 | 48100 | 3203 | 4.4 | 3.6 | Non Federally-Regulated | 06/29/2016 |  | 10/10/2017
Enertech Global, LLC | Tetco | TVS048*3 |  | Ground-Source | WBAHP: Heat Pump Packaged Unit | Heat Pump | 460 | 3 |  |  |  | Single-Speed |  |  |  | 50500 | 2869 | 17.6 | 13.4 | 39600 | 3223 | 3.6 | 3.1 | Non Federally-Regulated | 06/29/2016 |  | 10/10/2017
Enertech Global, LLC | Tetco | TVS048*3***1 |  | Water-Source | WBAHP: Heat Pump Packaged Unit | Heat Pump | 460 | 3 |  |  |  | Single-Speed |  |  |  | 49900 | 2884 | 17.3 | 11.2 | 58400 | 3111 | 5.5 | 4.2 | Federally-Regulated Commercial & Industrial Equipment | 06/29/2016 |  | 10/10/2017
Enertech Global, LLC | Tetco | TVS048*3***1 |  | Ground-Water-Source | WBAHP: Heat Pump Packaged Unit | Heat Pump | 460 | 3 |  |  |  | Single-Speed |  |  |  | 54900 | 2079 | 26.4 | 16.2 | 47500 | 2900 | 4.8 | 3.6 | Non Federally-Regulated | 06/29/2016 |  | 10/10/2017
Enertech Global, LLC | Tetco | TVS048*3***1 |  | Ground-Source | WBAHP: Heat Pump Packaged Unit | Heat Pump | 460 | 3 |  |  |  | Single-Speed |  |  |  | 51600 | 2567 | 20.1 | 13.4 | 38700 | 2908 | 3.9 | 3.1 | Non Federally-Regulated | 06/29/2016 |  | 10/10/2017
Enertech Global, LLC | Tetco | TVS048*4 |  | Water-Source | WBAHP: Heat Pump Packaged Unit | Heat Pump | 575 | 3 |  |  |  | Single-Speed |  |  |  | 48500 | 3190 | 15.2 | 11.2 | 58900 | 3452 | 5 | 4.2 | Federally-Regulated Commercial & Industrial Equipment | 06/29/2016 |  | 10/10/2017
Enertech Global, LLC | Tetco | TVS048*4 |  | Ground-Water-Source | WBAHP: Heat Pump Packaged Unit | Heat Pump | 575 | 3 |  |  |  | Single-Speed |  |  |  | 53400 | 2362 | 22.6 | 16.2 | 48100 | 3203 | 4.4 | 3.6 | Non Federally-Regulated | 06/29/2016 |  | 10/10/2017
Enertech Global, LLC | Tetco | TVS048*4 |  | Ground-Source | WBAHP: Heat Pump Packaged Unit | Heat Pump | 575 | 3 |  |  |  | Single-Speed |  |  |  | 50500 | 2869 | 17.6 | 13.4 | 39600 | 3223 | 3.6 | 3.1 | Non Federally-Regulated | 06/29/2016 |  | 10/10/2017
Enertech Global, LLC | Tetco | TVT060 |  | Water-Source | WBAHP: Heat Pump Packaged Unit | Heat Pump | 208 | 1 |  |  |  | Single-Speed |  |  |  | 58600 | 3805 | 15.4 | 11.2 | 70500 | 4051 | 5.1 | 4.2 | Federally-Regulated Commercial & Industrial Equipment | 06/29/2016 |  | 10/10/2017
Enertech Global, LLC | Tetco | TVT060 |  | Water-Source | WBAHP: Heat Pump Packaged Unit | Heat Pump | 230 | 1 |  |  |  | Single-Speed |  |  |  | 58600 | 3805 | 15.4 | 11.2 | 70500 | 4051 | 5.1 | 4.2 | Federally-Regulated Commercial & Industrial Equipment | 06/29/2016 |  | 10/10/2017
Enertech Global, LLC | Tetco | TVT060 |  | Ground-Water-Source | WBAHP: Heat Pump Packaged Unit | Heat Pump | 208 | 1 |  |  |  | Single-Speed |  |  |  | 64200 | 2918 | 22 | 16.2 | 57500 | 3744 | 4.5 | 3.6 | Non Federally-Regulated | 06/29/2016 |  | 10/10/2017
Enertech Global, LLC | Tetco | TVT060 |  | Ground-Water-Source | WBAHP: Heat Pump Packaged Unit | Heat Pump | 230 | 1 |  |  |  | Single-Speed |  |  |  | 64200 | 2918 | 22 | 16.2 | 57500 | 3744 | 4.5 | 3.6 | Non Federally-Regulated | 06/29/2016 |  | 10/10/2017
Enertech Global, LLC | Tetco | TVT060 |  | Ground-Source | WBAHP: Heat Pump Packaged Unit | Heat Pump | 208 | 1 |  |  |  | Single-Speed |  |  |  | 60900 | 3460 | 17.6 | 13.4 | 46300 | 3570 | 3.8 | 3.1 | Non Federally-Regulated | 06/29/2016 |  | 10/10/2017
Enertech Global, LLC | Tetco | TVT060 |  | Ground-Source | WBAHP: Heat Pump Packaged Unit | Heat Pump | 230 | 1 |  |  |  | Single-Speed |  |  |  | 60900 | 3460 | 17.6 | 13.4 | 46300 | 3570 | 3.8 | 3.1 | Non Federally-Regulated | 06/29/2016 |  | 10/10/2017
Enertech Global, LLC | Tetco | TVT060*2 |  | Water-Source | WBAHP: Heat Pump Packaged Unit | Heat Pump | 208 | 3 |  |  |  | Single-Speed |  |  |  | 58600 | 3805 | 15.4 | 11.2 | 70500 | 4051 | 5.1 | 4.2 | Federally-Regulated Commercial & Industrial Equipment | 06/29/2016 |  | 10/10/2017
Enertech Global, LLC | Tetco | TVT060*2 |  | Water-Source | WBAHP: Heat Pump Packaged Unit | Heat Pump | 230 | 3 |  |  |  | Single-Speed |  |  |  | 58600 | 3805 | 15.4 | 11.2 | 70500 | 4051 | 5.1 | 4.2 | Federally-Regulated Commercial & Industrial Equipment | 06/29/2016 |  | 10/10/2017
Enertech Global, LLC | Tetco | TVT060*2 |  | Ground-Water-Source | WBAHP: Heat Pump Packaged Unit | Heat Pump | 208 | 3 |  |  |  | Single-Speed |  |  |  | 64200 | 2918 | 22 | 16.2 | 57500 | 3744 | 4.5 | 3.6 | Non Federally-Regulated | 06/29/2016 |  | 10/10/2017
Enertech Global, LLC | Tetco | TVT060*2 |  | Ground-Water-Source | WBAHP: Heat Pump Packaged Unit | Heat Pump | 230 | 3 |  |  |  | Single-Speed |  |  |  | 64200 | 2918 | 22 | 16.2 | 57500 | 3744 | 4.5 | 3.6 | Non Federally-Regulated | 06/29/2016 |  | 10/10/2017
Enertech Global, LLC | Tetco | TVT060*2 |  | Ground-Source | WBAHP: Heat Pump Packaged Unit | Heat Pump | 208 | 3 |  |  |  | Single-Speed |  |  |  | 60900 | 3460 | 17.6 | 13.4 | 46300 | 3570 | 3.8 | 3.1 | Non Federally-Regulated | 06/29/2016 |  | 10/10/2017
Enertech Global, LLC | Tetco | TVT060*2 |  | Ground-Source | WBAHP: Heat Pump Packaged Unit | Heat Pump | 230 | 3 |  |  |  | Single-Speed |  |  |  | 60900 | 3460 | 17.6 | 13.4 | 46300 | 3570 | 3.8 | 3.1 | Non Federally-Regulated | 06/29/2016 |  | 10/10/2017
Enertech Global, LLC | Tetco | TVT060*3 |  | Water-Source | WBAHP: Heat Pump Packaged Unit | Heat Pump | 460 | 3 |  |  |  | Single-Speed |  |  |  | 58600 | 3805 | 15.4 | 11.2 | 70500 | 4051 | 5.1 | 4.2 | Federally-Regulated Commercial & Industrial Equipment | 06/29/2016 |  | 10/10/2017
Enertech Global, LLC | Tetco | TVT060*3 |  | Ground-Water-Source | WBAHP: Heat Pump Packaged Unit | Heat Pump | 460 | 3 |  |  |  | Single-Speed |  |  |  | 64200 | 2918 | 22 | 16.2 | 57500 | 3744 | 4.5 | 3.6 | Non Federally-Regulated | 06/29/2016 |  | 10/10/2017
Enertech Global, LLC | Tetco | TVT060*3 |  | Ground-Source | WBAHP: Heat Pump Packaged Unit | Heat Pump | 460 | 3 |  |  |  | Single-Speed |  |  |  | 60900 | 3460 | 17.6 | 13.4 | 46300 | 3570 | 3.8 | 3.1 | Non Federally-Regulated | 06/29/2016 |  | 10/10/2017
Enertech Global, LLC | Tetco | TVT060*A |  | Water-Source | WBAHP: Heat Pump Packaged Unit | Heat Pump | 265 | 1 |  |  |  | Single-Speed |  |  |  | 58600 | 3805 | 15.4 | 11.2 | 70500 | 4051 | 5.1 | 4.2 | Federally-Regulated Commercial & Industrial Equipment | 06/29/2016 |  | 10/10/2017
Enertech Global, LLC | Tetco | TVT060*A |  | Ground-Water-Source | WBAHP: Heat Pump Packaged Unit | Heat Pump | 265 | 1 |  |  |  | Single-Speed |  |  |  | 64200 | 2918 | 22 | 16.2 | 57500 | 3744 | 4.5 | 3.6 | Non Federally-Regulated | 06/29/2016 |  | 10/10/2017
Enertech Global, LLC | Tetco | TVT060*A |  | Ground-Source | WBAHP: Heat Pump Packaged Unit | Heat Pump | 265 | 1 |  |  |  | Single-Speed |  |  |  | 60900 | 3460 | 17.6 | 13.4 | 46300 | 3570 | 3.8 | 3.1 | Non Federally-Regulated | 06/29/2016 |  | 10/10/2017
Enertech Global, LLC | Tetco | TVT072 |  | Water-Source | WBAHP: Heat Pump Packaged Unit | Heat Pump | 208 | 1 |  |  |  | Single-Speed | 4071 | 726 |  | 66200 | 4797 | 13.8 | 12 | 79200 | 5045 | 4.6 | 4.2 | Federally-Regulated Commercial & Industrial Equipment | 06/29/2016 |  | 10/10/2017
Enertech Global, LLC | Tetco | TVT072 |  | Water-Source | WBAHP: Heat Pump Packaged Unit | Heat Pump | 230 | 1 |  |  |  | Single-Speed | 4071 | 726 |  | 66200 | 4797 | 13.8 | 12 | 79200 | 5045 | 4.6 | 4.2 | Federally-Regulated Commercial & Industrial Equipment | 06/29/2016 |  | 10/10/2017
Enertech Global, LLC | Tetco | TVT072 |  | Ground-Water-Source | WBAHP: Heat Pump Packaged Unit | Heat Pump | 208 | 1 |  |  |  | Single-Speed | 2969 | 726 |  | 72800 | 3695 | 19.7 | 16.2 | 64700 | 4624 | 4.1 | 3.6 | Non Federally-Regulated | 06/29/2016 |  | 10/10/2017
Enertech Global, LLC | Tetco | TVT072 |  | Ground-Water-Source | WBAHP: Heat Pump Packaged Unit | Heat Pump | 230 | 1 |  |  |  | Single-Speed | 2969 | 726 |  | 72800 | 3695 | 19.7 | 16.2 | 64700 | 4624 | 4.1 | 3.6 | Non Federally-Regulated | 06/29/2016 |  | 10/10/2017
Enertech Global, LLC | Tetco | TVT072 |  | Ground-Source | WBAHP: Heat Pump Packaged Unit | Heat Pump | 208 | 1 |  |  |  | Single-Speed | 3635 | 726 |  | 68900 | 4360 | 15.8 | 13.4 | 51800 | 4465 | 3.4 | 3.1 | Non Federally-Regulated | 06/29/2016 |  | 10/10/2017
Enertech Global, LLC | Tetco | TVT072 |  | Ground-Source | WBAHP: Heat Pump Packaged Unit | Heat Pump | 230 | 1 |  |  |  | Single-Speed | 3635 | 726 |  | 68900 | 4360 | 15.8 | 13.4 | 51800 | 4465 | 3.4 | 3.1 | Non Federally-Regulated | 06/29/2016 |  | 10/10/2017
Enertech Global, LLC | Tetco | TVT072*2 |  | Water-Source | WBAHP: Heat Pump Packaged Unit | Heat Pump | 208 | 3 |  |  |  | Single-Speed | 4071 | 726 |  | 66200 | 4797 | 13.8 | 12 | 79200 | 5045 | 4.6 | 4.2 | Federally-Regulated Commercial & Industrial Equipment | 06/29/2016 |  | 10/10/2017
Enertech Global, LLC | Tetco | TVT072*2 |  | Water-Source | WBAHP: Heat Pump Packaged Unit | Heat Pump | 230 | 3 |  |  |  | Single-Speed | 4071 | 726 |  | 66200 | 4797 | 13.8 | 12 | 79200 | 5045 | 4.6 | 4.2 | Federally-Regulated Commercial & Industrial Equipment | 06/29/2016 |  | 10/10/2017
Enertech Global, LLC | Tetco | TVT072*2 |  | Ground-Water-Source | WBAHP: Heat Pump Packaged Unit | Heat Pump | 208 | 3 |  |  |  | Single-Speed | 2969 | 726 |  | 72800 | 3695 | 19.7 | 16.2 | 64700 | 4624 | 4.1 | 3.6 | Non Federally-Regulated | 06/29/2016 |  | 10/10/2017
Enertech Global, LLC | Tetco | TVT072*2 |  | Ground-Water-Source | WBAHP: Heat Pump Packaged Unit | Heat Pump | 230 | 3 |  |  |  | Single-Speed | 2969 | 726 |  | 72800 | 3695 | 19.7 | 16.2 | 64700 | 4624 | 4.1 | 3.6 | Non Federally-Regulated | 06/29/2016 |  | 10/10/2017
Enertech Global, LLC | Tetco | TVT072*2 |  | Ground-Source | WBAHP: Heat Pump Packaged Unit | Heat Pump | 208 | 3 |  |  |  | Single-Speed | 3635 | 726 |  | 68900 | 4360 | 15.8 | 13.4 | 51800 | 4465 | 3.4 | 3.1 | Non Federally-Regulated | 06/29/2016 |  | 10/10/2017
Enertech Global, LLC | Tetco | TVT072*2 |  | Ground-Source | WBAHP: Heat Pump Packaged Unit | Heat Pump | 230 | 3 |  |  |  | Single-Speed | 3635 | 726 |  | 68900 | 4360 | 15.8 | 13.4 | 51800 | 4465 | 3.4 | 3.1 | Non Federally-Regulated | 06/29/2016 |  | 10/10/2017
Enertech Global, LLC | Tetco | TVT072*3 |  | Water-Source | WBAHP: Heat Pump Packaged Unit | Heat Pump | 460 | 3 |  |  |  | Single-Speed | 4071 | 726 |  | 66200 | 4797 | 13.8 | 12 | 79200 | 5045 | 4.6 | 4.2 | Federally-Regulated Commercial & Industrial Equipment | 06/29/2016 |  | 10/10/2017
Enertech Global, LLC | Tetco | TVT072*3 |  | Ground-Water-Source | WBAHP: Heat Pump Packaged Unit | Heat Pump | 460 | 3 |  |  |  | Single-Speed | 2969 | 726 |  | 72800 | 3695 | 19.7 | 16.2 | 64700 | 4624 | 4.1 | 3.6 | Non Federally-Regulated | 06/29/2016 |  | 10/10/2017
Enertech Global, LLC | Tetco | TVT072*3 |  | Ground-Source | WBAHP: Heat Pump Packaged Unit | Heat Pump | 460 | 3 |  |  |  | Single-Speed | 3635 | 726 |  | 68900 | 4360 | 15.8 | 13.4 | 51800 | 4465 | 3.4 | 3.1 | Non Federally-Regulated | 06/29/2016 |  | 10/10/2017
Enertech Global, LLC | Hydron Module | HZT024******B |  | Water-Source | WBAHP: Heat Pump Packaged Unit | Heat Pump | 208 | 1 |  |  |  | Single-Speed |  |  |  | 25600 | 1505 | 17 | 11.2 | 30000 | 1598 | 5.5 | 4.2 | Federally-Regulated Commercial & Industrial Equipment | 06/28/2016 |  | 10/10/2017
Enertech Global, LLC | Hydron Module | HZT024******B |  | Water-Source | WBAHP: Heat Pump Packaged Unit | Heat Pump | 230 | 1 |  |  |  | Single-Speed |  |  |  | 25600 | 1505 | 17 | 11.2 | 30000 | 1598 | 5.5 | 4.2 | Federally-Regulated Commercial & Industrial Equipment | 06/28/2016 |  | 10/10/2017
Enertech Global, LLC | Hydron Module | HZT024******B |  | Ground-Source | WBAHP: Heat Pump Packaged Unit | Heat Pump | 208 | 1 |  |  |  | Single-Speed |  |  |  | 26800 | 1353 | 19.8 | 13.4 | 18100 | 1326 | 4 | 3.1 | Non Federally-Regulated | 06/28/2016 |  | 10/10/2017
Enertech Global, LLC | Hydron Module | HZT024******B |  | Ground-Source | WBAHP: Heat Pump Packaged Unit | Heat Pump | 230 | 1 |  |  |  | Single-Speed |  |  |  | 26800 | 1353 | 19.8 | 13.4 | 18100 | 1326 | 4 | 3.1 | Non Federally-Regulated | 06/28/2016 |  | 10/10/2017
Enertech Global, LLC | Hydron Module | HZT024*2****B |  | Water-Source | WBAHP: Heat Pump Packaged Unit | Heat Pump | 208 | 3 |  |  |  | Single-Speed |  |  |  | 25600 | 1505 | 17 | 11.2 | 30000 | 1598 | 5.5 | 4.2 | Federally-Regulated Commercial & Industrial Equipment | 06/28/2016 |  | 10/10/2017
Enertech Global, LLC | Hydron Module | HZT024*2****B |  | Water-Source | WBAHP: Heat Pump Packaged Unit | Heat Pump | 230 | 3 |  |  |  | Single-Speed |  |  |  | 25600 | 1505 | 17 | 11.2 | 30000 | 1598 | 5.5 | 4.2 | Federally-Regulated Commercial & Industrial Equipment | 06/28/2016 |  | 10/10/2017
Enertech Global, LLC | Hydron Module | HZT024*2****B |  | Ground-Source | WBAHP: Heat Pump Packaged Unit | Heat Pump | 208 | 3 |  |  |  | Single-Speed |  |  |  | 26800 | 1353 | 19.8 | 13.4 | 18100 | 1326 | 4 | 3.1 | Non Federally-Regulated | 06/28/2016 |  | 10/10/2017
Enertech Global, LLC | Hydron Module | HZT024*2****B |  | Ground-Source | WBAHP: Heat Pump Packaged Unit | Heat Pump | 230 | 3 |  |  |  | Single-Speed |  |  |  | 26800 | 1353 | 19.8 | 13.4 | 18100 | 1326 | 4 | 3.1 | Non Federally-Regulated | 06/28/2016 |  | 10/10/2017
Enertech Global, LLC | Hydron Module | HZT024*3****B |  | Water-Source | WBAHP: Heat Pump Packaged Unit | Heat Pump | 460 | 3 |  |  |  | Single-Speed |  |  |  | 25600 | 1505 | 17 | 11.2 | 30000 | 1598 | 5.5 | 4.2 | Federally-Regulated Commercial & Industrial Equipment | 06/28/2016 |  | 10/10/2017
Enertech Global, LLC | Hydron Module | HZT024*3****B |  | Ground-Source | WBAHP: Heat Pump Packaged Unit | Heat Pump | 460 | 3 |  |  |  | Single-Speed |  |  |  | 26800 | 1353 | 19.8 | 13.4 | 18100 | 1326 | 4 | 3.1 | Non Federally-Regulated | 06/28/2016 |  | 10/10/2017
Enertech Global, LLC | Hydron Module | HZT024*A****B |  | Water-Source | WBAHP: Heat Pump Packaged Unit | Heat Pump | 265 | 1 |  |  |  | Single-Speed |  |  |  | 25600 | 1505 | 17 | 11.2 | 30000 | 1598 | 5.5 | 4.2 | Federally-Regulated Commercial & Industrial Equipment | 06/28/2016 |  | 10/10/2017
Enertech Global, LLC | Hydron Module | HZT024*A****B |  | Ground-Source | WBAHP: Heat Pump Packaged Unit | Heat Pump | 265 | 1 |  |  |  | Single-Speed |  |  |  | 26800 | 1353 | 19.8 | 13.4 | 18100 | 1326 | 4 | 3.1 | Non Federally-Regulated | 06/28/2016 |  | 10/10/2017
Enertech Global, LLC | Hydron Module | HZT036******B |  | Water-Source | WBAHP: Heat Pump Packaged Unit | Heat Pump | 208 | 1 |  |  |  | Single-Speed |  |  |  | 36500 | 2147 | 17 | 11.2 | 43300 | 2394 | 5.3 | 4.2 | Federally-Regulated Commercial & Industrial Equipment | 06/28/2016 |  | 10/10/2017
Enertech Global, LLC | Hydron Module | HZT036******B |  | Water-Source | WBAHP: Heat Pump Packaged Unit | Heat Pump | 230 | 1 |  |  |  | Single-Speed |  |  |  | 36500 | 2147 | 17 | 11.2 | 43300 | 2394 | 5.3 | 4.2 | Federally-Regulated Commercial & Industrial Equipment | 06/28/2016 |  | 10/10/2017
Enertech Global, LLC | Hydron Module | HZT036******B |  | Ground-Source | WBAHP: Heat Pump Packaged Unit | Heat Pump | 208 | 1 |  |  |  | Single-Speed |  |  |  | 38200 | 1919 | 19.9 | 13.4 | 27600 | 1972 | 4.1 | 3.1 | Non Federally-Regulated | 06/28/2016 |  | 10/10/2017
Enertech Global, LLC | Hydron Module | HZT036******B |  | Ground-Source | WBAHP: Heat Pump Packaged Unit | Heat Pump | 230 | 1 |  |  |  | Single-Speed |  |  |  | 38200 | 1919 | 19.9 | 13.4 | 27600 | 1972 | 4.1 | 3.1 | Non Federally-Regulated | 06/28/2016 |  | 10/10/2017
Enertech Global, LLC | Hydron Module | HZT036*2****B |  | Water-Source | WBAHP: Heat Pump Packaged Unit | Heat Pump | 208 | 3 |  |  |  | Single-Speed |  |  |  | 36500 | 2147 | 17 | 11.2 | 43300 | 2394 | 5.3 | 4.2 | Federally-Regulated Commercial & Industrial Equipment | 06/28/2016 |  | 10/10/2017
Enertech Global, LLC | Hydron Module | HZT036*2****B |  | Water-Source | WBAHP: Heat Pump Packaged Unit | Heat Pump | 230 | 3 |  |  |  | Single-Speed |  |  |  | 36500 | 2147 | 17 | 11.2 | 43300 | 2394 | 5.3 | 4.2 | Federally-Regulated Commercial & Industrial Equipment | 06/28/2016 |  | 10/10/2017
Enertech Global, LLC | Hydron Module | HZT036*2****B |  | Ground-Source | WBAHP: Heat Pump Packaged Unit | Heat Pump | 208 | 3 |  |  |  | Single-Speed |  |  |  | 38200 | 1919 | 19.9 | 13.4 | 27600 | 1972 | 4.1 | 3.1 | Non Federally-Regulated | 06/28/2016 |  | 10/10/2017
Enertech Global, LLC | Hydron Module | HZT036*2****B |  | Ground-Source | WBAHP: Heat Pump Packaged Unit | Heat Pump | 230 | 3 |  |  |  | Single-Speed |  |  |  | 38200 | 1919 | 19.9 | 13.4 | 27600 | 1972 | 4.1 | 3.1 | Non Federally-Regulated | 06/28/2016 |  | 10/10/2017
Enertech Global, LLC | Hydron Module | HZT036*3****B |  | Water-Source | WBAHP: Heat Pump Packaged Unit | Heat Pump | 460 | 3 |  |  |  | Single-Speed |  |  |  | 36500 | 2147 | 17 | 11.2 | 43300 | 2394 | 5.3 | 4.2 | Federally-Regulated Commercial & Industrial Equipment | 06/28/2016 |  | 10/10/2017
Enertech Global, LLC | Hydron Module | HZT036*3****B |  | Ground-Source | WBAHP: Heat Pump Packaged Unit | Heat Pump | 460 | 3 |  |  |  | Single-Speed |  |  |  | 38200 | 1919 | 19.9 | 13.4 | 27600 | 1972 | 4.1 | 3.1 | Non Federally-Regulated | 06/28/2016 |  | 10/10/2017
Enertech Global, LLC | Hydron Module | HZT036*A****B |  | Water-Source | WBAHP: Heat Pump Packaged Unit | Heat Pump | 265 | 1 |  |  |  | Single-Speed |  |  |  | 36500 | 2147 | 17 | 11.2 | 43300 | 2394 | 5.3 | 4.2 | Federally-Regulated Commercial & Industrial Equipment | 06/28/2016 |  | 10/10/2017
Enertech Global, LLC | Hydron Module | HZT036*A****B |  | Ground-Source | WBAHP: Heat Pump Packaged Unit | Heat Pump | 265 | 1 |  |  |  | Single-Speed |  |  |  | 38200 | 1919 | 19.9 | 13.4 | 27600 | 1972 | 4.1 | 3.1 | Non Federally-Regulated | 06/28/2016 |  | 10/10/2017
Enertech Global, LLC | Tetco | TZT024******B |  | Water-Source | WBAHP: Heat Pump Packaged Unit | Heat Pump | 208 | 1 |  |  |  | Single-Speed |  |  |  | 25600 | 1505 | 17 | 11.2 | 30000 | 1598 | 5.5 | 4.2 | Federally-Regulated Commercial & Industrial Equipment | 09/08/2017 |  | 10/10/2017
Enertech Global, LLC | Tetco | TZT024******B |  | Water-Source | WBAHP: Heat Pump Packaged Unit | Heat Pump | 230 | 1 |  |  |  | Single-Speed |  |  |  | 25600 | 1505 | 17 | 11.2 | 30000 | 1598 | 5.5 | 4.2 | Federally-Regulated Commercial & Industrial Equipment | 09/08/2017 |  | 10/10/2017
Enertech Global, LLC | Tetco | TZT024******B |  | Ground-Source | WBAHP: Heat Pump Packaged Unit | Heat Pump | 208 | 1 |  |  |  | Single-Speed |  |  |  | 26800 | 1353 | 19.8 | 13.4 | 18100 | 1326 | 4 | 3.1 | Non Federally-Regulated | 09/08/2017 |  | 10/10/2017
Enertech Global, LLC | Tetco | TZT024******B |  | Ground-Source | WBAHP: Heat Pump Packaged Unit | Heat Pump | 230 | 1 |  |  |  | Single-Speed |  |  |  | 26800 | 1353 | 19.8 | 13.4 | 18100 | 1326 | 4 | 3.1 | Non Federally-Regulated | 09/08/2017 |  | 10/10/2017
Enertech Global, LLC | Tetco | TZT024*2****B |  | Water-Source | WBAHP: Heat Pump Packaged Unit | Heat Pump | 208 | 3 |  |  |  | Single-Speed |  |  |  | 25600 | 1505 | 17 | 11.2 | 30000 | 1598 | 5.5 | 4.2 | Federally-Regulated Commercial & Industrial Equipment | 09/08/2017 |  | 10/10/2017
Enertech Global, LLC | Tetco | TZT024*2****B |  | Water-Source | WBAHP: Heat Pump Packaged Unit | Heat Pump | 230 | 3 |  |  |  | Single-Speed |  |  |  | 25600 | 1505 | 17 | 11.2 | 30000 | 1598 | 5.5 | 4.2 | Federally-Regulated Commercial & Industrial Equipment | 09/08/2017 |  | 10/10/2017
Enertech Global, LLC | Tetco | TZT024*2****B |  | Ground-Source | WBAHP: Heat Pump Packaged Unit | Heat Pump | 208 | 3 |  |  |  | Single-Speed |  |  |  | 26800 | 1353 | 19.8 | 13.4 | 18100 | 1326 | 4 | 3.1 | Non Federally-Regulated | 09/08/2017 |  | 10/10/2017
Enertech Global, LLC | Tetco | TZT024*2****B |  | Ground-Source | WBAHP: Heat Pump Packaged Unit | Heat Pump | 230 | 3 |  |  |  | Single-Speed |  |  |  | 26800 | 1353 | 19.8 | 13.4 | 18100 | 1326 | 4 | 3.1 | Non Federally-Regulated | 09/08/2017 |  | 10/10/2017
Enertech Global, LLC | Tetco | TZT024*3****B |  | Water-Source | WBAHP: Heat Pump Packaged Unit | Heat Pump | 460 | 3 |  |  |  | Single-Speed |  |  |  | 25600 | 1505 | 17 | 11.2 | 30000 | 1598 | 5.5 | 4.2 | Federally-Regulated Commercial & Industrial Equipment | 09/08/2017 |  | 10/10/2017
Enertech Global, LLC | Tetco | TZT024*3****B |  | Ground-Source | WBAHP: Heat Pump Packaged Unit | Heat Pump | 460 | 3 |  |  |  | Single-Speed |  |  |  | 26800 | 1353 | 19.8 | 13.4 | 18100 | 1326 | 4 | 3.1 | Non Federally-Regulated | 09/08/2017 |  | 10/10/2017
Enertech Global, LLC | Tetco | TZT024*A****B |  | Water-Source | WBAHP: Heat Pump Packaged Unit | Heat Pump | 265 | 1 |  |  |  | Single-Speed |  |  |  | 25600 | 1505 | 17 | 11.2 | 30000 | 1598 | 5.5 | 4.2 | Federally-Regulated Commercial & Industrial Equipment | 09/08/2017 |  | 10/10/2017
Enertech Global, LLC | Tetco | TZT024*A****B |  | Ground-Source | WBAHP: Heat Pump Packaged Unit | Heat Pump | 265 | 1 |  |  |  | Single-Speed |  |  |  | 26800 | 1353 | 19.8 | 13.4 | 18100 | 1326 | 4 | 3.1 | Non Federally-Regulated | 09/08/2017 |  | 10/10/2017
Enertech Global, LLC | Tetco | TZT036******B |  | Water-Source | WBAHP: Heat Pump Packaged Unit | Heat Pump | 208 | 1 |  |  |  | Single-Speed |  |  |  | 36500 | 2147 | 17 | 11.2 | 43300 | 2394 | 5.3 | 4.2 | Federally-Regulated Commercial & Industrial Equipment | 09/08/2017 |  | 10/10/2017
Enertech Global, LLC | Tetco | TZT036******B |  | Water-Source | WBAHP: Heat Pump Packaged Unit | Heat Pump | 230 | 1 |  |  |  | Single-Speed |  |  |  | 36500 | 2147 | 17 | 11.2 | 43300 | 2394 | 5.3 | 4.2 | Federally-Regulated Commercial & Industrial Equipment | 09/08/2017 |  | 10/10/2017
Enertech Global, LLC | Tetco | TZT036******B |  | Ground-Source | WBAHP: Heat Pump Packaged Unit | Heat Pump | 208 | 1 |  |  |  | Single-Speed |  |  |  | 38200 | 1919 | 19.9 | 13.4 | 27600 | 1972 | 4.1 | 3.1 | Non Federally-Regulated | 09/08/2017 |  | 10/10/2017
Enertech Global, LLC | Tetco | TZT036******B |  | Ground-Source | WBAHP: Heat Pump Packaged Unit | Heat Pump | 230 | 1 |  |  |  | Single-Speed |  |  |  | 38200 | 1919 | 19.9 | 13.4 | 27600 | 1972 | 4.1 | 3.1 | Non Federally-Regulated | 09/08/2017 |  | 10/10/2017
Enertech Global, LLC | Tetco | TZT036*2****B |  | Water-Source | WBAHP: Heat Pump Packaged Unit | Heat Pump | 208 | 3 |  |  |  | Single-Speed |  |  |  | 36500 | 2147 | 17 | 11.2 | 43300 | 2394 | 5.3 | 4.2 | Federally-Regulated Commercial & Industrial Equipment | 09/08/2017 |  | 10/10/2017
Enertech Global, LLC | Tetco | TZT036*2****B |  | Water-Source | WBAHP: Heat Pump Packaged Unit | Heat Pump | 230 | 3 |  |  |  | Single-Speed |  |  |  | 36500 | 2147 | 17 | 11.2 | 43300 | 2394 | 5.3 | 4.2 | Federally-Regulated Commercial & Industrial Equipment | 09/08/2017 |  | 10/10/2017
Enertech Global, LLC | Tetco | TZT036*2****B |  | Ground-Source | WBAHP: Heat Pump Packaged Unit | Heat Pump | 208 | 3 |  |  |  | Single-Speed |  |  |  | 38200 | 1919 | 19.9 | 13.4 | 27600 | 1972 | 4.1 | 3.1 | Non Federally-Regulated | 09/08/2017 |  | 10/10/2017
Enertech Global, LLC | Tetco | TZT036*2****B |  | Ground-Source | WBAHP: Heat Pump Packaged Unit | Heat Pump | 230 | 3 |  |  |  | Single-Speed |  |  |  | 38200 | 1919 | 19.9 | 13.4 | 27600 | 1972 | 4.1 | 3.1 | Non Federally-Regulated | 09/08/2017 |  | 10/10/2017
Enertech Global, LLC | Tetco | TZT036*3****B |  | Water-Source | WBAHP: Heat Pump Packaged Unit | Heat Pump | 460 | 3 |  |  |  | Single-Speed |  |  |  | 36500 | 2147 | 17 | 11.2 | 43300 | 2394 | 5.3 | 4.2 | Federally-Regulated Commercial & Industrial Equipment | 09/08/2017 |  | 10/10/2017
Enertech Global, LLC | Tetco | TZT036*3****B |  | Ground-Source | WBAHP: Heat Pump Packaged Unit | Heat Pump | 460 | 3 |  |  |  | Single-Speed |  |  |  | 38200 | 1919 | 19.9 | 13.4 | 27600 | 1972 | 4.1 | 3.1 | Non Federally-Regulated | 09/08/2017 |  | 10/10/2017
Enertech Global, LLC | Tetco | TZT036*A****B |  | Water-Source | WBAHP: Heat Pump Packaged Unit | Heat Pump | 265 | 1 |  |  |  | Single-Speed |  |  |  | 36500 | 2147 | 17 | 11.2 | 43300 | 2394 | 5.3 | 4.2 | Federally-Regulated Commercial & Industrial Equipment | 09/08/2017 |  | 10/10/2017
Enertech Global, LLC | Tetco | TZT036*A****B |  | Ground-Source | WBAHP: Heat Pump Packaged Unit | Heat Pump | 265 | 1 |  |  |  | Single-Speed |  |  |  | 38200 | 1919 | 19.9 | 13.4 | 27600 | 1972 | 4.1 | 3.1 | Non Federally-Regulated | 09/08/2017 |  | 10/10/2017
Enertech Global, LLC | GEOCOMFORT | GYT060 |  | Ground-Water-Source | WBAHP: Heat Pump Packaged Unit | Heat Pump | 208 | 1 |  |  |  | Single-Speed | 2123 | 647 |  | 68700 | 2770 | 24.8 | 16.2 | 61700 | 3690 | 4.9 | 3.6 | Non Federally-Regulated | 02/16/2016 |  | 10/10/2017
Enertech Global, LLC | GEOCOMFORT | GYT060 |  | Ground-Water-Source | WBAHP: Heat Pump Packaged Unit | Heat Pump | 230 | 1 |  |  |  | Single-Speed | 2123 | 647 |  | 68700 | 2770 | 24.8 | 16.2 | 61700 | 3690 | 4.9 | 3.6 | Non Federally-Regulated | 02/16/2016 |  | 10/10/2017
Enertech Global, LLC | GEOCOMFORT | GYT060*2 |  | Ground-Water-Source | WBAHP: Heat Pump Packaged Unit | Heat Pump | 208 | 3 |  |  |  | Single-Speed | 2123 | 647 |  | 68700 | 2770 | 24.8 | 16.2 | 61700 | 3690 | 4.9 | 3.6 | Non Federally-Regulated | 02/16/2016 |  | 10/10/2017
Enertech Global, LLC | GEOCOMFORT | GYT060*2 |  | Ground-Water-Source | WBAHP: Heat Pump Packaged Unit | Heat Pump | 230 | 3 |  |  |  | Single-Speed | 2123 | 647 |  | 68700 | 2770 | 24.8 | 16.2 | 61700 | 3690 | 4.9 | 3.6 | Non Federally-Regulated | 02/16/2016 |  | 10/10/2017
Enertech Global, LLC | GEOCOMFORT | GYT060*3 |  | Ground-Water-Source | WBAHP: Heat Pump Packaged Unit | Heat Pump | 460 | 3 |  |  |  | Single-Speed | 2123 | 647 |  | 68700 | 2770 | 24.8 | 16.2 | 61700 | 3690 | 4.9 | 3.6 | Non Federally-Regulated | 02/16/2016 |  | 10/10/2017
Enertech Global, LLC | GEOCOMFORT | GYT072 |  | Ground-Water-Source | WBAHP: Heat Pump Packaged Unit | Heat Pump | 208 | 1 |  |  |  | Single-Speed | 2629 | 716 |  | 77600 | 3344 | 23.2 | 16.2 | 71100 | 4529 | 4.6 | 3.6 | Non Federally-Regulated | 02/16/2016 |  | 10/10/2017
Enertech Global, LLC | GEOCOMFORT | GYT072 |  | Ground-Water-Source | WBAHP: Heat Pump Packaged Unit | Heat Pump | 230 | 1 |  |  |  | Single-Speed | 2629 | 716 |  | 77600 | 3344 | 23.2 | 16.2 | 71100 | 4529 | 4.6 | 3.6 | Non Federally-Regulated | 02/16/2016 |  | 10/10/2017
Enertech Global, LLC | GEOCOMFORT | GYT072 |  | Ground-Source | WBAHP: Heat Pump Packaged Unit | Heat Pump | 208 | 1 |  |  |  | Single-Speed | 3278 | 716 |  | 71900 | 3994 | 18 | 13.4 | 56200 | 4334 | 3.8 | 3.1 | Non Federally-Regulated | 02/16/2016 |  | 10/10/2017
Enertech Global, LLC | GEOCOMFORT | GYT072 |  | Ground-Source | WBAHP: Heat Pump Packaged Unit | Heat Pump | 230 | 1 |  |  |  | Single-Speed | 3278 | 716 |  | 71900 | 3994 | 18 | 13.4 | 56200 | 4334 | 3.8 | 3.1 | Non Federally-Regulated | 02/16/2016 |  | 10/10/2017
Enertech Global, LLC | GEOCOMFORT | GYT072*2 |  | Ground-Water-Source | WBAHP: Heat Pump Packaged Unit | Heat Pump | 208 | 3 |  |  |  | Single-Speed | 2629 | 716 |  | 77600 | 3344 | 23.2 | 16.2 | 71100 | 4529 | 4.6 | 3.6 | Non Federally-Regulated | 02/16/2016 |  | 10/10/2017
Enertech Global, LLC | GEOCOMFORT | GYT072*2 |  | Ground-Water-Source | WBAHP: Heat Pump Packaged Unit | Heat Pump | 230 | 3 |  |  |  | Single-Speed | 2629 | 716 |  | 77600 | 3344 | 23.2 | 16.2 | 71100 | 4529 | 4.6 | 3.6 | Non Federally-Regulated | 02/16/2016 |  | 10/10/2017
Enertech Global, LLC | GEOCOMFORT | GYT072*2 |  | Ground-Source | WBAHP: Heat Pump Packaged Unit | Heat Pump | 208 | 3 |  |  |  | Single-Speed | 3278 | 716 |  | 71900 | 3994 | 18 | 13.4 | 56200 | 4334 | 3.8 | 3.1 | Non Federally-Regulated | 02/16/2016 |  | 10/10/2017
Enertech Global, LLC | GEOCOMFORT | GYT072*2 |  | Ground-Source | WBAHP: Heat Pump Packaged Unit | Heat Pump | 230 | 3 |  |  |  | Single-Speed | 3278 | 716 |  | 71900 | 3994 | 18 | 13.4 | 56200 | 4334 | 3.8 | 3.1 | Non Federally-Regulated | 02/16/2016 |  | 10/10/2017
Enertech Global, LLC | GEOCOMFORT | GYT072*3 |  | Ground-Water-Source | WBAHP: Heat Pump Packaged Unit | Heat Pump | 460 | 3 |  |  |  | Single-Speed | 2629 | 716 |  | 77600 | 3344 | 23.2 | 16.2 | 71100 | 4529 | 4.6 | 3.6 | Non Federally-Regulated | 02/16/2016 |  | 10/10/2017
Enertech Global, LLC | GEOCOMFORT | GYT072*3 |  | Ground-Source | WBAHP: Heat Pump Packaged Unit | Heat Pump | 460 | 3 |  |  |  | Single-Speed | 3278 | 716 |  | 71900 | 3994 | 18 | 13.4 | 56200 | 4334 | 3.8 | 3.1 | Non Federally-Regulated | 02/16/2016 |  | 10/10/2017
Enertech Global, LLC | GEOSOURCE | RGS-V072 |  | Ground-Source | WBAHP: Heat Pump Packaged Unit | Heat Pump | 208 | 1 |  |  |  | Single-Speed | 4500 | 700 |  | 79500 | 4877 | 16.3 | 13.4 | 64200 | 5375 | 3.5 | 3.1 | Non Federally-Regulated | 02/18/2016 |  | 10/10/2017
Enertech Global, LLC | Hydron Module | HYT060 |  | Ground-Water-Source | WBAHP: Heat Pump Packaged Unit | Heat Pump | 208 | 1 |  |  |  | Single-Speed | 2123 | 647 |  | 68700 | 2770 | 24.8 | 16.2 | 61700 | 3690 | 4.9 | 3.6 | Non Federally-Regulated | 02/16/2016 |  | 10/10/2017
Enertech Global, LLC | Hydron Module | HYT060 |  | Ground-Water-Source | WBAHP: Heat Pump Packaged Unit | Heat Pump | 230 | 1 |  |  |  | Single-Speed | 2123 | 647 |  | 68700 | 2770 | 24.8 | 16.2 | 61700 | 3690 | 4.9 | 3.6 | Non Federally-Regulated | 02/16/2016 |  | 10/10/2017
Enertech Global, LLC | Hydron Module | HYT060*2 |  | Ground-Water-Source | WBAHP: Heat Pump Packaged Unit | Heat Pump | 208 | 3 |  |  |  | Single-Speed | 2123 | 647 |  | 68700 | 2770 | 24.8 | 16.2 | 61700 | 3690 | 4.9 | 3.6 | Non Federally-Regulated | 02/16/2016 |  | 10/10/2017
Enertech Global, LLC | Hydron Module | HYT060*2 |  | Ground-Water-Source | WBAHP: Heat Pump Packaged Unit | Heat Pump | 230 | 3 |  |  |  | Single-Speed | 2123 | 647 |  | 68700 | 2770 | 24.8 | 16.2 | 61700 | 3690 | 4.9 | 3.6 | Non Federally-Regulated | 02/16/2016 |  | 10/10/2017
Enertech Global, LLC | Hydron Module | HYT060*3 |  | Ground-Water-Source | WBAHP: Heat Pump Packaged Unit | Heat Pump | 460 | 3 |  |  |  | Single-Speed | 2123 | 647 |  | 68700 | 2770 | 24.8 | 16.2 | 61700 | 3690 | 4.9 | 3.6 | Non Federally-Regulated | 02/16/2016 |  | 10/10/2017
Enertech Global, LLC | Hydron Module | HYT072 |  | Ground-Water-Source | WBAHP: Heat Pump Packaged Unit | Heat Pump | 208 | 1 |  |  |  | Single-Speed | 2629 | 716 |  | 77600 | 3344 | 23.2 | 16.2 | 71100 | 4529 | 4.6 | 3.6 | Non Federally-Regulated | 02/16/2016 |  | 10/10/2017
Enertech Global, LLC | Hydron Module | HYT072 |  | Ground-Water-Source | WBAHP: Heat Pump Packaged Unit | Heat Pump | 230 | 1 |  |  |  | Single-Speed | 2629 | 716 |  | 77600 | 3344 | 23.2 | 16.2 | 71100 | 4529 | 4.6 | 3.6 | Non Federally-Regulated | 02/16/2016 |  | 10/10/2017
Enertech Global, LLC | Hydron Module | HYT072 |  | Ground-Source | WBAHP: Heat Pump Packaged Unit | Heat Pump | 208 | 1 |  |  |  | Single-Speed | 3278 | 716 |  | 71900 | 3994 | 18 | 13.4 | 56200 | 4334 | 3.8 | 3.1 | Non Federally-Regulated | 02/16/2016 |  | 10/10/2017
Enertech Global, LLC | Hydron Module | HYT072 |  | Ground-Source | WBAHP: Heat Pump Packaged Unit | Heat Pump | 230 | 1 |  |  |  | Single-Speed | 3278 | 716 |  | 71900 | 3994 | 18 | 13.4 | 56200 | 4334 | 3.8 | 3.1 | Non Federally-Regulated | 02/16/2016 |  | 10/10/2017
Enertech Global, LLC | Hydron Module | HYT072*2 |  | Ground-Water-Source | WBAHP: Heat Pump Packaged Unit | Heat Pump | 208 | 3 |  |  |  | Single-Speed | 2629 | 716 |  | 77600 | 3344 | 23.2 | 16.2 | 71100 | 4529 | 4.6 | 3.6 | Non Federally-Regulated | 02/16/2016 |  | 10/10/2017
Enertech Global, LLC | Hydron Module | HYT072*2 |  | Ground-Water-Source | WBAHP: Heat Pump Packaged Unit | Heat Pump | 230 | 3 |  |  |  | Single-Speed | 2629 | 716 |  | 77600 | 3344 | 23.2 | 16.2 | 71100 | 4529 | 4.6 | 3.6 | Non Federally-Regulated | 02/16/2016 |  | 10/10/2017
Enertech Global, LLC | Hydron Module | HYT072*2 |  | Ground-Source | WBAHP: Heat Pump Packaged Unit | Heat Pump | 208 | 3 |  |  |  | Single-Speed | 3278 | 716 |  | 71900 | 3994 | 18 | 13.4 | 56200 | 4334 | 3.8 | 3.1 | Non Federally-Regulated | 02/16/2016 |  | 10/10/2017
Enertech Global, LLC | Hydron Module | HYT072*2 |  | Ground-Source | WBAHP: Heat Pump Packaged Unit | Heat Pump | 230 | 3 |  |  |  | Single-Speed | 3278 | 716 |  | 71900 | 3994 | 18 | 13.4 | 56200 | 4334 | 3.8 | 3.1 | Non Federally-Regulated | 02/16/2016 |  | 10/10/2017
Enertech Global, LLC | Hydron Module | HYT072*3 |  | Ground-Water-Source | WBAHP: Heat Pump Packaged Unit | Heat Pump | 460 | 3 |  |  |  | Single-Speed | 2629 | 716 |  | 77600 | 3344 | 23.2 | 16.2 | 71100 | 4529 | 4.6 | 3.6 | Non Federally-Regulated | 02/16/2016 |  | 10/10/2017
Enertech Global, LLC | Hydron Module | HYT072*3 |  | Ground-Source | WBAHP: Heat Pump Packaged Unit | Heat Pump | 460 | 3 |  |  |  | Single-Speed | 3278 | 716 |  | 71900 | 3994 | 18 | 13.4 | 56200 | 4334 | 3.8 | 3.1 | Non Federally-Regulated | 02/16/2016 |  | 10/10/2017
Enertech Global, LLC | Hydron Module | HCT072D |  | Ground-Water-Source | WBAHP: Heat Pump Packaged Unit | Heat Pump | 208 | 1 |  |  |  | Single-Speed | 3008 | 710 |  | 75100 | 3717 | 20.2 | 16.2 | 70300 | 4905 | 4.2 | 3.6 | Non Federally-Regulated | 06/28/2016 |  | 10/10/2017
Enertech Global, LLC | Hydron Module | HCT072D |  | Ground-Water-Source | WBAHP: Heat Pump Packaged Unit | Heat Pump | 230 | 1 |  |  |  | Single-Speed | 3008 | 710 |  | 75100 | 3717 | 20.2 | 16.2 | 70300 | 4905 | 4.2 | 3.6 | Non Federally-Regulated | 06/28/2016 |  | 10/10/2017
Enertech Global, LLC | Hydron Module | HCT072D |  | Ground-Source | WBAHP: Heat Pump Packaged Unit | Heat Pump | 208 | 1 |  |  |  | Single-Speed | 3642 | 710 |  | 70500 | 4351 | 16.2 | 13.4 | 55900 | 4550 | 3.6 | 3.1 | Non Federally-Regulated | 06/28/2016 |  | 10/10/2017
Enertech Global, LLC | Hydron Module | HCT072D |  | Ground-Source | WBAHP: Heat Pump Packaged Unit | Heat Pump | 230 | 1 |  |  |  | Single-Speed | 3642 | 710 |  | 70500 | 4351 | 16.2 | 13.4 | 55900 | 4550 | 3.6 | 3.1 | Non Federally-Regulated | 06/28/2016 |  | 10/10/2017
Enertech Global, LLC | Hydron Module | HCT072D2 |  | Ground-Water-Source | WBAHP: Heat Pump Packaged Unit | Heat Pump | 208 | 3 |  |  |  | Single-Speed | 3008 | 710 |  | 75100 | 3717 | 20.2 | 16.2 | 70300 | 4905 | 4.2 | 3.6 | Non Federally-Regulated | 06/28/2016 |  | 10/10/2017
Enertech Global, LLC | Hydron Module | HCT072D2 |  | Ground-Water-Source | WBAHP: Heat Pump Packaged Unit | Heat Pump | 230 | 3 |  |  |  | Single-Speed | 3008 | 710 |  | 75100 | 3717 | 20.2 | 16.2 | 70300 | 4905 | 4.2 | 3.6 | Non Federally-Regulated | 06/28/2016 |  | 10/10/2017
Enertech Global, LLC | Hydron Module | HCT072D2 |  | Ground-Source | WBAHP: Heat Pump Packaged Unit | Heat Pump | 208 | 3 |  |  |  | Single-Speed | 3642 | 710 |  | 70500 | 4351 | 16.2 | 13.4 | 55900 | 4550 | 3.6 | 3.1 | Non Federally-Regulated | 06/28/2016 |  | 10/10/2017
Enertech Global, LLC | Hydron Module | HCT072D2 |  | Ground-Source | WBAHP: Heat Pump Packaged Unit | Heat Pump | 230 | 3 |  |  |  | Single-Speed | 3642 | 710 |  | 70500 | 4351 | 16.2 | 13.4 | 55900 | 4550 | 3.6 | 3.1 | Non Federally-Regulated | 06/28/2016 |  | 10/10/2017
Enertech Global, LLC | Hydron Module | HCT072D3 |  | Ground-Water-Source | WBAHP: Heat Pump Packaged Unit | Heat Pump | 460 | 3 |  |  |  | Single-Speed | 3008 | 710 |  | 75100 | 3717 | 20.2 | 16.2 | 70300 | 4905 | 4.2 | 3.6 | Non Federally-Regulated | 06/28/2016 |  | 10/10/2017
Enertech Global, LLC | Hydron Module | HCT072D3 |  | Ground-Source | WBAHP: Heat Pump Packaged Unit | Heat Pump | 460 | 3 |  |  |  | Single-Speed | 3642 | 710 |  | 70500 | 4351 | 16.2 | 13.4 | 55900 | 4550 | 3.6 | 3.1 | Non Federally-Regulated | 06/28/2016 |  | 10/10/2017
Enertech Global, LLC | Tetco | TYT060 |  | Ground-Water-Source | WBAHP: Heat Pump Packaged Unit | Heat Pump | 208 | 1 |  |  |  | Single-Speed | 2123 | 647 |  | 68700 | 2770 | 24.8 | 16.2 | 61700 | 3690 | 4.9 | 3.6 | Non Federally-Regulated | 02/16/2016 |  | 10/10/2017
Enertech Global, LLC | Tetco | TYT060 |  | Ground-Water-Source | WBAHP: Heat Pump Packaged Unit | Heat Pump | 230 | 1 |  |  |  | Single-Speed | 2123 | 647 |  | 68700 | 2770 | 24.8 | 16.2 | 61700 | 3690 | 4.9 | 3.6 | Non Federally-Regulated | 02/16/2016 |  | 10/10/2017
Enertech Global, LLC | Tetco | TYT060*2 |  | Ground-Water-Source | WBAHP: Heat Pump Packaged Unit | Heat Pump | 208 | 3 |  |  |  | Single-Speed | 2123 | 647 |  | 68700 | 2770 | 24.8 | 16.2 | 61700 | 3690 | 4.9 | 3.6 | Non Federally-Regulated | 02/16/2016 |  | 10/10/2017
Enertech Global, LLC | Tetco | TYT060*2 |  | Ground-Water-Source | WBAHP: Heat Pump Packaged Unit | Heat Pump | 230 | 3 |  |  |  | Single-Speed | 2123 | 647 |  | 68700 | 2770 | 24.8 | 16.2 | 61700 | 3690 | 4.9 | 3.6 | Non Federally-Regulated | 02/16/2016 |  | 10/10/2017
Enertech Global, LLC | Tetco | TYT060*3 |  | Ground-Water-Source | WBAHP: Heat Pump Packaged Unit | Heat Pump | 460 | 3 |  |  |  | Single-Speed | 2123 | 647 |  | 68700 | 2770 | 24.8 | 16.2 | 61700 | 3690 | 4.9 | 3.6 | Non Federally-Regulated | 02/16/2016 |  | 10/10/2017
Enertech Global, LLC | Tetco | TYT072 |  | Ground-Water-Source | WBAHP: Heat Pump Packaged Unit | Heat Pump | 208 | 1 |  |  |  | Single-Speed | 2629 | 716 |  | 77600 | 3344 | 23.2 | 16.2 | 71100 | 4529 | 4.6 | 3.6 | Non Federally-Regulated | 02/16/2016 |  | 10/10/2017
Enertech Global, LLC | Tetco | TYT072 |  | Ground-Water-Source | WBAHP: Heat Pump Packaged Unit | Heat Pump | 230 | 1 |  |  |  | Single-Speed | 2629 | 716 |  | 77600 | 3344 | 23.2 | 16.2 | 71100 | 4529 | 4.6 | 3.6 | Non Federally-Regulated | 02/16/2016 |  | 10/10/2017
Enertech Global, LLC | Tetco | TYT072 |  | Ground-Source | WBAHP: Heat Pump Packaged Unit | Heat Pump | 208 | 1 |  |  |  | Single-Speed | 3278 | 716 |  | 71900 | 3994 | 18 | 13.4 | 56200 | 4334 | 3.8 | 3.1 | Non Federally-Regulated | 02/16/2016 |  | 10/10/2017
Enertech Global, LLC | Tetco | TYT072 |  | Ground-Source | WBAHP: Heat Pump Packaged Unit | Heat Pump | 230 | 1 |  |  |  | Single-Speed | 3278 | 716 |  | 71900 | 3994 | 18 | 13.4 | 56200 | 4334 | 3.8 | 3.1 | Non Federally-Regulated | 02/16/2016 |  | 10/10/2017
Enertech Global, LLC | Tetco | TYT072*2 |  | Ground-Water-Source | WBAHP: Heat Pump Packaged Unit | Heat Pump | 208 | 3 |  |  |  | Single-Speed | 2629 | 716 |  | 77600 | 3344 | 23.2 | 16.2 | 71100 | 4529 | 4.6 | 3.6 | Non Federally-Regulated | 02/16/2016 |  | 10/10/2017
Enertech Global, LLC | Tetco | TYT072*2 |  | Ground-Water-Source | WBAHP: Heat Pump Packaged Unit | Heat Pump | 230 | 3 |  |  |  | Single-Speed | 2629 | 716 |  | 77600 | 3344 | 23.2 | 16.2 | 71100 | 4529 | 4.6 | 3.6 | Non Federally-Regulated | 02/16/2016 |  | 10/10/2017
Enertech Global, LLC | Tetco | TYT072*2 |  | Ground-Source | WBAHP: Heat Pump Packaged Unit | Heat Pump | 208 | 3 |  |  |  | Single-Speed | 3278 | 716 |  | 71900 | 3994 | 18 | 13.4 | 56200 | 4334 | 3.8 | 3.1 | Non Federally-Regulated | 02/16/2016 |  | 10/10/2017
Enertech Global, LLC | Tetco | TYT072*2 |  | Ground-Source | WBAHP: Heat Pump Packaged Unit | Heat Pump | 230 | 3 |  |  |  | Single-Speed | 3278 | 716 |  | 71900 | 3994 | 18 | 13.4 | 56200 | 4334 | 3.8 | 3.1 | Non Federally-Regulated | 02/16/2016 |  | 10/10/2017
Enertech Global, LLC | Tetco | TYT072*3 |  | Ground-Water-Source | WBAHP: Heat Pump Packaged Unit | Heat Pump | 460 | 3 |  |  |  | Single-Speed | 2629 | 716 |  | 77600 | 3344 | 23.2 | 16.2 | 71100 | 4529 | 4.6 | 3.6 | Non Federally-Regulated | 02/16/2016 |  | 10/10/2017
Enertech Global, LLC | Tetco | TYT072*3 |  | Ground-Source | WBAHP: Heat Pump Packaged Unit | Heat Pump | 460 | 3 |  |  |  | Single-Speed | 3278 | 716 |  | 71900 | 3994 | 18 | 13.4 | 56200 | 4334 | 3.8 | 3.1 | Non Federally-Regulated | 02/16/2016 |  | 10/10/2017
Enertech Global, LLC | Tetco | TZS072*****1B |  | Water-Source | WBAHP: Heat Pump Packaged Unit | Heat Pump | 208 | 1 |  |  |  | Single-Speed | 3761 | 736 |  | 69700 | 4496 | 15.5 | 12 | 88400 | 5512 | 4.7 | 4.2 | Federally-Regulated Commercial & Industrial Equipment | 09/08/2017 |  | 10/10/2017
Enertech Global, LLC | Tetco | TZS072*****1B |  | Water-Source | WBAHP: Heat Pump Packaged Unit | Heat Pump | 230 | 1 |  |  |  | Single-Speed | 3761 | 736 |  | 69700 | 4496 | 15.5 | 12 | 88400 | 5512 | 4.7 | 4.2 | Federally-Regulated Commercial & Industrial Equipment | 09/08/2017 |  | 10/10/2017
Enertech Global, LLC | Tetco | TZS072*****1B |  | Ground-Source | WBAHP: Heat Pump Packaged Unit | Heat Pump | 208 | 1 |  |  |  | Single-Speed | 3338 | 736 |  | 72100 | 4073 | 17.7 | 13.4 | 56600 | 4483 | 3.7 | 3.1 | Non Federally-Regulated | 09/08/2017 |  | 10/10/2017
Enertech Global, LLC | Tetco | TZS072*****1B |  | Ground-Source | WBAHP: Heat Pump Packaged Unit | Heat Pump | 230 | 1 |  |  |  | Single-Speed | 3338 | 736 |  | 72100 | 4073 | 17.7 | 13.4 | 56600 | 4483 | 3.7 | 3.1 | Non Federally-Regulated | 09/08/2017 |  | 10/10/2017
Enertech Global, LLC | Tetco | TZS072*2***1B |  | Water-Source | WBAHP: Heat Pump Packaged Unit | Heat Pump | 208 | 3 |  |  |  | Single-Speed | 3761 | 736 |  | 69700 | 4496 | 15.5 | 12 | 88400 | 5512 | 4.7 | 4.2 | Federally-Regulated Commercial & Industrial Equipment | 09/08/2017 |  | 10/10/2017
Enertech Global, LLC | Tetco | TZS072*2***1B |  | Water-Source | WBAHP: Heat Pump Packaged Unit | Heat Pump | 230 | 3 |  |  |  | Single-Speed | 3761 | 736 |  | 69700 | 4496 | 15.5 | 12 | 88400 | 5512 | 4.7 | 4.2 | Federally-Regulated Commercial & Industrial Equipment | 09/08/2017 |  | 10/10/2017
Enertech Global, LLC | Tetco | TZS072*2***1B |  | Ground-Source | WBAHP: Heat Pump Packaged Unit | Heat Pump | 208 | 3 |  |  |  | Single-Speed | 3338 | 736 |  | 72100 | 4073 | 17.7 | 13.4 | 56600 | 4483 | 3.7 | 3.1 | Non Federally-Regulated | 09/08/2017 |  | 10/10/2017
Enertech Global, LLC | Tetco | TZS072*2***1B |  | Ground-Source | WBAHP: Heat Pump Packaged Unit | Heat Pump | 230 | 3 |  |  |  | Single-Speed | 3338 | 736 |  | 72100 | 4073 | 17.7 | 13.4 | 56600 | 4483 | 3.7 | 3.1 | Non Federally-Regulated | 09/08/2017 |  | 10/10/2017
Enertech Global, LLC | Tetco | TZS072*3***1B |  | Water-Source | WBAHP: Heat Pump Packaged Unit | Heat Pump | 460 | 3 |  |  |  | Single-Speed | 3761 | 736 |  | 69700 | 4496 | 15.5 | 12 | 88400 | 5512 | 4.7 | 4.2 | Federally-Regulated Commercial & Industrial Equipment | 09/08/2017 |  | 10/10/2017
Enertech Global, LLC | Tetco | TZS072*3***1B |  | Ground-Source | WBAHP: Heat Pump Packaged Unit | Heat Pump | 460 | 3 |  |  |  | Single-Speed | 3338 | 736 |  | 72100 | 4073 | 17.7 | 13.4 | 56600 | 4483 | 3.7 | 3.1 | Non Federally-Regulated | 09/08/2017 |  | 10/10/2017
Enertech Global, LLC | Tetco | TZS072******B |  | Water-Source | WBAHP: Heat Pump Packaged Unit | Heat Pump | 208 | 1 |  |  |  | Single-Speed | 3807 | 736 |  | 68600 | 4543 | 15.1 | 12 | 88400 | 5632 | 4.6 | 4.2 | Federally-Regulated Commercial & Industrial Equipment | 09/08/2017 |  | 10/10/2017
Enertech Global, LLC | Tetco | TZS072******B |  | Water-Source | WBAHP: Heat Pump Packaged Unit | Heat Pump | 230 | 1 |  |  |  | Single-Speed | 3807 | 736 |  | 68600 | 4543 | 15.1 | 12 | 88400 | 5632 | 4.6 | 4.2 | Federally-Regulated Commercial & Industrial Equipment | 09/08/2017 |  | 10/10/2017
Enertech Global, LLC | Tetco | TZS072******B |  | Ground-Source | WBAHP: Heat Pump Packaged Unit | Heat Pump | 208 | 1 |  |  |  | Single-Speed | 3369 | 736 |  | 70600 | 4104 | 17.2 | 13.4 | 57400 | 4806 | 3.5 | 3.1 | Non Federally-Regulated | 09/08/2017 |  | 10/10/2017
Enertech Global, LLC | Tetco | TZS072******B |  | Ground-Source | WBAHP: Heat Pump Packaged Unit | Heat Pump | 230 | 1 |  |  |  | Single-Speed | 3369 | 736 |  | 70600 | 4104 | 17.2 | 13.4 | 57400 | 4806 | 3.5 | 3.1 | Non Federally-Regulated | 09/08/2017 |  | 10/10/2017
Enertech Global, LLC | Tetco | TZS072*2****B |  | Water-Source | WBAHP: Heat Pump Packaged Unit | Heat Pump | 208 | 3 |  |  |  | Single-Speed | 3807 | 736 |  | 68600 | 4543 | 15.1 | 12 | 88400 | 5632 | 4.6 | 4.2 | Federally-Regulated Commercial & Industrial Equipment | 09/08/2017 |  | 10/10/2017
Enertech Global, LLC | Tetco | TZS072*2****B |  | Water-Source | WBAHP: Heat Pump Packaged Unit | Heat Pump | 230 | 3 |  |  |  | Single-Speed | 3807 | 736 |  | 68600 | 4543 | 15.1 | 12 | 88400 | 5632 | 4.6 | 4.2 | Federally-Regulated Commercial & Industrial Equipment | 09/08/2017 |  | 10/10/2017
Enertech Global, LLC | Tetco | TZS072*2****B |  | Ground-Source | WBAHP: Heat Pump Packaged Unit | Heat Pump | 208 | 3 |  |  |  | Single-Speed | 3369 | 736 |  | 70600 | 4104 | 17.2 | 13.4 | 57400 | 4806 | 3.5 | 3.1 | Non Federally-Regulated | 09/08/2017 |  | 10/10/2017
Enertech Global, LLC | Tetco | TZS072*2****B |  | Ground-Source | WBAHP: Heat Pump Packaged Unit | Heat Pump | 230 | 3 |  |  |  | Single-Speed | 3369 | 736 |  | 70600 | 4104 | 17.2 | 13.4 | 57400 | 4806 | 3.5 | 3.1 | Non Federally-Regulated | 09/08/2017 |  | 10/10/2017
Enertech Global, LLC | Tetco | TZS072*3****B |  | Water-Source | WBAHP: Heat Pump Packaged Unit | Heat Pump | 460 | 3 |  |  |  | Single-Speed | 3807 | 736 |  | 68600 | 4543 | 15.1 | 12 | 88400 | 5632 | 4.6 | 4.2 | Federally-Regulated Commercial & Industrial Equipment | 09/08/2017 |  | 10/10/2017
Enertech Global, LLC | Tetco | TZS072*3****B |  | Ground-Source | WBAHP: Heat Pump Packaged Unit | Heat Pump | 460 | 3 |  |  |  | Single-Speed | 3369 | 736 |  | 70600 | 4104 | 17.2 | 13.4 | 57400 | 4806 | 3.5 | 3.1 | Non Federally-Regulated | 09/08/2017 |  | 10/10/2017
Enertech Global, LLC | Tetco | TZS072*4****B |  | Water-Source | WBAHP: Heat Pump Packaged Unit | Heat Pump | 575 | 3 |  |  |  | Single-Speed | 3807 | 736 |  | 68600 | 4543 | 15.1 | 12 | 88400 | 5632 | 4.6 | 4.2 | Federally-Regulated Commercial & Industrial Equipment | 09/08/2017 |  | 10/10/2017
Enertech Global, LLC | Tetco | TZS072*4****B |  | Ground-Source | WBAHP: Heat Pump Packaged Unit | Heat Pump | 575 | 3 |  |  |  | Single-Speed | 3369 | 736 |  | 70600 | 4104 | 17.2 | 13.4 | 57400 | 4806 | 3.5 | 3.1 | Non Federally-Regulated | 09/08/2017 |  | 10/10/2017
Enertech Global, LLC | Tetco | TCT072D2 |  | Ground-Water-Source | WBAHP: Heat Pump Packaged Unit | Heat Pump | 208 | 3 |  |  |  | Single-Speed | 3008 | 710 |  | 75100 | 3717 | 20.2 | 16.2 | 70300 | 4905 | 4.2 | 3.6 | Non Federally-Regulated | 06/28/2016 |  | 10/10/2017
Enertech Global, LLC | Tetco | TCT072D2 |  | Ground-Water-Source | WBAHP: Heat Pump Packaged Unit | Heat Pump | 230 | 3 |  |  |  | Single-Speed | 3008 | 710 |  | 75100 | 3717 | 20.2 | 16.2 | 70300 | 4905 | 4.2 | 3.6 | Non Federally-Regulated | 06/28/2016 |  | 10/10/2017
Enertech Global, LLC | Tetco | TCT072D2 |  | Ground-Source | WBAHP: Heat Pump Packaged Unit | Heat Pump | 208 | 3 |  |  |  | Single-Speed | 3642 | 710 |  | 70500 | 4351 | 16.2 | 13.4 | 55900 | 4550 | 3.6 | 3.1 | Non Federally-Regulated | 06/28/2016 |  | 10/10/2017
Enertech Global, LLC | Tetco | TCT072D2 |  | Ground-Source | WBAHP: Heat Pump Packaged Unit | Heat Pump | 230 | 3 |  |  |  | Single-Speed | 3642 | 710 |  | 70500 | 4351 | 16.2 | 13.4 | 55900 | 4550 | 3.6 | 3.1 | Non Federally-Regulated | 06/28/2016 |  | 10/10/2017
Enertech Global, LLC | Tetco | TCT072D3 |  | Ground-Water-Source | WBAHP: Heat Pump Packaged Unit | Heat Pump | 460 | 3 |  |  |  | Single-Speed | 3008 | 710 |  | 75100 | 3717 | 20.2 | 16.2 | 70300 | 4905 | 4.2 | 3.6 | Non Federally-Regulated | 06/28/2016 |  | 10/10/2017
Enertech Global, LLC | Tetco | TCT072D3 |  | Ground-Source | WBAHP: Heat Pump Packaged Unit | Heat Pump | 460 | 3 |  |  |  | Single-Speed | 3669 | 710 |  | 70500 | 4351 | 16.2 | 13.4 | 55900 | 4550 | 3.6 | 3.1 | Non Federally-Regulated | 06/28/2016 |  | 10/10/2017
Enertech Global, LLC | Tetco | TCT072D |  | Ground-Water-Source | WBAHP: Heat Pump Packaged Unit | Heat Pump | 208 | 1 |  |  |  | Single-Speed | 3008 | 710 |  | 75100 | 3717 | 20.2 | 16.2 | 70300 | 4905 | 4.2 | 3.6 | Non Federally-Regulated | 06/28/2016 |  | 10/10/2017
Enertech Global, LLC | Tetco | TCT072D |  | Ground-Water-Source | WBAHP: Heat Pump Packaged Unit | Heat Pump | 230 | 1 |  |  |  | Single-Speed | 3008 | 710 |  | 75100 | 3717 | 20.2 | 16.2 | 70300 | 4905 | 4.2 | 3.6 | Non Federally-Regulated | 06/28/2016 |  | 10/10/2017
Enertech Global, LLC | Tetco | TCT072D |  | Ground-Source | WBAHP: Heat Pump Packaged Unit | Heat Pump | 208 | 1 |  |  |  | Single-Speed | 3642 | 710 |  | 70500 | 4351 | 16.2 | 13.4 | 55900 | 4550 | 3.6 | 3.1 | Non Federally-Regulated | 06/28/2016 |  | 10/10/2017
Enertech Global, LLC | Tetco | TCT072D |  | Ground-Source | WBAHP: Heat Pump Packaged Unit | Heat Pump | 230 | 1 |  |  |  | Single-Speed | 3642 | 710 |  | 70500 | 4351 | 16.2 | 13.4 | 55900 | 4550 | 3.6 | 3.1 | Non Federally-Regulated | 06/28/2016 |  | 10/10/2017
Enertech Global, LLC | GEOCOMFORT | GZT072******B |  | Water-Source | WBAHP: Heat Pump Packaged Unit | Heat Pump | 208 | 1 |  |  |  | Single-Speed | 3602 | 736 |  | 68100 | 4337 | 15.7 | 12 | 88400 | 5397 | 4.8 | 4.2 | Federally-Regulated Commercial & Industrial Equipment | 09/08/2017 |  | 10/11/2017
Enertech Global, LLC | GEOCOMFORT | GZT072******B |  | Water-Source | WBAHP: Heat Pump Packaged Unit | Heat Pump | 230 | 1 |  |  |  | Single-Speed | 3602 | 736 |  | 68100 | 4337 | 15.7 | 12 | 88400 | 5397 | 4.8 | 4.2 | Federally-Regulated Commercial & Industrial Equipment | 09/08/2017 |  | 10/11/2017
Enertech Global, LLC | GEOCOMFORT | GZT072******B |  | Ground-Source | WBAHP: Heat Pump Packaged Unit | Heat Pump | 208 | 1 |  |  |  | Single-Speed | 3175 | 736 |  | 70400 | 3911 | 18 | 13.4 | 57900 | 4465 | 3.8 | 3.1 | Non Federally-Regulated | 09/08/2017 |  | 10/11/2017
Enertech Global, LLC | GEOCOMFORT | GZT072******B |  | Ground-Source | WBAHP: Heat Pump Packaged Unit | Heat Pump | 230 | 1 |  |  |  | Single-Speed | 3175 | 736 |  | 70400 | 3911 | 18 | 13.4 | 57900 | 4465 | 3.8 | 3.1 | Non Federally-Regulated | 09/08/2017 |  | 10/11/2017
Enertech Global, LLC | GEOCOMFORT | GZT072*2****B |  | Water-Source | WBAHP: Heat Pump Packaged Unit | Heat Pump | 208 | 3 |  |  |  | Single-Speed | 3602 | 736 |  | 68100 | 4337 | 15.7 | 12 | 88400 | 5397 | 4.8 | 4.2 | Federally-Regulated Commercial & Industrial Equipment | 09/08/2017 |  | 10/11/2017
Enertech Global, LLC | GEOCOMFORT | GZT072*2****B |  | Water-Source | WBAHP: Heat Pump Packaged Unit | Heat Pump | 230 | 3 |  |  |  | Single-Speed | 3602 | 736 |  | 68100 | 4337 | 15.7 | 12 | 88400 | 5397 | 4.8 | 4.2 | Federally-Regulated Commercial & Industrial Equipment | 09/08/2017 |  | 10/11/2017
Enertech Global, LLC | GEOCOMFORT | GZT072*2****B |  | Ground-Source | WBAHP: Heat Pump Packaged Unit | Heat Pump | 208 | 3 |  |  |  | Single-Speed | 3175 | 736 |  | 70400 | 3911 | 18 | 13.4 | 57900 | 4465 | 3.8 | 3.1 | Non Federally-Regulated | 09/08/2017 |  | 10/11/2017
Enertech Global, LLC | GEOCOMFORT | GZT072*2****B |  | Ground-Source | WBAHP: Heat Pump Packaged Unit | Heat Pump | 230 | 3 |  |  |  | Single-Speed | 3175 | 736 |  | 70400 | 3911 | 18 | 13.4 | 57900 | 4465 | 3.8 | 3.1 | Non Federally-Regulated | 09/08/2017 |  | 10/11/2017
Enertech Global, LLC | GEOCOMFORT | GZT072*3****B |  | Water-Source | WBAHP: Heat Pump Packaged Unit | Heat Pump | 460 | 3 |  |  |  | Single-Speed | 3602 | 736 |  | 68100 | 4337 | 15.7 | 12 | 88400 | 5397 | 4.8 | 4.2 | Federally-Regulated Commercial & Industrial Equipment | 09/08/2017 |  | 10/11/2017
Enertech Global, LLC | GEOCOMFORT | GZT072*3****B |  | Ground-Source | WBAHP: Heat Pump Packaged Unit | Heat Pump | 460 | 3 |  |  |  | Single-Speed | 3175 | 736 |  | 70400 | 3911 | 18 | 13.4 | 57900 | 4465 | 3.8 | 3.1 | Non Federally-Regulated | 09/08/2017 |  | 10/11/2017
Enertech Global, LLC | Tetco | TZT072******B |  | Water-Source | WBAHP: Heat Pump Packaged Unit | Heat Pump | 208 | 1 |  |  |  | Single-Speed | 3602 | 736 |  | 68100 | 4337 | 15.7 | 12 | 88400 | 5397 | 4.8 | 4.2 | Federally-Regulated Commercial & Industrial Equipment | 09/08/2017 |  | 10/11/2017
Enertech Global, LLC | Tetco | TZT072******B |  | Water-Source | WBAHP: Heat Pump Packaged Unit | Heat Pump | 230 | 1 |  |  |  | Single-Speed | 3602 | 736 |  | 68100 | 4337 | 15.7 | 12 | 88400 | 5397 | 4.8 | 4.2 | Federally-Regulated Commercial & Industrial Equipment | 09/08/2017 |  | 10/11/2017
Enertech Global, LLC | Tetco | TZT072******B |  | Ground-Source | WBAHP: Heat Pump Packaged Unit | Heat Pump | 208 | 1 |  |  |  | Single-Speed | 3175 | 736 |  | 70400 | 3911 | 18 | 13.4 | 57900 | 4465 | 3.8 | 3.1 | Non Federally-Regulated | 09/08/2017 |  | 10/11/2017
Enertech Global, LLC | Tetco | TZT072******B |  | Ground-Source | WBAHP: Heat Pump Packaged Unit | Heat Pump | 230 | 1 |  |  |  | Single-Speed | 3175 | 736 |  | 70400 | 3911 | 18 | 13.4 | 57900 | 4465 | 3.8 | 3.1 | Non Federally-Regulated | 09/08/2017 |  | 10/11/2017
Enertech Global, LLC | Tetco | TZT072*2****B |  | Water-Source | WBAHP: Heat Pump Packaged Unit | Heat Pump | 208 | 3 |  |  |  | Single-Speed | 3602 | 736 |  | 68100 | 4337 | 15.7 | 12 | 88400 | 5397 | 4.8 | 4.2 | Federally-Regulated Commercial & Industrial Equipment | 09/08/2017 |  | 10/11/2017
Enertech Global, LLC | Tetco | TZT072*2****B |  | Water-Source | WBAHP: Heat Pump Packaged Unit | Heat Pump | 230 | 3 |  |  |  | Single-Speed | 3602 | 736 |  | 68100 | 4337 | 15.7 | 12 | 88400 | 5397 | 4.8 | 4.2 | Federally-Regulated Commercial & Industrial Equipment | 09/08/2017 |  | 10/11/2017
Enertech Global, LLC | Tetco | TZT072*2****B |  | Ground-Source | WBAHP: Heat Pump Packaged Unit | Heat Pump | 208 | 3 |  |  |  | Single-Speed | 3175 | 736 |  | 70400 | 3911 | 18 | 13.4 | 57900 | 4465 | 3.8 | 3.1 | Non Federally-Regulated | 09/08/2017 |  | 10/11/2017
Enertech Global, LLC | Tetco | TZT072*2****B |  | Ground-Source | WBAHP: Heat Pump Packaged Unit | Heat Pump | 230 | 3 |  |  |  | Single-Speed | 3175 | 736 |  | 70400 | 3911 | 18 | 13.4 | 57900 | 4465 | 3.8 | 3.1 | Non Federally-Regulated | 09/08/2017 |  | 10/11/2017
Enertech Global, LLC | Tetco | TZT072*3****B |  | Water-Source | WBAHP: Heat Pump Packaged Unit | Heat Pump | 460 | 3 |  |  |  | Single-Speed | 3602 | 736 |  | 68100 | 4337 | 15.7 | 12 | 88400 | 5397 | 4.8 | 4.2 | Federally-Regulated Commercial & Industrial Equipment | 09/08/2017 |  | 10/11/2017
Enertech Global, LLC | Tetco | TZT072*3****B |  | Ground-Source | WBAHP: Heat Pump Packaged Unit | Heat Pump | 460 | 3 |  |  |  | Single-Speed | 3175 | 736 |  | 70400 | 3911 | 18 | 13.4 | 57900 | 4465 | 3.8 | 3.1 | Non Federally-Regulated | 09/08/2017 |  | 10/11/2017
FHP Manufacturing Company | Bosch | SM070-1VT/CF*-*****B |  | Water-Source | WBAHP: Heat Pump Packaged Unit | Both Heat Pump and Electric Re | 208 | 1 |  |  |  | Dual-Speed | 4100 | 844 |  | 72400 | 4701 | 15.4 | 12 | 89400 | 5137 | 5.1 | 4.2 | Federally-Regulated Commercial & Industrial Equipment | 10/10/2017 |  | 10/11/2017
FHP Manufacturing Company | Bosch | SM070-1VT/CF*-*****B |  | Water-Source | WBAHP: Heat Pump Packaged Unit | Both Heat Pump and Electric Re | 230 | 1 |  |  |  | Dual-Speed | 4100 | 844 |  | 72400 | 4701 | 15.4 | 12 | 89400 | 5137 | 5.1 | 4.2 | Federally-Regulated Commercial & Industrial Equipment | 10/10/2017 |  | 10/11/2017
FHP Manufacturing Company | Bosch | SM070-1VT/CF*-*****B |  | Ground-Water-Source | WBAHP: Heat Pump Packaged Unit | Both Heat Pump and Electric Re | 208 | 1 |  |  |  | Dual-Speed | 3067 | 844 |  | 76800 | 3657 | 21 | 16.2 | 73500 | 4682 | 4.6 | 3.6 | Non Federally-Regulated | 10/10/2017 |  | 10/11/2017
FHP Manufacturing Company | Bosch | SM070-1VT/CF*-*****B |  | Ground-Water-Source | WBAHP: Heat Pump Packaged Unit | Both Heat Pump and Electric Re | 230 | 1 |  |  |  | Dual-Speed | 3067 | 844 |  | 76800 | 3657 | 21 | 16.2 | 73500 | 4682 | 4.6 | 3.6 | Non Federally-Regulated | 10/10/2017 |  | 10/11/2017
FHP Manufacturing Company | Bosch | SM070-1VT/CF*-*****B |  | Ground-Source | WBAHP: Heat Pump Packaged Unit | Both Heat Pump and Electric Re | 208 | 1 |  |  |  | Dual-Speed | 3702 | 844 |  | 74300 | 4245 | 17.5 | 13.4 | 57600 | 4328 | 3.9 | 3.1 | Non Federally-Regulated | 10/10/2017 |  | 10/11/2017
FHP Manufacturing Company | Bosch | SM070-1VT/CF*-*****B |  | Ground-Source | WBAHP: Heat Pump Packaged Unit | Both Heat Pump and Electric Re | 230 | 1 |  |  |  | Dual-Speed | 3702 | 844 |  | 74300 | 4245 | 17.5 | 13.4 | 57600 | 4328 | 3.9 | 3.1 | Non Federally-Regulated | 10/10/2017 |  | 10/11/2017
FHP Manufacturing Company | Bosch | SM060-1VT/CF*-*****B |  | Ground-Water-Source | WBAHP: Heat Pump Packaged Unit | Both Heat Pump and Electric Re | 208 | 1 |  |  |  | Dual-Speed | 2666 | 613 |  | 68600 | 2995 | 22.9 | 16.2 | 62000 | 3708 | 4.9 | 3.6 | Non Federally-Regulated | 10/10/2017 |  | 10/11/2017
FHP Manufacturing Company | Bosch | SM060-1VT/CF*-*****B |  | Ground-Water-Source | WBAHP: Heat Pump Packaged Unit | Both Heat Pump and Electric Re | 230 | 1 |  |  |  | Dual-Speed | 2666 | 613 |  | 68600 | 2995 | 22.9 | 16.2 | 62000 | 3708 | 4.9 | 3.6 | Non Federally-Regulated | 10/10/2017 |  | 10/11/2017
FHP Manufacturing Company | Arcoaire | HP072D/H/V* |  | Water-Source | WBAHP: Heat Pump Packaged Unit | Heat Pump | 208 | 1 |  |  |  | Single-Speed | 4406 | 803 |  | 72000 | 4965 | 14.5 | 12 | 80000 | 5210 | 4.5 | 4.2 | Federally-Regulated Commercial & Industrial Equipment | 10/10/2017 |  | 10/11/2017
FHP Manufacturing Company | Arcoaire | HP072D/H/V* |  | Water-Source | WBAHP: Heat Pump Packaged Unit | Heat Pump | 230 | 1 |  |  |  | Single-Speed | 4406 | 803 |  | 72000 | 4965 | 14.5 | 12 | 80000 | 5210 | 4.5 | 4.2 | Federally-Regulated Commercial & Industrial Equipment | 10/10/2017 |  | 10/11/2017
FHP Manufacturing Company | Arcoaire | HP072D/H/V* |  | Ground-Water-Source | WBAHP: Heat Pump Packaged Unit | Heat Pump | 208 | 1 |  |  |  | Single-Speed | 3941 | 803 |  | 77000 | 3928 | 19.6 | 16.2 | 68000 | 4745 | 4.2 | 3.6 | Non Federally-Regulated | 10/10/2017 |  | 10/11/2017
FHP Manufacturing Company | Arcoaire | HP072D/H/V* |  | Ground-Water-Source | WBAHP: Heat Pump Packaged Unit | Heat Pump | 230 | 1 |  |  |  | Single-Speed | 3941 | 803 |  | 77000 | 3928 | 19.6 | 16.2 | 68000 | 4745 | 4.2 | 3.6 | Non Federally-Regulated | 10/10/2017 |  | 10/11/2017
FHP Manufacturing Company | Arcoaire | HP072D/H/V* |  | Ground-Source | WBAHP: Heat Pump Packaged Unit | Heat Pump | 208 | 1 |  |  |  | Single-Speed | 3394 | 803 |  | 74000 | 4539 | 16.3 | 13.4 | 53000 | 4437 | 3.5 | 3.1 | Non Federally-Regulated | 10/10/2017 |  | 10/11/2017
FHP Manufacturing Company | Arcoaire | HP072D/H/V* |  | Ground-Source | WBAHP: Heat Pump Packaged Unit | Heat Pump | 230 | 1 |  |  |  | Single-Speed | 3394 | 803 |  | 74000 | 4539 | 16.3 | 13.4 | 53000 | 4437 | 3.5 | 3.1 | Non Federally-Regulated | 10/10/2017 |  | 10/11/2017
FHP Manufacturing Company | Bosch | CE061-1CF/HZ/VT |  | Ground-Water-Source | WBAHP: Heat Pump Packaged Unit | Heat Pump | 208 | 1 |  |  |  | Single-Speed | 3426 | 730 |  | 68000 | 3451 | 19.7 | 16.2 | 61000 | 4157 | 4.3 | 3.6 | Non Federally-Regulated | 10/10/2017 |  | 10/11/2017
FHP Manufacturing Company | Bosch | CE061-1CF/HZ/VT |  | Ground-Water-Source | WBAHP: Heat Pump Packaged Unit | Heat Pump | 230 | 1 |  |  |  | Single-Speed | 3426 | 730 |  | 68000 | 3451 | 19.7 | 16.2 | 61000 | 4157 | 4.3 | 3.6 | Non Federally-Regulated | 10/10/2017 |  | 10/11/2017
FHP Manufacturing Company | Comfortmaker | HP072D/H/V* |  | Water-Source | WBAHP: Heat Pump Packaged Unit | Heat Pump | 208 | 1 |  |  |  | Single-Speed | 4406 | 803 |  | 72000 | 4965 | 14.5 | 12 | 80000 | 5210 | 4.5 | 4.2 | Federally-Regulated Commercial & Industrial Equipment | 10/10/2017 |  | 10/11/2017
FHP Manufacturing Company | Comfortmaker | HP072D/H/V* |  | Water-Source | WBAHP: Heat Pump Packaged Unit | Heat Pump | 230 | 1 |  |  |  | Single-Speed | 4406 | 803 |  | 72000 | 4965 | 14.5 | 12 | 80000 | 5210 | 4.5 | 4.2 | Federally-Regulated Commercial & Industrial Equipment | 10/10/2017 |  | 10/11/2017
FHP Manufacturing Company | Comfortmaker | HP072D/H/V* |  | Ground-Water-Source | WBAHP: Heat Pump Packaged Unit | Heat Pump | 208 | 1 |  |  |  | Single-Speed | 3941 | 803 |  | 77000 | 3928 | 19.6 | 16.2 | 68000 | 4745 | 4.2 | 3.6 | Non Federally-Regulated | 10/10/2017 |  | 10/11/2017
FHP Manufacturing Company | Comfortmaker | HP072D/H/V* |  | Ground-Water-Source | WBAHP: Heat Pump Packaged Unit | Heat Pump | 230 | 1 |  |  |  | Single-Speed | 3941 | 803 |  | 77000 | 3928 | 19.6 | 16.2 | 68000 | 4745 | 4.2 | 3.6 | Non Federally-Regulated | 10/10/2017 |  | 10/11/2017
FHP Manufacturing Company | Comfortmaker | HP072D/H/V* |  | Ground-Source | WBAHP: Heat Pump Packaged Unit | Heat Pump | 208 | 1 |  |  |  | Single-Speed | 3394 | 803 |  | 74000 | 4539 | 16.3 | 13.4 | 53000 | 4437 | 3.5 | 3.1 | Non Federally-Regulated | 10/10/2017 |  | 10/11/2017
FHP Manufacturing Company | Comfortmaker | HP072D/H/V* |  | Ground-Source | WBAHP: Heat Pump Packaged Unit | Heat Pump | 230 | 1 |  |  |  | Single-Speed | 3394 | 803 |  | 74000 | 4539 | 16.3 | 13.4 | 53000 | 4437 | 3.5 | 3.1 | Non Federally-Regulated | 10/10/2017 |  | 10/11/2017
FHP Manufacturing Company | Day & Night | HP072D/H/V* |  | Water-Source | WBAHP: Heat Pump Packaged Unit | Heat Pump | 208 | 1 |  |  |  | Single-Speed | 4406 | 803 |  | 72000 | 4965 | 14.5 | 12 | 80000 | 5210 | 4.5 | 4.2 | Federally-Regulated Commercial & Industrial Equipment | 10/10/2017 |  | 10/11/2017
FHP Manufacturing Company | Day & Night | HP072D/H/V* |  | Water-Source | WBAHP: Heat Pump Packaged Unit | Heat Pump | 230 | 1 |  |  |  | Single-Speed | 4406 | 803 |  | 72000 | 4965 | 14.5 | 12 | 80000 | 5210 | 4.5 | 4.2 | Federally-Regulated Commercial & Industrial Equipment | 10/10/2017 |  | 10/11/2017
FHP Manufacturing Company | Day & Night | HP072D/H/V* |  | Ground-Water-Source | WBAHP: Heat Pump Packaged Unit | Heat Pump | 208 | 1 |  |  |  | Single-Speed | 3941 | 803 |  | 77000 | 3928 | 19.6 | 16.2 | 68000 | 4745 | 4.2 | 3.6 | Non Federally-Regulated | 10/10/2017 |  | 10/11/2017
FHP Manufacturing Company | Day & Night | HP072D/H/V* |  | Ground-Water-Source | WBAHP: Heat Pump Packaged Unit | Heat Pump | 230 | 1 |  |  |  | Single-Speed | 3941 | 803 |  | 77000 | 3928 | 19.6 | 16.2 | 68000 | 4745 | 4.2 | 3.6 | Non Federally-Regulated | 10/10/2017 |  | 10/11/2017
FHP Manufacturing Company | Day & Night | HP072D/H/V* |  | Ground-Source | WBAHP: Heat Pump Packaged Unit | Heat Pump | 208 | 1 |  |  |  | Single-Speed | 3394 | 803 |  | 74000 | 4539 | 16.3 | 13.4 | 53000 | 4437 | 3.5 | 3.1 | Non Federally-Regulated | 10/10/2017 |  | 10/11/2017
FHP Manufacturing Company | Day & Night | HP072D/H/V* |  | Ground-Source | WBAHP: Heat Pump Packaged Unit | Heat Pump | 230 | 1 |  |  |  | Single-Speed | 3394 | 803 |  | 74000 | 4539 | 16.3 | 13.4 | 53000 | 4437 | 3.5 | 3.1 | Non Federally-Regulated | 10/10/2017 |  | 10/11/2017
FHP Manufacturing Company | Arcoaire | HP060D/H/V* |  | Ground-Water-Source | WBAHP: Heat Pump Packaged Unit | Heat Pump | 208 | 1 |  |  |  | Single-Speed | 3426 | 730 |  | 68000 | 3451 | 19.7 | 16.2 | 61000 | 4157 | 4.3 | 3.6 | Non Federally-Regulated | 10/10/2017 |  | 10/11/2017
FHP Manufacturing Company | Arcoaire | HP060D/H/V* |  | Ground-Water-Source | WBAHP: Heat Pump Packaged Unit | Heat Pump | 230 | 1 |  |  |  | Single-Speed | 3426 | 730 |  | 68000 | 3451 | 19.7 | 16.2 | 61000 | 4157 | 4.3 | 3.6 | Non Federally-Regulated | 10/10/2017 |  | 10/11/2017
FHP Manufacturing Company | Comfortmaker | HP060D/H/V* |  | Ground-Water-Source | WBAHP: Heat Pump Packaged Unit | Heat Pump | 208 | 1 |  |  |  | Single-Speed | 3426 | 730 |  | 68000 | 3451 | 19.7 | 16.2 | 61000 | 4157 | 4.3 | 3.6 | Non Federally-Regulated | 10/10/2017 |  | 10/11/2017
FHP Manufacturing Company | Comfortmaker | HP060D/H/V* |  | Ground-Water-Source | WBAHP: Heat Pump Packaged Unit | Heat Pump | 230 | 1 |  |  |  | Single-Speed | 3426 | 730 |  | 68000 | 3451 | 19.7 | 16.2 | 61000 | 4157 | 4.3 | 3.6 | Non Federally-Regulated | 10/10/2017 |  | 10/11/2017
FHP Manufacturing Company | Day & Night | HP060D/H/V* |  | Ground-Water-Source | WBAHP: Heat Pump Packaged Unit | Heat Pump | 208 | 1 |  |  |  | Single-Speed | 3426 | 730 |  | 68000 | 3451 | 19.7 | 16.2 | 61000 | 4157 | 4.3 | 3.6 | Non Federally-Regulated | 10/10/2017 |  | 10/11/2017
FHP Manufacturing Company | Day & Night | HP060D/H/V* |  | Ground-Water-Source | WBAHP: Heat Pump Packaged Unit | Heat Pump | 230 | 1 |  |  |  | Single-Speed | 3426 | 730 |  | 68000 | 3451 | 19.7 | 16.2 | 61000 | 4157 | 4.3 | 3.6 | Non Federally-Regulated | 10/10/2017 |  | 10/11/2017
FHP Manufacturing Company | ENVIRO-SAVER | ES071-1CF/HZ/VT |  | Water-Source | WBAHP: Heat Pump Packaged Unit | Heat Pump | 208 | 1 |  |  |  | Single-Speed | 4406 | 803 |  | 72000 | 4965 | 14.5 | 12 | 80000 | 5210 | 4.5 | 4.2 | Federally-Regulated Commercial & Industrial Equipment | 10/10/2017 |  | 10/11/2017
FHP Manufacturing Company | ENVIRO-SAVER | ES071-1CF/HZ/VT |  | Water-Source | WBAHP: Heat Pump Packaged Unit | Heat Pump | 230 | 1 |  |  |  | Single-Speed | 4406 | 803 |  | 72000 | 4965 | 14.5 | 12 | 80000 | 5210 | 4.5 | 4.2 | Federally-Regulated Commercial & Industrial Equipment | 10/10/2017 |  | 10/11/2017
FHP Manufacturing Company | ENVIRO-SAVER | ES071-1CF/HZ/VT |  | Ground-Water-Source | WBAHP: Heat Pump Packaged Unit | Heat Pump | 208 | 1 |  |  |  | Single-Speed | 3941 | 803 |  | 77000 | 3928 | 19.6 | 16.2 | 68000 | 4745 | 4.2 | 3.6 | Non Federally-Regulated | 10/10/2017 |  | 10/11/2017
FHP Manufacturing Company | ENVIRO-SAVER | ES071-1CF/HZ/VT |  | Ground-Water-Source | WBAHP: Heat Pump Packaged Unit | Heat Pump | 230 | 1 |  |  |  | Single-Speed | 3941 | 803 |  | 77000 | 3928 | 19.6 | 16.2 | 68000 | 4745 | 4.2 | 3.6 | Non Federally-Regulated | 10/10/2017 |  | 10/11/2017
FHP Manufacturing Company | ENVIRO-SAVER | ES071-1CF/HZ/VT |  | Ground-Source | WBAHP: Heat Pump Packaged Unit | Heat Pump | 208 | 1 |  |  |  | Single-Speed | 3394 | 803 |  | 74000 | 4539 | 16.3 | 13.4 | 53000 | 4437 | 3.5 | 3.1 | Non Federally-Regulated | 10/10/2017 |  | 10/11/2017
FHP Manufacturing Company | ENVIRO-SAVER | ES071-1CF/HZ/VT |  | Ground-Source | WBAHP: Heat Pump Packaged Unit | Heat Pump | 230 | 1 |  |  |  | Single-Speed | 3394 | 803 |  | 74000 | 4539 | 16.3 | 13.4 | 53000 | 4437 | 3.5 | 3.1 | Non Federally-Regulated | 10/10/2017 |  | 10/11/2017
FHP Manufacturing Company | Heil | HP072D/H/V* |  | Water-Source | WBAHP: Heat Pump Packaged Unit | Heat Pump | 208 | 1 |  |  |  | Single-Speed | 4406 | 803 |  | 72000 | 4965 | 14.5 | 12 | 80000 | 5210 | 4.5 | 4.2 | Federally-Regulated Commercial & Industrial Equipment | 10/10/2017 |  | 10/11/2017
FHP Manufacturing Company | Heil | HP072D/H/V* |  | Water-Source | WBAHP: Heat Pump Packaged Unit | Heat Pump | 230 | 1 |  |  |  | Single-Speed | 4406 | 803 |  | 72000 | 4965 | 14.5 | 12 | 80000 | 5210 | 4.5 | 4.2 | Federally-Regulated Commercial & Industrial Equipment | 10/10/2017 |  | 10/11/2017
FHP Manufacturing Company | Heil | HP072D/H/V* |  | Ground-Water-Source | WBAHP: Heat Pump Packaged Unit | Heat Pump | 208 | 1 |  |  |  | Single-Speed | 3941 | 803 |  | 77000 | 3928 | 19.6 | 16.2 | 68000 | 4745 | 4.2 | 3.6 | Non Federally-Regulated | 10/10/2017 |  | 10/11/2017
FHP Manufacturing Company | Heil | HP072D/H/V* |  | Ground-Water-Source | WBAHP: Heat Pump Packaged Unit | Heat Pump | 230 | 1 |  |  |  | Single-Speed | 3941 | 803 |  | 77000 | 3928 | 19.6 | 16.2 | 68000 | 4745 | 4.2 | 3.6 | Non Federally-Regulated | 10/10/2017 |  | 10/11/2017
FHP Manufacturing Company | Heil | HP072D/H/V* |  | Ground-Source | WBAHP: Heat Pump Packaged Unit | Heat Pump | 208 | 1 |  |  |  | Single-Speed | 3394 | 803 |  | 74000 | 4539 | 16.3 | 13.4 | 53000 | 4437 | 3.5 | 3.1 | Non Federally-Regulated | 10/10/2017 |  | 10/11/2017
FHP Manufacturing Company | Heil | HP072D/H/V* |  | Ground-Source | WBAHP: Heat Pump Packaged Unit | Heat Pump | 230 | 1 |  |  |  | Single-Speed | 3394 | 803 |  | 74000 | 4539 | 16.3 | 13.4 | 53000 | 4437 | 3.5 | 3.1 | Non Federally-Regulated | 10/10/2017 |  | 10/11/2017
FHP Manufacturing Company | Keeprite | HP072D/H/V* |  | Water-Source | WBAHP: Heat Pump Packaged Unit | Heat Pump | 208 | 1 |  |  |  | Single-Speed | 4406 | 803 |  | 72000 | 4965 | 14.5 | 12 | 80000 | 5210 | 4.5 | 4.2 | Federally-Regulated Commercial & Industrial Equipment | 10/10/2017 |  | 10/11/2017
FHP Manufacturing Company | Keeprite | HP072D/H/V* |  | Water-Source | WBAHP: Heat Pump Packaged Unit | Heat Pump | 230 | 1 |  |  |  | Single-Speed | 4406 | 803 |  | 72000 | 4965 | 14.5 | 12 | 80000 | 5210 | 4.5 | 4.2 | Federally-Regulated Commercial & Industrial Equipment | 10/10/2017 |  | 10/11/2017
FHP Manufacturing Company | Keeprite | HP072D/H/V* |  | Ground-Water-Source | WBAHP: Heat Pump Packaged Unit | Heat Pump | 208 | 1 |  |  |  | Single-Speed | 3941 | 803 |  | 77000 | 3928 | 19.6 | 16.2 | 68000 | 4745 | 4.2 | 3.6 | Non Federally-Regulated | 10/10/2017 |  | 10/11/2017
FHP Manufacturing Company | Keeprite | HP072D/H/V* |  | Ground-Water-Source | WBAHP: Heat Pump Packaged Unit | Heat Pump | 230 | 1 |  |  |  | Single-Speed | 3941 | 803 |  | 77000 | 3928 | 19.6 | 16.2 | 68000 | 4745 | 4.2 | 3.6 | Non Federally-Regulated | 10/10/2017 |  | 10/11/2017
FHP Manufacturing Company | Keeprite | HP072D/H/V* |  | Ground-Source | WBAHP: Heat Pump Packaged Unit | Heat Pump | 208 | 1 |  |  |  | Single-Speed | 3394 | 803 |  | 74000 | 4539 | 16.3 | 13.4 | 53000 | 4437 | 3.5 | 3.1 | Non Federally-Regulated | 10/10/2017 |  | 10/11/2017
FHP Manufacturing Company | Keeprite | HP072D/H/V* |  | Ground-Source | WBAHP: Heat Pump Packaged Unit | Heat Pump | 230 | 1 |  |  |  | Single-Speed | 3394 | 803 |  | 74000 | 4539 | 16.3 | 13.4 | 53000 | 4437 | 3.5 | 3.1 | Non Federally-Regulated | 10/10/2017 |  | 10/11/2017
FHP Manufacturing Company | Tempstar | HP072D/H/V* |  | Water-Source | WBAHP: Heat Pump Packaged Unit | Heat Pump | 208 | 1 |  |  |  | Single-Speed | 4406 | 803 |  | 72000 | 4965 | 14.5 | 12 | 80000 | 5210 | 4.5 | 4.2 | Federally-Regulated Commercial & Industrial Equipment | 10/10/2017 |  | 10/11/2017
FHP Manufacturing Company | Tempstar | HP072D/H/V* |  | Water-Source | WBAHP: Heat Pump Packaged Unit | Heat Pump | 230 | 1 |  |  |  | Single-Speed | 4406 | 803 |  | 72000 | 4965 | 14.5 | 12 | 80000 | 5210 | 4.5 | 4.2 | Federally-Regulated Commercial & Industrial Equipment | 10/10/2017 |  | 10/11/2017
FHP Manufacturing Company | Tempstar | HP072D/H/V* |  | Ground-Water-Source | WBAHP: Heat Pump Packaged Unit | Heat Pump | 208 | 1 |  |  |  | Single-Speed | 3941 | 803 |  | 77000 | 3928 | 19.6 | 16.2 | 68000 | 4745 | 4.2 | 3.6 | Non Federally-Regulated | 10/10/2017 |  | 10/11/2017
FHP Manufacturing Company | Tempstar | HP072D/H/V* |  | Ground-Water-Source | WBAHP: Heat Pump Packaged Unit | Heat Pump | 230 | 1 |  |  |  | Single-Speed | 3941 | 803 |  | 77000 | 3928 | 19.6 | 16.2 | 68000 | 4745 | 4.2 | 3.6 | Non Federally-Regulated | 10/10/2017 |  | 10/11/2017
FHP Manufacturing Company | Tempstar | HP072D/H/V* |  | Ground-Source | WBAHP: Heat Pump Packaged Unit | Heat Pump | 208 | 1 |  |  |  | Single-Speed | 3394 | 803 |  | 74000 | 4539 | 16.3 | 13.4 | 53000 | 4437 | 3.5 | 3.1 | Non Federally-Regulated | 10/10/2017 |  | 10/11/2017
FHP Manufacturing Company | Tempstar | HP072D/H/V* |  | Ground-Source | WBAHP: Heat Pump Packaged Unit | Heat Pump | 230 | 1 |  |  |  | Single-Speed | 3394 | 803 |  | 74000 | 4539 | 16.3 | 13.4 | 53000 | 4437 | 3.5 | 3.1 | Non Federally-Regulated | 10/10/2017 |  | 10/11/2017
FHP Manufacturing Company | ENVIRO-SAVER | ES061-3CF/HZ/VT |  | Ground-Water-Source | WBAHP: Heat Pump Packaged Unit | Heat Pump | 208 | 3 |  |  |  | Single-Speed | 3426 | 730 |  | 68000 | 3451 | 19.7 | 16.2 | 61000 | 4157 | 4.3 | 3.6 | Non Federally-Regulated | 10/10/2017 |  | 10/11/2017
FHP Manufacturing Company | ENVIRO-SAVER | ES061-3CF/HZ/VT |  | Ground-Water-Source | WBAHP: Heat Pump Packaged Unit | Heat Pump | 230 | 3 |  |  |  | Single-Speed | 3426 | 730 |  | 68000 | 3451 | 19.7 | 16.2 | 61000 | 4157 | 4.3 | 3.6 | Non Federally-Regulated | 10/10/2017 |  | 10/11/2017
FHP Manufacturing Company | ENVIRO-SAVER | ES061-4CF/HZ/VT |  | Ground-Water-Source | WBAHP: Heat Pump Packaged Unit | Heat Pump | 460 | 3 |  |  |  | Single-Speed | 3426 | 730 |  | 68000 | 3451 | 19.7 | 16.2 | 61000 | 4157 | 4.3 | 3.6 | Non Federally-Regulated | 10/10/2017 |  | 10/11/2017
FHP Manufacturing Company | Heil | HP060D/H/V* |  | Ground-Water-Source | WBAHP: Heat Pump Packaged Unit | Heat Pump | 208 | 1 |  |  |  | Single-Speed | 3426 | 730 |  | 68000 | 3451 | 19.7 | 16.2 | 61000 | 4157 | 4.3 | 3.6 | Non Federally-Regulated | 10/10/2017 |  | 10/11/2017
FHP Manufacturing Company | Heil | HP060D/H/V* |  | Ground-Water-Source | WBAHP: Heat Pump Packaged Unit | Heat Pump | 230 | 1 |  |  |  | Single-Speed | 3426 | 730 |  | 68000 | 3451 | 19.7 | 16.2 | 61000 | 4157 | 4.3 | 3.6 | Non Federally-Regulated | 10/10/2017 |  | 10/11/2017
FHP Manufacturing Company | Keeprite | HP060D/H/V* |  | Ground-Water-Source | WBAHP: Heat Pump Packaged Unit | Heat Pump | 208 | 1 |  |  |  | Single-Speed | 3426 | 730 |  | 68000 | 3451 | 19.7 | 16.2 | 61000 | 4157 | 4.3 | 3.6 | Non Federally-Regulated | 10/10/2017 |  | 10/11/2017
FHP Manufacturing Company | Keeprite | HP060D/H/V* |  | Ground-Water-Source | WBAHP: Heat Pump Packaged Unit | Heat Pump | 230 | 1 |  |  |  | Single-Speed | 3426 | 730 |  | 68000 | 3451 | 19.7 | 16.2 | 61000 | 4157 | 4.3 | 3.6 | Non Federally-Regulated | 10/10/2017 |  | 10/11/2017
FHP Manufacturing Company | Tempstar | HP060D/H/V* |  | Ground-Water-Source | WBAHP: Heat Pump Packaged Unit | Heat Pump | 208 | 1 |  |  |  | Single-Speed | 3426 | 730 |  | 68000 | 3451 | 19.7 | 16.2 | 61000 | 4157 | 4.3 | 3.6 | Non Federally-Regulated | 10/10/2017 |  | 10/11/2017
FHP Manufacturing Company | Tempstar | HP060D/H/V* |  | Ground-Water-Source | WBAHP: Heat Pump Packaged Unit | Heat Pump | 230 | 1 |  |  |  | Single-Speed | 3426 | 730 |  | 68000 | 3451 | 19.7 | 16.2 | 61000 | 4157 | 4.3 | 3.6 | Non Federally-Regulated | 10/10/2017 |  | 10/11/2017
FHP Manufacturing Company | Arcoaire | HP060D/H/V* |  | Water-Source | WBAHP: Heat Pump Packaged Unit | Heat Pump | 208 | 1 |  |  |  | Single-Speed |  |  |  | 60000 | 4285 | 14 | 11.2 | 72000 | 4489 | 4.7 | 4.2 | Federally-Regulated Commercial & Industrial Equipment | 05/25/2016 |  | 10/18/2017
FHP Manufacturing Company | Arcoaire | HP060D/H/V* |  | Water-Source | WBAHP: Heat Pump Packaged Unit | Heat Pump | 230 | 1 |  |  |  | Single-Speed |  |  |  | 60000 | 4285 | 14 | 11.2 | 72000 | 4489 | 4.7 | 4.2 | Federally-Regulated Commercial & Industrial Equipment | 05/25/2016 |  | 10/18/2017
FHP Manufacturing Company | Arcoaire | HP060D/H/V* |  | Ground-Water-Source | WBAHP: Heat Pump Packaged Unit | Heat Pump | 208 | 1 |  |  |  | Single-Speed | 3426 | 730 |  | 68000 | 3451 | 19.7 | 16.2 | 61000 | 4157 | 4.3 | 3.6 | Non Federally-Regulated | 10/11/2017 |  | 10/18/2017
FHP Manufacturing Company | Arcoaire | HP060D/H/V* |  | Ground-Water-Source | WBAHP: Heat Pump Packaged Unit | Heat Pump | 230 | 1 |  |  |  | Single-Speed | 3426 | 730 |  | 68000 | 3451 | 19.7 | 16.2 | 61000 | 4157 | 4.3 | 3.6 | Non Federally-Regulated | 10/11/2017 |  | 10/18/2017
FHP Manufacturing Company | Arcoaire | HP060D/H/V* |  | Ground-Source | WBAHP: Heat Pump Packaged Unit | Heat Pump | 208 | 1 |  |  |  | Single-Speed |  |  |  | 62000 | 3949 | 15.7 | 13.4 | 49000 | 3989 | 3.6 | 3.1 | Non Federally-Regulated | 05/25/2016 |  | 10/18/2017
FHP Manufacturing Company | Arcoaire | HP060D/H/V* |  | Ground-Source | WBAHP: Heat Pump Packaged Unit | Heat Pump | 230 | 1 |  |  |  | Single-Speed |  |  |  | 62000 | 3949 | 15.7 | 13.4 | 49000 | 3989 | 3.6 | 3.1 | Non Federally-Regulated | 05/25/2016 |  | 10/18/2017
FHP Manufacturing Company | Arcoaire | HP072D/H/V* |  | Water-Source | WBAHP: Heat Pump Packaged Unit | Heat Pump | 208 | 1 |  |  |  | Single-Speed | 4406 | 803 |  | 72000 | 4965 | 14.5 | 12 | 80000 | 5210 | 4.5 | 4.2 | Federally-Regulated Commercial & Industrial Equipment | 10/11/2017 |  | 10/18/2017
FHP Manufacturing Company | Arcoaire | HP072D/H/V* |  | Water-Source | WBAHP: Heat Pump Packaged Unit | Heat Pump | 230 | 1 |  |  |  | Single-Speed | 4406 | 803 |  | 72000 | 4965 | 14.5 | 12 | 80000 | 5210 | 4.5 | 4.2 | Federally-Regulated Commercial & Industrial Equipment | 10/11/2017 |  | 10/18/2017
FHP Manufacturing Company | Arcoaire | HP072D/H/V* |  | Ground-Water-Source | WBAHP: Heat Pump Packaged Unit | Heat Pump | 208 | 1 |  |  |  | Single-Speed | 3941 | 803 |  | 77000 | 3928 | 19.6 | 16.2 | 68000 | 4745 | 4.2 | 3.6 | Non Federally-Regulated | 10/11/2017 |  | 10/18/2017
FHP Manufacturing Company | Arcoaire | HP072D/H/V* |  | Ground-Water-Source | WBAHP: Heat Pump Packaged Unit | Heat Pump | 230 | 1 |  |  |  | Single-Speed | 3941 | 803 |  | 77000 | 3928 | 19.6 | 16.2 | 68000 | 4745 | 4.2 | 3.6 | Non Federally-Regulated | 10/11/2017 |  | 10/18/2017
FHP Manufacturing Company | Arcoaire | HP072D/H/V* |  | Ground-Source | WBAHP: Heat Pump Packaged Unit | Heat Pump | 208 | 1 |  |  |  | Single-Speed | 3394 | 803 |  | 74000 | 4539 | 16.3 | 13.4 | 53000 | 4437 | 3.5 | 3.1 | Non Federally-Regulated | 10/11/2017 |  | 10/18/2017
FHP Manufacturing Company | Arcoaire | HP072D/H/V* |  | Ground-Source | WBAHP: Heat Pump Packaged Unit | Heat Pump | 230 | 1 |  |  |  | Single-Speed | 3394 | 803 |  | 74000 | 4539 | 16.3 | 13.4 | 53000 | 4437 | 3.5 | 3.1 | Non Federally-Regulated | 10/11/2017 |  | 10/18/2017
Waterfurnace International, Inc. | PREMIUM G | GSZ070*1 | SAH060* | Water-Source | WBAHP-CB: Heat Pump Split Syst | Heat Pump | 208 | 1 | False |  |  | Single-Speed |  |  |  | 57100 | 4137 | 13.8 | 12 | 74700 | 4759 | 4.6 | 4.2 | Federally-Regulated Commercial & Industrial Equipment | 06/26/2017 |  | 10/19/2017
Waterfurnace International, Inc. | PREMIUM G | GSZ070*1 | SAH060* | Water-Source | WBAHP-CB: Heat Pump Split Syst | Heat Pump | 230 | 1 | False |  |  | Single-Speed |  |  |  | 57100 | 4137 | 13.8 | 12 | 74700 | 4759 | 4.6 | 4.2 | Federally-Regulated Commercial & Industrial Equipment | 06/26/2017 |  | 10/19/2017
Waterfurnace International, Inc. | PREMIUM G | GSZ070*1 | SAH060* | Ground-Water-Source | WBAHP-CB: Heat Pump Split Syst | Heat Pump | 208 | 1 | False |  |  | Single-Speed | 3467 | 450 | 0 | 66400 | 3059 | 21.7 | 16.2 | 62100 | 4439 | 4.1 | 3.6 | Non Federally-Regulated | 06/26/2017 |  | 10/19/2017
Waterfurnace International, Inc. | PREMIUM G | GSZ070*1 | SAH060* | Ground-Water-Source | WBAHP-CB: Heat Pump Split Syst | Heat Pump | 230 | 1 | False |  |  | Single-Speed | 3467 | 450 | 0 | 66400 | 3059 | 21.7 | 16.2 | 62100 | 4439 | 4.1 | 3.6 | Non Federally-Regulated | 06/26/2017 |  | 10/19/2017
Waterfurnace International, Inc. | PREMIUM G | GSZ070*1 | SAH060* | Ground-Source | WBAHP-CB: Heat Pump Split Syst | Heat Pump | 208 | 1 | False |  |  | Single-Speed |  |  |  | 60500 | 3538 | 17.1 | 13.4 | 50700 | 4127 | 3.6 | 3.1 | Non Federally-Regulated | 06/26/2017 |  | 10/19/2017
Waterfurnace International, Inc. | PREMIUM G | GSZ070*1 | SAH060* | Ground-Source | WBAHP-CB: Heat Pump Split Syst | Heat Pump | 230 | 1 | False |  |  | Single-Speed |  |  |  | 60500 | 3538 | 17.1 | 13.4 | 50700 | 4127 | 3.6 | 3.1 | Non Federally-Regulated | 06/26/2017 |  | 10/19/2017
Waterfurnace International, Inc. | YORK BY JOHNSON CONTROLS | YAZS070**1 | SAH060* | Water-Source | WBAHP-CB: Heat Pump Split Syst | Heat Pump | 208 | 1 | False |  |  | Single-Speed |  |  |  | 57100 | 4137 | 13.8 | 12 | 74700 | 4759 | 4.6 | 4.2 | Federally-Regulated Commercial & Industrial Equipment | 06/26/2017 |  | 10/19/2017
Waterfurnace International, Inc. | YORK BY JOHNSON CONTROLS | YAZS070**1 | SAH060* | Water-Source | WBAHP-CB: Heat Pump Split Syst | Heat Pump | 230 | 1 | False |  |  | Single-Speed |  |  |  | 57100 | 4137 | 13.8 | 12 | 74700 | 4759 | 4.6 | 4.2 | Federally-Regulated Commercial & Industrial Equipment | 06/26/2017 |  | 10/19/2017
Waterfurnace International, Inc. | YORK BY JOHNSON CONTROLS | YAZS070**1 | SAH060* | Ground-Water-Source | WBAHP-CB: Heat Pump Split Syst | Heat Pump | 208 | 1 | False |  |  | Single-Speed | 3467 | 450 | 0 | 66400 | 3059 | 21.7 | 16.2 | 62100 | 4439 | 4.1 | 3.6 | Non Federally-Regulated | 06/26/2017 |  | 10/19/2017
Waterfurnace International, Inc. | YORK BY JOHNSON CONTROLS | YAZS070**1 | SAH060* | Ground-Water-Source | WBAHP-CB: Heat Pump Split Syst | Heat Pump | 230 | 1 | False |  |  | Single-Speed | 3467 | 450 | 0 | 66400 | 3059 | 21.7 | 16.2 | 62100 | 4439 | 4.1 | 3.6 | Non Federally-Regulated | 06/26/2017 |  | 10/19/2017
Waterfurnace International, Inc. | YORK BY JOHNSON CONTROLS | YAZS070**1 | SAH060* | Ground-Source | WBAHP-CB: Heat Pump Split Syst | Heat Pump | 208 | 1 | False |  |  | Single-Speed |  |  |  | 60500 | 3538 | 17.1 | 13.4 | 50700 | 4127 | 3.6 | 3.1 | Non Federally-Regulated | 06/26/2017 |  | 10/19/2017
Waterfurnace International, Inc. | YORK BY JOHNSON CONTROLS | YAZS070**1 | SAH060* | Ground-Source | WBAHP-CB: Heat Pump Split Syst | Heat Pump | 230 | 1 | False |  |  | Single-Speed |  |  |  | 60500 | 3538 | 17.1 | 13.4 | 50700 | 4127 | 3.6 | 3.1 | Non Federally-Regulated | 06/26/2017 |  | 10/19/2017
FHP Manufacturing Company | Bosch | SM060-1VT/CF*-*****B |  | Ground-Source | WBAHP: Heat Pump Packaged Unit | Both Heat Pump and Electric Re | 208 | 1 |  |  |  | Dual-Speed |  |  |  | 64400 | 3462 | 18.6 | 13.4 | 47700 | 3409 | 4.1 | 3.1 | Non Federally-Regulated | 09/20/2016 |  | 10/20/2017
FHP Manufacturing Company | Bosch | SM060-1VT/CF*-*****B |  | Ground-Source | WBAHP: Heat Pump Packaged Unit | Both Heat Pump and Electric Re | 230 | 1 |  |  |  | Dual-Speed |  |  |  | 64400 | 3462 | 18.6 | 13.4 | 47700 | 3409 | 4.1 | 3.1 | Non Federally-Regulated | 09/20/2016 |  | 10/20/2017
FHP Manufacturing Company | Bosch | SM070-1VT/CF*-*****B |  | Water-Source | WBAHP: Heat Pump Packaged Unit | Both Heat Pump and Electric Re | 208 | 1 |  |  |  | Dual-Speed | 4100 | 844 |  | 72400 | 4701 | 15.4 | 12 | 89400 | 5137 | 5.1 | 4.2 | Federally-Regulated Commercial & Industrial Equipment | 10/11/2017 |  | 10/20/2017
FHP Manufacturing Company | Bosch | SM070-1VT/CF*-*****B |  | Water-Source | WBAHP: Heat Pump Packaged Unit | Both Heat Pump and Electric Re | 230 | 1 |  |  |  | Dual-Speed | 4100 | 844 |  | 72400 | 4701 | 15.4 | 12 | 89400 | 5137 | 5.1 | 4.2 | Federally-Regulated Commercial & Industrial Equipment | 10/11/2017 |  | 10/20/2017
FHP Manufacturing Company | Bosch | SM070-1VT/CF*-*****B |  | Ground-Water-Source | WBAHP: Heat Pump Packaged Unit | Both Heat Pump and Electric Re | 208 | 1 |  |  |  | Dual-Speed | 3067 | 844 |  | 76800 | 3657 | 21 | 16.2 | 73500 | 4682 | 4.6 | 3.6 | Non Federally-Regulated | 10/11/2017 |  | 10/20/2017
FHP Manufacturing Company | Bosch | SM070-1VT/CF*-*****B |  | Ground-Water-Source | WBAHP: Heat Pump Packaged Unit | Both Heat Pump and Electric Re | 230 | 1 |  |  |  | Dual-Speed | 3067 | 844 |  | 76800 | 3657 | 21 | 16.2 | 73500 | 4682 | 4.6 | 3.6 | Non Federally-Regulated | 10/11/2017 |  | 10/20/2017
FHP Manufacturing Company | Bosch | SM070-1VT/CF*-*****B |  | Ground-Source | WBAHP: Heat Pump Packaged Unit | Both Heat Pump and Electric Re | 208 | 1 |  |  |  | Dual-Speed | 3702 | 844 |  | 74300 | 4245 | 17.5 | 13.4 | 57600 | 4328 | 3.9 | 3.1 | Non Federally-Regulated | 10/11/2017 |  | 10/20/2017
FHP Manufacturing Company | Bosch | SM070-1VT/CF*-*****B |  | Ground-Source | WBAHP: Heat Pump Packaged Unit | Both Heat Pump and Electric Re | 230 | 1 |  |  |  | Dual-Speed | 3702 | 844 |  | 74300 | 4245 | 17.5 | 13.4 | 57600 | 4328 | 3.9 | 3.1 | Non Federally-Regulated | 10/11/2017 |  | 10/20/2017
FHP Manufacturing Company | Bosch | SM060-1VT/CF*-*****B |  | Ground-Water-Source | WBAHP: Heat Pump Packaged Unit | Both Heat Pump and Electric Re | 208 | 1 |  |  |  | Dual-Speed | 2666 | 613 |  | 68600 | 2995 | 22.9 | 16.2 | 62000 | 3708 | 4.9 | 3.6 | Non Federally-Regulated | 10/11/2017 |  | 10/20/2017
FHP Manufacturing Company | Bosch | SM060-1VT/CF*-*****B |  | Ground-Water-Source | WBAHP: Heat Pump Packaged Unit | Both Heat Pump and Electric Re | 230 | 1 |  |  |  | Dual-Speed | 2666 | 613 |  | 68600 | 2995 | 22.9 | 16.2 | 62000 | 3708 | 4.9 | 3.6 | Non Federally-Regulated | 10/11/2017 |  | 10/20/2017
FHP Manufacturing Company | ENVIRO-SAVER SPLIT | ES025-1CS | ES025-1AV/AH | Water-Source | WBAHP-CB: Heat Pump Split Syst | Heat Pump | 208 | 1 | False |  |  | Dual-Speed |  |  |  | 25000 | 1592 | 15.7 | 12 | 29400 | 1758 | 4.9 | 4.2 | Federally-Regulated Commercial & Industrial Equipment | 11/30/2016 |  | 11/03/2017
FHP Manufacturing Company | ENVIRO-SAVER SPLIT | ES025-1CS | ES025-1AV/AH | Water-Source | WBAHP-CB: Heat Pump Split Syst | Heat Pump | 230 | 1 | False |  |  | Dual-Speed |  |  |  | 25000 | 1592 | 15.7 | 12 | 29400 | 1758 | 4.9 | 4.2 | Federally-Regulated Commercial & Industrial Equipment | 11/30/2016 |  | 11/03/2017
FHP Manufacturing Company | ENVIRO-SAVER SPLIT | ES025-1CS | ES025-1AV/AH | Ground-Water-Source | WBAHP-CB: Heat Pump Split Syst | Heat Pump | 208 | 1 | False |  |  | Dual-Speed |  |  |  | 28400 | 1208 | 23.5 | 16.2 | 24500 | 1595 | 4.5 | 3.6 | Non Federally-Regulated | 11/30/2016 |  | 11/03/2017
FHP Manufacturing Company | ENVIRO-SAVER SPLIT | ES025-1CS | ES025-1AV/AH | Ground-Water-Source | WBAHP-CB: Heat Pump Split Syst | Heat Pump | 230 | 1 | False |  |  | Dual-Speed |  |  |  | 28400 | 1208 | 23.5 | 16.2 | 24500 | 1595 | 4.5 | 3.6 | Non Federally-Regulated | 11/30/2016 |  | 11/03/2017
FHP Manufacturing Company | ENVIRO-SAVER SPLIT | ES025-1CS | ES025-1AV/AH | Ground-Source | WBAHP-CB: Heat Pump Split Syst | Heat Pump | 208 | 1 | False |  |  | Dual-Speed |  |  |  | 26900 | 1469 | 18.3 | 13.4 | 18600 | 1473 | 3.7 | 3.1 | Non Federally-Regulated | 11/30/2016 |  | 11/03/2017
FHP Manufacturing Company | ENVIRO-SAVER SPLIT | ES025-1CS | ES025-1AV/AH | Ground-Source | WBAHP-CB: Heat Pump Split Syst | Heat Pump | 230 | 1 | False |  |  | Dual-Speed |  |  |  | 26900 | 1469 | 18.3 | 13.4 | 18600 | 1473 | 3.7 | 3.1 | Non Federally-Regulated | 11/30/2016 |  | 11/03/2017
FHP Manufacturing Company | FHP | ES025-1CS | ES025-1AV/AH | Water-Source | WBAHP-CB: Heat Pump Split Syst | Heat Pump | 208 | 1 | False |  |  | Dual-Speed |  |  |  | 25000 | 1592 | 15.7 | 12 | 29400 | 1758 | 4.9 | 4.2 | Federally-Regulated Commercial & Industrial Equipment | 11/30/2016 |  | 11/03/2017
FHP Manufacturing Company | FHP | ES025-1CS | ES025-1AV/AH | Water-Source | WBAHP-CB: Heat Pump Split Syst | Heat Pump | 230 | 1 | False |  |  | Dual-Speed |  |  |  | 25000 | 1592 | 15.7 | 12 | 29400 | 1758 | 4.9 | 4.2 | Federally-Regulated Commercial & Industrial Equipment | 11/30/2016 |  | 11/03/2017
FHP Manufacturing Company | FHP | ES025-1CS | ES025-1AV/AH | Ground-Water-Source | WBAHP-CB: Heat Pump Split Syst | Heat Pump | 208 | 1 | False |  |  | Dual-Speed |  |  |  | 28400 | 1208 | 23.5 | 16.2 | 24500 | 1595 | 4.5 | 3.6 | Non Federally-Regulated | 11/30/2016 |  | 11/03/2017
FHP Manufacturing Company | FHP | ES025-1CS | ES025-1AV/AH | Ground-Water-Source | WBAHP-CB: Heat Pump Split Syst | Heat Pump | 230 | 1 | False |  |  | Dual-Speed |  |  |  | 28400 | 1208 | 23.5 | 16.2 | 24500 | 1595 | 4.5 | 3.6 | Non Federally-Regulated | 11/30/2016 |  | 11/03/2017
FHP Manufacturing Company | FHP | ES025-1CS | ES025-1AV/AH | Ground-Source | WBAHP-CB: Heat Pump Split Syst | Heat Pump | 208 | 1 | False |  |  | Dual-Speed |  |  |  | 26900 | 1469 | 18.3 | 13.4 | 18600 | 1473 | 3.7 | 3.1 | Non Federally-Regulated | 11/30/2016 |  | 11/03/2017
FHP Manufacturing Company | FHP | ES025-1CS | ES025-1AV/AH | Ground-Source | WBAHP-CB: Heat Pump Split Syst | Heat Pump | 230 | 1 | False |  |  | Dual-Speed |  |  |  | 26900 | 1469 | 18.3 | 13.4 | 18600 | 1473 | 3.7 | 3.1 | Non Federally-Regulated | 11/30/2016 |  | 11/03/2017
FHP Manufacturing Company | GEOEXCEL | ES025-1CS | ES025-1AV/AH | Water-Source | WBAHP-CB: Heat Pump Split Syst | Heat Pump | 208 | 1 | False |  |  | Dual-Speed |  |  |  | 25000 | 1592 | 15.7 | 12 | 29400 | 1758 | 4.9 | 4.2 | Federally-Regulated Commercial & Industrial Equipment | 11/30/2016 |  | 11/03/2017
FHP Manufacturing Company | GEOEXCEL | ES025-1CS | ES025-1AV/AH | Water-Source | WBAHP-CB: Heat Pump Split Syst | Heat Pump | 230 | 1 | False |  |  | Dual-Speed |  |  |  | 25000 | 1592 | 15.7 | 12 | 29400 | 1758 | 4.9 | 4.2 | Federally-Regulated Commercial & Industrial Equipment | 11/30/2016 |  | 11/03/2017
FHP Manufacturing Company | GEOEXCEL | ES025-1CS | ES025-1AV/AH | Ground-Water-Source | WBAHP-CB: Heat Pump Split Syst | Heat Pump | 208 | 1 | False |  |  | Dual-Speed |  |  |  | 28400 | 1208 | 23.5 | 16.2 | 24500 | 1595 | 4.5 | 3.6 | Non Federally-Regulated | 11/30/2016 |  | 11/03/2017
FHP Manufacturing Company | GEOEXCEL | ES025-1CS | ES025-1AV/AH | Ground-Water-Source | WBAHP-CB: Heat Pump Split Syst | Heat Pump | 230 | 1 | False |  |  | Dual-Speed |  |  |  | 28400 | 1208 | 23.5 | 16.2 | 24500 | 1595 | 4.5 | 3.6 | Non Federally-Regulated | 11/30/2016 |  | 11/03/2017
FHP Manufacturing Company | GEOEXCEL | ES025-1CS | ES025-1AV/AH | Ground-Source | WBAHP-CB: Heat Pump Split Syst | Heat Pump | 208 | 1 | False |  |  | Dual-Speed |  |  |  | 26900 | 1469 | 18.3 | 13.4 | 18600 | 1473 | 3.7 | 3.1 | Non Federally-Regulated | 11/30/2016 |  | 11/03/2017
FHP Manufacturing Company | GEOEXCEL | ES025-1CS | ES025-1AV/AH | Ground-Source | WBAHP-CB: Heat Pump Split Syst | Heat Pump | 230 | 1 | False |  |  | Dual-Speed |  |  |  | 26900 | 1469 | 18.3 | 13.4 | 18600 | 1473 | 3.7 | 3.1 | Non Federally-Regulated | 11/30/2016 |  | 11/03/2017
The Whalen Company | Whalen | VI-A-1003 D |  | Water-Source | WBAHP: Heat Pump Packaged Unit | Heat Pump | 208 | 1 |  |  |  | Single-Speed |  |  |  | 29200 | 2056 | 14.2 | 11.2 | 35900 | 2104 | 5 | 4.2 | Federally-Regulated Commercial & Industrial Equipment | 11/30/2016 |  | 11/03/2017
The Whalen Company | Whalen | VI-A-1003 D |  | Ground-Source | WBAHP: Heat Pump Packaged Unit | Heat Pump | 208 | 1 |  |  |  | Single-Speed |  |  |  | 29700 | 1916 | 15.5 | 13.4 | 22000 | 2014 | 3.2 | 3.1 | Non Federally-Regulated | 11/30/2016 |  | 11/03/2017
The Whalen Company | Whalen | VI-B-1003 D |  | Water-Source | WBAC: Cooling Only Packaged Un | Heat Pump | 208 | 1 |  |  |  | Single-Speed |  |  |  | 29200 | 2056 | 14.2 | 12 |  |  |  |  | Federally-Regulated Commercial & Industrial Equipment | 11/30/2016 |  | 11/03/2017
The Whalen Company | Whalen | VI-A-603 S |  | Water-Source | WBAHP: Heat Pump Packaged Unit | Heat Pump | 208 | 1 |  |  |  | Single-Speed |  |  |  | 18000 | 1241 | 14.5 | 11.2 | 21600 | 1266 | 5 | 4.2 | Federally-Regulated Commercial & Industrial Equipment | 11/30/2016 |  | 11/03/2017
The Whalen Company | Whalen | VI-A-603 S |  | Ground-Source | WBAHP: Heat Pump Packaged Unit | Heat Pump | 208 | 1 |  |  |  | Single-Speed |  |  |  | 18800 | 1212 | 15.5 | 13.4 | 13000 | 1190 | 3.2 | 3.1 | Non Federally-Regulated | 11/30/2016 |  | 11/03/2017
The Whalen Company | Whalen | VI-B-603 S |  | Water-Source | WBAC: Cooling Only Packaged Un | Heat Pump | 208 | 1 |  |  |  | Single-Speed |  |  |  | 18000 | 1241 | 14.5 | 12 |  |  |  |  | Federally-Regulated Commercial & Industrial Equipment | 11/30/2016 |  | 11/03/2017
The Whalen Company | Whalen | VI-A-603 D |  | Water-Source | WBAHP: Heat Pump Packaged Unit | Heat Pump | 208 | 1 |  |  |  | Single-Speed |  |  |  | 18200 | 1197 | 15.2 | 11.2 | 21600 | 1241 | 5.1 | 4.2 | Federally-Regulated Commercial & Industrial Equipment | 11/30/2016 |  | 11/03/2017
The Whalen Company | Whalen | VI-A-603 D |  | Ground-Source | WBAHP: Heat Pump Packaged Unit | Heat Pump | 208 | 1 |  |  |  | Single-Speed |  |  |  | 19000 | 1172 | 16.2 | 13.4 | 13000 | 1154 | 3.3 | 3.1 | Non Federally-Regulated | 11/30/2016 |  | 11/03/2017
The Whalen Company | Whalen | VI-B-603 D |  | Water-Source | WBAC: Cooling Only Packaged Un | Heat Pump | 208 | 1 |  |  |  | Single-Speed |  |  |  | 18200 | 1197 | 15.2 | 12 |  |  |  |  | Federally-Regulated Commercial & Industrial Equipment | 11/30/2016 |  | 11/03/2017
The Whalen Company | Whalen | VP-C-603 D |  | Water-Source | WBAC: Cooling Only Packaged Un | Heat Pump | 208 | 1 |  |  |  | Single-Speed |  |  |  | 17800 | 1219 | 14.6 | 12 |  |  |  |  | Federally-Regulated Commercial & Industrial Equipment | 11/30/2016 |  | 11/03/2017
The Whalen Company | Whalen | VP-C-1003 D |  | Water-Source | WBAC: Cooling Only Packaged Un | Heat Pump | 208 | 1 |  |  |  | Single-Speed |  |  |  | 28200 | 2088 | 13.5 | 12 |  |  |  |  | Federally-Regulated Commercial & Industrial Equipment | 11/30/2016 |  | 11/03/2017
ClimateMaster Inc. | Century | HEV/H036B1 |  | Water-Source | WBAHP: Heat Pump Packaged Unit | Heat Pump | 208 | 1 |  |  |  | Single-Speed |  |  |  | 34300 | 2271 | 15.1 | 11.2 | 42000 | 2675 | 4.6 | 4.2 | Federally-Regulated Commercial & Industrial Equipment | 12/22/2016 |  | 12/05/2017
ClimateMaster Inc. | Century | HEV/H036B1 |  | Water-Source | WBAHP: Heat Pump Packaged Unit | Heat Pump | 230 | 1 |  |  |  | Single-Speed |  |  |  | 34300 | 2271 | 15.1 | 11.2 | 42000 | 2675 | 4.6 | 4.2 | Federally-Regulated Commercial & Industrial Equipment | 12/22/2016 |  | 12/05/2017
ClimateMaster Inc. | Century | HEV/H036B1 |  | Ground-Water-Source | WBAHP: Heat Pump Packaged Unit | Heat Pump | 208 | 1 |  |  |  | Single-Speed |  |  |  | 38200 | 1713 | 22.3 | 16.2 | 35100 | 2392 | 4.3 | 3.6 | Non Federally-Regulated | 12/22/2016 |  | 12/05/2017
ClimateMaster Inc. | Century | HEV/H036B1 |  | Ground-Water-Source | WBAHP: Heat Pump Packaged Unit | Heat Pump | 230 | 1 |  |  |  | Single-Speed |  |  |  | 38200 | 1713 | 22.3 | 16.2 | 35100 | 2392 | 4.3 | 3.6 | Non Federally-Regulated | 12/22/2016 |  | 12/05/2017
ClimateMaster Inc. | Century | HEV/H036B1 |  | Ground-Source | WBAHP: Heat Pump Packaged Unit | Heat Pump | 208 | 1 |  |  |  | Single-Speed |  |  |  | 35200 | 2107 | 16.7 | 13.4 | 27300 | 2222 | 3.6 | 3.1 | Non Federally-Regulated | 12/22/2016 |  | 12/05/2017
ClimateMaster Inc. | Century | HEV/H036B1 |  | Ground-Source | WBAHP: Heat Pump Packaged Unit | Heat Pump | 230 | 1 |  |  |  | Single-Speed |  |  |  | 35200 | 2107 | 16.7 | 13.4 | 27300 | 2222 | 3.6 | 3.1 | Non Federally-Regulated | 12/22/2016 |  | 12/05/2017
ClimateMaster Inc. | Comfort-Aire | HEV/H036B1 |  | Water-Source | WBAHP: Heat Pump Packaged Unit | Heat Pump | 208 | 1 |  |  |  | Single-Speed |  |  |  | 34300 | 2271 | 15.1 | 11.2 | 42000 | 2675 | 4.6 | 4.2 | Federally-Regulated Commercial & Industrial Equipment | 12/22/2016 |  | 12/05/2017
ClimateMaster Inc. | Comfort-Aire | HEV/H036B1 |  | Water-Source | WBAHP: Heat Pump Packaged Unit | Heat Pump | 230 | 1 |  |  |  | Single-Speed |  |  |  | 34300 | 2271 | 15.1 | 11.2 | 42000 | 2675 | 4.6 | 4.2 | Federally-Regulated Commercial & Industrial Equipment | 12/22/2016 |  | 12/05/2017
ClimateMaster Inc. | Comfort-Aire | HEV/H036B1 |  | Ground-Water-Source | WBAHP: Heat Pump Packaged Unit | Heat Pump | 208 | 1 |  |  |  | Single-Speed |  |  |  | 38200 | 1713 | 22.3 | 16.2 | 35100 | 2392 | 4.3 | 3.6 | Non Federally-Regulated | 12/22/2016 |  | 12/05/2017
ClimateMaster Inc. | Comfort-Aire | HEV/H036B1 |  | Ground-Water-Source | WBAHP: Heat Pump Packaged Unit | Heat Pump | 230 | 1 |  |  |  | Single-Speed |  |  |  | 38200 | 1713 | 22.3 | 16.2 | 35100 | 2392 | 4.3 | 3.6 | Non Federally-Regulated | 12/22/2016 |  | 12/05/2017
ClimateMaster Inc. | Comfort-Aire | HEV/H036B1 |  | Ground-Source | WBAHP: Heat Pump Packaged Unit | Heat Pump | 208 | 1 |  |  |  | Single-Speed |  |  |  | 35200 | 2107 | 16.7 | 13.4 | 27300 | 2222 | 3.6 | 3.1 | Non Federally-Regulated | 12/22/2016 |  | 12/05/2017
ClimateMaster Inc. | Comfort-Aire | HEV/H036B1 |  | Ground-Source | WBAHP: Heat Pump Packaged Unit | Heat Pump | 230 | 1 |  |  |  | Single-Speed |  |  |  | 35200 | 2107 | 16.7 | 13.4 | 27300 | 2222 | 3.6 | 3.1 | Non Federally-Regulated | 12/22/2016 |  | 12/05/2017
ClimateMaster Inc. | TRANQUILITY 22 DIGITAL | TZV/H036B |  | Water-Source | WBAHP: Heat Pump Packaged Unit | Heat Pump | 208 | 1 |  |  |  | Single-Speed |  |  |  | 34300 | 2271 | 15.1 | 11.2 | 42000 | 2675 | 4.6 | 4.2 | Federally-Regulated Commercial & Industrial Equipment | 12/22/2016 |  | 12/05/2017
ClimateMaster Inc. | TRANQUILITY 22 DIGITAL | TZV/H036B |  | Water-Source | WBAHP: Heat Pump Packaged Unit | Heat Pump | 230 | 1 |  |  |  | Single-Speed |  |  |  | 34300 | 2271 | 15.1 | 11.2 | 42000 | 2675 | 4.6 | 4.2 | Federally-Regulated Commercial & Industrial Equipment | 12/22/2016 |  | 12/05/2017
ClimateMaster Inc. | TRANQUILITY 22 DIGITAL | TZV/H036B |  | Ground-Water-Source | WBAHP: Heat Pump Packaged Unit | Heat Pump | 208 | 1 |  |  |  | Single-Speed |  |  |  | 38200 | 1713 | 22.3 | 16.2 | 35100 | 2392 | 4.3 | 3.6 | Non Federally-Regulated | 12/22/2016 |  | 12/05/2017
ClimateMaster Inc. | TRANQUILITY 22 DIGITAL | TZV/H036B |  | Ground-Water-Source | WBAHP: Heat Pump Packaged Unit | Heat Pump | 230 | 1 |  |  |  | Single-Speed |  |  |  | 38200 | 1713 | 22.3 | 16.2 | 35100 | 2392 | 4.3 | 3.6 | Non Federally-Regulated | 12/22/2016 |  | 12/05/2017
ClimateMaster Inc. | TRANQUILITY 22 DIGITAL | TZV/H036B |  | Ground-Source | WBAHP: Heat Pump Packaged Unit | Heat Pump | 208 | 1 |  |  |  | Single-Speed |  |  |  | 35200 | 2107 | 16.7 | 13.4 | 27300 | 2222 | 3.6 | 3.1 | Non Federally-Regulated | 12/22/2016 |  | 12/05/2017
ClimateMaster Inc. | TRANQUILITY 22 DIGITAL | TZV/H036B |  | Ground-Source | WBAHP: Heat Pump Packaged Unit | Heat Pump | 230 | 1 |  |  |  | Single-Speed |  |  |  | 35200 | 2107 | 16.7 | 13.4 | 27300 | 2222 | 3.6 | 3.1 | Non Federally-Regulated | 12/22/2016 |  | 12/05/2017
Glomar Technologies Inc | Bulldog Heat Pump by CGC-Group Inc | SKV024 |  | Water-Source | WBAC: Cooling Only Packaged Un | Heat Pump | 208 | 1 |  |  | Non-Ozone-Depleting | Single-Speed |  |  |  | 22976 | 1504 | 15.3 | 12 |  |  |  |  | Federally-Regulated Commercial & Industrial Equipment | 09/04/2015 |  | 02/23/2018
Glomar Technologies Inc | Bulldog Heat Pump by CGC-Group Inc | SKV018 |  | Water-Source | WBAC: Cooling Only Packaged Un | Heat Pump | 208 | 1 |  |  | Non-Ozone-Depleting | Single-Speed |  |  |  | 16083 | 1256 | 12.8 | 11.2 |  |  |  |  | Federally-Regulated Commercial & Industrial Equipment | 09/04/2015 |  | 02/23/2018
Glomar Technologies Inc | Bulldog Heat Pump by CGC-Group Inc | SKV048 |  | Water-Source | WBAC: Cooling Only Packaged Un | Heat Pump | 208 | 1 |  |  | Non-Ozone-Depleting | Single-Speed |  |  |  | 46181 | 3076 | 15 | 12 |  |  |  |  | Federally-Regulated Commercial & Industrial Equipment | 09/04/2015 |  | 02/23/2018
Waterfurnace International, Inc. | YORK BY JOHNSON CONTROLS | YAST049**1 | SAH048* | Ground-Source | WBAHP-CB: Heat Pump Split Syst | Heat Pump | 208 | 1 | False |  |  | Dual-Speed |  |  |  | 46300 | 2572 | 18 | 13.4 | 37700 | 2833 | 3.9 | 3.1 | Non Federally-Regulated | 06/26/2017 |  | 05/03/2018
Waterfurnace International, Inc. | YORK BY JOHNSON CONTROLS | YAST049**1 | SAH048* | Ground-Source | WBAHP-CB: Heat Pump Split Syst | Heat Pump | 230 | 1 | False |  |  | Dual-Speed |  |  |  | 46300 | 2572 | 18 | 13.4 | 37700 | 2833 | 3.9 | 3.1 | Non Federally-Regulated | 06/26/2017 |  | 05/03/2018
ClimateMaster Inc. | TRILOGY 45 | QEV/H/D0930 |  | Water-Source | WBAHP: Heat Pump Packaged Unit | Heat Pump | 208 | 1 |  |  |  | Variable-Speed |  |  |  | 24000 | 1243 | 19.3 | 11.2 | 30000 | 1332 | 6.6 | 4.2 | Federally-Regulated Commercial & Industrial Equipment | 09/08/2017 |  | 05/07/2018
ClimateMaster Inc. | TRILOGY 45 | QEV/H/D1860 |  | Ground-Source | WBAHP: Heat Pump Packaged Unit | Heat Pump | 208 | 1 |  |  |  | Variable-Speed |  |  |  | 48000 | 2222 | 21.6 | 13.4 | 60000 | 5328 | 3.3 | 3.1 | Non Federally-Regulated | 09/08/2017 |  | 05/07/2018
ClimateMaster Inc. | TRILOGY 45 | QEV/H/D0930 |  | Ground-Water-Source | WBAHP: Heat Pump Packaged Unit | Heat Pump | 208 | 1 |  |  |  | Variable-Speed |  |  |  | 24000 | 571 | 42 | 16.2 | 30000 | 1831 | 4.8 | 3.6 | Non Federally-Regulated | 09/08/2017 |  | 05/07/2018
ClimateMaster Inc. | TRILOGY 45 | QEV/H/D1860 |  | Water-Source | WBAHP: Heat Pump Packaged Unit | Heat Pump | 208 | 1 |  |  |  | Variable-Speed |  |  |  | 48000 | 2774 | 17.3 | 11.2 | 60000 | 3197 | 5.5 | 4.2 | Federally-Regulated Commercial & Industrial Equipment | 09/08/2017 |  | 05/07/2018
ClimateMaster Inc. | TRILOGY 45 | QEV/H/D0930 |  | Ground-Source | WBAHP: Heat Pump Packaged Unit | Heat Pump | 208 | 1 |  |  |  | Variable-Speed |  |  |  | 24000 | 987 | 24.3 | 13.4 | 30000 | 2442 | 3.6 | 3.1 | Non Federally-Regulated | 09/08/2017 |  | 05/07/2018
ClimateMaster Inc. | TRANQUILITY 27 DIGITAL SPLIT | TES/P038A | TAH038B | Ground-Water-Source | WBAHP-CB: Heat Pump Split Syst | Heat Pump | 208 | 1 | False |  |  | Single-Speed |  |  |  | 42100 | 1670 | 25.2 | 16.2 | 34500 | 2106 | 4.8 | 3.6 | Non Federally-Regulated | 09/08/2017 |  | 05/07/2018
ClimateMaster Inc. | TRANQUILITY 27 DIGITAL SPLIT | TES/P038A | TAH038B | Ground-Source | WBAHP-CB: Heat Pump Split Syst | Heat Pump | 208 | 1 | False |  |  | Single-Speed |  |  |  | 38800 | 2063 | 18.8 | 13.4 | 27900 | 1994 | 4.1 | 3.1 | Non Federally-Regulated | 09/08/2017 |  | 05/07/2018
ClimateMaster Inc. | TRANQUILITY 27 DIGITAL SPLIT | TES/P038A | TAH038B | Water-Source | WBAHP-CB: Heat Pump Split Syst | Heat Pump | 208 | 1 | False |  |  | Single-Speed |  |  |  | 38200 | 2208 | 17.3 | 12 | 40500 | 2239 | 5.3 | 4.2 | Federally-Regulated Commercial & Industrial Equipment | 09/08/2017 |  | 05/07/2018
ClimateMaster Inc. | TRANQUILITY 27 DIGITAL SPLIT | TES/P049A | TAH049B | Water-Source | WBAHP-CB: Heat Pump Split Syst | Heat Pump | 208 | 1 | False |  |  | Single-Speed |  |  |  | 48100 | 2932 | 16.4 | 12 | 53200 | 3057 | 5.1 | 4.2 | Federally-Regulated Commercial & Industrial Equipment | 06/29/2016 |  | 05/07/2018
ClimateMaster Inc. | TRANQUILITY 27 DIGITAL SPLIT | TES/P064A | TAH064B | Ground-Source | WBAHP-CB: Heat Pump Split Syst | Heat Pump | 208 | 1 | False |  |  | Single-Speed |  |  |  | 59200 | 3502 | 16.9 | 13.4 | 46400 | 3675 | 3.7 | 3.1 | Non Federally-Regulated | 06/29/2016 |  | 05/07/2018
ClimateMaster Inc. | TRANQUILITY 27 DIGITAL SPLIT | TES/P064A | TAH064B | Water-Source | WBAHP-CB: Heat Pump Split Syst | Heat Pump | 208 | 1 | False |  |  | Single-Speed |  |  |  | 57200 | 3813 | 15 | 12 | 67500 | 4121 | 4.8 | 4.2 | Federally-Regulated Commercial & Industrial Equipment | 06/29/2016 |  | 05/07/2018
ClimateMaster Inc. | TRANQUILITY 27 DIGITAL SPLIT | TES/P064A | TAH064B | Ground-Water-Source | WBAHP-CB: Heat Pump Split Syst | Heat Pump | 208 | 1 | False |  |  | Single-Speed |  |  |  | 63200 | 2859 | 22.1 | 16.2 | 58100 | 3959 | 4.3 | 3.6 | Non Federally-Regulated | 06/29/2016 |  | 05/07/2018
ClimateMaster Inc. | TRANQUILITY 27 SPLIT | TES/P026A | TAH026B | Ground-Source | WBAHP-CB: Heat Pump Split Syst | Heat Pump | 208 | 1 | False |  |  | Single-Speed |  |  |  | 25600 | 1383 | 18.5 | 13.4 | 18800 | 1412 | 3.9 | 3.1 | Non Federally-Regulated | 06/29/2016 |  | 05/07/2018
ClimateMaster Inc. | TRANQUILITY 27 SPLIT | TES/P026A | TAH026B | Ground-Water-Source | WBAHP-CB: Heat Pump Split Syst | Heat Pump | 208 | 1 | False |  |  | Single-Speed |  |  |  | 28000 | 1115 | 25.1 | 16.2 | 24300 | 1515 | 4.7 | 3.6 | Non Federally-Regulated | 06/29/2016 |  | 05/07/2018
ClimateMaster Inc. | TRANQUILITY 27 SPLIT | TES/P026A | TAH026B | Water-Source | WBAHP-CB: Heat Pump Split Syst | Heat Pump | 208 | 1 | False |  |  | Single-Speed |  |  |  | 25100 | 1494 | 16.8 | 12 | 28200 | 1589 | 5.2 | 4.2 | Federally-Regulated Commercial & Industrial Equipment | 06/29/2016 |  | 05/07/2018
ClimateMaster Inc. | TRANQUILITY 27 SPLIT | TES/P049A | RCFL-HM48 | Ground-Source | WBAHP-CB: Heat Pump Split Syst | Heat Pump | 208 | 1 | False |  |  | Single-Speed |  |  |  | 48800 | 2757 | 17.7 | 13.4 | 36700 | 2688 | 4 | 3.1 | Non Federally-Regulated | 05/07/2018 |  | 11/13/2018
ClimateMaster Inc. | TRANQUILITY 27 SPLIT | TES/P026A | TAC026A | Ground-Source | WBAHP-CB: Heat Pump Split Syst | Heat Pump | 208 | 1 | False |  |  | Single-Speed |  |  |  | 25700 | 1412 | 18.2 | 13.4 | 18600 | 1434 | 3.8 | 3.1 | Non Federally-Regulated | 05/07/2018 |  | 11/13/2018
ClimateMaster Inc. | TRANQUILITY 30 DIGITAL | TEV/H/D026B |  | Ground-Source | WBAHP: Heat Pump Packaged Unit | Heat Pump | 208 | 1 |  |  |  | Single-Speed |  |  |  | 26000 | 1306 | 19.9 | 13.4 | 20200 | 1443 | 4.1 | 3.1 | Non Federally-Regulated | 10/10/2017 |  | 11/13/2018
Enertech Global, LLC | Tetco | TVC036 |  | Ground-Source | WBAHP: Heat Pump Packaged Unit | Heat Pump | 208 | 1 |  |  |  | Single-Speed |  |  |  | 34700 | 1613 | 21.5 | 13.4 | 37200 | 3028 | 3.6 | 3.1 | Non Federally-Regulated | 06/28/2016 |  | 11/13/2018
Enertech Global, LLC | Tetco | TVC048 |  | Ground-Source | WBAHP: Heat Pump Packaged Unit | Heat Pump | 208 | 1 |  |  |  | Single-Speed |  |  |  | 46800 | 2127 | 22 | 13.4 | 43300 | 3732 | 3.4 | 3.1 | Non Federally-Regulated | 06/28/2016 |  | 11/13/2018
Enertech Global, LLC | Tetco | TVC048 |  | Ground-Water-Source | WBAHP: Heat Pump Packaged Unit | Heat Pump | 208 | 1 |  |  |  | Single-Speed |  |  |  | 49400 | 1907 | 25.9 | 16.2 | 54000 | 4057 | 3.9 | 3.6 | Non Federally-Regulated | 06/28/2016 |  | 11/13/2018
Enertech Global, LLC | Tetco | TVC060 |  | Ground-Source | WBAHP: Heat Pump Packaged Unit | Heat Pump | 208 | 1 |  |  |  | Single-Speed |  |  |  | 51100 | 2607 | 19.6 | 13.4 | 52500 | 4396 | 3.5 | 3.1 | Non Federally-Regulated | 06/28/2016 |  | 11/13/2018
Enertech Global, LLC | Tetco | TVC060 |  | Ground-Water-Source | WBAHP: Heat Pump Packaged Unit | Heat Pump | 208 | 1 |  |  |  | Single-Speed |  |  |  | 51300 | 2043 | 25.1 | 16.2 | 60300 | 4418 | 4 | 3.6 | Non Federally-Regulated | 06/28/2016 |  | 11/13/2018
ClimateMaster Inc. | TRANQUILITY 22 DIGITAL | TZV/H048 |  | Ground-Source | WBAHP: Heat Pump Packaged Unit | Heat Pump | 208 | 1 |  |  |  | Single-Speed |  |  |  | 48100 | 3103 | 15.5 | 13.4 | 35600 | 2819 | 3.7 | 3.1 | Non Federally-Regulated | 06/29/2016 |  | 11/13/2018
ClimateMaster Inc. | TRANQUILITY 22 DIGITAL | TZV/H030 |  | Ground-Source | WBAHP: Heat Pump Packaged Unit | Heat Pump | 208 | 1 |  |  |  | Single-Speed |  |  |  | 29900 | 1904 | 15.7 | 13.4 | 23800 | 1937 | 3.6 | 3.1 | Non Federally-Regulated | 06/29/2016 |  | 11/13/2018
ClimateMaster Inc. | TRANQUILITY 22 DIGITAL | TZV/H042 |  | Ground-Source | WBAHP: Heat Pump Packaged Unit | Heat Pump | 208 | 1 |  |  |  | Single-Speed |  |  |  | 43100 | 2677 | 16.1 | 13.4 | 33300 | 2870 | 3.4 | 3.1 | Non Federally-Regulated | 06/29/2016 |  | 11/13/2018
ClimateMaster Inc. | TRANQUILITY 22 DIGITAL | TZV/H024B |  | Ground-Source | WBAHP: Heat Pump Packaged Unit | Heat Pump | 208 | 1 |  |  |  | Single-Speed |  |  |  | 24600 | 1537 | 16 | 13.4 | 17800 | 1449 | 3.6 | 3.1 | Non Federally-Regulated | 06/29/2016 |  | 11/13/2018
ClimateMaster Inc. | TRANQUILITY 22 DIGITAL | TZV/H060B |  | Ground-Source | WBAHP: Heat Pump Packaged Unit | Heat Pump | 208 | 1 |  |  |  | Single-Speed |  |  |  | 63200 | 3653 | 17.3 | 13.4 | 43700 | 3557 | 3.6 | 3.1 | Non Federally-Regulated | 06/29/2016 |  | 11/13/2018
ClimateMaster Inc. | TRANQUILITY 27 SPLIT | TES/P038A | RCFL-HM38 | Ground-Source | WBAHP-CB: Heat Pump Split Syst | Heat Pump | 208 | 1 | False |  |  | Single-Speed |  |  |  | 38600 | 2064 | 18.7 | 13.4 | 27500 | 1965 | 4.1 | 3.1 | Non Federally-Regulated | 05/07/2018 |  | 11/13/2018
ClimateMaster Inc. | TRANQUILITY 27 SPLIT | TES/P064A | RCFL-HM60 | Ground-Source | WBAHP-CB: Heat Pump Split Syst | Heat Pump | 208 | 1 | False |  |  | Single-Speed |  |  |  | 59100 | 3497 | 16.9 | 13.4 | 44900 | 3655 | 3.6 | 3.1 | Non Federally-Regulated | 05/07/2018 |  | 11/13/2018
ClimateMaster Inc. | TRANQUILITY 27 DIGITAL SPLIT | TES/P038A | TAC038A | Ground-Source | WBAHP-CB: Heat Pump Split Syst | Heat Pump | 208 | 1 | False |  |  | Single-Speed |  |  |  | 38600 | 2064 | 18.7 | 13.4 | 27500 | 1965 | 4.1 | 3.1 | Non Federally-Regulated | 05/07/2018 |  | 11/13/2018
ClimateMaster Inc. | TRANQUILITY 27 DIGITAL SPLIT | TES/P064A | TAH064B | Ground-Source | WBAHP-CB: Heat Pump Split Syst | Heat Pump | 208 | 1 | False |  |  | Single-Speed |  |  |  | 59200 | 3502 | 16.9 | 13.4 | 46400 | 3675 | 3.7 | 3.1 | Non Federally-Regulated | 05/07/2018 |  | 11/13/2018
ClimateMaster Inc. | TRANQUILITY 27 DIGITAL SPLIT | TES/P049A | TAC049A | Ground-Source | WBAHP-CB: Heat Pump Split Syst | Heat Pump | 208 | 1 | False |  |  | Single-Speed |  |  |  | 48800 | 2757 | 17.7 | 13.4 | 36700 | 2688 | 4 | 3.1 | Non Federally-Regulated | 05/07/2018 |  | 11/13/2018
Enertech Global, LLC | GEOCOMFORT | GHT048B |  | Ground-Source | WBAHP: Heat Pump Packaged Unit | Heat Pump | 208 | 1 |  |  |  | Single-Speed |  |  |  | 49500 | 2719 | 18.2 | 13.4 | 37200 | 2795 | 3.9 | 3.1 | Non Federally-Regulated | 06/28/2016 |  | 11/13/2018
Enertech Global, LLC | GEOCOMFORT | GHT060B |  | Ground-Source | WBAHP: Heat Pump Packaged Unit | Heat Pump | 208 | 1 |  |  |  | Single-Speed |  |  |  | 60400 | 3451 | 17.5 | 13.4 | 46400 | 3675 | 3.7 | 3.1 | Non Federally-Regulated | 06/28/2016 |  | 11/13/2018
Enertech Global, LLC | GEOEXCEL | AHT060B3 |  | Ground-Source | WBAHP: Heat Pump Packaged Unit | Heat Pump | 460 | 3 |  |  |  | Single-Speed |  |  |  | 60400 | 3451 | 17.5 | 13.4 | 46400 | 3675 | 3.7 | 3.1 | Non Federally-Regulated | 02/18/2016 |  | 11/13/2018
Enertech Global, LLC | GEOEXCEL | AHT036B |  | Ground-Source | WBAHP: Heat Pump Packaged Unit | Heat Pump | 208 | 1 |  |  |  | Single-Speed |  |  |  | 35400 | 2107 | 16.8 | 13.4 | 29200 | 2194 | 3.9 | 3.1 | Non Federally-Regulated | 02/18/2016 |  | 11/13/2018
Enertech Global, LLC | GEOEXCEL | AHT048B |  | Ground-Source | WBAHP: Heat Pump Packaged Unit | Heat Pump | 208 | 1 |  |  |  | Single-Speed |  |  |  | 49500 | 2719 | 18.2 | 13.4 | 37200 | 2795 | 3.9 | 3.1 | Non Federally-Regulated | 02/18/2016 |  | 11/13/2018
Enertech Global, LLC | GEOEXCEL | AHT024B2 |  | Ground-Source | WBAHP: Heat Pump Packaged Unit | Heat Pump | 208 | 3 |  |  |  | Single-Speed |  |  |  | 23700 | 1346 | 17.6 | 13.4 | 18900 | 1457 | 3.8 | 3.1 | Non Federally-Regulated | 02/18/2016 |  | 11/13/2018
Enertech Global, LLC | GEOEXCEL | AHT060B |  | Ground-Source | WBAHP: Heat Pump Packaged Unit | Heat Pump | 208 | 1 |  |  |  | Single-Speed |  |  |  | 60400 | 3451 | 17.5 | 13.4 | 46400 | 3675 | 3.7 | 3.1 | Non Federally-Regulated | 02/18/2016 |  | 11/13/2018
Enertech Global, LLC | GEOEXCEL | AHT036B3 |  | Ground-Source | WBAHP: Heat Pump Packaged Unit | Heat Pump | 460 | 3 |  |  |  | Single-Speed |  |  |  | 35400 | 2107 | 16.8 | 13.4 | 29200 | 2194 | 3.9 | 3.1 | Non Federally-Regulated | 02/18/2016 |  | 11/13/2018
Enertech Global, LLC | GEOEXCEL | AHT060B2 |  | Ground-Source | WBAHP: Heat Pump Packaged Unit | Heat Pump | 208 | 3 |  |  |  | Single-Speed |  |  |  | 60400 | 3451 | 17.5 | 13.4 | 46400 | 3675 | 3.7 | 3.1 | Non Federally-Regulated | 02/18/2016 |  | 11/13/2018
Enertech Global, LLC | GEOEXCEL | AHT024B |  | Ground-Source | WBAHP: Heat Pump Packaged Unit | Heat Pump | 208 | 1 |  |  |  | Single-Speed |  |  |  | 23700 | 1346 | 17.6 | 13.4 | 18900 | 1457 | 3.8 | 3.1 | Non Federally-Regulated | 02/18/2016 |  | 11/13/2018
Enertech Global, LLC | GEOEXCEL | AHT036B2 |  | Ground-Source | WBAHP: Heat Pump Packaged Unit | Heat Pump | 208 | 3 |  |  |  | Single-Speed |  |  |  | 35400 | 2107 | 16.8 | 13.4 | 29200 | 2194 | 3.9 | 3.1 | Non Federally-Regulated | 02/18/2016 |  | 11/13/2018
Enertech Global, LLC | GEOEXCEL | AHT048B2 |  | Ground-Source | WBAHP: Heat Pump Packaged Unit | Heat Pump | 208 | 3 |  |  |  | Single-Speed |  |  |  | 49500 | 2719 | 18.2 | 13.4 | 37200 | 2795 | 3.9 | 3.1 | Non Federally-Regulated | 02/18/2016 |  | 11/13/2018
Enertech Global, LLC | GEOEXCEL | AHT048B3 |  | Ground-Source | WBAHP: Heat Pump Packaged Unit | Heat Pump | 460 | 3 |  |  |  | Single-Speed |  |  |  | 49500 | 2719 | 18.2 | 13.4 | 37200 | 2795 | 3.9 | 3.1 | Non Federally-Regulated | 02/18/2016 |  | 11/13/2018
Enertech Global, LLC | GEOEXCEL | AHT024B3 |  | Ground-Source | WBAHP: Heat Pump Packaged Unit | Heat Pump | 460 | 3 |  |  |  | Single-Speed |  |  |  | 23700 | 1346 | 17.6 | 13.4 | 18900 | 1457 | 3.8 | 3.1 | Non Federally-Regulated | 02/18/2016 |  | 11/13/2018
Enertech Global, LLC | GEOEXCEL | AHT060B3 |  | Ground-Source | WBAHP: Heat Pump Packaged Unit | Heat Pump | 460 | 3 |  |  |  | Single-Speed |  |  |  | 60400 | 3451 | 17.5 | 13.4 | 46400 | 3675 | 3.7 | 3.1 | Non Federally-Regulated | 11/13/2018 |  | 11/13/2018
Enertech Global, LLC | GEOEXCEL | AHT060B3 |  | Ground-Water-Source | WBAHP: Heat Pump Packaged Unit | Heat Pump | 460 | 3 |  |  |  | Single-Speed |  |  |  | 64100 | 2913 | 22 | 16.2 | 57500 | 3829 | 4.4 | 3.6 | Non Federally-Regulated | 02/23/2016 |  | 11/13/2018
Enertech Global, LLC | GEOEXCEL | AHT036B |  | Ground-Source | WBAHP: Heat Pump Packaged Unit | Heat Pump | 208 | 1 |  |  |  | Single-Speed |  |  |  | 35400 | 2107 | 16.8 | 13.4 | 29200 | 2194 | 3.9 | 3.1 | Non Federally-Regulated | 11/13/2018 |  | 11/13/2018
Enertech Global, LLC | GEOEXCEL | AHT036B |  | Ground-Water-Source | WBAHP: Heat Pump Packaged Unit | Heat Pump | 208 | 1 |  |  |  | Single-Speed |  |  |  | 37500 | 1752 | 21.4 | 16.2 | 36600 | 2282 | 4.7 | 3.6 | Non Federally-Regulated | 02/23/2016 |  | 11/13/2018
Enertech Global, LLC | GEOEXCEL | AHT048B |  | Ground-Source | WBAHP: Heat Pump Packaged Unit | Heat Pump | 208 | 1 |  |  |  | Single-Speed |  |  |  | 49500 | 2719 | 18.2 | 13.4 | 37200 | 2795 | 3.9 | 3.1 | Non Federally-Regulated | 11/13/2018 |  | 11/13/2018
Enertech Global, LLC | GEOEXCEL | AHT048B |  | Ground-Water-Source | WBAHP: Heat Pump Packaged Unit | Heat Pump | 208 | 1 |  |  |  | Single-Speed |  |  |  | 52200 | 2250 | 23.2 | 16.2 | 46300 | 2949 | 4.6 | 3.6 | Non Federally-Regulated | 02/23/2016 |  | 11/13/2018
Enertech Global, LLC | GEOEXCEL | AHT024B2 |  | Ground-Source | WBAHP: Heat Pump Packaged Unit | Heat Pump | 208 | 3 |  |  |  | Single-Speed |  |  |  | 23700 | 1346 | 17.6 | 13.4 | 18900 | 1457 | 3.8 | 3.1 | Non Federally-Regulated | 11/13/2018 |  | 11/13/2018
Enertech Global, LLC | GEOEXCEL | AHT024B2 |  | Ground-Water-Source | WBAHP: Heat Pump Packaged Unit | Heat Pump | 208 | 3 |  |  |  | Single-Speed |  |  |  | 25700 | 1189 | 21.6 | 16.2 | 24400 | 1554 | 4.6 | 3.6 | Non Federally-Regulated | 02/23/2016 |  | 11/13/2018
Enertech Global, LLC | GEOEXCEL | AHT060B |  | Ground-Source | WBAHP: Heat Pump Packaged Unit | Heat Pump | 208 | 1 |  |  |  | Single-Speed |  |  |  | 60400 | 3451 | 17.5 | 13.4 | 46400 | 3675 | 3.7 | 3.1 | Non Federally-Regulated | 11/13/2018 |  | 11/13/2018
Enertech Global, LLC | GEOEXCEL | AHT060B |  | Ground-Water-Source | WBAHP: Heat Pump Packaged Unit | Heat Pump | 208 | 1 |  |  |  | Single-Speed |  |  |  | 64100 | 2913 | 22 | 16.2 | 57500 | 3829 | 4.4 | 3.6 | Non Federally-Regulated | 02/23/2016 |  | 11/13/2018
Enertech Global, LLC | GEOEXCEL | AHT036B3 |  | Ground-Source | WBAHP: Heat Pump Packaged Unit | Heat Pump | 460 | 3 |  |  |  | Single-Speed |  |  |  | 35400 | 2107 | 16.8 | 13.4 | 29200 | 2194 | 3.9 | 3.1 | Non Federally-Regulated | 11/13/2018 |  | 11/13/2018
Enertech Global, LLC | GEOEXCEL | AHT036B3 |  | Ground-Water-Source | WBAHP: Heat Pump Packaged Unit | Heat Pump | 460 | 3 |  |  |  | Single-Speed |  |  |  | 37500 | 1752 | 21.4 | 16.2 | 36600 | 2282 | 4.7 | 3.6 | Non Federally-Regulated | 02/23/2016 |  | 11/13/2018
Enertech Global, LLC | GEOEXCEL | AHT060B2 |  | Ground-Source | WBAHP: Heat Pump Packaged Unit | Heat Pump | 208 | 3 |  |  |  | Single-Speed |  |  |  | 60400 | 3451 | 17.5 | 13.4 | 46400 | 3675 | 3.7 | 3.1 | Non Federally-Regulated | 11/13/2018 |  | 11/13/2018
Enertech Global, LLC | GEOEXCEL | AHT060B2 |  | Ground-Water-Source | WBAHP: Heat Pump Packaged Unit | Heat Pump | 208 | 3 |  |  |  | Single-Speed |  |  |  | 64100 | 2913 | 22 | 16.2 | 57500 | 3829 | 4.4 | 3.6 | Non Federally-Regulated | 02/23/2016 |  | 11/13/2018
Enertech Global, LLC | GEOEXCEL | AHT024B |  | Ground-Source | WBAHP: Heat Pump Packaged Unit | Heat Pump | 208 | 1 |  |  |  | Single-Speed |  |  |  | 23700 | 1346 | 17.6 | 13.4 | 18900 | 1457 | 3.8 | 3.1 | Non Federally-Regulated | 11/13/2018 |  | 11/13/2018
Enertech Global, LLC | GEOEXCEL | AHT024B |  | Ground-Water-Source | WBAHP: Heat Pump Packaged Unit | Heat Pump | 208 | 1 |  |  |  | Single-Speed |  |  |  | 25700 | 1189 | 21.6 | 16.2 | 24400 | 1554 | 4.6 | 3.6 | Non Federally-Regulated | 02/23/2016 |  | 11/13/2018
Enertech Global, LLC | GEOEXCEL | AHT036B2 |  | Ground-Source | WBAHP: Heat Pump Packaged Unit | Heat Pump | 208 | 3 |  |  |  | Single-Speed |  |  |  | 35400 | 2107 | 16.8 | 13.4 | 29200 | 2194 | 3.9 | 3.1 | Non Federally-Regulated | 11/13/2018 |  | 11/13/2018
Enertech Global, LLC | GEOEXCEL | AHT036B2 |  | Ground-Water-Source | WBAHP: Heat Pump Packaged Unit | Heat Pump | 208 | 3 |  |  |  | Single-Speed |  |  |  | 37500 | 1752 | 21.4 | 16.2 | 36600 | 2282 | 4.7 | 3.6 | Non Federally-Regulated | 02/23/2016 |  | 11/13/2018
Enertech Global, LLC | GEOEXCEL | AHT048B2 |  | Ground-Source | WBAHP: Heat Pump Packaged Unit | Heat Pump | 208 | 3 |  |  |  | Single-Speed |  |  |  | 49500 | 2719 | 18.2 | 13.4 | 37200 | 2795 | 3.9 | 3.1 | Non Federally-Regulated | 11/13/2018 |  | 11/13/2018
Enertech Global, LLC | GEOEXCEL | AHT048B2 |  | Ground-Water-Source | WBAHP: Heat Pump Packaged Unit | Heat Pump | 208 | 3 |  |  |  | Single-Speed |  |  |  | 52200 | 2250 | 23.2 | 16.2 | 46300 | 2949 | 4.6 | 3.6 | Non Federally-Regulated | 02/23/2016 |  | 11/13/2018
Enertech Global, LLC | GEOEXCEL | AHT048B3 |  | Ground-Source | WBAHP: Heat Pump Packaged Unit | Heat Pump | 460 | 3 |  |  |  | Single-Speed |  |  |  | 49500 | 2719 | 18.2 | 13.4 | 37200 | 2795 | 3.9 | 3.1 | Non Federally-Regulated | 11/13/2018 |  | 11/13/2018
Enertech Global, LLC | GEOEXCEL | AHT048B3 |  | Ground-Water-Source | WBAHP: Heat Pump Packaged Unit | Heat Pump | 460 | 3 |  |  |  | Single-Speed |  |  |  | 52200 | 2250 | 23.2 | 16.2 | 46300 | 2949 | 4.6 | 3.6 | Non Federally-Regulated | 02/23/2016 |  | 11/13/2018
Enertech Global, LLC | GEOEXCEL | AHT024B3 |  | Ground-Source | WBAHP: Heat Pump Packaged Unit | Heat Pump | 460 | 3 |  |  |  | Single-Speed |  |  |  | 23700 | 1346 | 17.6 | 13.4 | 18900 | 1457 | 3.8 | 3.1 | Non Federally-Regulated | 11/13/2018 |  | 11/13/2018
Enertech Global, LLC | GEOEXCEL | AHT024B3 |  | Ground-Water-Source | WBAHP: Heat Pump Packaged Unit | Heat Pump | 460 | 3 |  |  |  | Single-Speed |  |  |  | 25700 | 1189 | 21.6 | 16.2 | 24400 | 1554 | 4.6 | 3.6 | Non Federally-Regulated | 02/23/2016 |  | 11/13/2018
Enertech Global, LLC | GEOSOURCE | RGS-V072 |  | Ground-Source | WBAHP: Heat Pump Packaged Unit | Heat Pump | 208 | 1 |  |  |  | Single-Speed | 4500 | 700 |  | 79500 | 4877 | 16.3 | 13.4 | 64200 | 5375 | 3.5 | 3.1 | Non Federally-Regulated | 10/10/2017 |  | 11/13/2018
Enertech Global, LLC | Hydron Module | HVC036 |  | Ground-Source | WBAHP: Heat Pump Packaged Unit | Heat Pump | 208 | 1 |  |  |  | Single-Speed |  |  |  | 34700 | 1613 | 21.5 | 13.4 | 37200 | 3028 | 3.6 | 3.1 | Non Federally-Regulated | 06/28/2016 |  | 11/13/2018
Enertech Global, LLC | Hydron Module | HVC048 |  | Ground-Source | WBAHP: Heat Pump Packaged Unit | Heat Pump | 208 | 1 |  |  |  | Single-Speed |  |  |  | 46800 | 2127 | 22 | 13.4 | 43300 | 3732 | 3.4 | 3.1 | Non Federally-Regulated | 06/28/2016 |  | 11/13/2018
Enertech Global, LLC | Hydron Module | HVC048 |  | Ground-Water-Source | WBAHP: Heat Pump Packaged Unit | Heat Pump | 208 | 1 |  |  |  | Single-Speed |  |  |  | 49400 | 1907 | 25.9 | 16.2 | 54000 | 4057 | 3.9 | 3.6 | Non Federally-Regulated | 06/28/2016 |  | 11/13/2018
Enertech Global, LLC | Hydron Module | HVC060 |  | Ground-Source | WBAHP: Heat Pump Packaged Unit | Heat Pump | 208 | 1 |  |  |  | Single-Speed |  |  |  | 51100 | 2607 | 19.6 | 13.4 | 52500 | 4396 | 3.5 | 3.1 | Non Federally-Regulated | 06/28/2016 |  | 11/13/2018
Enertech Global, LLC | Hydron Module | HVC060 |  | Ground-Water-Source | WBAHP: Heat Pump Packaged Unit | Heat Pump | 208 | 1 |  |  |  | Single-Speed |  |  |  | 51300 | 2043 | 25.1 | 16.2 | 60300 | 4418 | 4 | 3.6 | Non Federally-Regulated | 06/28/2016 |  | 11/13/2018
FHP Manufacturing Company | Arcoaire | HB018H/V* |  | Ground-Source | WBAHP: Heat Pump Packaged Unit | Heat Pump | 208 | 1 |  |  |  | Single-Speed |  |  |  | 20500 | 1078 | 19 | 13.4 | 14800 | 1141 | 3.8 | 3.1 | Non Federally-Regulated | 04/27/2016 |  | 11/13/2018
FHP Manufacturing Company | Arcoaire | HS048* | FVM4X4800BL | Ground-Source | WBAHP-CB: Heat Pump Split Syst | Both Heat Pump and Electric Re | 208 | 1 | False |  |  | Dual-Speed |  |  |  | 48600 | 3000 | 16.2 | 13.4 | 37900 | 3085 | 3.6 | 3.1 | Non Federally-Regulated | 04/27/2016 |  | 11/13/2018
FHP Manufacturing Company | Bosch | SM024-1VT/CF*-*****B |  | Ground-Source | WBAHP: Heat Pump Packaged Unit | Both Heat Pump and Electric Re | 208 | 1 |  |  |  | Dual-Speed |  |  |  | 26900 | 1325 | 20.3 | 13.4 | 18700 | 1336 | 4.1 | 3.1 | Non Federally-Regulated | 08/08/2017 |  | 11/13/2018
FHP Manufacturing Company | Bosch | SM060-1VT/CF*-*****B |  | Ground-Source | WBAHP: Heat Pump Packaged Unit | Both Heat Pump and Electric Re | 208 | 1 |  |  |  | Dual-Speed |  |  |  | 63900 | 3435 | 18.6 | 13.4 | 48600 | 3560 | 4 | 3.1 | Non Federally-Regulated | 10/20/2017 |  | 11/13/2018
FHP Manufacturing Company | Bosch | SM024-1VT/CF*-*****B |  | Ground-Source | WBAHP: Heat Pump Packaged Unit | Both Heat Pump and Electric Re | 208 | 1 |  |  |  | Dual-Speed |  |  |  | 26900 | 1423 | 18.9 | 13.4 | 18700 | 1336 | 4.1 | 3.1 | Non Federally-Regulated | 11/13/2018 |  | 11/13/2018
FHP Manufacturing Company | Bosch | SM060-1VT/CF*-*****B |  | Ground-Source | WBAHP: Heat Pump Packaged Unit | Both Heat Pump and Electric Re | 208 | 1 |  |  |  | Dual-Speed |  |  |  | 63900 | 3435 | 18.6 | 13.4 | 48600 | 3560 | 4 | 3.1 | Non Federally-Regulated | 11/13/2018 |  | 11/13/2018
FHP Manufacturing Company | Arcoaire | HS048* | EAM4X48L21 | Ground-Source | WBAHP-C: Heat Pump Split Syste | Heat Pump | 208 | 1 | False |  |  | Dual-Speed |  |  |  | 49300 | 2883 | 17.1 | 13.4 | 36600 | 2979 | 3.6 | 3.1 | Non Federally-Regulated | 04/27/2016 |  | 11/13/2018
FHP Manufacturing Company | Arcoaire | HS048* | EAM4X48L21 | Ground-Water-Source | WBAHP-C: Heat Pump Split Syste | Heat Pump | 208 | 1 | False |  |  | Dual-Speed |  |  |  | 52300 | 2410 | 21.7 | 16.2 | 46600 | 3176 | 4.3 | 3.6 | Non Federally-Regulated | 04/27/2016 |  | 11/13/2018
FHP Manufacturing Company | Arcoaire | HS048* | EAM4X48L21 | Water-Source | WBAHP-C: Heat Pump Split Syste | Heat Pump | 208 | 1 | False |  |  | Dual-Speed |  |  |  | 47200 | 3167 | 14.9 | 12 | 56500 | 3449 | 4.8 | 4.2 | Federally-Regulated Commercial & Industrial Equipment | 04/27/2016 |  | 11/13/2018
FHP Manufacturing Company | Bryant | GC036C/H/V******1*X1 + UI |  | Ground-Source | WBAHP: Heat Pump Packaged Unit | Both Heat Pump and Electric Re | 208 | 1 |  |  |  | Dual-Speed |  |  |  | 40800 | 1854 | 22 | 13.4 | 28400 | 1935 | 4.3 | 3.1 | Non Federally-Regulated | 04/27/2016 |  | 11/13/2018
FHP Manufacturing Company | Bryant | GC048C/H/V******1*X1 + UI |  | Ground-Source | WBAHP: Heat Pump Packaged Unit | Both Heat Pump and Electric Re | 208 | 1 |  |  |  | Dual-Speed |  |  |  | 51300 | 2658 | 19.3 | 13.4 | 36900 | 2703 | 4 | 3.1 | Non Federally-Regulated | 04/27/2016 |  | 11/13/2018
FHP Manufacturing Company | Carrier | GC048C/H/V******1**1 + UI |  | Ground-Source | WBAHP: Heat Pump Packaged Unit | Both Heat Pump and Electric Re | 208 | 1 |  |  |  | Dual-Speed |  |  |  | 51300 | 2658 | 19.3 | 13.4 | 36900 | 2703 | 4 | 3.1 | Non Federally-Regulated | 04/27/2016 |  | 11/13/2018
FHP Manufacturing Company | Comfortmaker | HB018H/V* |  | Ground-Source | WBAHP: Heat Pump Packaged Unit | Heat Pump | 208 | 1 |  |  |  | Single-Speed |  |  |  | 20500 | 1078 | 19 | 13.4 | 14800 | 1141 | 3.8 | 3.1 | Non Federally-Regulated | 04/27/2016 |  | 11/13/2018
FHP Manufacturing Company | Comfortmaker | HS048* | FVM4X4800BL | Ground-Source | WBAHP-CB: Heat Pump Split Syst | Both Heat Pump and Electric Re | 208 | 1 | False |  |  | Dual-Speed |  |  |  | 48600 | 3000 | 16.2 | 13.4 | 37900 | 3085 | 3.6 | 3.1 | Non Federally-Regulated | 04/27/2016 |  | 11/13/2018
FHP Manufacturing Company | Comfortmaker | HS048* | EAM4X48L21 | Ground-Source | WBAHP-C: Heat Pump Split Syste | Heat Pump | 208 | 1 | False |  |  | Dual-Speed |  |  |  | 49300 | 2883 | 17.1 | 13.4 | 36600 | 2979 | 3.6 | 3.1 | Non Federally-Regulated | 04/27/2016 |  | 11/13/2018
FHP Manufacturing Company | Comfortmaker | HS048* | EAM4X48L21 | Ground-Water-Source | WBAHP-C: Heat Pump Split Syste | Heat Pump | 208 | 1 | False |  |  | Dual-Speed |  |  |  | 52300 | 2410 | 21.7 | 16.2 | 46600 | 3176 | 4.3 | 3.6 | Non Federally-Regulated | 04/27/2016 |  | 11/13/2018
FHP Manufacturing Company | Comfortmaker | HS048* | EAM4X48L21 | Water-Source | WBAHP-C: Heat Pump Split Syste | Heat Pump | 208 | 1 | False |  |  | Dual-Speed |  |  |  | 47200 | 3167 | 14.9 | 12 | 56500 | 3449 | 4.8 | 4.2 | Federally-Regulated Commercial & Industrial Equipment | 04/27/2016 |  | 11/13/2018
FHP Manufacturing Company | Day & Night | HB018H/V* |  | Ground-Source | WBAHP: Heat Pump Packaged Unit | Heat Pump | 208 | 1 |  |  |  | Single-Speed |  |  |  | 20500 | 1078 | 19 | 13.4 | 14800 | 1141 | 3.8 | 3.1 | Non Federally-Regulated | 04/27/2016 |  | 11/13/2018
FHP Manufacturing Company | Day & Night | HS048* | FVM4X4800BL | Ground-Source | WBAHP-CB: Heat Pump Split Syst | Both Heat Pump and Electric Re | 208 | 1 | False |  |  | Dual-Speed |  |  |  | 48600 | 3000 | 16.2 | 13.4 | 37900 | 3085 | 3.6 | 3.1 | Non Federally-Regulated | 04/27/2016 |  | 11/13/2018
FHP Manufacturing Company | Day & Night | HS048* | EAM4X48L21 | Ground-Source | WBAHP-C: Heat Pump Split Syste | Heat Pump | 208 | 1 | False |  |  | Dual-Speed |  |  |  | 49300 | 2883 | 17.1 | 13.4 | 36600 | 2979 | 3.6 | 3.1 | Non Federally-Regulated | 04/27/2016 |  | 11/13/2018
FHP Manufacturing Company | Day & Night | HS048* | EAM4X48L21 | Ground-Water-Source | WBAHP-C: Heat Pump Split Syste | Heat Pump | 208 | 1 | False |  |  | Dual-Speed |  |  |  | 52300 | 2410 | 21.7 | 16.2 | 46600 | 3176 | 4.3 | 3.6 | Non Federally-Regulated | 04/27/2016 |  | 11/13/2018
FHP Manufacturing Company | Day & Night | HS048* | EAM4X48L21 | Water-Source | WBAHP-C: Heat Pump Split Syste | Heat Pump | 208 | 1 | False |  |  | Dual-Speed |  |  |  | 47200 | 3167 | 14.9 | 12 | 56500 | 3449 | 4.8 | 4.2 | Federally-Regulated Commercial & Industrial Equipment | 04/27/2016 |  | 11/13/2018
FHP Manufacturing Company | Heil | HB018H/V* |  | Ground-Source | WBAHP: Heat Pump Packaged Unit | Heat Pump | 208 | 1 |  |  |  | Single-Speed |  |  |  | 20500 | 1078 | 19 | 13.4 | 14800 | 1141 | 3.8 | 3.1 | Non Federally-Regulated | 04/27/2016 |  | 11/13/2018
FHP Manufacturing Company | Heil | HS048* | FVM4X4800BL | Ground-Source | WBAHP-CB: Heat Pump Split Syst | Both Heat Pump and Electric Re | 208 | 1 | False |  |  | Dual-Speed |  |  |  | 48600 | 3000 | 16.2 | 13.4 | 37900 | 3085 | 3.6 | 3.1 | Non Federally-Regulated | 04/27/2016 |  | 11/13/2018
FHP Manufacturing Company | Heil | HS048* | EAM4X48L21 | Ground-Source | WBAHP-C: Heat Pump Split Syste | Heat Pump | 208 | 1 | False |  |  | Dual-Speed |  |  |  | 49300 | 2883 | 17.1 | 13.4 | 36600 | 2979 | 3.6 | 3.1 | Non Federally-Regulated | 04/27/2016 |  | 11/14/2018
FHP Manufacturing Company | Heil | HS048* | EAM4X48L21 | Ground-Water-Source | WBAHP-C: Heat Pump Split Syste | Heat Pump | 208 | 1 | False |  |  | Dual-Speed |  |  |  | 52300 | 2410 | 21.7 | 16.2 | 46600 | 3176 | 4.3 | 3.6 | Non Federally-Regulated | 04/27/2016 |  | 11/14/2018
FHP Manufacturing Company | Heil | HS048* | EAM4X48L21 | Water-Source | WBAHP-C: Heat Pump Split Syste | Heat Pump | 208 | 1 | False |  |  | Dual-Speed |  |  |  | 47200 | 3167 | 14.9 | 12 | 56500 | 3449 | 4.8 | 4.2 | Federally-Regulated Commercial & Industrial Equipment | 04/27/2016 |  | 11/14/2018
FHP Manufacturing Company | Keeprite | HB018H/V* |  | Ground-Source | WBAHP: Heat Pump Packaged Unit | Heat Pump | 208 | 1 |  |  |  | Single-Speed |  |  |  | 20500 | 1078 | 19 | 13.4 | 14800 | 1141 | 3.8 | 3.1 | Non Federally-Regulated | 04/27/2016 |  | 11/14/2018
FHP Manufacturing Company | Keeprite | HS048* | FVM4X4800BL | Ground-Source | WBAHP-CB: Heat Pump Split Syst | Both Heat Pump and Electric Re | 208 | 1 | False |  |  | Dual-Speed |  |  |  | 48600 | 3000 | 16.2 | 13.4 | 37900 | 3085 | 3.6 | 3.1 | Non Federally-Regulated | 04/27/2016 |  | 11/14/2018
FHP Manufacturing Company | Keeprite | HS048* | EAM4X48L21 | Ground-Source | WBAHP-C: Heat Pump Split Syste | Heat Pump | 208 | 1 | False |  |  | Dual-Speed |  |  |  | 49300 | 2883 | 17.1 | 13.4 | 36600 | 2979 | 3.6 | 3.1 | Non Federally-Regulated | 04/27/2016 |  | 11/14/2018
FHP Manufacturing Company | Keeprite | HS048* | EAM4X48L21 | Ground-Water-Source | WBAHP-C: Heat Pump Split Syste | Heat Pump | 208 | 1 | False |  |  | Dual-Speed |  |  |  | 52300 | 2410 | 21.7 | 16.2 | 46600 | 3176 | 4.3 | 3.6 | Non Federally-Regulated | 04/27/2016 |  | 11/14/2018
FHP Manufacturing Company | Keeprite | HS048* | EAM4X48L21 | Water-Source | WBAHP-C: Heat Pump Split Syste | Heat Pump | 208 | 1 | False |  |  | Dual-Speed |  |  |  | 47200 | 3167 | 14.9 | 12 | 56500 | 3449 | 4.8 | 4.2 | Federally-Regulated Commercial & Industrial Equipment | 04/27/2016 |  | 11/14/2018
FHP Manufacturing Company | Tempstar | HB018H/V* |  | Ground-Source | WBAHP: Heat Pump Packaged Unit | Heat Pump | 208 | 1 |  |  |  | Single-Speed |  |  |  | 20500 | 1078 | 19 | 13.4 | 14800 | 1141 | 3.8 | 3.1 | Non Federally-Regulated | 04/27/2016 |  | 11/14/2018
FHP Manufacturing Company | Tempstar | HS048* | FVM4X4800BL | Ground-Source | WBAHP-CB: Heat Pump Split Syst | Both Heat Pump and Electric Re | 208 | 1 | False |  |  | Dual-Speed |  |  |  | 48600 | 3000 | 16.2 | 13.4 | 37900 | 3085 | 3.6 | 3.1 | Non Federally-Regulated | 04/27/2016 |  | 11/14/2018
FHP Manufacturing Company | Tempstar | HB018H/V* |  | Ground-Source | WBAHP: Heat Pump Packaged Unit | Heat Pump | 208 | 1 |  |  |  | Single-Speed |  |  |  | 20500 | 1078 | 19 | 13.4 | 14800 | 1141 | 3.8 | 3.1 | Non Federally-Regulated | 11/14/2018 |  | 11/14/2018
FHP Manufacturing Company | Tempstar | HS048* | FVM4X4800BL | Ground-Source | WBAHP-CB: Heat Pump Split Syst | Both Heat Pump and Electric Re | 208 | 1 | False |  |  | Dual-Speed |  |  |  | 48600 | 3135 | 15.5 | 13.4 | 37900 | 3085 | 3.6 | 3.1 | Non Federally-Regulated | 11/14/2018 |  | 11/14/2018
FHP Manufacturing Company | Tempstar | HS048* | EAM4X48L21 | Ground-Source | WBAHP-C: Heat Pump Split Syste | Heat Pump | 208 | 1 | False |  |  | Dual-Speed |  |  |  | 49300 | 2883 | 17.1 | 13.4 | 36600 | 2979 | 3.6 | 3.1 | Non Federally-Regulated | 04/27/2016 |  | 11/14/2018
FHP Manufacturing Company | Tempstar | HS048* | EAM4X48L21 | Ground-Water-Source | WBAHP-C: Heat Pump Split Syste | Heat Pump | 208 | 1 | False |  |  | Dual-Speed |  |  |  | 52300 | 2410 | 21.7 | 16.2 | 46600 | 3176 | 4.3 | 3.6 | Non Federally-Regulated | 04/27/2016 |  | 11/14/2018
FHP Manufacturing Company | Tempstar | HS048* | EAM4X48L21 | Water-Source | WBAHP-C: Heat Pump Split Syste | Heat Pump | 208 | 1 | False |  |  | Dual-Speed |  |  |  | 47200 | 3167 | 14.9 | 12 | 56500 | 3449 | 4.8 | 4.2 | Federally-Regulated Commercial & Industrial Equipment | 04/27/2016 |  | 11/14/2018
Waterfurnace International, Inc. | YORK BY JOHNSON CONTROLS | YAPT026**1*1******H |  | Ground-Source | WBAHP: Heat Pump Packaged Unit | Heat Pump | 208 | 1 |  |  |  | Dual-Speed |  |  |  | 24800 | 1385 | 17.9 | 13.4 | 19300 | 1450 | 3.9 | 3.1 | Non Federally-Regulated | 12/05/2017 |  | 11/14/2018
Waterfurnace International, Inc. | YORK BY JOHNSON CONTROLS | YAPT038**1*(1,2)******H |  | Ground-Source | WBAHP: Heat Pump Packaged Unit | Heat Pump | 208 | 1 |  |  |  | Dual-Speed |  |  |  | 38200 | 1939 | 19.7 | 13.4 | 28300 | 2022 | 4.1 | 3.1 | Non Federally-Regulated | 12/05/2017 |  | 11/14/2018
Waterfurnace International, Inc. | YORK BY JOHNSON CONTROLS | YAPT049**1*1******H |  | Ground-Source | WBAHP: Heat Pump Packaged Unit | Heat Pump | 208 | 1 |  |  |  | Dual-Speed |  |  |  | 50400 | 2652 | 19 | 13.4 | 38000 | 2784 | 4 | 3.1 | Non Federally-Regulated | 12/05/2017 |  | 11/14/2018
Waterfurnace International, Inc. | YORK BY JOHNSON CONTROLS | YBSV041**3*0 |  | Ground-Source | WBAHP: Heat Pump Packaged Unit | Heat Pump | 208 | 3 |  |  |  | Single-Speed |  |  |  | 40000 | 2666 | 15 | 13.4 | 28500 | 2610 | 3.2 | 3.1 | Non Federally-Regulated | 04/27/2016 |  | 11/14/2018
Waterfurnace International, Inc. | YORK BY JOHNSON CONTROLS | YBSV041**3*1 |  | Ground-Source | WBAHP: Heat Pump Packaged Unit | Heat Pump | 208 | 3 |  |  |  | Single-Speed |  |  |  | 41000 | 2562 | 16 | 13.4 | 28500 | 2456 | 3.4 | 3.1 | Non Federally-Regulated | 04/27/2016 |  | 11/14/2018
Waterfurnace International, Inc. | YORK BY JOHNSON CONTROLS | YBSV041**3*4 |  | Ground-Source | WBAHP: Heat Pump Packaged Unit | Heat Pump | 208 | 3 |  |  |  | Single-Speed |  |  |  | 41000 | 2562 | 16 | 13.4 | 28500 | 2456 | 3.4 | 3.1 | Non Federally-Regulated | 04/27/2016 |  | 11/14/2018
Waterfurnace International, Inc. | YORK BY JOHNSON CONTROLS | YBSV041**4*0 |  | Ground-Source | WBAHP: Heat Pump Packaged Unit | Heat Pump | 460 | 3 |  |  |  | Single-Speed |  |  |  | 40000 | 2666 | 15 | 13.4 | 28500 | 2610 | 3.2 | 3.1 | Non Federally-Regulated | 04/27/2016 |  | 11/14/2018
Waterfurnace International, Inc. | YORK BY JOHNSON CONTROLS | YBSV041**4*1 |  | Ground-Source | WBAHP: Heat Pump Packaged Unit | Heat Pump | 460 | 3 |  |  |  | Single-Speed |  |  |  | 41000 | 2562 | 16 | 13.4 | 28500 | 2456 | 3.4 | 3.1 | Non Federally-Regulated | 04/27/2016 |  | 11/14/2018
Waterfurnace International, Inc. | YORK BY JOHNSON CONTROLS | YBSV041**4*4 |  | Ground-Source | WBAHP: Heat Pump Packaged Unit | Heat Pump | 460 | 3 |  |  |  | Single-Speed |  |  |  | 41000 | 2562 | 16 | 13.4 | 28500 | 2456 | 3.4 | 3.1 | Non Federally-Regulated | 04/27/2016 |  | 11/14/2018
Waterfurnace International, Inc. | YORK BY JOHNSON CONTROLS | YAST072**1 | SAH060* | Ground-Source | WBAHP-CB: Heat Pump Split Syst | Heat Pump | 208 | 1 | False |  |  | Dual-Speed |  |  |  | 62800 | 3925 | 16 | 13.4 | 53500 | 4479 | 3.5 | 3.1 | Non Federally-Regulated | 06/26/2017 |  | 11/14/2018
Waterfurnace International, Inc. | YORK BY JOHNSON CONTROLS | YAZT072**1 | SAH060* | Ground-Source | WBAHP-CB: Heat Pump Split Syst | Heat Pump | 208 | 1 | False |  |  | Dual-Speed |  |  |  | 62800 | 3925 | 16 | 13.4 | 53500 | 4479 | 3.5 | 3.1 | Non Federally-Regulated | 06/26/2017 |  | 11/14/2018
Waterfurnace International, Inc. | YORK BY JOHNSON CONTROLS | YAPT064**1*1******H |  | Ground-Source | WBAHP: Heat Pump Packaged Unit | Heat Pump | 208 | 1 |  |  |  | Dual-Speed |  |  |  | 62500 | 3434 | 18.2 | 13.4 | 46300 | 3570 | 3.8 | 3.1 | Non Federally-Regulated | 12/05/2017 |  | 11/14/2018
Waterfurnace International, Inc. | YORK BY JOHNSON CONTROLS | YAZT038**1 | SRAA036* | Ground-Source | WBAHP-C: Heat Pump Split Syste | Heat Pump | 208 | 1 | False |  |  | Dual-Speed |  |  |  | 36000 | 1894 | 19 | 13.4 | 27900 | 2044 | 4 | 3.1 | Non Federally-Regulated | 06/26/2017 |  | 11/14/2018
Waterfurnace International, Inc. | YORK BY JOHNSON CONTROLS | YAZT049**1 | SRAA048* | Ground-Source | WBAHP-C: Heat Pump Split Syste | Heat Pump | 208 | 1 | False |  |  | Dual-Speed |  |  |  | 46300 | 2572 | 18 | 13.4 | 37700 | 2833 | 3.9 | 3.1 | Non Federally-Regulated | 06/26/2017 |  | 11/14/2018
Waterfurnace International, Inc. | YORK BY JOHNSON CONTROLS | YAZT072**1 | SRAA060* | Ground-Source | WBAHP-C: Heat Pump Split Syste | Heat Pump | 208 | 1 | False |  |  | Dual-Speed |  |  |  | 62800 | 3925 | 16 | 13.4 | 53500 | 4479 | 3.5 | 3.1 | Non Federally-Regulated | 06/26/2017 |  | 11/14/2018
Waterfurnace International, Inc. | YORK BY JOHNSON CONTROLS | YAZT064**1 | SRAA060* | Ground-Source | WBAHP-C: Heat Pump Split Syste | Heat Pump | 208 | 1 | False |  |  | Dual-Speed |  |  |  | 57400 | 3376 | 17 | 13.4 | 45200 | 3580 | 3.7 | 3.1 | Non Federally-Regulated | 06/26/2017 |  | 11/14/2018
Waterfurnace International, Inc. | YORK BY JOHNSON CONTROLS | YAZS022**1 | SRAA026* | Ground-Source | WBAHP-C: Heat Pump Split Syste | Heat Pump | 208 | 1 | False |  |  | Single-Speed |  |  |  | 18700 | 979 | 19.1 | 13.4 | 14000 | 1079 | 3.8 | 3.1 | Non Federally-Regulated | 06/26/2017 |  | 11/14/2018
Waterfurnace International, Inc. | YORK BY JOHNSON CONTROLS | YAZS036**1 | SRAA036* | Ground-Source | WBAHP-C: Heat Pump Split Syste | Heat Pump | 208 | 1 | False |  |  | Single-Speed |  |  |  | 30600 | 1500 | 20.4 | 13.4 | 23100 | 1692 | 4 | 3.1 | Non Federally-Regulated | 06/26/2017 |  | 11/14/2018
Waterfurnace International, Inc. | YORK BY JOHNSON CONTROLS | YAZS042**1 | SRAA048* | Ground-Source | WBAHP-C: Heat Pump Split Syste | Heat Pump | 208 | 1 | False |  |  | Single-Speed |  |  |  | 37800 | 1938 | 19.5 | 13.4 | 27400 | 2059 | 3.9 | 3.1 | Non Federally-Regulated | 06/26/2017 |  | 11/14/2018
Waterfurnace International, Inc. | YORK BY JOHNSON CONTROLS | YAZS030**1 | SRAA026* | Ground-Source | WBAHP-C: Heat Pump Split Syste | Heat Pump | 208 | 1 | False |  |  | Single-Speed |  |  |  | 24600 | 1301 | 18.9 | 13.4 | 19800 | 1487 | 3.9 | 3.1 | Non Federally-Regulated | 06/26/2017 |  | 11/14/2018
Waterfurnace International, Inc. | YORK BY JOHNSON CONTROLS | YAZS048**1 | SRAA048* | Ground-Source | WBAHP-C: Heat Pump Split Syste | Heat Pump | 208 | 1 | False |  |  | Single-Speed |  |  |  | 42500 | 2272 | 18.7 | 13.4 | 33400 | 2447 | 4 | 3.1 | Non Federally-Regulated | 06/26/2017 |  | 11/14/2018
Waterfurnace International, Inc. | YORK BY JOHNSON CONTROLS | YAZS060**1 | SRAA060* | Ground-Source | WBAHP-C: Heat Pump Split Syste | Heat Pump | 208 | 1 | False |  |  | Single-Speed |  |  |  | 56300 | 3180 | 17.7 | 13.4 | 44000 | 3485 | 3.7 | 3.1 | Non Federally-Regulated | 06/26/2017 |  | 11/14/2018
Waterfurnace International, Inc. | YORK BY JOHNSON CONTROLS | YAZS070**1 | SRAA060* | Ground-Source | WBAHP-C: Heat Pump Split Syste | Heat Pump | 208 | 1 | False |  |  | Single-Speed |  |  |  | 60500 | 3538 | 17.1 | 13.4 | 50700 | 4127 | 3.6 | 3.1 | Non Federally-Regulated | 06/26/2017 |  | 11/14/2018
Waterfurnace International, Inc. | VERSATEC BASE SERIES | UBV041**3*0 |  | Ground-Source | WBAHP: Heat Pump Packaged Unit | Heat Pump | 208 | 3 |  |  |  | Single-Speed |  |  |  | 40000 | 2666 | 15 | 13.4 | 28500 | 2610 | 3.2 | 3.1 | Non Federally-Regulated | 04/27/2016 |  | 11/14/2018
Waterfurnace International, Inc. | VERSATEC BASE SERIES | UBV041**4*0 |  | Ground-Source | WBAHP: Heat Pump Packaged Unit | Heat Pump | 460 | 3 |  |  |  | Single-Speed |  |  |  | 40000 | 2666 | 15 | 13.4 | 28500 | 2610 | 3.2 | 3.1 | Non Federally-Regulated | 04/27/2016 |  | 11/14/2018
Waterfurnace International, Inc. | VERSATEC BASE SERIES | UBV041**3*1 |  | Ground-Source | WBAHP: Heat Pump Packaged Unit | Heat Pump | 208 | 3 |  |  |  | Single-Speed |  |  |  | 41000 | 2562 | 16 | 13.4 | 28500 | 2456 | 3.4 | 3.1 | Non Federally-Regulated | 04/27/2016 |  | 11/14/2018
Waterfurnace International, Inc. | VERSATEC BASE SERIES | UBV041**3*4 |  | Ground-Source | WBAHP: Heat Pump Packaged Unit | Heat Pump | 208 | 3 |  |  |  | Single-Speed |  |  |  | 41000 | 2562 | 16 | 13.4 | 28500 | 2456 | 3.4 | 3.1 | Non Federally-Regulated | 04/27/2016 |  | 11/14/2018
Waterfurnace International, Inc. | VERSATEC BASE SERIES | UBV041**4*4 |  | Ground-Source | WBAHP: Heat Pump Packaged Unit | Heat Pump | 460 | 3 |  |  |  | Single-Speed |  |  |  | 41000 | 2562 | 16 | 13.4 | 28500 | 2456 | 3.4 | 3.1 | Non Federally-Regulated | 04/27/2016 |  | 11/14/2018
Waterfurnace International, Inc. | VERSATEC BASE SERIES | UBV041**4*1 |  | Ground-Source | WBAHP: Heat Pump Packaged Unit | Heat Pump | 460 | 3 |  |  |  | Single-Speed |  |  |  | 41000 | 2562 | 16 | 13.4 | 28500 | 2456 | 3.4 | 3.1 | Non Federally-Regulated | 04/27/2016 |  | 11/14/2018
Waterfurnace International, Inc. | PREMIUM G | GTS072*1 | SAH060* | Ground-Source | WBAHP-CB: Heat Pump Split Syst | Heat Pump | 208 | 1 | False |  |  | Dual-Speed |  |  |  | 62800 | 3925 | 16 | 13.4 | 53500 | 4479 | 3.5 | 3.1 | Non Federally-Regulated | 06/26/2017 |  | 11/14/2018
Waterfurnace International, Inc. | PREMIUM G | GTZ072*1 | SAH060* | Ground-Source | WBAHP-CB: Heat Pump Split Syst | Heat Pump | 208 | 1 | False |  |  | Dual-Speed |  |  |  | 62800 | 3925 | 16 | 13.4 | 53500 | 4479 | 3.5 | 3.1 | Non Federally-Regulated | 06/26/2017 |  | 11/14/2018
Waterfurnace International, Inc. | JCI | RBSV041**3*0 |  | Ground-Source | WBAHP: Heat Pump Packaged Unit | Heat Pump | 208 | 3 |  |  |  | Single-Speed |  |  |  | 40000 | 2666 | 15 | 13.4 | 28500 | 2610 | 3.2 | 3.1 | Non Federally-Regulated | 04/27/2016 |  | 11/14/2018
Waterfurnace International, Inc. | JCI | RBSV041**4*0 |  | Ground-Source | WBAHP: Heat Pump Packaged Unit | Heat Pump | 460 | 3 |  |  |  | Single-Speed |  |  |  | 40000 | 2666 | 15 | 13.4 | 28500 | 2610 | 3.2 | 3.1 | Non Federally-Regulated | 04/27/2016 |  | 11/14/2018
Waterfurnace International, Inc. | JCI | RBSV041**3*1 |  | Ground-Source | WBAHP: Heat Pump Packaged Unit | Heat Pump | 208 | 3 |  |  |  | Single-Speed |  |  |  | 41000 | 2562 | 16 | 13.4 | 28500 | 2456 | 3.4 | 3.1 | Non Federally-Regulated | 04/27/2016 |  | 11/14/2018
Waterfurnace International, Inc. | JCI | RBSV041**3*4 |  | Ground-Source | WBAHP: Heat Pump Packaged Unit | Heat Pump | 208 | 3 |  |  |  | Single-Speed |  |  |  | 41000 | 2562 | 16 | 13.4 | 28500 | 2456 | 3.4 | 3.1 | Non Federally-Regulated | 04/27/2016 |  | 11/14/2018
Waterfurnace International, Inc. | JCI | RBSV041**4*1 |  | Ground-Source | WBAHP: Heat Pump Packaged Unit | Heat Pump | 460 | 3 |  |  |  | Single-Speed |  |  |  | 41000 | 2562 | 16 | 13.4 | 28500 | 2456 | 3.4 | 3.1 | Non Federally-Regulated | 04/27/2016 |  | 11/14/2018
Waterfurnace International, Inc. | JCI | RBSV041**4*4 |  | Ground-Source | WBAHP: Heat Pump Packaged Unit | Heat Pump | 460 | 3 |  |  |  | Single-Speed |  |  |  | 41000 | 2562 | 16 | 13.4 | 28500 | 2456 | 3.4 | 3.1 | Non Federally-Regulated | 04/27/2016 |  | 11/14/2018
Waterfurnace International, Inc. | 5 SERIES | NDP026H1*1 |  | Ground-Source | WBAHP: Heat Pump Packaged Unit | Heat Pump | 208 | 1 |  |  |  | Dual-Speed |  |  |  | 24800 | 1385 | 17.9 | 13.4 | 19300 | 1450 | 3.9 | 3.1 | Non Federally-Regulated | 12/05/2017 |  | 11/14/2018
Waterfurnace International, Inc. | 5 SERIES | NDP038H1*(1,2) |  | Ground-Source | WBAHP: Heat Pump Packaged Unit | Heat Pump | 208 | 1 |  |  |  | Dual-Speed |  |  |  | 38200 | 1939 | 19.7 | 13.4 | 28300 | 2022 | 4.1 | 3.1 | Non Federally-Regulated | 12/05/2017 |  | 11/14/2018
Waterfurnace International, Inc. | 5 SERIES | NDP049H1*1 |  | Ground-Source | WBAHP: Heat Pump Packaged Unit | Heat Pump | 208 | 1 |  |  |  | Dual-Speed |  |  |  | 50400 | 2652 | 19 | 13.4 | 38000 | 2784 | 4 | 3.1 | Non Federally-Regulated | 12/05/2017 |  | 11/14/2018
Waterfurnace International, Inc. | 5 SERIES | NDP064H1*1 |  | Ground-Source | WBAHP: Heat Pump Packaged Unit | Heat Pump | 208 | 1 |  |  |  | Dual-Speed |  |  |  | 62500 | 3434 | 18.2 | 13.4 | 46300 | 3570 | 3.8 | 3.1 | Non Federally-Regulated | 12/05/2017 |  | 11/14/2018
Waterfurnace International, Inc. | 5 SERIES INDOOR SPLITS | NSZ060H1 | SAH060* | Ground-Source | WBAHP-CB: Heat Pump Split Syst | Heat Pump | 208 | 1 | False |  |  | Single-Speed |  |  |  | 56300 | 3180 | 17.7 | 13.4 | 44000 | 3485 | 3.7 | 3.1 | Non Federally-Regulated | 06/13/2017 |  | 11/14/2018
Waterfurnace International, Inc. | 5 SERIES INDOOR SPLITS | NSZ036H1 | SAH036* | Ground-Source | WBAHP-CB: Heat Pump Split Syst | Heat Pump | 208 | 1 | False |  |  | Single-Speed |  |  |  | 30600 | 1500 | 20.4 | 13.4 | 23100 | 1692 | 4 | 3.1 | Non Federally-Regulated | 06/13/2017 |  | 11/14/2018
Waterfurnace International, Inc. | 5 SERIES INDOOR SPLITS | NSZ036H1 | SRAA036* | Ground-Source | WBAHP-C: Heat Pump Split Syste | Heat Pump | 208 | 1 | False |  |  | Single-Speed |  |  |  | 30600 | 1500 | 20.4 | 13.4 | 23100 | 1692 | 4 | 3.1 | Non Federally-Regulated | 06/13/2017 |  | 11/14/2018
Waterfurnace International, Inc. | MAGNOLIA PLUS | 12(1,2)A024 |  | Ground-Source | WBAHP: Heat Pump Packaged Unit | Heat Pump | 208 | 1 |  |  |  | Dual-Speed |  |  |  | 23100 | 1480 | 15.6 | 13.4 | 18900 | 1457 | 3.8 | 3.1 | Non Federally-Regulated | 02/16/2016 |  | 11/14/2018
Waterfurnace International, Inc. | MAGNOLIA PLUS | 12(1,2)A048 |  | Ground-Source | WBAHP: Heat Pump Packaged Unit | Heat Pump | 208 | 1 |  |  |  | Dual-Speed |  |  |  | 49000 | 3062 | 16 | 13.4 | 36000 | 2851 | 3.7 | 3.1 | Non Federally-Regulated | 02/16/2016 |  | 11/14/2018
Waterfurnace International, Inc. | MAGNOLIA PLUS | 12(1,2)A036 |  | Ground-Source | WBAHP: Heat Pump Packaged Unit | Heat Pump | 208 | 1 |  |  |  | Dual-Speed |  |  |  | 35100 | 2264 | 15.5 | 13.4 | 26000 | 2116 | 3.6 | 3.1 | Non Federally-Regulated | 02/16/2016 |  | 11/14/2018
Waterfurnace International, Inc. | MAGNOLIA PLUS | 12(1,2)A060 |  | Ground-Source | WBAHP: Heat Pump Packaged Unit | Heat Pump | 208 | 1 |  |  |  | Dual-Speed |  |  |  | 59900 | 3630 | 16.5 | 13.4 | 45300 | 3904 | 3.4 | 3.1 | Non Federally-Regulated | 02/16/2016 |  | 11/14/2018
Waterfurnace International, Inc. | ASTON | 103H022**1 | SAH022* | Ground-Source | WBAHP-CB: Heat Pump Split Syst | Heat Pump | 208 | 1 | False |  |  | Single-Speed |  |  |  | 18700 | 979 | 19.1 | 13.4 | 14000 | 1079 | 3.8 | 3.1 | Non Federally-Regulated | 06/13/2017 |  | 11/14/2018
Waterfurnace International, Inc. | ASTON | 103H030**1 | SAH030* | Ground-Source | WBAHP-CB: Heat Pump Split Syst | Heat Pump | 208 | 1 | False |  |  | Single-Speed |  |  |  | 24600 | 1301 | 18.9 | 13.4 | 19800 | 1487 | 3.9 | 3.1 | Non Federally-Regulated | 06/13/2017 |  | 11/14/2018
Waterfurnace International, Inc. | ASTON | 103H036**1 | SAH036* | Ground-Source | WBAHP-CB: Heat Pump Split Syst | Heat Pump | 208 | 1 | False |  |  | Single-Speed |  |  |  | 30600 | 1500 | 20.4 | 13.4 | 23100 | 1692 | 4 | 3.1 | Non Federally-Regulated | 06/13/2017 |  | 11/14/2018
Waterfurnace International, Inc. | ASTON | 103H038**1 | SAH036* | Ground-Source | WBAHP-CB: Heat Pump Split Syst | Heat Pump | 208 | 1 | False |  |  | Dual-Speed |  |  |  | 36000 | 1894 | 19 | 13.4 | 27900 | 2044 | 4 | 3.1 | Non Federally-Regulated | 06/13/2017 |  | 11/14/2018
Waterfurnace International, Inc. | ASTON | 103H042**1 | SAH042* | Ground-Source | WBAHP-CB: Heat Pump Split Syst | Heat Pump | 208 | 1 | False |  |  | Single-Speed |  |  |  | 37800 | 1938 | 19.5 | 13.4 | 27400 | 2059 | 3.9 | 3.1 | Non Federally-Regulated | 06/13/2017 |  | 11/14/2018
Waterfurnace International, Inc. | ASTON | 103H048**1 | SAH048* | Ground-Source | WBAHP-CB: Heat Pump Split Syst | Heat Pump | 208 | 1 | False |  |  | Single-Speed |  |  |  | 42500 | 2272 | 18.7 | 13.4 | 33400 | 2447 | 4 | 3.1 | Non Federally-Regulated | 06/13/2017 |  | 11/14/2018
Waterfurnace International, Inc. | ASTON | 103H049**1 | SAH048* | Ground-Source | WBAHP-CB: Heat Pump Split Syst | Heat Pump | 208 | 1 | False |  |  | Dual-Speed |  |  |  | 46300 | 2572 | 18 | 13.4 | 37700 | 2833 | 3.9 | 3.1 | Non Federally-Regulated | 06/13/2017 |  | 11/14/2018
Waterfurnace International, Inc. | ASTON | 103H060**1 | SAH060* | Ground-Source | WBAHP-CB: Heat Pump Split Syst | Heat Pump | 208 | 1 | False |  |  | Single-Speed |  |  |  | 56300 | 3180 | 17.7 | 13.4 | 44000 | 3485 | 3.7 | 3.1 | Non Federally-Regulated | 06/13/2017 |  | 11/14/2018
Waterfurnace International, Inc. | ASTON | 103H064**1 | SAH060* | Ground-Source | WBAHP-CB: Heat Pump Split Syst | Heat Pump | 208 | 1 | False |  |  | Dual-Speed |  |  |  | 57400 | 3376 | 17 | 13.4 | 45200 | 3580 | 3.7 | 3.1 | Non Federally-Regulated | 06/13/2017 |  | 11/14/2018
Waterfurnace International, Inc. | ASTON | 104H072**1 | SAH060* | Ground-Source | WBAHP-CB: Heat Pump Split Syst | Heat Pump | 208 | 1 | False |  |  | Dual-Speed |  |  |  | 62800 | 3925 | 16 | 13.4 | 53500 | 4479 | 3.5 | 3.1 | Non Federally-Regulated | 06/13/2017 |  | 11/14/2018
Waterfurnace International, Inc. | ASTON | 103H072**1 | SAH060* | Ground-Source | WBAHP-CB: Heat Pump Split Syst | Heat Pump | 208 | 1 | False |  |  | Dual-Speed |  |  |  | 62800 | 3925 | 16 | 13.4 | 53500 | 4479 | 3.5 | 3.1 | Non Federally-Regulated | 06/13/2017 |  | 11/14/2018
Waterfurnace International, Inc. | ASTON | 103H070**1 | SAH060* | Ground-Source | WBAHP-CB: Heat Pump Split Syst | Heat Pump | 208 | 1 | False |  |  | Single-Speed |  |  |  | 60500 | 3538 | 17.1 | 13.4 | 50700 | 4127 | 3.6 | 3.1 | Non Federally-Regulated | 06/13/2017 |  | 11/14/2018
AAON, Inc. | AAON, Inc. | WH-030-A-H-ACAC-C0-10-200-A |  | Ground-Source | WBAHP: Heat Pump Packaged Unit | Heat Pump | 265 | 1 |  |  |  | Single-Speed |  |  |  | 31100 | 1654 | 18.8 | 13.4 | 23700 | 2240 | 3.1 | 3.1 | Non Federally-Regulated | 11/13/2018 |  | 11/14/2018
AAON, Inc. | AAON, Inc. | WV-019-1-H-ACAC-C0-10-200-A |  | Ground-Source | WBAHP: Heat Pump Packaged Unit | Heat Pump | 208 | 1 |  |  |  | Single-Speed |  |  |  | 19400 | 974 | 19.9 | 13.4 | 13100 | 1129 | 3.4 | 3.1 | Non Federally-Regulated | 11/13/2018 |  | 11/14/2018
AAON, Inc. | AAON, Inc. | WH-048-3-H-DCAC-C0-10-200-A |  | Ground-Source | WBAHP: Heat Pump Packaged Unit | Heat Pump | 460 | 3 |  |  |  | Dual-Speed |  |  |  | 50000 | 2717 | 18.4 | 13.4 | 40100 | 3013 | 3.9 | 3.1 | Non Federally-Regulated | 11/13/2018 |  | 11/14/2018
AAON, Inc. | AAON, Inc. | WH-015-1-H-ACAC-C0-10-200-A |  | Ground-Source | WBAHP: Heat Pump Packaged Unit | Heat Pump | 208 | 1 |  |  |  | Single-Speed |  |  |  | 14700 | 738 | 19.9 | 13.4 | 10900 | 614 | 5.2 | 3.1 | Non Federally-Regulated | 11/13/2018 |  | 11/14/2018
AAON, Inc. | AAON, Inc. | WV-030-1-H-ACAC-C0-10-100-A |  | Ground-Source | WBAHP: Heat Pump Packaged Unit | Heat Pump | 208 | 1 |  |  |  | Single-Speed |  |  |  | 26800 | 1835 | 14.6 | 13.4 | 18800 | 1669 | 3.3 | 3.1 | Non Federally-Regulated | 11/13/2018 |  | 11/14/2018
AAON, Inc. | AAON, Inc. | WV-042-3-H-DCAC-C0-10-200-A |  | Ground-Source | WBAHP: Heat Pump Packaged Unit | Heat Pump | 460 | 3 |  |  |  | Dual-Speed |  |  |  | 44100 | 2491 | 17.7 | 13.4 | 28900 | 2419 | 3.5 | 3.1 | Non Federally-Regulated | 11/13/2018 |  | 11/14/2018
AAON, Inc. | AAON, Inc. | M2-003-1-H-DCBC-S0-10-000-A |  | Ground-Source | WBAHP: Heat Pump Packaged Unit | Both Heat Pump and Electric Re | 208 | 1 |  |  |  | Single-Speed |  |  |  | 33300 | 2328 | 14.3 | 13.4 | 26300 | 2335 | 3.3 | 3.1 | Non Federally-Regulated | 11/13/2018 |  | 11/14/2018
AAON, Inc. | AAON, Inc. | WV-015-A-H-ACAC-C0-10-100-A |  | Ground-Source | WBAHP: Heat Pump Packaged Unit | Heat Pump | 265 | 1 |  |  |  | Single-Speed |  |  |  | 14500 | 843 | 17.2 | 13.4 | 10500 | 992 | 3.1 | 3.1 | Non Federally-Regulated | 11/13/2018 |  | 11/14/2018
AAON, Inc. | AAON, Inc. | M2-004-2-H-BCBC-V0-10-000-A |  | Ground-Source | WBAHP: Heat Pump Packaged Unit | Both Heat Pump and Electric Re | 208 | 3 |  |  |  | Single-Speed |  |  |  | 51900 | 2760 | 18.8 | 13.4 | 35200 | 2714 | 3.8 | 3.1 | Non Federally-Regulated | 11/13/2018 |  | 11/14/2018
AAON, Inc. | AAON, Inc. | SB-005-3-0-BCAC-V0-10-000-A |  | Ground-Source | WBAHP: Heat Pump Packaged Unit | Both Heat Pump and Electric Re | 460 | 3 |  |  |  | Single-Speed |  |  |  | 51500 | 3366 | 15.3 | 13.4 | 43600 | 4121 | 3.1 | 3.1 | Non Federally-Regulated | 11/13/2018 |  | 11/14/2018
AAON, Inc. | AAON, Inc. | WH-042-3-H-ACAC-C0-10-200-A |  | Ground-Source | WBAHP: Heat Pump Packaged Unit | Heat Pump | 460 | 3 |  |  |  | Single-Speed |  |  |  | 44100 | 2383 | 18.5 | 13.4 | 32300 | 2868 | 3.3 | 3.1 | Non Federally-Regulated | 11/13/2018 |  | 11/14/2018
AAON, Inc. | AAON, Inc. | WV-036-2-H-ACAC-C0-10-100-A |  | Ground-Source | WBAHP: Heat Pump Packaged Unit | Heat Pump | 208 | 3 |  |  |  | Single-Speed |  |  |  | 35600 | 2253 | 15.8 | 13.4 | 25600 | 2344 | 3.2 | 3.1 | Non Federally-Regulated | 11/13/2018 |  | 11/14/2018
AAON, Inc. | AAON, Inc. | M2-005-3-H-DCAC-S0-10-000-A |  | Ground-Source | WBAHP: Heat Pump Packaged Unit | Both Heat Pump and Electric Re | 460 | 3 |  |  |  | Single-Speed |  |  |  | 57900 | 3181 | 18.2 | 13.4 | 40200 | 3184 | 3.7 | 3.1 | Non Federally-Regulated | 11/13/2018 |  | 11/14/2018
AAON, Inc. | AAON, Inc. | WH-030-2-H-DCAC-C0-10-200-A |  | Ground-Source | WBAHP: Heat Pump Packaged Unit | Heat Pump | 208 | 3 |  |  |  | Dual-Speed |  |  |  | 31400 | 1857 | 16.9 | 13.4 | 23100 | 2183 | 3.1 | 3.1 | Non Federally-Regulated | 11/13/2018 |  | 11/14/2018
AAON, Inc. | AAON, Inc. | WH-006-A-H-ACAC-C0-10-200-A |  | Ground-Source | WBAHP: Heat Pump Packaged Unit | Heat Pump | 265 | 1 |  |  |  | Single-Speed |  |  |  | 6400 | 372 | 17.2 | 13.4 | 4600 | 374 | 3.6 | 3.1 | Non Federally-Regulated | 11/13/2018 |  | 11/14/2018
AAON, Inc. | AAON, Inc. | WH-024-A-H-ACAC-C0-10-100-A |  | Ground-Source | WBAHP: Heat Pump Packaged Unit | Heat Pump | 265 | 1 |  |  |  | Single-Speed |  |  |  | 24200 | 1466 | 16.5 | 13.4 | 16000 | 1512 | 3.1 | 3.1 | Non Federally-Regulated | 11/13/2018 |  | 11/14/2018
AAON, Inc. | AAON, Inc. | WH-048-3-H-ACAC-C0-10-100-A |  | Ground-Source | WBAHP: Heat Pump Packaged Unit | Heat Pump | 460 | 3 |  |  |  | Single-Speed |  |  |  | 52300 | 3150 | 16.6 | 13.4 | 40100 | 3013 | 3.9 | 3.1 | Non Federally-Regulated | 11/13/2018 |  | 11/14/2018
AAON, Inc. | AAON, Inc. | WV-048-2-H-ACAC-C0-10-100-A |  | Ground-Source | WBAHP: Heat Pump Packaged Unit | Heat Pump | 208 | 3 |  |  |  | Single-Speed |  |  |  | 48000 | 3076 | 15.6 | 13.4 | 40400 | 3482 | 3.4 | 3.1 | Non Federally-Regulated | 11/13/2018 |  | 11/14/2018
AAON, Inc. | AAON, Inc. | M2-005-4-H-DCAC-S0-10-000-A |  | Ground-Source | WBAHP: Heat Pump Packaged Unit | Both Heat Pump and Electric Re | 575 | 3 |  |  |  | Single-Speed |  |  |  | 57900 | 3181 | 18.2 | 13.4 | 40200 | 3184 | 3.7 | 3.1 | Non Federally-Regulated | 11/13/2018 |  | 11/14/2018
AAON, Inc. | AAON, Inc. | WH-015-A-H-ACAC-C0-10-200-A |  | Ground-Source | WBAHP: Heat Pump Packaged Unit | Heat Pump | 265 | 1 |  |  |  | Single-Speed |  |  |  | 14700 | 738 | 19.9 | 13.4 | 10900 | 614 | 5.2 | 3.1 | Non Federally-Regulated | 11/13/2018 |  | 11/14/2018
AAON, Inc. | AAON, Inc. | WV-042-A-H-ACAC-C0-10-100-A |  | Ground-Source | WBAHP: Heat Pump Packaged Unit | Heat Pump | 265 | 1 |  |  |  | Single-Speed |  |  |  | 41200 | 2512 | 16.4 | 13.4 | 31700 | 2996 | 3.1 | 3.1 | Non Federally-Regulated | 11/13/2018 |  | 11/14/2018
AAON, Inc. | AAON, Inc. | WH-042-A-H-DCAC-C0-10-200-A |  | Ground-Source | WBAHP: Heat Pump Packaged Unit | Heat Pump | 265 | 1 |  |  |  | Dual-Speed |  |  |  | 43600 | 2549 | 17.1 | 13.4 | 29500 | 2542 | 3.4 | 3.1 | Non Federally-Regulated | 11/13/2018 |  | 11/14/2018
AAON, Inc. | AAON, Inc. | WV-016-1-H-ACAC-C0-10-100-A |  | Ground-Source | WBAHP: Heat Pump Packaged Unit | Heat Pump | 208 | 1 |  |  |  | Single-Speed |  |  |  | 14800 | 822 | 18 | 13.4 | 10600 | 1002 | 3.1 | 3.1 | Non Federally-Regulated | 11/13/2018 |  | 11/14/2018
AAON, Inc. | AAON, Inc. | WV-030-2-H-ACAC-C0-10-100-A |  | Ground-Source | WBAHP: Heat Pump Packaged Unit | Heat Pump | 208 | 3 |  |  |  | Single-Speed |  |  |  | 26800 | 1835 | 14.6 | 13.4 | 18800 | 1669 | 3.3 | 3.1 | Non Federally-Regulated | 11/13/2018 |  | 11/14/2018
AAON, Inc. | AAON, Inc. | WV-048-3-H-DCAC-C0-10-200-A |  | Ground-Source | WBAHP: Heat Pump Packaged Unit | Heat Pump | 460 | 3 |  |  |  | Dual-Speed |  |  |  | 49300 | 2883 | 17.1 | 13.4 | 35210 | 2788 | 3.7 | 3.1 | Non Federally-Regulated | 11/13/2018 |  | 11/14/2018
AAON, Inc. | AAON, Inc. | WV-030-A-H-DCAC-C0-10-200-A |  | Ground-Source | WBAHP: Heat Pump Packaged Unit | Heat Pump | 265 | 1 |  |  |  | Dual-Speed |  |  |  | 31600 | 1795 | 17.6 | 13.4 | 21500 | 1853 | 3.4 | 3.1 | Non Federally-Regulated | 11/13/2018 |  | 11/14/2018
AAON, Inc. | AAON, Inc. | M2-003-3-H-BCAC-V0-10-000-A |  | Ground-Source | WBAHP: Heat Pump Packaged Unit | Both Heat Pump and Electric Re | 460 | 3 |  |  |  | Single-Speed |  |  |  | 35200 | 2550 | 13.8 | 13.4 | 29100 | 2751 | 3.1 | 3.1 | Non Federally-Regulated | 11/13/2018 |  | 11/14/2018
AAON, Inc. | AAON, Inc. | WV-024-3-H-ACAC-C0-10-100-A |  | Ground-Source | WBAHP: Heat Pump Packaged Unit | Heat Pump | 460 | 3 |  |  |  | Single-Speed |  |  |  | 22500 | 1380 | 16.3 | 13.4 | 15600 | 1474 | 3.1 | 3.1 | Non Federally-Regulated | 11/13/2018 |  | 11/14/2018
AAON, Inc. | AAON, Inc. | RQ-003-3-0-DCAY-S0-10-000-A |  | Ground-Source | WBAHP: Heat Pump Packaged Unit | Both Heat Pump and Electric Re | 460 | 3 |  |  |  | Single-Speed |  |  |  | 33400 | 2352 | 14.2 | 13.4 | 23300 | 2202 | 3.1 | 3.1 | Non Federally-Regulated | 11/13/2018 |  | 11/14/2018
Bard Manufacturing Company, Inc. | Bard | GV27S3AA |  | Ground-Source | WBAHP: Heat Pump Packaged Unit | Both Heat Pump and Electric Re | 208 | 1 |  |  |  | Dual-Speed |  |  |  | 26600 | 1469 | 18.1 | 13.4 | 20200 | 1443 | 4.1 | 3.1 | Non Federally-Regulated | 11/29/2016 |  | 11/16/2018
Bard Manufacturing Company, Inc. | Bard | GV38S3AA |  | Ground-Source | WBAHP: Heat Pump Packaged Unit | Both Heat Pump and Electric Re | 208 | 1 |  |  |  | Dual-Speed |  |  |  | 38500 | 2251 | 17.1 | 13.4 | 31400 | 2272 | 4.1 | 3.1 | Non Federally-Regulated | 11/29/2016 |  | 11/16/2018
Bard Manufacturing Company, Inc. | Bard | GV61S3AA |  | Ground-Source | WBAHP: Heat Pump Packaged Unit | Both Heat Pump and Electric Re | 208 | 1 |  |  |  | Dual-Speed |  |  |  | 60500 | 3666 | 16.5 | 13.4 | 49000 | 3989 | 3.6 | 3.1 | Non Federally-Regulated | 11/29/2016 |  | 11/16/2018
Enertech Global, LLC | GEOEXCEL | AZS015*****1 |  | Ground-Source | WBAHP: Heat Pump Packaged Unit | Heat Pump | 208 | 1 |  |  |  | Single-Speed |  |  |  | 14200 | 806 | 17.6 | 13.4 | 11200 | 841 | 3.9 | 3.1 | Non Federally-Regulated | 11/13/2018 |  | 11/16/2018
Enertech Global, LLC | GEOEXCEL | AZS017*****1 |  | Ground-Source | WBAHP: Heat Pump Packaged Unit | Heat Pump | 208 | 1 |  |  |  | Single-Speed |  |  |  | 17800 | 978 | 18.2 | 13.4 | 13500 | 1014 | 3.9 | 3.1 | Non Federally-Regulated | 11/13/2018 |  | 11/16/2018
Enertech Global, LLC | GEOEXCEL | AZS018*****1 |  | Ground-Source | WBAHP: Heat Pump Packaged Unit | Heat Pump | 208 | 1 |  |  |  | Single-Speed |  |  |  | 20100 | 1074 | 18.7 | 13.4 | 14100 | 1116 | 3.7 | 3.1 | Non Federally-Regulated | 11/13/2018 |  | 11/16/2018
Enertech Global, LLC | GEOEXCEL | AZS024*****1 |  | Ground-Source | WBAHP: Heat Pump Packaged Unit | Heat Pump | 208 | 1 |  |  |  | Single-Speed |  |  |  | 26200 | 1336 | 19.6 | 13.4 | 18000 | 1352 | 3.9 | 3.1 | Non Federally-Regulated | 11/13/2018 |  | 11/16/2018
Enertech Global, LLC | GEOEXCEL | AZS030*****1 |  | Ground-Source | WBAHP: Heat Pump Packaged Unit | Heat Pump | 208 | 1 |  |  |  | Single-Speed |  |  |  | 29000 | 1542 | 18.8 | 13.4 | 21700 | 1673 | 3.8 | 3.1 | Non Federally-Regulated | 11/13/2018 |  | 11/16/2018
Enertech Global, LLC | GEOEXCEL | AZS036*****1 |  | Ground-Source | WBAHP: Heat Pump Packaged Unit | Heat Pump | 208 | 1 |  |  |  | Single-Speed |  |  |  | 37200 | 1978 | 18.8 | 13.4 | 27500 | 2066 | 3.9 | 3.1 | Non Federally-Regulated | 11/13/2018 |  | 11/16/2018
Enertech Global, LLC | GEOEXCEL | AZS042*****1 |  | Ground-Source | WBAHP: Heat Pump Packaged Unit | Heat Pump | 208 | 1 |  |  |  | Single-Speed |  |  |  | 40700 | 2119 | 19.2 | 13.4 | 30200 | 2329 | 3.8 | 3.1 | Non Federally-Regulated | 11/13/2018 |  | 11/16/2018
Enertech Global, LLC | GEOEXCEL | AZS048*****1 |  | Ground-Source | WBAHP: Heat Pump Packaged Unit | Heat Pump | 208 | 1 |  |  |  | Single-Speed |  |  |  | 49300 | 2833 | 17.4 | 13.4 | 36200 | 2947 | 3.6 | 3.1 | Non Federally-Regulated | 11/13/2018 |  | 11/16/2018
Enertech Global, LLC | GEOEXCEL | AZS060*****1 |  | Ground-Source | WBAHP: Heat Pump Packaged Unit | Heat Pump | 208 | 1 |  |  |  | Single-Speed |  |  |  | 57000 | 3257 | 17.5 | 13.4 | 46200 | 3761 | 3.6 | 3.1 | Non Federally-Regulated | 11/13/2018 |  | 11/16/2018
Enertech Global, LLC | GEOEXCEL | AZT024 |  | Ground-Source | WBAHP: Heat Pump Packaged Unit | Heat Pump | 208 | 1 |  |  |  | Single-Speed |  |  |  | 26400 | 1442 | 18.3 | 13.4 | 18300 | 1375 | 3.9 | 3.1 | Non Federally-Regulated | 11/13/2018 |  | 11/16/2018
Enertech Global, LLC | GEOEXCEL | AZT030 |  | Ground-Source | WBAHP: Heat Pump Packaged Unit | Heat Pump | 208 | 1 |  |  |  | Single-Speed |  |  |  | 31500 | 1800 | 17.5 | 13.4 | 23300 | 1845 | 3.7 | 3.1 | Non Federally-Regulated | 11/13/2018 |  | 11/16/2018
Enertech Global, LLC | GEOEXCEL | AZT036 |  | Ground-Source | WBAHP: Heat Pump Packaged Unit | Heat Pump | 208 | 1 |  |  |  | Single-Speed |  |  |  | 36700 | 2050 | 17.9 | 13.4 | 27100 | 2090 | 3.8 | 3.1 | Non Federally-Regulated | 11/13/2018 |  | 11/16/2018
Enertech Global, LLC | GEOEXCEL | AZT042 |  | Ground-Source | WBAHP: Heat Pump Packaged Unit | Heat Pump | 208 | 1 |  |  |  | Single-Speed |  |  |  | 43000 | 2388 | 18 | 13.4 | 32900 | 2678 | 3.6 | 3.1 | Non Federally-Regulated | 11/13/2018 |  | 11/16/2018
Enertech Global, LLC | GEOEXCEL | AZT048 |  | Ground-Source | WBAHP: Heat Pump Packaged Unit | Heat Pump | 208 | 1 |  |  |  | Single-Speed |  |  |  | 48700 | 2815 | 17.3 | 13.4 | 36900 | 3004 | 3.6 | 3.1 | Non Federally-Regulated | 11/13/2018 |  | 11/16/2018
Enertech Global, LLC | GEOEXCEL | AZT060 |  | Ground-Source | WBAHP: Heat Pump Packaged Unit | Heat Pump | 208 | 1 |  |  |  | Single-Speed |  |  |  | 59000 | 3491 | 16.9 | 13.4 | 46800 | 3809 | 3.6 | 3.1 | Non Federally-Regulated | 11/13/2018 |  | 11/16/2018
Enertech Global, LLC | GEOCOMFORT | GCT024D |  | Ground-Source | WBAHP: Heat Pump Packaged Unit | Heat Pump | 208 | 1 |  |  |  | Single-Speed |  |  |  | 26500 | 1325 | 20 | 13.4 | 19700 | 1374 | 4.2 | 3.1 | Non Federally-Regulated | 11/30/2016 |  | 11/16/2018
Enertech Global, LLC | GEOCOMFORT | GCT036D |  | Ground-Source | WBAHP: Heat Pump Packaged Unit | Heat Pump | 208 | 1 |  |  |  | Single-Speed |  |  |  | 38600 | 2109 | 18.3 | 13.4 | 28600 | 2044 | 4.1 | 3.1 | Non Federally-Regulated | 11/30/2016 |  | 11/16/2018
Enertech Global, LLC | GEOCOMFORT | GCT048D |  | Ground-Source | WBAHP: Heat Pump Packaged Unit | Heat Pump | 208 | 1 |  |  |  | Single-Speed |  |  |  | 49000 | 2865 | 17.1 | 13.4 | 38000 | 2855 | 3.9 | 3.1 | Non Federally-Regulated | 11/30/2016 |  | 11/16/2018
Enertech Global, LLC | GEOCOMFORT | GST024A | ACD024 | Ground-Source | WBAHP-C: Heat Pump Split Syste | Heat Pump | 208 | 1 | False |  |  | Single-Speed |  |  |  | 25300 | 1497 | 16.9 | 13.4 | 18100 | 1433 | 3.7 | 3.1 | Non Federally-Regulated | 08/08/2017 |  | 11/16/2018
Enertech Global, LLC | GEOCOMFORT | GST036A | MPD036 | Ground-Source | WBAHP-CB: Heat Pump Split Syst | Heat Pump | 208 | 1 | False |  |  | Single-Speed |  |  |  | 37400 | 2294 | 16.3 | 13.4 | 28000 | 2279 | 3.6 | 3.1 | Non Federally-Regulated | 08/08/2017 |  | 11/16/2018
Enertech Global, LLC | GEOCOMFORT | GST036A | ACD036 | Ground-Source | WBAHP-C: Heat Pump Split Syste | Heat Pump | 208 | 1 | False |  |  | Single-Speed |  |  |  | 36700 | 2171 | 16.9 | 13.4 | 28000 | 2159 | 3.8 | 3.1 | Non Federally-Regulated | 08/08/2017 |  | 11/16/2018
Enertech Global, LLC | GEOCOMFORT | GST048A | MPD060 | Ground-Source | WBAHP-CB: Heat Pump Split Syst | Heat Pump | 208 | 1 | False |  |  | Single-Speed |  |  |  | 52000 | 2780 | 18.7 | 13.4 | 35900 | 2768 | 3.8 | 3.1 | Non Federally-Regulated | 08/08/2017 |  | 11/16/2018
Enertech Global, LLC | GEOCOMFORT | GST048A | ACD060 | Ground-Source | WBAHP-C: Heat Pump Split Syste | Heat Pump | 208 | 1 | False |  |  | Single-Speed |  |  |  | 51900 | 2820 | 18.4 | 13.4 | 36700 | 2757 | 3.9 | 3.1 | Non Federally-Regulated | 08/08/2017 |  | 11/16/2018
Enertech Global, LLC | GEOCOMFORT | GVS006 |  | Ground-Source | WBAHP: Heat Pump Packaged Unit | Heat Pump | 208 | 1 |  |  |  | Single-Speed |  |  |  | 7200 | 387 | 18.6 | 13.4 | 5600 | 443 | 3.7 | 3.1 | Non Federally-Regulated | 07/11/2016 |  | 11/16/2018
Enertech Global, LLC | GEOCOMFORT | GVS009 |  | Ground-Source | WBAHP: Heat Pump Packaged Unit | Heat Pump | 208 | 1 |  |  |  | Single-Speed |  |  |  | 10900 | 626 | 17.4 | 13.4 | 8500 | 691 | 3.6 | 3.1 | Non Federally-Regulated | 04/01/2016 |  | 11/16/2018
Enertech Global, LLC | GEOCOMFORT | GVS012 |  | Ground-Source | WBAHP: Heat Pump Packaged Unit | Heat Pump | 208 | 1 |  |  |  | Single-Speed |  |  |  | 11900 | 657 | 18.1 | 13.4 | 9400 | 765 | 3.6 | 3.1 | Non Federally-Regulated | 02/23/2016 |  | 11/16/2018
Enertech Global, LLC | GEOCOMFORT | GVS015 |  | Ground-Source | WBAHP: Heat Pump Packaged Unit | Heat Pump | 208 | 1 |  |  |  | Single-Speed |  |  |  | 16000 | 808 | 19.8 | 13.4 | 11600 | 829 | 4.1 | 3.1 | Non Federally-Regulated | 10/10/2017 |  | 11/16/2018
Enertech Global, LLC | GEOCOMFORT | GVS015*****1 |  | Ground-Source | WBAHP: Heat Pump Packaged Unit | Heat Pump | 208 | 1 |  |  |  | Single-Speed |  |  |  | 16000 | 717 | 22.3 | 13.4 | 11500 | 783 | 4.3 | 3.1 | Non Federally-Regulated | 10/10/2017 |  | 11/16/2018
Enertech Global, LLC | GEOCOMFORT | GVS018*****1 |  | Ground-Source | WBAHP: Heat Pump Packaged Unit | Heat Pump | 208 | 1 |  |  |  | Single-Speed |  |  |  | 21700 | 977 | 22.2 | 13.4 | 15700 | 1122 | 4.1 | 3.1 | Non Federally-Regulated | 02/16/2016 |  | 11/16/2018
Enertech Global, LLC | GEOCOMFORT | GVS024 |  | Ground-Source | WBAHP: Heat Pump Packaged Unit | Heat Pump | 208 | 1 |  |  |  | Single-Speed |  |  |  | 26000 | 1319 | 19.7 | 13.4 | 19400 | 1421 | 4 | 3.1 | Non Federally-Regulated | 06/28/2016 |  | 11/16/2018
Enertech Global, LLC | GEOCOMFORT | GVS024*****1 |  | Ground-Source | WBAHP: Heat Pump Packaged Unit | Heat Pump | 208 | 1 |  |  |  | Single-Speed |  |  |  | 27000 | 1250 | 21.6 | 13.4 | 19300 | 1346 | 4.2 | 3.1 | Non Federally-Regulated | 02/16/2016 |  | 11/16/2018
Enertech Global, LLC | GEOCOMFORT | GVS030 |  | Ground-Source | WBAHP: Heat Pump Packaged Unit | Heat Pump | 208 | 1 |  |  |  | Single-Speed |  |  |  | 30100 | 1627 | 18.5 | 13.4 | 22300 | 1675 | 3.9 | 3.1 | Non Federally-Regulated | 10/10/2017 |  | 11/16/2018
Enertech Global, LLC | GEOCOMFORT | GVS030*****1 |  | Ground-Source | WBAHP: Heat Pump Packaged Unit | Heat Pump | 208 | 1 |  |  |  | Single-Speed |  |  |  | 31400 | 1539 | 20.4 | 13.4 | 23200 | 1618 | 4.2 | 3.1 | Non Federally-Regulated | 02/16/2016 |  | 11/16/2018
Enertech Global, LLC | GEOCOMFORT | GVS036 |  | Ground-Source | WBAHP: Heat Pump Packaged Unit | Heat Pump | 208 | 1 |  |  |  | Single-Speed |  |  |  | 37800 | 2100 | 18 | 13.4 | 30200 | 2269 | 3.9 | 3.1 | Non Federally-Regulated | 06/28/2016 |  | 11/16/2018
Enertech Global, LLC | GEOCOMFORT | GVS036*****1 |  | Ground-Source | WBAHP: Heat Pump Packaged Unit | Heat Pump | 208 | 1 |  |  |  | Single-Speed |  |  |  | 38800 | 2020 | 19.2 | 13.4 | 29600 | 2224 | 3.9 | 3.1 | Non Federally-Regulated | 02/16/2016 |  | 11/16/2018
Enertech Global, LLC | GEOCOMFORT | GVS042 |  | Ground-Source | WBAHP: Heat Pump Packaged Unit | Heat Pump | 208 | 1 |  |  |  | Single-Speed |  |  |  | 43600 | 2344 | 18.6 | 13.4 | 32000 | 2467 | 3.8 | 3.1 | Non Federally-Regulated | 06/28/2016 |  | 11/16/2018
Enertech Global, LLC | GEOCOMFORT | GVS042*****1 |  | Ground-Source | WBAHP: Heat Pump Packaged Unit | Heat Pump | 208 | 1 |  |  |  | Single-Speed |  |  |  | 44400 | 2094 | 21.2 | 13.4 | 31100 | 2223 | 4.1 | 3.1 | Non Federally-Regulated | 06/28/2016 |  | 11/16/2018
Enertech Global, LLC | GEOCOMFORT | GVS048 |  | Ground-Source | WBAHP: Heat Pump Packaged Unit | Heat Pump | 208 | 1 |  |  |  | Single-Speed |  |  |  | 50500 | 2869 | 17.6 | 13.4 | 39600 | 3223 | 3.6 | 3.1 | Non Federally-Regulated | 10/10/2017 |  | 11/16/2018
Enertech Global, LLC | GEOCOMFORT | GVS048*****1 |  | Ground-Source | WBAHP: Heat Pump Packaged Unit | Heat Pump | 208 | 1 |  |  |  | Single-Speed |  |  |  | 51600 | 2567 | 20.1 | 13.4 | 38700 | 2908 | 3.9 | 3.1 | Non Federally-Regulated | 10/10/2017 |  | 11/16/2018
Enertech Global, LLC | GEOCOMFORT | GVT024 |  | Ground-Source | WBAHP: Heat Pump Packaged Unit | Heat Pump | 208 | 1 |  |  |  | Single-Speed |  |  |  | 25800 | 1387 | 18.6 | 13.4 | 19400 | 1421 | 4 | 3.1 | Non Federally-Regulated | 02/16/2016 |  | 11/16/2018
Enertech Global, LLC | GEOCOMFORT | GVT036 |  | Ground-Source | WBAHP: Heat Pump Packaged Unit | Heat Pump | 208 | 1 |  |  |  | Single-Speed |  |  |  | 37400 | 2112 | 17.7 | 13.4 | 29500 | 2216 | 3.9 | 3.1 | Non Federally-Regulated | 02/16/2016 |  | 11/16/2018
Enertech Global, LLC | GEOCOMFORT | GVT060 |  | Ground-Source | WBAHP: Heat Pump Packaged Unit | Heat Pump | 208 | 1 |  |  |  | Single-Speed |  |  |  | 60900 | 3460 | 17.6 | 13.4 | 46300 | 3570 | 3.8 | 3.1 | Non Federally-Regulated | 10/10/2017 |  | 11/16/2018
Enertech Global, LLC | GEOCOMFORT | GXT024D |  | Ground-Source | WBAHP: Heat Pump Packaged Unit | Heat Pump | 208 | 1 |  |  |  | Single-Speed |  |  |  | 27200 | 1339 | 20.3 | 13.4 | 19800 | 1349 | 4.3 | 3.1 | Non Federally-Regulated | 11/30/2016 |  | 11/16/2018
Enertech Global, LLC | GEOCOMFORT | GXT036D |  | Ground-Source | WBAHP: Heat Pump Packaged Unit | Heat Pump | 208 | 1 |  |  |  | Single-Speed |  |  |  | 38900 | 2125 | 18.3 | 13.4 | 29200 | 2037 | 4.2 | 3.1 | Non Federally-Regulated | 11/30/2016 |  | 11/16/2018
Enertech Global, LLC | GEOCOMFORT | GXT048D |  | Ground-Source | WBAHP: Heat Pump Packaged Unit | Heat Pump | 208 | 1 |  |  |  | Single-Speed |  |  |  | 49000 | 2865 | 17.1 | 13.4 | 38200 | 2870 | 3.9 | 3.1 | Non Federally-Regulated | 11/30/2016 |  | 11/16/2018
Enertech Global, LLC | GEOCOMFORT | GYT024 |  | Ground-Source | WBAHP: Heat Pump Packaged Unit | Heat Pump | 208 | 1 |  |  |  | Single-Speed |  |  |  | 27100 | 1361 | 19.9 | 13.4 | 19000 | 1294 | 4.3 | 3.1 | Non Federally-Regulated | 02/23/2016 |  | 11/16/2018
Enertech Global, LLC | GEOCOMFORT | GYT036 |  | Ground-Source | WBAHP: Heat Pump Packaged Unit | Heat Pump | 208 | 1 |  |  |  | Single-Speed |  |  |  | 41200 | 1971 | 20.9 | 13.4 | 29100 | 1895 | 4.5 | 3.1 | Non Federally-Regulated | 06/28/2016 |  | 11/16/2018
Enertech Global, LLC | GEOCOMFORT | GYT048 |  | Ground-Source | WBAHP: Heat Pump Packaged Unit | Heat Pump | 208 | 1 |  |  |  | Single-Speed |  |  |  | 53300 | 2638 | 20.2 | 13.4 | 39900 | 2719 | 4.3 | 3.1 | Non Federally-Regulated | 06/28/2016 |  | 11/16/2018
Enertech Global, LLC | GEOCOMFORT | GZS015*****1 |  | Ground-Source | WBAHP: Heat Pump Packaged Unit | Heat Pump | 208 | 1 |  |  |  | Single-Speed |  |  |  | 14200 | 806 | 17.6 | 13.4 | 11200 | 841 | 3.9 | 3.1 | Non Federally-Regulated | 11/13/2018 |  | 11/16/2018
Enertech Global, LLC | GEOCOMFORT | GZS017*****1 |  | Ground-Source | WBAHP: Heat Pump Packaged Unit | Heat Pump | 208 | 1 |  |  |  | Single-Speed |  |  |  | 17800 | 978 | 18.2 | 13.4 | 13500 | 1014 | 3.9 | 3.1 | Non Federally-Regulated | 11/13/2018 |  | 11/16/2018
Enertech Global, LLC | GEOCOMFORT | GZS018*****1 |  | Ground-Source | WBAHP: Heat Pump Packaged Unit | Heat Pump | 208 | 1 |  |  |  | Single-Speed |  |  |  | 20100 | 1074 | 18.7 | 13.4 | 14100 | 1116 | 3.7 | 3.1 | Non Federally-Regulated | 11/13/2018 |  | 11/16/2018
Enertech Global, LLC | GEOCOMFORT | GZS024*****1 |  | Ground-Source | WBAHP: Heat Pump Packaged Unit | Heat Pump | 208 | 1 |  |  |  | Single-Speed |  |  |  | 26200 | 1336 | 19.6 | 13.4 | 18000 | 1352 | 3.9 | 3.1 | Non Federally-Regulated | 11/13/2018 |  | 11/16/2018
Enertech Global, LLC | GEOCOMFORT | GZS030*****1 |  | Ground-Source | WBAHP: Heat Pump Packaged Unit | Heat Pump | 208 | 1 |  |  |  | Single-Speed |  |  |  | 29000 | 1542 | 18.8 | 13.4 | 21700 | 1673 | 3.8 | 3.1 | Non Federally-Regulated | 11/13/2018 |  | 11/16/2018
Enertech Global, LLC | GEOCOMFORT | GZS036*****1 |  | Ground-Source | WBAHP: Heat Pump Packaged Unit | Heat Pump | 208 | 1 |  |  |  | Single-Speed |  |  |  | 37200 | 1978 | 18.8 | 13.4 | 27500 | 2066 | 3.9 | 3.1 | Non Federally-Regulated | 11/13/2018 |  | 11/16/2018
Enertech Global, LLC | GEOCOMFORT | GZS042*****1 |  | Ground-Source | WBAHP: Heat Pump Packaged Unit | Heat Pump | 208 | 1 |  |  |  | Single-Speed |  |  |  | 40700 | 2119 | 19.2 | 13.4 | 30200 | 2329 | 3.8 | 3.1 | Non Federally-Regulated | 11/13/2018 |  | 11/16/2018
Enertech Global, LLC | GEOCOMFORT | GZS048*****1 |  | Ground-Source | WBAHP: Heat Pump Packaged Unit | Heat Pump | 208 | 1 |  |  |  | Single-Speed |  |  |  | 49300 | 2833 | 17.4 | 13.4 | 36200 | 2947 | 3.6 | 3.1 | Non Federally-Regulated | 11/13/2018 |  | 11/16/2018
Enertech Global, LLC | GEOCOMFORT | GZT024 |  | Ground-Source | WBAHP: Heat Pump Packaged Unit | Heat Pump | 208 | 1 |  |  |  | Single-Speed |  |  |  | 26400 | 1442 | 18.3 | 13.4 | 18300 | 1375 | 3.9 | 3.1 | Non Federally-Regulated | 11/13/2018 |  | 11/16/2018
Enertech Global, LLC | GEOCOMFORT | GZT030 |  | Ground-Source | WBAHP: Heat Pump Packaged Unit | Heat Pump | 208 | 1 |  |  |  | Single-Speed |  |  |  | 31500 | 1800 | 17.5 | 13.4 | 23300 | 1845 | 3.7 | 3.1 | Non Federally-Regulated | 11/13/2018 |  | 11/16/2018
Enertech Global, LLC | GEOCOMFORT | GZT036 |  | Ground-Source | WBAHP: Heat Pump Packaged Unit | Heat Pump | 208 | 1 |  |  |  | Single-Speed |  |  |  | 36700 | 2050 | 17.9 | 13.4 | 27100 | 2090 | 3.8 | 3.1 | Non Federally-Regulated | 11/13/2018 |  | 11/16/2018
Enertech Global, LLC | GEOCOMFORT | GZT042 |  | Ground-Source | WBAHP: Heat Pump Packaged Unit | Heat Pump | 208 | 1 |  |  |  | Single-Speed |  |  |  | 43000 | 2388 | 18 | 13.4 | 32900 | 2678 | 3.6 | 3.1 | Non Federally-Regulated | 11/13/2018 |  | 11/16/2018
Enertech Global, LLC | GEOCOMFORT | GZT048 |  | Ground-Source | WBAHP: Heat Pump Packaged Unit | Heat Pump | 208 | 1 |  |  |  | Single-Speed |  |  |  | 48700 | 2815 | 17.3 | 13.4 | 36900 | 3004 | 3.6 | 3.1 | Non Federally-Regulated | 11/13/2018 |  | 11/16/2018
Enertech Global, LLC | GEOCOMFORT | GZT060 |  | Ground-Source | WBAHP: Heat Pump Packaged Unit | Heat Pump | 208 | 1 |  |  |  | Single-Speed |  |  |  | 59000 | 3491 | 16.9 | 13.4 | 46800 | 3809 | 3.6 | 3.1 | Non Federally-Regulated | 11/13/2018 |  | 11/16/2018
Enertech Global, LLC | GEOCOMFORT | GXT060D |  | Ground-Source | WBAHP: Heat Pump Packaged Unit | Heat Pump | 208 | 1 |  |  |  | Single-Speed |  |  |  | 63000 | 3539 | 17.8 | 13.4 | 47700 | 3778 | 3.7 | 3.1 | Non Federally-Regulated | 11/30/2016 |  | 11/16/2018
Enertech Global, LLC | GEOCOMFORT | GCT060D |  | Ground-Source | WBAHP: Heat Pump Packaged Unit | Heat Pump | 208 | 1 |  |  |  | Single-Speed |  |  |  | 61300 | 3522 | 17.4 | 13.4 | 46500 | 3683 | 3.7 | 3.1 | Non Federally-Regulated | 11/30/2016 |  | 11/16/2018
Enertech Global, LLC | GEOCOMFORT | GYT060 |  | Ground-Source | WBAHP: Heat Pump Packaged Unit | Heat Pump | 208 | 1 |  |  |  | Single-Speed |  |  |  | 64300 | 3331 | 19.3 | 13.4 | 49200 | 3516 | 4.1 | 3.1 | Non Federally-Regulated | 02/16/2016 |  | 11/16/2018
Enertech Global, LLC | GEOCOMFORT | GVS060*****1 |  | Ground-Source | WBAHP: Heat Pump Packaged Unit | Heat Pump | 208 | 1 |  |  |  | Single-Speed |  |  |  | 61500 | 3379 | 18.2 | 13.4 | 46300 | 3570 | 3.8 | 3.1 | Non Federally-Regulated | 06/28/2016 |  | 11/16/2018
Enertech Global, LLC | GEOCOMFORT | GST060A | ACD060 | Ground-Source | WBAHP-C: Heat Pump Split Syste | Heat Pump | 208 | 1 | False |  |  | Single-Speed |  |  |  | 60600 | 3607 | 16.8 | 13.4 | 44100 | 3590 | 3.6 | 3.1 | Non Federally-Regulated | 08/08/2017 |  | 11/16/2018
Enertech Global, LLC | GEOCOMFORT | GST060A | MPD060 | Ground-Source | WBAHP-CB: Heat Pump Split Syst | Heat Pump | 208 | 1 | False |  |  | Single-Speed |  |  |  | 62200 | 3702 | 16.8 | 13.4 | 44200 | 3701 | 3.5 | 3.1 | Non Federally-Regulated | 08/08/2017 |  | 11/16/2018
ClimateMaster Inc. | TRILOGY 45 | QEV/H/D0930 |  | Ground-Source | WBAHP: Heat Pump Packaged Unit | Heat Pump | 208 | 1 |  |  |  | Variable-Speed |  |  |  | 24000 | 987 | 24.3 | 13.4 | 30000 | 2442 | 3.6 | 3.1 | Non Federally-Regulated | 05/07/2018 |  | 11/16/2018
ClimateMaster Inc. | TRILOGY 45 | QEV/H/D1860 |  | Ground-Source | WBAHP: Heat Pump Packaged Unit | Heat Pump | 208 | 1 |  |  |  | Variable-Speed |  |  |  | 48000 | 2222 | 21.6 | 13.4 | 60000 | 5328 | 3.3 | 3.1 | Non Federally-Regulated | 05/07/2018 |  | 11/16/2018
ClimateMaster Inc. | TRANQUILITY 20 | TSH/V/D060C*K |  | Ground-Source | WBAHP: Heat Pump Packaged Unit | Heat Pump | 208 | 1 |  |  |  | Single-Speed |  |  |  | 64400 | 3500 | 18.4 | 13.4 | 46400 | 3486 | 3.9 | 3.1 | Non Federally-Regulated | 10/10/2017 |  | 11/16/2018
ClimateMaster Inc. | TRANQUILITY 20 | TSH/V/D060C |  | Ground-Source | WBAHP: Heat Pump Packaged Unit | Heat Pump | 208 | 1 |  |  |  | Single-Speed |  |  |  | 63900 | 3715 | 17.2 | 13.4 | 46900 | 3714 | 3.7 | 3.1 | Non Federally-Regulated | 10/10/2017 |  | 11/16/2018
ClimateMaster Inc. | TRANQUILITY 22 DIGITAL | TZV/H024C |  | Ground-Source | WBAHP: Heat Pump Packaged Unit | Heat Pump | 208 | 1 |  |  |  | Single-Speed |  |  |  | 24600 | 1537 | 16 | 13.4 | 17800 | 1449 | 3.6 | 3.1 | Non Federally-Regulated | 10/10/2017 |  | 11/16/2018
ClimateMaster Inc. | TRANQUILITY 22 DIGITAL | TZV/H030 |  | Ground-Source | WBAHP: Heat Pump Packaged Unit | Heat Pump | 208 | 1 |  |  |  | Single-Speed |  |  |  | 29900 | 1904 | 15.7 | 13.4 | 23800 | 1937 | 3.6 | 3.1 | Non Federally-Regulated | 11/13/2018 |  | 11/16/2018
ClimateMaster Inc. | TRANQUILITY 22 DIGITAL | TZV/H030C |  | Ground-Source | WBAHP: Heat Pump Packaged Unit | Heat Pump | 208 | 1 |  |  |  | Single-Speed |  |  |  | 29900 | 1904 | 15.7 | 13.4 | 23800 | 1937 | 3.6 | 3.1 | Non Federally-Regulated | 10/10/2017 |  | 11/16/2018
ClimateMaster Inc. | TRANQUILITY 22 DIGITAL | TZV/H042 |  | Ground-Source | WBAHP: Heat Pump Packaged Unit | Heat Pump | 208 | 1 |  |  |  | Single-Speed |  |  |  | 43100 | 2677 | 16.1 | 13.4 | 33300 | 2870 | 3.4 | 3.1 | Non Federally-Regulated | 11/13/2018 |  | 11/16/2018
ClimateMaster Inc. | TRANQUILITY 22 DIGITAL | TZV/H042C |  | Ground-Source | WBAHP: Heat Pump Packaged Unit | Heat Pump | 208 | 1 |  |  |  | Single-Speed |  |  |  | 43100 | 2677 | 16.1 | 13.4 | 33300 | 2870 | 3.4 | 3.1 | Non Federally-Regulated | 10/10/2017 |  | 11/16/2018
ClimateMaster Inc. | TRANQUILITY 22 DIGITAL | TZV/H048 |  | Ground-Source | WBAHP: Heat Pump Packaged Unit | Heat Pump | 208 | 1 |  |  |  | Single-Speed |  |  |  | 48100 | 3103 | 15.5 | 13.4 | 35600 | 2819 | 3.7 | 3.1 | Non Federally-Regulated | 11/13/2018 |  | 11/16/2018
ClimateMaster Inc. | TRANQUILITY 22 DIGITAL | TZV/H048C |  | Ground-Source | WBAHP: Heat Pump Packaged Unit | Heat Pump | 208 | 1 |  |  |  | Single-Speed |  |  |  | 48100 | 3103 | 15.5 | 13.4 | 35600 | 2819 | 3.7 | 3.1 | Non Federally-Regulated | 10/10/2017 |  | 11/16/2018
ClimateMaster Inc. | TRANQUILITY 22 DIGITAL | TZV/H060C |  | Ground-Source | WBAHP: Heat Pump Packaged Unit | Heat Pump | 208 | 1 |  |  |  | Single-Speed |  |  |  | 63200 | 3653 | 17.3 | 13.4 | 43700 | 3557 | 3.6 | 3.1 | Non Federally-Regulated | 10/10/2017 |  | 11/16/2018
ClimateMaster Inc. | TRANQUILITY 27 DIGITAL SPLIT | TES/P026B | TAC026B***B* | Ground-Source | WBAHP-C: Heat Pump Split Syste | Heat Pump | 208 | 1 | False |  |  | Single-Speed |  |  |  | 26000 | 1444 | 18 | 13.4 | 18600 | 1434 | 3.8 | 3.1 | Non Federally-Regulated | 05/07/2018 |  | 11/16/2018
ClimateMaster Inc. | TRANQUILITY 27 DIGITAL SPLIT | TES/P026B | TAH026C***A* | Ground-Source | WBAHP-CB: Heat Pump Split Syst | Heat Pump | 208 | 1 | False |  |  | Single-Speed |  |  |  | 24700 | 1395 | 17.7 | 13.4 | 18800 | 1530 | 3.6 | 3.1 | Non Federally-Regulated | 05/07/2018 |  | 11/16/2018
ClimateMaster Inc. | TRANQUILITY 27 DIGITAL SPLIT | TES/P038A | TAH038B | Ground-Source | WBAHP-CB: Heat Pump Split Syst | Heat Pump | 208 | 1 | False |  |  | Single-Speed |  |  |  | 38800 | 2063 | 18.8 | 13.4 | 27900 | 1994 | 4.1 | 3.1 | Non Federally-Regulated | 11/13/2018 |  | 11/16/2018
ClimateMaster Inc. | TRANQUILITY 27 DIGITAL SPLIT | TES/P038A | TAC038A | Ground-Source | WBAHP-CB: Heat Pump Split Syst | Heat Pump | 208 | 1 | False |  |  | Single-Speed |  |  |  | 38600 | 2064 | 18.7 | 13.4 | 27500 | 1965 | 4.1 | 3.1 | Non Federally-Regulated | 11/13/2018 |  | 11/16/2018
ClimateMaster Inc. | TRANQUILITY 27 DIGITAL SPLIT | TES/P038B | TAC038B | Ground-Source | WBAHP-C: Heat Pump Split Syste | Heat Pump | 208 | 1 | False |  |  | Single-Speed |  |  |  | 38000 | 2196 | 17.3 | 13.4 | 26600 | 2106 | 3.7 | 3.1 | Non Federally-Regulated | 05/07/2018 |  | 11/16/2018
ClimateMaster Inc. | TRANQUILITY 27 DIGITAL SPLIT | TES/P038B | TAH038C | Ground-Source | WBAHP-CB: Heat Pump Split Syst | Heat Pump | 208 | 1 | False |  |  | Single-Speed |  |  |  | 37700 | 2117 | 17.8 | 13.4 | 26200 | 2020 | 3.8 | 3.1 | Non Federally-Regulated | 05/07/2018 |  | 11/16/2018
ClimateMaster Inc. | TRANQUILITY 27 DIGITAL SPLIT | TES/P049A | TAC049A | Ground-Source | WBAHP-CB: Heat Pump Split Syst | Heat Pump | 208 | 1 | False |  |  | Single-Speed |  |  |  | 48800 | 2757 | 17.7 | 13.4 | 36700 | 2688 | 4 | 3.1 | Non Federally-Regulated | 11/13/2018 |  | 11/16/2018
ClimateMaster Inc. | TRANQUILITY 27 DIGITAL SPLIT | TES/P049A | TAH049B | Ground-Source | WBAHP-CB: Heat Pump Split Syst | Heat Pump | 208 | 1 | False |  |  | Single-Speed |  |  |  | 49200 | 2811 | 17.5 | 13.4 | 37100 | 2787 | 3.9 | 3.1 | Non Federally-Regulated | 11/13/2018 |  | 11/16/2018
ClimateMaster Inc. | TRANQUILITY 27 DIGITAL SPLIT | TES/P049B | TAC049B | Ground-Source | WBAHP-C: Heat Pump Split Syste | Heat Pump | 208 | 1 | False |  |  | Single-Speed |  |  |  | 48400 | 2951 | 16.4 | 13.4 | 36000 | 3014 | 3.5 | 3.1 | Non Federally-Regulated | 05/07/2018 |  | 11/16/2018
ClimateMaster Inc. | TRANQUILITY 27 DIGITAL SPLIT | TES/P049B | TAH049C | Ground-Source | WBAHP-CB: Heat Pump Split Syst | Heat Pump | 208 | 1 | False |  |  | Single-Speed |  |  |  | 48700 | 2881 | 16.9 | 13.4 | 35900 | 3006 | 3.5 | 3.1 | Non Federally-Regulated | 05/07/2018 |  | 11/16/2018
ClimateMaster Inc. | TRANQUILITY 27 DIGITAL SPLIT | TES/P064A | TAH064B | Ground-Source | WBAHP-CB: Heat Pump Split Syst | Heat Pump | 208 | 1 | False |  |  | Single-Speed |  |  |  | 59200 | 3502 | 16.9 | 13.4 | 46400 | 3675 | 3.7 | 3.1 | Non Federally-Regulated | 11/13/2018 |  | 11/16/2018
ClimateMaster Inc. | TRANQUILITY 27 DIGITAL SPLIT | TES/P064A | TAC064A | Ground-Source | WBAHP-CB: Heat Pump Split Syst | Heat Pump | 208 | 1 | False |  |  | Single-Speed |  |  |  | 59100 | 3497 | 16.9 | 13.4 | 44900 | 3655 | 3.6 | 3.1 | Non Federally-Regulated | 11/13/2018 |  | 11/16/2018
ClimateMaster Inc. | TRANQUILITY 27 DIGITAL SPLIT | TES/P064B | TAH064C | Ground-Source | WBAHP-CB: Heat Pump Split Syst | Heat Pump | 208 | 1 | False |  |  | Single-Speed |  |  |  | 57300 | 3696 | 15.5 | 13.4 | 44300 | 3818 | 3.4 | 3.1 | Non Federally-Regulated | 05/07/2018 |  | 11/16/2018
ClimateMaster Inc. | TRANQUILITY 27 SPLIT | TES/P026A | TAH026B | Ground-Source | WBAHP-CB: Heat Pump Split Syst | Heat Pump | 208 | 1 | False |  |  | Single-Speed |  |  |  | 25600 | 1383 | 18.5 | 13.4 | 18800 | 1412 | 3.9 | 3.1 | Non Federally-Regulated | 11/13/2018 |  | 11/16/2018
ClimateMaster Inc. | TRANQUILITY 27 SPLIT | TES/P026A | TAC026A | Ground-Source | WBAHP-CB: Heat Pump Split Syst | Heat Pump | 208 | 1 | False |  |  | Single-Speed |  |  |  | 25700 | 1412 | 18.2 | 13.4 | 18600 | 1434 | 3.8 | 3.1 | Non Federally-Regulated | 11/13/2018 |  | 11/16/2018
ClimateMaster Inc. | TRANQUILITY 30 DIGITAL | TEV/H/D026B |  | Ground-Source | WBAHP: Heat Pump Packaged Unit | Heat Pump | 208 | 1 |  |  |  | Single-Speed |  |  |  | 26000 | 1306 | 19.9 | 13.4 | 20200 | 1443 | 4.1 | 3.1 | Non Federally-Regulated | 11/13/2018 |  | 11/16/2018
Enertech Global, LLC | Hydron Module | HCT024D |  | Ground-Source | WBAHP: Heat Pump Packaged Unit | Heat Pump | 208 | 1 |  |  |  | Single-Speed |  |  |  | 26500 | 1325 | 20 | 13.4 | 19700 | 1374 | 4.2 | 3.1 | Non Federally-Regulated | 11/30/2016 |  | 11/19/2018
Enertech Global, LLC | Hydron Module | HCT036D |  | Ground-Source | WBAHP: Heat Pump Packaged Unit | Heat Pump | 208 | 1 |  |  |  | Single-Speed |  |  |  | 38600 | 2109 | 18.3 | 13.4 | 28600 | 2044 | 4.1 | 3.1 | Non Federally-Regulated | 11/30/2016 |  | 11/19/2018
Enertech Global, LLC | Hydron Module | HCT048D |  | Ground-Source | WBAHP: Heat Pump Packaged Unit | Heat Pump | 208 | 1 |  |  |  | Single-Speed |  |  |  | 49000 | 2865 | 17.1 | 13.4 | 38000 | 2855 | 3.9 | 3.1 | Non Federally-Regulated | 11/30/2016 |  | 11/19/2018
Enertech Global, LLC | Hydron Module | HST024A | ACD024 | Ground-Source | WBAHP-C: Heat Pump Split Syste | Heat Pump | 208 | 1 | False |  |  | Single-Speed |  |  |  | 25300 | 1497 | 16.9 | 13.4 | 18100 | 1433 | 3.7 | 3.1 | Non Federally-Regulated | 08/08/2017 |  | 11/19/2018
Enertech Global, LLC | Hydron Module | HST036A | MPD036 | Ground-Source | WBAHP-CB: Heat Pump Split Syst | Heat Pump | 208 | 1 | False |  |  | Single-Speed |  |  |  | 37400 | 2294 | 16.3 | 13.4 | 28000 | 2279 | 3.6 | 3.1 | Non Federally-Regulated | 08/08/2017 |  | 11/19/2018
Enertech Global, LLC | Hydron Module | HST036A | ACD036 | Ground-Source | WBAHP-C: Heat Pump Split Syste | Heat Pump | 208 | 1 | False |  |  | Single-Speed |  |  |  | 36700 | 2171 | 16.9 | 13.4 | 28000 | 2159 | 3.8 | 3.1 | Non Federally-Regulated | 08/08/2017 |  | 11/19/2018
Enertech Global, LLC | Hydron Module | HST048A | MPD060 | Ground-Source | WBAHP-CB: Heat Pump Split Syst | Heat Pump | 208 | 1 | False |  |  | Single-Speed |  |  |  | 52000 | 2780 | 18.7 | 13.4 | 35900 | 2768 | 3.8 | 3.1 | Non Federally-Regulated | 08/08/2017 |  | 11/19/2018
Enertech Global, LLC | Hydron Module | HST048A | ACD060 | Ground-Source | WBAHP-C: Heat Pump Split Syste | Heat Pump | 208 | 1 | False |  |  | Single-Speed |  |  |  | 51900 | 2820 | 18.4 | 13.4 | 36700 | 2757 | 3.9 | 3.1 | Non Federally-Regulated | 08/08/2017 |  | 11/19/2018
Enertech Global, LLC | Hydron Module | HVS006 |  | Ground-Source | WBAHP: Heat Pump Packaged Unit | Heat Pump | 208 | 1 |  |  |  | Single-Speed |  |  |  | 7200 | 387 | 18.6 | 13.4 | 5600 | 443 | 3.7 | 3.1 | Non Federally-Regulated | 07/11/2016 |  | 11/19/2018
Enertech Global, LLC | Hydron Module | HVS009 |  | Ground-Source | WBAHP: Heat Pump Packaged Unit | Heat Pump | 208 | 1 |  |  |  | Single-Speed |  |  |  | 10900 | 626 | 17.4 | 13.4 | 8500 | 691 | 3.6 | 3.1 | Non Federally-Regulated | 04/01/2016 |  | 11/19/2018
Enertech Global, LLC | Hydron Module | HVS012 |  | Ground-Source | WBAHP: Heat Pump Packaged Unit | Heat Pump | 208 | 1 |  |  |  | Single-Speed |  |  |  | 11900 | 657 | 18.1 | 13.4 | 9400 | 765 | 3.6 | 3.1 | Non Federally-Regulated | 02/23/2016 |  | 11/19/2018
Enertech Global, LLC | Hydron Module | HVS015 |  | Ground-Source | WBAHP: Heat Pump Packaged Unit | Heat Pump | 208 | 1 |  |  |  | Single-Speed |  |  |  | 16000 | 808 | 19.8 | 13.4 | 11600 | 829 | 4.1 | 3.1 | Non Federally-Regulated | 10/10/2017 |  | 11/19/2018
Enertech Global, LLC | Hydron Module | HVS015*****1 |  | Ground-Source | WBAHP: Heat Pump Packaged Unit | Heat Pump | 208 | 1 |  |  |  | Single-Speed |  |  |  | 16000 | 717 | 22.3 | 13.4 | 11500 | 783 | 4.3 | 3.1 | Non Federally-Regulated | 10/10/2017 |  | 11/19/2018
Enertech Global, LLC | Hydron Module | HVS018*****1 |  | Ground-Source | WBAHP: Heat Pump Packaged Unit | Heat Pump | 208 | 1 |  |  |  | Single-Speed |  |  |  | 21700 | 977 | 22.2 | 13.4 | 15700 | 1122 | 4.1 | 3.1 | Non Federally-Regulated | 02/16/2016 |  | 11/19/2018
Enertech Global, LLC | Hydron Module | HVS024 |  | Ground-Source | WBAHP: Heat Pump Packaged Unit | Heat Pump | 208 | 1 |  |  |  | Single-Speed |  |  |  | 26000 | 1319 | 19.7 | 13.4 | 19400 | 1421 | 4 | 3.1 | Non Federally-Regulated | 06/28/2016 |  | 11/19/2018
Enertech Global, LLC | Hydron Module | HVS024*****1 |  | Ground-Source | WBAHP: Heat Pump Packaged Unit | Heat Pump | 208 | 1 |  |  |  | Single-Speed |  |  |  | 27000 | 1250 | 21.6 | 13.4 | 19300 | 1346 | 4.2 | 3.1 | Non Federally-Regulated | 02/16/2016 |  | 11/19/2018
Enertech Global, LLC | Hydron Module | HVS030 |  | Ground-Source | WBAHP: Heat Pump Packaged Unit | Heat Pump | 208 | 1 |  |  |  | Single-Speed |  |  |  | 30100 | 1627 | 18.5 | 13.4 | 22300 | 1675 | 3.9 | 3.1 | Non Federally-Regulated | 10/10/2017 |  | 11/19/2018
Enertech Global, LLC | Hydron Module | HVS030*****1 |  | Ground-Source | WBAHP: Heat Pump Packaged Unit | Heat Pump | 208 | 1 |  |  |  | Single-Speed |  |  |  | 31400 | 1539 | 20.4 | 13.4 | 23200 | 1618 | 4.2 | 3.1 | Non Federally-Regulated | 02/16/2016 |  | 11/19/2018
Enertech Global, LLC | Hydron Module | HVS036 |  | Ground-Source | WBAHP: Heat Pump Packaged Unit | Heat Pump | 208 | 1 |  |  |  | Single-Speed |  |  |  | 37800 | 2100 | 18 | 13.4 | 30200 | 2269 | 3.9 | 3.1 | Non Federally-Regulated | 06/28/2016 |  | 11/19/2018
Enertech Global, LLC | Hydron Module | HVS036*****1 |  | Ground-Source | WBAHP: Heat Pump Packaged Unit | Heat Pump | 208 | 1 |  |  |  | Single-Speed |  |  |  | 38800 | 2020 | 19.2 | 13.4 | 29600 | 2224 | 3.9 | 3.1 | Non Federally-Regulated | 02/16/2016 |  | 11/19/2018
Enertech Global, LLC | Hydron Module | HVS042 |  | Ground-Source | WBAHP: Heat Pump Packaged Unit | Heat Pump | 208 | 1 |  |  |  | Single-Speed |  |  |  | 43600 | 2344 | 18.6 | 13.4 | 32000 | 2467 | 3.8 | 3.1 | Non Federally-Regulated | 06/28/2016 |  | 11/19/2018
Enertech Global, LLC | Hydron Module | HVS042*****1 |  | Ground-Source | WBAHP: Heat Pump Packaged Unit | Heat Pump | 208 | 1 |  |  |  | Single-Speed |  |  |  | 44400 | 2094 | 21.2 | 13.4 | 31100 | 2223 | 4.1 | 3.1 | Non Federally-Regulated | 06/28/2016 |  | 11/19/2018
Enertech Global, LLC | Hydron Module | HVS048 |  | Ground-Source | WBAHP: Heat Pump Packaged Unit | Heat Pump | 208 | 1 |  |  |  | Single-Speed |  |  |  | 50500 | 2869 | 17.6 | 13.4 | 39600 | 3223 | 3.6 | 3.1 | Non Federally-Regulated | 10/10/2017 |  | 11/19/2018
Enertech Global, LLC | Hydron Module | HVS048*****1 |  | Ground-Source | WBAHP: Heat Pump Packaged Unit | Heat Pump | 208 | 1 |  |  |  | Single-Speed |  |  |  | 51600 | 2567 | 20.1 | 13.4 | 38700 | 2908 | 3.9 | 3.1 | Non Federally-Regulated | 10/10/2017 |  | 11/19/2018
Enertech Global, LLC | Hydron Module | HVT024 |  | Ground-Source | WBAHP: Heat Pump Packaged Unit | Heat Pump | 208 | 1 |  |  |  | Single-Speed |  |  |  | 25800 | 1387 | 18.6 | 13.4 | 19400 | 1421 | 4 | 3.1 | Non Federally-Regulated | 02/16/2016 |  | 11/19/2018
Enertech Global, LLC | Hydron Module | HVT036 |  | Ground-Source | WBAHP: Heat Pump Packaged Unit | Heat Pump | 208 | 1 |  |  |  | Single-Speed |  |  |  | 37400 | 2112 | 17.7 | 13.4 | 29500 | 2216 | 3.9 | 3.1 | Non Federally-Regulated | 02/16/2016 |  | 11/19/2018
Enertech Global, LLC | Hydron Module | HVT060 |  | Ground-Source | WBAHP: Heat Pump Packaged Unit | Heat Pump | 208 | 1 |  |  |  | Single-Speed |  |  |  | 60900 | 3460 | 17.6 | 13.4 | 46300 | 3570 | 3.8 | 3.1 | Non Federally-Regulated | 10/10/2017 |  | 11/19/2018
Enertech Global, LLC | Hydron Module | HXT024D |  | Ground-Source | WBAHP: Heat Pump Packaged Unit | Heat Pump | 208 | 1 |  |  |  | Single-Speed |  |  |  | 27200 | 1339 | 20.3 | 13.4 | 19800 | 1349 | 4.3 | 3.1 | Non Federally-Regulated | 11/30/2016 |  | 11/19/2018
Enertech Global, LLC | Hydron Module | HXT036D |  | Ground-Source | WBAHP: Heat Pump Packaged Unit | Heat Pump | 208 | 1 |  |  |  | Single-Speed |  |  |  | 38900 | 2125 | 18.3 | 13.4 | 29200 | 2037 | 4.2 | 3.1 | Non Federally-Regulated | 11/30/2016 |  | 11/19/2018
Enertech Global, LLC | Hydron Module | HXT048D |  | Ground-Source | WBAHP: Heat Pump Packaged Unit | Heat Pump | 208 | 1 |  |  |  | Single-Speed |  |  |  | 49000 | 2865 | 17.1 | 13.4 | 38200 | 2870 | 3.9 | 3.1 | Non Federally-Regulated | 11/30/2016 |  | 11/19/2018
Enertech Global, LLC | Hydron Module | HYT024 |  | Ground-Source | WBAHP: Heat Pump Packaged Unit | Heat Pump | 208 | 1 |  |  |  | Single-Speed |  |  |  | 27100 | 1361 | 19.9 | 13.4 | 19000 | 1294 | 4.3 | 3.1 | Non Federally-Regulated | 02/23/2016 |  | 11/19/2018
Enertech Global, LLC | Hydron Module | HYT036 |  | Ground-Source | WBAHP: Heat Pump Packaged Unit | Heat Pump | 208 | 1 |  |  |  | Single-Speed |  |  |  | 41200 | 1971 | 20.9 | 13.4 | 29100 | 1895 | 4.5 | 3.1 | Non Federally-Regulated | 06/28/2016 |  | 11/19/2018
Enertech Global, LLC | Hydron Module | HYT048 |  | Ground-Source | WBAHP: Heat Pump Packaged Unit | Heat Pump | 208 | 1 |  |  |  | Single-Speed |  |  |  | 53300 | 2638 | 20.2 | 13.4 | 39900 | 2719 | 4.3 | 3.1 | Non Federally-Regulated | 06/28/2016 |  | 11/19/2018
Enertech Global, LLC | Hydron Module | HZS015*****1 |  | Ground-Source | WBAHP: Heat Pump Packaged Unit | Heat Pump | 208 | 1 |  |  |  | Single-Speed |  |  |  | 14200 | 806 | 17.6 | 13.4 | 11200 | 841 | 3.9 | 3.1 | Non Federally-Regulated | 11/13/2018 |  | 11/19/2018
Enertech Global, LLC | Hydron Module | HZS017*****1 |  | Ground-Source | WBAHP: Heat Pump Packaged Unit | Heat Pump | 208 | 1 |  |  |  | Single-Speed |  |  |  | 17800 | 978 | 18.2 | 13.4 | 13500 | 1014 | 3.9 | 3.1 | Non Federally-Regulated | 11/13/2018 |  | 11/19/2018
Enertech Global, LLC | Hydron Module | HZS018*****1 |  | Ground-Source | WBAHP: Heat Pump Packaged Unit | Heat Pump | 208 | 1 |  |  |  | Single-Speed |  |  |  | 20100 | 1074 | 18.7 | 13.4 | 14100 | 1116 | 3.7 | 3.1 | Non Federally-Regulated | 11/13/2018 |  | 11/19/2018
Enertech Global, LLC | Hydron Module | HZS024*****1 |  | Ground-Source | WBAHP: Heat Pump Packaged Unit | Heat Pump | 208 | 1 |  |  |  | Single-Speed |  |  |  | 26200 | 1336 | 19.6 | 13.4 | 18000 | 1352 | 3.9 | 3.1 | Non Federally-Regulated | 11/13/2018 |  | 11/19/2018
Enertech Global, LLC | Hydron Module | HZS030*****1 |  | Ground-Source | WBAHP: Heat Pump Packaged Unit | Heat Pump | 208 | 1 |  |  |  | Single-Speed |  |  |  | 29000 | 1542 | 18.8 | 13.4 | 21700 | 1673 | 3.8 | 3.1 | Non Federally-Regulated | 11/13/2018 |  | 11/19/2018
Enertech Global, LLC | Hydron Module | HZS036*****1 |  | Ground-Source | WBAHP: Heat Pump Packaged Unit | Heat Pump | 208 | 1 |  |  |  | Single-Speed |  |  |  | 37200 | 1978 | 18.8 | 13.4 | 27500 | 2066 | 3.9 | 3.1 | Non Federally-Regulated | 11/13/2018 |  | 11/19/2018
Enertech Global, LLC | Hydron Module | HZS042*****1 |  | Ground-Source | WBAHP: Heat Pump Packaged Unit | Heat Pump | 208 | 1 |  |  |  | Single-Speed |  |  |  | 40700 | 2119 | 19.2 | 13.4 | 30200 | 2329 | 3.8 | 3.1 | Non Federally-Regulated | 11/13/2018 |  | 11/19/2018
Enertech Global, LLC | Hydron Module | HZS048*****1 |  | Ground-Source | WBAHP: Heat Pump Packaged Unit | Heat Pump | 208 | 1 |  |  |  | Single-Speed |  |  |  | 49300 | 2833 | 17.4 | 13.4 | 36200 | 2947 | 3.6 | 3.1 | Non Federally-Regulated | 11/13/2018 |  | 11/19/2018
Enertech Global, LLC | Hydron Module | HZT030 |  | Ground-Source | WBAHP: Heat Pump Packaged Unit | Heat Pump | 208 | 1 |  |  |  | Single-Speed |  |  |  | 31500 | 1800 | 17.5 | 13.4 | 23300 | 1845 | 3.7 | 3.1 | Non Federally-Regulated | 11/13/2018 |  | 11/19/2018
Enertech Global, LLC | Hydron Module | HZT036 |  | Ground-Source | WBAHP: Heat Pump Packaged Unit | Heat Pump | 208 | 1 |  |  |  | Single-Speed |  |  |  | 36700 | 2050 | 17.9 | 13.4 | 27100 | 2090 | 3.8 | 3.1 | Non Federally-Regulated | 11/13/2018 |  | 11/19/2018
Enertech Global, LLC | Hydron Module | HZT042 |  | Ground-Source | WBAHP: Heat Pump Packaged Unit | Heat Pump | 208 | 1 |  |  |  | Single-Speed |  |  |  | 43000 | 2388 | 18 | 13.4 | 32900 | 2678 | 3.6 | 3.1 | Non Federally-Regulated | 11/13/2018 |  | 11/19/2018
Enertech Global, LLC | Hydron Module | HZT048 |  | Ground-Source | WBAHP: Heat Pump Packaged Unit | Heat Pump | 208 | 1 |  |  |  | Single-Speed |  |  |  | 48700 | 2815 | 17.3 | 13.4 | 36900 | 3004 | 3.6 | 3.1 | Non Federally-Regulated | 11/13/2018 |  | 11/19/2018
Enertech Global, LLC | Hydron Module | HZT060 |  | Ground-Source | WBAHP: Heat Pump Packaged Unit | Heat Pump | 208 | 1 |  |  |  | Single-Speed |  |  |  | 59000 | 3491 | 16.9 | 13.4 | 46800 | 3809 | 3.6 | 3.1 | Non Federally-Regulated | 11/13/2018 |  | 11/19/2018
Enertech Global, LLC | Hydron Module | HYT060 |  | Ground-Source | WBAHP: Heat Pump Packaged Unit | Heat Pump | 208 | 1 |  |  |  | Single-Speed |  |  |  | 64300 | 3331 | 19.3 | 13.4 | 49200 | 3516 | 4.1 | 3.1 | Non Federally-Regulated | 02/16/2016 |  | 11/19/2018
Enertech Global, LLC | Hydron Module | HXT060D |  | Ground-Source | WBAHP: Heat Pump Packaged Unit | Heat Pump | 208 | 1 |  |  |  | Single-Speed |  |  |  | 63000 | 3539 | 17.8 | 13.4 | 47700 | 3778 | 3.7 | 3.1 | Non Federally-Regulated | 11/30/2016 |  | 11/19/2018
Enertech Global, LLC | Hydron Module | HVS060*****1 |  | Ground-Source | WBAHP: Heat Pump Packaged Unit | Heat Pump | 208 | 1 |  |  |  | Single-Speed |  |  |  | 61500 | 3379 | 18.2 | 13.4 | 46300 | 3570 | 3.8 | 3.1 | Non Federally-Regulated | 06/28/2016 |  | 11/19/2018
Enertech Global, LLC | Hydron Module | HST060A | ACD060 | Ground-Source | WBAHP-C: Heat Pump Split Syste | Heat Pump | 208 | 1 | False |  |  | Single-Speed |  |  |  | 60600 | 3607 | 16.8 | 13.4 | 44100 | 3590 | 3.6 | 3.1 | Non Federally-Regulated | 08/08/2017 |  | 11/19/2018
Enertech Global, LLC | Hydron Module | HST060A | MPD060 | Ground-Source | WBAHP-CB: Heat Pump Split Syst | Heat Pump | 208 | 1 | False |  |  | Single-Speed |  |  |  | 62200 | 3702 | 16.8 | 13.4 | 44200 | 3701 | 3.5 | 3.1 | Non Federally-Regulated | 08/08/2017 |  | 11/19/2018
Enertech Global, LLC | Hydron Module | HCT060D |  | Ground-Source | WBAHP: Heat Pump Packaged Unit | Heat Pump | 208 | 1 |  |  |  | Single-Speed |  |  |  | 61300 | 3522 | 17.4 | 13.4 | 46500 | 3683 | 3.7 | 3.1 | Non Federally-Regulated | 11/30/2016 |  | 11/19/2018
Enertech Global, LLC | Tetco | TCT024D |  | Ground-Source | WBAHP: Heat Pump Packaged Unit | Heat Pump | 208 | 1 |  |  |  | Single-Speed |  |  |  | 26500 | 1325 | 20 | 13.4 | 19700 | 1374 | 4.2 | 3.1 | Non Federally-Regulated | 11/30/2016 |  | 11/19/2018
Enertech Global, LLC | Tetco | TCT036D |  | Ground-Source | WBAHP: Heat Pump Packaged Unit | Heat Pump | 208 | 1 |  |  |  | Single-Speed |  |  |  | 38600 | 2109 | 18.3 | 13.4 | 28600 | 2044 | 4.1 | 3.1 | Non Federally-Regulated | 11/30/2016 |  | 11/19/2018
Enertech Global, LLC | Tetco | TCT048D |  | Ground-Source | WBAHP: Heat Pump Packaged Unit | Heat Pump | 208 | 1 |  |  |  | Single-Speed |  |  |  | 49000 | 2865 | 17.1 | 13.4 | 38000 | 2855 | 3.9 | 3.1 | Non Federally-Regulated | 11/30/2016 |  | 11/19/2018
Enertech Global, LLC | Tetco | TVS006 |  | Ground-Source | WBAHP: Heat Pump Packaged Unit | Heat Pump | 208 | 1 |  |  |  | Single-Speed |  |  |  | 7200 | 387 | 18.6 | 13.4 | 5600 | 443 | 3.7 | 3.1 | Non Federally-Regulated | 07/11/2016 |  | 11/19/2018
Enertech Global, LLC | Tetco | TVS009 |  | Ground-Source | WBAHP: Heat Pump Packaged Unit | Heat Pump | 208 | 1 |  |  |  | Single-Speed |  |  |  | 10900 | 626 | 17.4 | 13.4 | 8500 | 691 | 3.6 | 3.1 | Non Federally-Regulated | 04/01/2016 |  | 11/19/2018
Enertech Global, LLC | Tetco | TVS012 |  | Ground-Source | WBAHP: Heat Pump Packaged Unit | Heat Pump | 208 | 1 |  |  |  | Single-Speed |  |  |  | 11900 | 657 | 18.1 | 13.4 | 9400 | 765 | 3.6 | 3.1 | Non Federally-Regulated | 02/23/2016 |  | 11/19/2018
Enertech Global, LLC | Tetco | TVS015 |  | Ground-Source | WBAHP: Heat Pump Packaged Unit | Heat Pump | 208 | 1 |  |  |  | Single-Speed |  |  |  | 16000 | 808 | 19.8 | 13.4 | 11600 | 829 | 4.1 | 3.1 | Non Federally-Regulated | 10/10/2017 |  | 11/19/2018
Enertech Global, LLC | Tetco | TVS015*****1 |  | Ground-Source | WBAHP: Heat Pump Packaged Unit | Heat Pump | 208 | 1 |  |  |  | Single-Speed |  |  |  | 16000 | 717 | 22.3 | 13.4 | 11500 | 783 | 4.3 | 3.1 | Non Federally-Regulated | 10/10/2017 |  | 11/19/2018
Enertech Global, LLC | Tetco | TVS018*****1 |  | Ground-Source | WBAHP: Heat Pump Packaged Unit | Heat Pump | 208 | 1 |  |  |  | Single-Speed |  |  |  | 21700 | 977 | 22.2 | 13.4 | 15700 | 1122 | 4.1 | 3.1 | Non Federally-Regulated | 02/16/2016 |  | 11/19/2018
Enertech Global, LLC | Tetco | TVS024 |  | Ground-Source | WBAHP: Heat Pump Packaged Unit | Heat Pump | 208 | 1 |  |  |  | Single-Speed |  |  |  | 26000 | 1319 | 19.7 | 13.4 | 19400 | 1421 | 4 | 3.1 | Non Federally-Regulated | 06/28/2016 |  | 11/19/2018
Enertech Global, LLC | Tetco | TVS024*****1 |  | Ground-Source | WBAHP: Heat Pump Packaged Unit | Heat Pump | 208 | 1 |  |  |  | Single-Speed |  |  |  | 27000 | 1250 | 21.6 | 13.4 | 19300 | 1346 | 4.2 | 3.1 | Non Federally-Regulated | 02/16/2016 |  | 11/19/2018
Enertech Global, LLC | Tetco | TVS030 |  | Ground-Source | WBAHP: Heat Pump Packaged Unit | Heat Pump | 208 | 1 |  |  |  | Single-Speed |  |  |  | 30100 | 1627 | 18.5 | 13.4 | 22300 | 1675 | 3.9 | 3.1 | Non Federally-Regulated | 10/10/2017 |  | 11/19/2018
Enertech Global, LLC | Tetco | TVS030*****1 |  | Ground-Source | WBAHP: Heat Pump Packaged Unit | Heat Pump | 208 | 1 |  |  |  | Single-Speed |  |  |  | 31400 | 1539 | 20.4 | 13.4 | 23200 | 1618 | 4.2 | 3.1 | Non Federally-Regulated | 02/16/2016 |  | 11/19/2018
Enertech Global, LLC | Tetco | TVS036 |  | Ground-Source | WBAHP: Heat Pump Packaged Unit | Heat Pump | 208 | 1 |  |  |  | Single-Speed |  |  |  | 37800 | 2100 | 18 | 13.4 | 30200 | 2269 | 3.9 | 3.1 | Non Federally-Regulated | 06/28/2016 |  | 11/19/2018
Enertech Global, LLC | Tetco | TVS036*****1 |  | Ground-Source | WBAHP: Heat Pump Packaged Unit | Heat Pump | 208 | 1 |  |  |  | Single-Speed |  |  |  | 38800 | 2020 | 19.2 | 13.4 | 29600 | 2224 | 3.9 | 3.1 | Non Federally-Regulated | 02/16/2016 |  | 11/19/2018
Enertech Global, LLC | Tetco | TVS042 |  | Ground-Source | WBAHP: Heat Pump Packaged Unit | Heat Pump | 208 | 1 |  |  |  | Single-Speed |  |  |  | 43600 | 2344 | 18.6 | 13.4 | 32000 | 2467 | 3.8 | 3.1 | Non Federally-Regulated | 06/28/2016 |  | 11/19/2018
Enertech Global, LLC | Tetco | TVS042*****1 |  | Ground-Source | WBAHP: Heat Pump Packaged Unit | Heat Pump | 208 | 1 |  |  |  | Single-Speed |  |  |  | 44400 | 2094 | 21.2 | 13.4 | 31100 | 2223 | 4.1 | 3.1 | Non Federally-Regulated | 06/28/2016 |  | 11/19/2018
Enertech Global, LLC | Tetco | TVS048 |  | Ground-Source | WBAHP: Heat Pump Packaged Unit | Heat Pump | 208 | 1 |  |  |  | Single-Speed |  |  |  | 50500 | 2869 | 17.6 | 13.4 | 39600 | 3223 | 3.6 | 3.1 | Non Federally-Regulated | 10/10/2017 |  | 11/19/2018
Enertech Global, LLC | Tetco | TVS048*****1 |  | Ground-Source | WBAHP: Heat Pump Packaged Unit | Heat Pump | 208 | 1 |  |  |  | Single-Speed |  |  |  | 51600 | 2567 | 20.1 | 13.4 | 38700 | 2908 | 3.9 | 3.1 | Non Federally-Regulated | 10/10/2017 |  | 11/19/2018
Enertech Global, LLC | Tetco | TVT024 |  | Ground-Source | WBAHP: Heat Pump Packaged Unit | Heat Pump | 208 | 1 |  |  |  | Single-Speed |  |  |  | 25800 | 1387 | 18.6 | 13.4 | 19400 | 1421 | 4 | 3.1 | Non Federally-Regulated | 02/16/2016 |  | 11/19/2018
Enertech Global, LLC | Tetco | TVT036 |  | Ground-Source | WBAHP: Heat Pump Packaged Unit | Heat Pump | 208 | 1 |  |  |  | Single-Speed |  |  |  | 37400 | 2112 | 17.7 | 13.4 | 29500 | 2216 | 3.9 | 3.1 | Non Federally-Regulated | 02/16/2016 |  | 11/19/2018
Enertech Global, LLC | Tetco | TVT060 |  | Ground-Source | WBAHP: Heat Pump Packaged Unit | Heat Pump | 208 | 1 |  |  |  | Single-Speed |  |  |  | 60900 | 3460 | 17.6 | 13.4 | 46300 | 3570 | 3.8 | 3.1 | Non Federally-Regulated | 10/10/2017 |  | 11/19/2018
Enertech Global, LLC | Tetco | TXT024D |  | Ground-Source | WBAHP: Heat Pump Packaged Unit | Heat Pump | 208 | 1 |  |  |  | Single-Speed |  |  |  | 27200 | 1339 | 20.3 | 13.4 | 19800 | 1349 | 4.3 | 3.1 | Non Federally-Regulated | 11/30/2016 |  | 11/19/2018
Enertech Global, LLC | Tetco | TXT036D |  | Ground-Source | WBAHP: Heat Pump Packaged Unit | Heat Pump | 208 | 1 |  |  |  | Single-Speed |  |  |  | 38900 | 2125 | 18.3 | 13.4 | 29200 | 2037 | 4.2 | 3.1 | Non Federally-Regulated | 11/30/2016 |  | 11/19/2018
Enertech Global, LLC | Tetco | TXT048D |  | Ground-Source | WBAHP: Heat Pump Packaged Unit | Heat Pump | 208 | 1 |  |  |  | Single-Speed |  |  |  | 49000 | 2865 | 17.1 | 13.4 | 38200 | 2870 | 3.9 | 3.1 | Non Federally-Regulated | 11/30/2016 |  | 11/19/2018
Enertech Global, LLC | Tetco | TYT024 |  | Ground-Source | WBAHP: Heat Pump Packaged Unit | Heat Pump | 208 | 1 |  |  |  | Single-Speed |  |  |  | 27100 | 1361 | 19.9 | 13.4 | 19000 | 1294 | 4.3 | 3.1 | Non Federally-Regulated | 02/23/2016 |  | 11/19/2018
Enertech Global, LLC | Tetco | TYT036 |  | Ground-Source | WBAHP: Heat Pump Packaged Unit | Heat Pump | 208 | 1 |  |  |  | Single-Speed |  |  |  | 41200 | 1971 | 20.9 | 13.4 | 29100 | 1895 | 4.5 | 3.1 | Non Federally-Regulated | 06/28/2016 |  | 11/19/2018
Enertech Global, LLC | Tetco | TYT048 |  | Ground-Source | WBAHP: Heat Pump Packaged Unit | Heat Pump | 208 | 1 |  |  |  | Single-Speed |  |  |  | 53300 | 2638 | 20.2 | 13.4 | 39900 | 2719 | 4.3 | 3.1 | Non Federally-Regulated | 06/28/2016 |  | 11/19/2018
Enertech Global, LLC | Tetco | TST036A | ACD036 | Ground-Source | WBAHP-C: Heat Pump Split Syste | Heat Pump | 208 | 1 | False |  |  | Single-Speed |  |  |  | 36700 | 2171 | 16.9 | 13.4 | 28000 | 2159 | 3.8 | 3.1 | Non Federally-Regulated | 08/08/2017 |  | 11/19/2018
Enertech Global, LLC | Tetco | TST036A | MPD036 | Ground-Source | WBAHP-CB: Heat Pump Split Syst | Heat Pump | 208 | 1 | False |  |  | Single-Speed |  |  |  | 37400 | 2294 | 16.3 | 13.4 | 28000 | 2279 | 3.6 | 3.1 | Non Federally-Regulated | 08/08/2017 |  | 11/19/2018
Enertech Global, LLC | Tetco | TCT060D |  | Ground-Source | WBAHP: Heat Pump Packaged Unit | Heat Pump | 208 | 1 |  |  |  | Single-Speed |  |  |  | 61300 | 3522 | 17.4 | 13.4 | 46500 | 3683 | 3.7 | 3.1 | Non Federally-Regulated | 11/30/2016 |  | 11/19/2018
Enertech Global, LLC | Tetco | TXT060D |  | Ground-Source | WBAHP: Heat Pump Packaged Unit | Heat Pump | 208 | 1 |  |  |  | Single-Speed |  |  |  | 63000 | 3539 | 17.8 | 13.4 | 47700 | 3778 | 3.7 | 3.1 | Non Federally-Regulated | 11/30/2016 |  | 11/19/2018
Enertech Global, LLC | Tetco | TYT060 |  | Ground-Source | WBAHP: Heat Pump Packaged Unit | Heat Pump | 208 | 1 |  |  |  | Single-Speed |  |  |  | 64300 | 3331 | 19.3 | 13.4 | 49200 | 3516 | 4.1 | 3.1 | Non Federally-Regulated | 02/16/2016 |  | 11/19/2018
Enertech Global, LLC | Tetco | TVS060*****1 |  | Ground-Source | WBAHP: Heat Pump Packaged Unit | Heat Pump | 208 | 1 |  |  |  | Single-Speed |  |  |  | 61500 | 3379 | 18.2 | 13.4 | 46300 | 3570 | 3.8 | 3.1 | Non Federally-Regulated | 06/28/2016 |  | 11/19/2018
Enertech Global, LLC | Tetco | TST048A | MPD060 | Ground-Source | WBAHP-CB: Heat Pump Split Syst | Heat Pump | 208 | 1 | False |  |  | Single-Speed |  |  |  | 52000 | 2780 | 18.7 | 13.4 | 35900 | 2768 | 3.8 | 3.1 | Non Federally-Regulated | 08/08/2017 |  | 11/19/2018
Enertech Global, LLC | Tetco | TST048A | ACD060 | Ground-Source | WBAHP-C: Heat Pump Split Syste | Heat Pump | 208 | 1 | False |  |  | Single-Speed |  |  |  | 51900 | 2820 | 18.4 | 13.4 | 36700 | 2757 | 3.9 | 3.1 | Non Federally-Regulated | 08/08/2017 |  | 11/19/2018
Enertech Global, LLC | Tetco | TST060A | ACD060 | Ground-Source | WBAHP-C: Heat Pump Split Syste | Heat Pump | 208 | 1 | False |  |  | Single-Speed |  |  |  | 60600 | 3607 | 16.8 | 13.4 | 44100 | 3590 | 3.6 | 3.1 | Non Federally-Regulated | 08/08/2017 |  | 11/19/2018
Enertech Global, LLC | Tetco | TST060A | MPD060 | Ground-Source | WBAHP-CB: Heat Pump Split Syst | Heat Pump | 208 | 1 | False |  |  | Single-Speed |  |  |  | 62200 | 3702 | 16.8 | 13.4 | 44200 | 3701 | 3.5 | 3.1 | Non Federally-Regulated | 08/08/2017 |  | 11/19/2018
Enertech Global, LLC | Tetco | TST024A | ACD024 | Ground-Source | WBAHP-C: Heat Pump Split Syste | Heat Pump | 208 | 1 | False |  |  | Single-Speed |  |  |  | 25300 | 1497 | 16.9 | 13.4 | 18100 | 1433 | 3.7 | 3.1 | Non Federally-Regulated | 08/08/2017 |  | 11/19/2018
FHP Manufacturing Company | Bosch | BP018-1VT*******C |  | Ground-Source | WBAHP: Heat Pump Packaged Unit | Heat Pump | 208 | 1 |  |  |  | Single-Speed |  |  |  | 20500 | 1078 | 19 | 13.4 | 14800 | 1141 | 3.8 | 3.1 | Non Federally-Regulated | 11/13/2018 |  | 11/19/2018
FHP Manufacturing Company | Bosch | SM036-1CSC-*****B | SM036-1AV*-*****B | Ground-Source | WBAHP-CB: Heat Pump Split Syst | Both Heat Pump and Electric Re | 208 | 1 | False |  |  | Dual-Speed |  |  |  | 37900 | 2332 | 16.25 | 13.4 | 27400 | 2200 | 3.7 | 3.1 | Non Federally-Regulated | 11/13/2018 |  | 11/19/2018
FHP Manufacturing Company | Bosch | SM036-1CSN-*****B | SM036-1AV*-*****B | Ground-Source | WBAHP-CB: Heat Pump Split Syst | Both Heat Pump and Electric Re | 208 | 1 | False |  |  | Dual-Speed |  |  |  | 37900 | 2332 | 16.25 | 13.4 | 27400 | 2200 | 3.7 | 3.1 | Non Federally-Regulated | 11/13/2018 |  | 11/19/2018
FHP Manufacturing Company | Bosch | SM048-1CSC-*****A | SM048-1AV*-*****A | Ground-Source | WBAHP-CB: Heat Pump Split Syst | Both Heat Pump and Electric Re | 208 | 1 | False |  |  | Dual-Speed |  |  |  | 48900 | 3018 | 16.2 | 13.4 | 37800 | 2840 | 3.9 | 3.1 | Non Federally-Regulated | 11/13/2018 |  | 11/19/2018
FHP Manufacturing Company | Bosch | SM060-1CSC-*****A | SM060-1AV*-*****A | Ground-Source | WBAHP-CB: Heat Pump Split Syst | Both Heat Pump and Electric Re | 208 | 1 | False |  |  | Dual-Speed |  |  |  | 58900 | 3658 | 16.1 | 13.4 | 49000 | 3779 | 3.8 | 3.1 | Non Federally-Regulated | 11/13/2018 |  | 11/19/2018
FHP Manufacturing Company | Bosch | SM060-1CSN-*****A | SM060-1AV*-*****A | Ground-Source | WBAHP-CB: Heat Pump Split Syst | Both Heat Pump and Electric Re | 208 | 1 | False |  |  | Dual-Speed |  |  |  | 58900 | 3658 | 16.1 | 13.4 | 49000 | 3779 | 3.8 | 3.1 | Non Federally-Regulated | 11/13/2018 |  | 11/19/2018
FHP Manufacturing Company | Bosch | CA009-0**-*****B |  | Ground-Source | WBAHP-O: Heat Pump Packaged Un | Heat Pump | 115 | 1 |  |  |  | Single-Speed |  |  |  | 9100 | 587 | 15.5 | 13.4 | 6000 | 549 | 3.2 | 3.1 | Non Federally-Regulated | 08/22/2016 |  | 11/19/2018
FHP Manufacturing Company | Bosch | CA015-0**-*****B |  | Ground-Source | WBAHP-O: Heat Pump Packaged Un | Heat Pump | 115 | 1 |  |  |  | Single-Speed |  |  |  | 14700 | 986 | 14.9 | 13.4 | 11000 | 1007 | 3.2 | 3.1 | Non Federally-Regulated | 08/22/2016 |  | 11/19/2018
FHP Manufacturing Company | BOSCH-GEO | BP009-1HZ/VT |  | Ground-Source | WBAHP: Heat Pump Packaged Unit | Heat Pump | 208 | 1 |  |  |  | Single-Speed |  |  |  | 9500 | 492 | 19.3 | 13.4 | 6800 | 553 | 3.6 | 3.1 | Non Federally-Regulated | 04/27/2016 |  | 11/19/2018
FHP Manufacturing Company | BOSCH-GEO | BP012-1HZ/VT |  | Ground-Source | WBAHP: Heat Pump Packaged Unit | Heat Pump | 208 | 1 |  |  |  | Single-Speed |  |  |  | 13000 | 742 | 17.5 | 13.4 | 10000 | 814 | 3.6 | 3.1 | Non Federally-Regulated | 04/27/2016 |  | 11/19/2018
FHP Manufacturing Company | BOSCH-GEO | BP024-1HZ/VT |  | Ground-Source | WBAHP: Heat Pump Packaged Unit | Heat Pump | 208 | 1 |  |  |  | Single-Speed |  |  |  | 26000 | 1232 | 21.1 | 13.4 | 18000 | 1318 | 4 | 3.1 | Non Federally-Regulated | 04/27/2016 |  | 11/19/2018
FHP Manufacturing Company | BOSCH-GEO | BP030-1HZ/VT |  | Ground-Source | WBAHP: Heat Pump Packaged Unit | Heat Pump | 208 | 1 |  |  |  | Single-Speed |  |  |  | 28500 | 1469 | 19.4 | 13.4 | 20500 | 1397 | 4.3 | 3.1 | Non Federally-Regulated | 04/27/2016 |  | 11/19/2018
FHP Manufacturing Company | BOSCH-GEO | BP042-1HZ/VT |  | Ground-Source | WBAHP: Heat Pump Packaged Unit | Heat Pump | 208 | 1 |  |  |  | Single-Speed |  |  |  | 42200 | 2000 | 21.1 | 13.4 | 26800 | 1915 | 4.1 | 3.1 | Non Federally-Regulated | 09/20/2016 |  | 11/19/2018
FHP Manufacturing Company | BOSCH-GEO | BP048-1HZ/VT |  | Ground-Source | WBAHP: Heat Pump Packaged Unit | Heat Pump | 208 | 1 |  |  |  | Single-Speed |  |  |  | 49500 | 2475 | 20 | 13.4 | 33400 | 2645 | 3.7 | 3.1 | Non Federally-Regulated | 04/27/2016 |  | 11/19/2018
FHP Manufacturing Company | BOSCH-GEO | SM048-1CF/HZ/VT |  | Ground-Source | WBAHP: Heat Pump Packaged Unit | Both Heat Pump and Electric Re | 208 | 1 |  |  |  | Dual-Speed |  |  |  | 51800 | 2683 | 19.3 | 13.4 | 51800 | 3614 | 4.2 | 3.1 | Non Federally-Regulated | 08/08/2017 |  | 11/19/2018
FHP Manufacturing Company | Comfortmaker | HS024* | EAM4X24L17 | Ground-Source | WBAHP-C: Heat Pump Split Syste | Heat Pump | 208 | 1 | False |  |  | Dual-Speed |  |  |  | 25300 | 1397 | 18.1 | 13.4 | 18900 | 1457 | 3.8 | 3.1 | Non Federally-Regulated | 04/27/2016 |  | 11/20/2018
FHP Manufacturing Company | Comfortmaker | HS024* | EAM4X24L17 | Ground-Water-Source | WBAHP-C: Heat Pump Split Syste | Heat Pump | 208 | 1 | False |  |  | Dual-Speed |  |  |  | 27200 | 1142 | 23.8 | 16.2 | 23400 | 1594 | 4.3 | 3.6 | Non Federally-Regulated | 04/27/2016 |  | 11/20/2018
FHP Manufacturing Company | Comfortmaker | HS024* | EAM4X24L17 | Water-Source | WBAHP-C: Heat Pump Split Syste | Heat Pump | 208 | 1 | False |  |  | Dual-Speed |  |  |  | 24400 | 1574 | 15.5 | 12 | 27700 | 1691 | 4.8 | 4.2 | Federally-Regulated Commercial & Industrial Equipment | 04/27/2016 |  | 11/20/2018
FHP Manufacturing Company | Comfortmaker | HS036* | FVM4X3600BL | Ground-Source | WBAHP-CB: Heat Pump Split Syst | Both Heat Pump and Electric Re | 208 | 1 | False |  |  | Dual-Speed |  |  |  | 36800 | 2177 | 16.9 | 13.4 | 26900 | 2189 | 3.6 | 3.1 | Non Federally-Regulated | 04/27/2016 |  | 11/20/2018
FHP Manufacturing Company | Comfortmaker | HS036* | FVM4X3600BL | Ground-Water-Source | WBAHP-CB: Heat Pump Split Syst | Both Heat Pump and Electric Re | 208 | 1 | False |  |  | Dual-Speed |  |  |  | 40300 | 1857 | 21.7 | 16.2 | 36700 | 2390 | 4.5 | 3.6 | Non Federally-Regulated | 04/27/2016 |  | 11/20/2018
FHP Manufacturing Company | Comfortmaker | HS036* | FVM4X3600BL | Water-Source | WBAHP-CB: Heat Pump Split Syst | Both Heat Pump and Electric Re | 208 | 1 | False |  |  | Dual-Speed |  |  |  | 35000 | 2397 | 14.6 | 12 | 45700 | 2678 | 5 | 4.2 | Federally-Regulated Commercial & Industrial Equipment | 04/27/2016 |  | 11/20/2018
FHP Manufacturing Company | Day & Night | HS036* | FVM4X3600BL | Ground-Source | WBAHP-CB: Heat Pump Split Syst | Both Heat Pump and Electric Re | 208 | 1 | False |  |  | Dual-Speed |  |  |  | 36800 | 2177 | 16.9 | 13.4 | 26900 | 2189 | 3.6 | 3.1 | Non Federally-Regulated | 04/27/2016 |  | 11/20/2018
FHP Manufacturing Company | Day & Night | HS036* | FVM4X3600BL | Ground-Water-Source | WBAHP-CB: Heat Pump Split Syst | Both Heat Pump and Electric Re | 208 | 1 | False |  |  | Dual-Speed |  |  |  | 40300 | 1857 | 21.7 | 16.2 | 36700 | 2390 | 4.5 | 3.6 | Non Federally-Regulated | 04/27/2016 |  | 11/20/2018
FHP Manufacturing Company | Day & Night | HS036* | FVM4X3600BL | Water-Source | WBAHP-CB: Heat Pump Split Syst | Both Heat Pump and Electric Re | 208 | 1 | False |  |  | Dual-Speed |  |  |  | 35000 | 2397 | 14.6 | 12 | 45700 | 2678 | 5 | 4.2 | Federally-Regulated Commercial & Industrial Equipment | 04/27/2016 |  | 11/20/2018
FHP Manufacturing Company | Day & Night | HS024* | EAM4X24L17 | Ground-Source | WBAHP-C: Heat Pump Split Syste | Heat Pump | 208 | 1 | False |  |  | Dual-Speed |  |  |  | 25300 | 1397 | 18.1 | 13.4 | 18900 | 1457 | 3.8 | 3.1 | Non Federally-Regulated | 04/27/2016 |  | 11/20/2018
FHP Manufacturing Company | Day & Night | HS024* | EAM4X24L17 | Ground-Water-Source | WBAHP-C: Heat Pump Split Syste | Heat Pump | 208 | 1 | False |  |  | Dual-Speed |  |  |  | 27200 | 1142 | 23.8 | 16.2 | 23400 | 1594 | 4.3 | 3.6 | Non Federally-Regulated | 04/27/2016 |  | 11/20/2018
FHP Manufacturing Company | Day & Night | HS024* | EAM4X24L17 | Water-Source | WBAHP-C: Heat Pump Split Syste | Heat Pump | 208 | 1 | False |  |  | Dual-Speed |  |  |  | 24400 | 1574 | 15.5 | 12 | 27700 | 1691 | 4.8 | 4.2 | Federally-Regulated Commercial & Industrial Equipment | 04/27/2016 |  | 11/20/2018
FHP Manufacturing Company | Heil | HS036* | FVM4X3600BL | Ground-Source | WBAHP-CB: Heat Pump Split Syst | Both Heat Pump and Electric Re | 208 | 1 | False |  |  | Dual-Speed |  |  |  | 36800 | 2177 | 16.9 | 13.4 | 26900 | 2189 | 3.6 | 3.1 | Non Federally-Regulated | 04/27/2016 |  | 11/20/2018
FHP Manufacturing Company | Heil | HS036* | FVM4X3600BL | Ground-Water-Source | WBAHP-CB: Heat Pump Split Syst | Both Heat Pump and Electric Re | 208 | 1 | False |  |  | Dual-Speed |  |  |  | 40300 | 1857 | 21.7 | 16.2 | 36700 | 2390 | 4.5 | 3.6 | Non Federally-Regulated | 04/27/2016 |  | 11/20/2018
FHP Manufacturing Company | Heil | HS036* | FVM4X3600BL | Water-Source | WBAHP-CB: Heat Pump Split Syst | Both Heat Pump and Electric Re | 208 | 1 | False |  |  | Dual-Speed |  |  |  | 35000 | 2397 | 14.6 | 12 | 45700 | 2678 | 5 | 4.2 | Federally-Regulated Commercial & Industrial Equipment | 04/27/2016 |  | 11/20/2018
FHP Manufacturing Company | Heil | HS024* | EAM4X24L17 | Ground-Source | WBAHP-C: Heat Pump Split Syste | Heat Pump | 208 | 1 | False |  |  | Dual-Speed |  |  |  | 25300 | 1397 | 18.1 | 13.4 | 18900 | 1457 | 3.8 | 3.1 | Non Federally-Regulated | 04/27/2016 |  | 11/20/2018
FHP Manufacturing Company | Heil | HS024* | EAM4X24L17 | Ground-Water-Source | WBAHP-C: Heat Pump Split Syste | Heat Pump | 208 | 1 | False |  |  | Dual-Speed |  |  |  | 27200 | 1142 | 23.8 | 16.2 | 23400 | 1594 | 4.3 | 3.6 | Non Federally-Regulated | 04/27/2016 |  | 11/20/2018
FHP Manufacturing Company | Heil | HS024* | EAM4X24L17 | Water-Source | WBAHP-C: Heat Pump Split Syste | Heat Pump | 208 | 1 | False |  |  | Dual-Speed |  |  |  | 24400 | 1574 | 15.5 | 12 | 27700 | 1691 | 4.8 | 4.2 | Federally-Regulated Commercial & Industrial Equipment | 04/27/2016 |  | 11/20/2018
FHP Manufacturing Company | Keeprite | HS036* | FVM4X3600BL | Ground-Source | WBAHP-CB: Heat Pump Split Syst | Both Heat Pump and Electric Re | 208 | 1 | False |  |  | Dual-Speed |  |  |  | 36800 | 2177 | 16.9 | 13.4 | 26900 | 2189 | 3.6 | 3.1 | Non Federally-Regulated | 04/27/2016 |  | 11/20/2018
FHP Manufacturing Company | Keeprite | HS036* | FVM4X3600BL | Ground-Water-Source | WBAHP-CB: Heat Pump Split Syst | Both Heat Pump and Electric Re | 208 | 1 | False |  |  | Dual-Speed |  |  |  | 40300 | 1857 | 21.7 | 16.2 | 36700 | 2390 | 4.5 | 3.6 | Non Federally-Regulated | 04/27/2016 |  | 11/20/2018
FHP Manufacturing Company | Keeprite | HS036* | FVM4X3600BL | Water-Source | WBAHP-CB: Heat Pump Split Syst | Both Heat Pump and Electric Re | 208 | 1 | False |  |  | Dual-Speed |  |  |  | 35000 | 2397 | 14.6 | 12 | 45700 | 2678 | 5 | 4.2 | Federally-Regulated Commercial & Industrial Equipment | 04/27/2016 |  | 11/20/2018
FHP Manufacturing Company | Keeprite | HS024* | EAM4X24L17 | Ground-Source | WBAHP-C: Heat Pump Split Syste | Heat Pump | 208 | 1 | False |  |  | Dual-Speed |  |  |  | 25300 | 1397 | 18.1 | 13.4 | 18900 | 1457 | 3.8 | 3.1 | Non Federally-Regulated | 04/27/2016 |  | 11/20/2018
FHP Manufacturing Company | Keeprite | HS024* | EAM4X24L17 | Ground-Water-Source | WBAHP-C: Heat Pump Split Syste | Heat Pump | 208 | 1 | False |  |  | Dual-Speed |  |  |  | 27200 | 1142 | 23.8 | 16.2 | 23400 | 1594 | 4.3 | 3.6 | Non Federally-Regulated | 04/27/2016 |  | 11/20/2018
FHP Manufacturing Company | Keeprite | HS024* | EAM4X24L17 | Water-Source | WBAHP-C: Heat Pump Split Syste | Heat Pump | 208 | 1 | False |  |  | Dual-Speed |  |  |  | 24400 | 1574 | 15.5 | 12 | 27700 | 1691 | 4.8 | 4.2 | Federally-Regulated Commercial & Industrial Equipment | 04/27/2016 |  | 11/20/2018
FHP Manufacturing Company | Tempstar | HS036* | FVM4X3600BL | Ground-Source | WBAHP-CB: Heat Pump Split Syst | Both Heat Pump and Electric Re | 208 | 1 | False |  |  | Dual-Speed |  |  |  | 36800 | 2177 | 16.9 | 13.4 | 26900 | 2189 | 3.6 | 3.1 | Non Federally-Regulated | 04/27/2016 |  | 11/20/2018
FHP Manufacturing Company | Tempstar | HS036* | FVM4X3600BL | Ground-Water-Source | WBAHP-CB: Heat Pump Split Syst | Both Heat Pump and Electric Re | 208 | 1 | False |  |  | Dual-Speed |  |  |  | 40300 | 1857 | 21.7 | 16.2 | 36700 | 2390 | 4.5 | 3.6 | Non Federally-Regulated | 04/27/2016 |  | 11/20/2018
FHP Manufacturing Company | Tempstar | HS036* | FVM4X3600BL | Water-Source | WBAHP-CB: Heat Pump Split Syst | Both Heat Pump and Electric Re | 208 | 1 | False |  |  | Dual-Speed |  |  |  | 35000 | 2397 | 14.6 | 12 | 45700 | 2678 | 5 | 4.2 | Federally-Regulated Commercial & Industrial Equipment | 04/27/2016 |  | 11/20/2018
FHP Manufacturing Company | Tempstar | HS024* | EAM4X24L17 | Ground-Source | WBAHP-C: Heat Pump Split Syste | Heat Pump | 208 | 1 | False |  |  | Dual-Speed |  |  |  | 25300 | 1397 | 18.1 | 13.4 | 18900 | 1457 | 3.8 | 3.1 | Non Federally-Regulated | 04/27/2016 |  | 11/20/2018
FHP Manufacturing Company | Tempstar | HS024* | EAM4X24L17 | Ground-Water-Source | WBAHP-C: Heat Pump Split Syste | Heat Pump | 208 | 1 | False |  |  | Dual-Speed |  |  |  | 27200 | 1142 | 23.8 | 16.2 | 23400 | 1594 | 4.3 | 3.6 | Non Federally-Regulated | 04/27/2016 |  | 11/20/2018
FHP Manufacturing Company | Tempstar | HS024* | EAM4X24L17 | Water-Source | WBAHP-C: Heat Pump Split Syste | Heat Pump | 208 | 1 | False |  |  | Dual-Speed |  |  |  | 24400 | 1574 | 15.5 | 12 | 27700 | 1691 | 4.8 | 4.2 | Federally-Regulated Commercial & Industrial Equipment | 04/27/2016 |  | 11/20/2018
ClimateMaster Inc. | TRANQUILITY HI RISE SERIES | TSL30 B |  | Ground-Source | WBAHP: Heat Pump Packaged Unit | Heat Pump | 208 | 1 |  |  |  | Single-Speed |  |  |  | 29500 | 1603 | 18.4 | 13.4 | 21000 | 1663 | 3.7 | 3.1 | Non Federally-Regulated | 11/13/2018 |  | 11/27/2018
ClimateMaster Inc. | TRANQUILITY HI RISE SERIES | TSL30 A |  | Ground-Source | WBAHP: Heat Pump Packaged Unit | Heat Pump | 208 | 1 |  |  |  | Single-Speed |  |  |  | 29500 | 1638 | 18 | 13.4 | 21000 | 1810 | 3.4 | 3.1 | Non Federally-Regulated | 11/13/2018 |  | 11/27/2018
ClimateMaster Inc. | TRANQUILITY HI RISE SERIES | TSL24 B |  | Ground-Source | WBAHP: Heat Pump Packaged Unit | Heat Pump | 208 | 1 |  |  |  | Single-Speed |  |  |  | 26500 | 1365 | 19.4 | 13.4 | 18500 | 1506 | 3.6 | 3.1 | Non Federally-Regulated | 11/13/2018 |  | 11/27/2018
ClimateMaster Inc. | TRANQUILITY HI RISE SERIES | TSL24 A |  | Ground-Source | WBAHP: Heat Pump Packaged Unit | Heat Pump | 208 | 1 |  |  |  | Single-Speed |  |  |  | 26000 | 1452 | 17.9 | 13.4 | 18500 | 1594 | 3.4 | 3.1 | Non Federally-Regulated | 11/13/2018 |  | 11/27/2018
ClimateMaster Inc. | TRANQUILITY HI RISE SERIES | TSL15 B |  | Ground-Source | WBAHP: Heat Pump Packaged Unit | Heat Pump | 208 | 1 |  |  |  | Single-Speed |  |  |  | 15400 | 802 | 19.2 | 13.4 | 11000 | 871 | 3.7 | 3.1 | Non Federally-Regulated | 11/13/2018 |  | 11/27/2018
ClimateMaster Inc. | TRANQUILITY HI RISE SERIES | TSM30 B |  | Water-Source | WBAHP-O: Heat Pump Packaged Un | Heat Pump | 208 | 1 |  |  |  | Single-Speed |  |  |  | 28000 | 1854 | 15.1 | 11.2 | 34500 | 2022 | 5 | 4.2 | Federally-Regulated Commercial & Industrial Equipment | 05/16/2018 |  | 11/27/2018
ClimateMaster Inc. | TRANQUILITY HI RISE SERIES | TSM30 B |  | Ground-Source | WBAHP-O: Heat Pump Packaged Un | Heat Pump | 208 | 1 |  |  |  | Single-Speed |  |  |  | 29000 | 1647 | 17.6 | 13.4 | 22200 | 1807 | 3.6 | 3.1 | Non Federally-Regulated | 05/16/2018 |  | 11/27/2018
ClimateMaster Inc. | TRANQUILITY HI RISE SERIES | TSM30 A |  | Water-Source | WBAHP-O: Heat Pump Packaged Un | Heat Pump | 208 | 1 |  |  |  | Single-Speed |  |  |  | 27500 | 2052 | 13.4 | 11.2 | 34500 | 2151 | 4.7 | 4.2 | Federally-Regulated Commercial & Industrial Equipment | 05/16/2018 |  | 11/27/2018
ClimateMaster Inc. | TRANQUILITY HI RISE SERIES | TSM30 A |  | Ground-Source | WBAHP-O: Heat Pump Packaged Un | Heat Pump | 208 | 1 |  |  |  | Single-Speed |  |  |  | 28500 | 1875 | 15.2 | 13.4 | 22000 | 1953 | 3.3 | 3.1 | Non Federally-Regulated | 05/16/2018 |  | 11/27/2018
ClimateMaster Inc. | TRANQUILITY HI RISE SERIES | TSM24 B |  | Water-Source | WBAHP-O: Heat Pump Packaged Un | Heat Pump | 208 | 1 |  |  |  | Single-Speed |  |  |  | 25000 | 1592 | 15.7 | 11.2 | 32500 | 1867 | 5.1 | 4.2 | Federally-Regulated Commercial & Industrial Equipment | 05/16/2018 |  | 11/27/2018
ClimateMaster Inc. | TRANQUILITY HI RISE SERIES | TSM24 B |  | Ground-Source | WBAHP-O: Heat Pump Packaged Un | Heat Pump | 208 | 1 |  |  |  | Single-Speed |  |  |  | 26500 | 1432 | 18.5 | 13.4 | 18200 | 1523 | 3.5 | 3.1 | Non Federally-Regulated | 05/16/2018 |  | 11/27/2018
ClimateMaster Inc. | TRANQUILITY HI RISE SERIES | TSM24 A |  | Water-Source | WBAHP-O: Heat Pump Packaged Un | Heat Pump | 208 | 1 |  |  |  | Single-Speed |  |  |  | 25000 | 1736 | 14.4 | 11.2 | 32500 | 1943 | 4.9 | 4.2 | Federally-Regulated Commercial & Industrial Equipment | 05/16/2018 |  | 11/27/2018
ClimateMaster Inc. | TRANQUILITY HI RISE SERIES | TSM24 A |  | Ground-Source | WBAHP-O: Heat Pump Packaged Un | Heat Pump | 208 | 1 |  |  |  | Single-Speed |  |  |  | 26500 | 1577 | 16.8 | 13.4 | 18400 | 1586 | 3.4 | 3.1 | Non Federally-Regulated | 05/16/2018 |  | 11/27/2018
ClimateMaster Inc. | TRANQUILITY HI RISE SERIES | TSM15 B |  | Water-Source | WBAHP-O: Heat Pump Packaged Un | Heat Pump | 208 | 1 |  |  |  | Single-Speed |  |  |  | 14600 | 918 | 15.9 | 11.2 | 17500 | 967 | 5.3 | 4.2 | Federally-Regulated Commercial & Industrial Equipment | 05/16/2018 |  | 11/27/2018
ClimateMaster Inc. | TRANQUILITY HI RISE SERIES | TSM15 B |  | Ground-Source | WBAHP-O: Heat Pump Packaged Un | Heat Pump | 208 | 1 |  |  |  | Single-Speed |  |  |  | 15500 | 824 | 18.8 | 13.4 | 11000 | 895 | 3.6 | 3.1 | Non Federally-Regulated | 05/16/2018 |  | 11/27/2018
ClimateMaster Inc. | TRANQUILITY HI RISE SERIES | TSM15 A |  | Water-Source | WBAHP-O: Heat Pump Packaged Un | Heat Pump | 208 | 1 |  |  |  | Single-Speed |  |  |  | 14300 | 1075 | 13.3 | 11.2 | 18000 | 1099 | 4.8 | 4.2 | Federally-Regulated Commercial & Industrial Equipment | 05/16/2018 |  | 11/27/2018
ClimateMaster Inc. | TRANQUILITY HI RISE SERIES | TSM15 A |  | Ground-Source | WBAHP-O: Heat Pump Packaged Un | Heat Pump | 208 | 1 |  |  |  | Single-Speed |  |  |  | 15200 | 974 | 15.6 | 13.4 | 11500 | 1021 | 3.3 | 3.1 | Non Federally-Regulated | 05/16/2018 |  | 11/27/2018
ClimateMaster Inc. | TRANQUILITY HI RISE SERIES | TSL15 A |  | Ground-Source | WBAHP: Heat Pump Packaged Unit | Heat Pump | 208 | 1 |  |  |  | Single-Speed |  |  |  | 15400 | 870 | 17.7 | 13.4 | 11500 | 936 | 3.6 | 3.1 | Non Federally-Regulated | 11/13/2018 |  | 11/27/2018
ClimateMaster Inc. | TRANQUILITY HI RISE SERIES | TSL36 A |  | Ground-Source | WBAHP: Heat Pump Packaged Unit | Heat Pump | 208 | 1 |  |  |  | Single-Speed |  |  |  | 36000 | 2168 | 16.6 | 13.4 | 25500 | 2135 | 3.5 | 3.1 | Non Federally-Regulated | 11/13/2018 |  | 11/27/2018
ClimateMaster Inc. | TRANQUILITY HI RISE SERIES | TSL12 A |  | Ground-Source | WBAHP: Heat Pump Packaged Unit | Heat Pump | 208 | 1 |  |  |  | Single-Speed |  |  |  | 12600 | 792 | 15.9 | 13.4 | 9200 | 842 | 3.2 | 3.1 | Non Federally-Regulated | 11/13/2018 |  | 11/27/2018
ClimateMaster Inc. | TRANQUILITY HI RISE SERIES | TSL09 A |  | Ground-Source | WBAHP: Heat Pump Packaged Unit | Heat Pump | 208 | 1 |  |  |  | Single-Speed |  |  |  | 10100 | 655 | 15.4 | 13.4 | 7200 | 659 | 3.2 | 3.1 | Non Federally-Regulated | 11/13/2018 |  | 11/27/2018
ClimateMaster Inc. | TRANQUILITY HI RISE SERIES | TSM12 A |  | Water-Source | WBAHP-O: Heat Pump Packaged Un | Heat Pump | 208 | 1 |  |  |  | Single-Speed |  |  |  | 11400 | 826 | 13.8 | 11.2 | 16000 | 919 | 5.1 | 4.2 | Federally-Regulated Commercial & Industrial Equipment | 05/16/2018 |  | 11/27/2018
ClimateMaster Inc. | TRANQUILITY HI RISE SERIES | TSM12 A |  | Ground-Source | WBAHP-O: Heat Pump Packaged Un | Heat Pump | 208 | 1 |  |  |  | Single-Speed |  |  |  | 12200 | 762 | 16 | 13.4 | 9700 | 861 | 3.3 | 3.1 | Non Federally-Regulated | 05/16/2018 |  | 11/27/2018
ClimateMaster Inc. | TRANQUILITY HI RISE SERIES | TSM09 A |  | Water-Source | WBAHP-O: Heat Pump Packaged Un | Heat Pump | 208 | 1 |  |  |  | Single-Speed |  |  |  | 9700 | 697 | 13.9 | 11.2 | 12700 | 715 | 5.2 | 4.2 | Federally-Regulated Commercial & Industrial Equipment | 05/16/2018 |  | 11/27/2018
ClimateMaster Inc. | TRANQUILITY HI RISE SERIES | TSM09 A |  | Ground-Source | WBAHP-O: Heat Pump Packaged Un | Heat Pump | 208 | 1 |  |  |  | Single-Speed |  |  |  | 10300 | 635 | 16.2 | 13.4 | 7600 | 696 | 3.2 | 3.1 | Non Federally-Regulated | 05/16/2018 |  | 11/27/2018
ClimateMaster Inc. | TRANQUILITY TRE SERIES | TRE036D |  | Water-Source | WBAHP: Heat Pump Packaged Unit | Heat Pump | 208 | 3 |  |  |  | Single-Speed |  |  |  | 35000 | 2464 | 14.2 | 11.2 | 42700 | 2502 | 5 | 4.2 | Federally-Regulated Commercial & Industrial Equipment | 10/10/2017 |  | 11/27/2018
ClimateMaster Inc. | TRANQUILITY TRE SERIES | TRE036D |  | Ground-Water-Source | WBAHP: Heat Pump Packaged Unit | Heat Pump | 208 | 3 |  |  |  | Single-Speed |  |  |  | 39800 | 1834 | 21.7 | 16.2 | 35400 | 2357 | 4.4 | 3.6 | Non Federally-Regulated | 10/10/2017 |  | 11/27/2018
ClimateMaster Inc. | TRANQUILITY TRE SERIES | TRE036D |  | Ground-Source | WBAHP: Heat Pump Packaged Unit | Heat Pump | 208 | 3 |  |  |  | Single-Speed |  |  |  | 35000 | 2121 | 16.5 | 13.4 | 28100 | 2287 | 3.6 | 3.1 | Non Federally-Regulated | 10/10/2017 |  | 11/27/2018
Enertech Global, LLC | GEOEXCEL | AZS060*4****B |  | Water-Source | WBAHP: Heat Pump Packaged Unit | Heat Pump | 575 | 3 |  |  |  | Single-Speed |  |  |  | 58400 | 3792 | 15.4 | 11.2 | 75700 | 4527 | 4.9 | 4.2 | Federally-Regulated Commercial & Industrial Equipment | 11/30/2016 |  | 11/28/2018
Enertech Global, LLC | GEOEXCEL | AZS060*4****B |  | Ground-Source | WBAHP: Heat Pump Packaged Unit | Heat Pump | 575 | 3 |  |  |  | Single-Speed |  |  |  | 60500 | 3398 | 17.8 | 13.4 | 49200 | 3794 | 3.8 | 3.1 | Non Federally-Regulated | 11/30/2016 |  | 11/28/2018
Enertech Global, LLC | GEOEXCEL | AYT048*2 |  | Ground-Water-Source | WBAHP: Heat Pump Packaged Unit | Heat Pump | 208 | 3 |  |  |  | Single-Speed |  |  |  | 57100 | 2179 | 26.2 | 16.2 | 49500 | 2789 | 5.2 | 3.6 | Non Federally-Regulated | 02/23/2016 |  | 11/28/2018
Enertech Global, LLC | GEOEXCEL | AYT048*2 |  | Ground-Source | WBAHP: Heat Pump Packaged Unit | Heat Pump | 208 | 3 |  |  |  | Single-Speed |  |  |  | 53300 | 2638 | 20.2 | 13.4 | 39900 | 2719 | 4.3 | 3.1 | Non Federally-Regulated | 02/18/2016 |  | 11/28/2018
Enertech Global, LLC | GEOCOMFORT | GZT048******B |  | Water-Source | WBAHP: Heat Pump Packaged Unit | Heat Pump | 208 | 1 |  |  |  | Single-Speed |  |  |  | 47600 | 3012 | 15.8 | 11.2 | 58300 | 3486 | 4.9 | 4.2 | Federally-Regulated Commercial & Industrial Equipment | 09/08/2017 |  | 11/28/2018
Enertech Global, LLC | GEOCOMFORT | GZT048******B |  | Ground-Source | WBAHP: Heat Pump Packaged Unit | Heat Pump | 208 | 1 |  |  |  | Single-Speed |  |  |  | 49800 | 2721 | 18.3 | 13.4 | 37900 | 2848 | 3.9 | 3.1 | Non Federally-Regulated | 09/08/2017 |  | 11/28/2018
Waterfurnace International, Inc. | VERSATEC VS | UVV/UVH048**3*1 |  | Water-Source | WBAHP: Heat Pump Packaged Unit | Heat Pump | 208 | 3 |  |  |  | Variable-Speed |  |  |  | 47500 | 2861 | 16.6 | 11.2 | 60000 | 3256 | 5.4 | 4.2 | Federally-Regulated Commercial & Industrial Equipment | 06/22/2017 |  | 11/28/2018
Waterfurnace International, Inc. | VERSATEC VS | UVV/UVH048**3*1 |  | Ground-Water-Source | WBAHP: Heat Pump Packaged Unit | Heat Pump | 208 | 3 |  |  |  | Variable-Speed |  |  |  | 53000 | 2038 | 26 | 16.2 | 46000 | 2868 | 4.7 | 3.6 | Non Federally-Regulated | 06/22/2017 |  | 11/28/2018
Waterfurnace International, Inc. | VERSATEC VS | UVV/UVH048**3*1 |  | Ground-Source | WBAHP: Heat Pump Packaged Unit | Heat Pump | 208 | 3 |  |  |  | Variable-Speed |  |  |  | 48000 | 2400 | 20 | 13.4 | 38000 | 2930 | 3.8 | 3.1 | Non Federally-Regulated | 06/22/2017 |  | 11/28/2018
Waterfurnace International, Inc. | YORK BY JOHNSON CONTROLS | YGSH023**3*1 |  | Water-Source | WBAHP: Heat Pump Packaged Unit | Heat Pump | 208 | 3 |  |  |  | Single-Speed |  |  |  | 23000 | 1533 | 15 | 11.2 | 26000 | 1621 | 4.7 | 4.2 | Federally-Regulated Commercial & Industrial Equipment | 07/11/2016 |  | 11/28/2018
Waterfurnace International, Inc. | YORK BY JOHNSON CONTROLS | YGSH023**3*1 |  | Ground-Water-Source | WBAHP: Heat Pump Packaged Unit | Heat Pump | 208 | 3 |  |  |  | Single-Speed |  |  |  | 25400 | 1104 | 23 | 16.2 | 21900 | 1492 | 4.3 | 3.6 | Non Federally-Regulated | 07/11/2016 |  | 11/28/2018
Waterfurnace International, Inc. | YORK BY JOHNSON CONTROLS | YGSH023**3*1 |  | Ground-Source | WBAHP: Heat Pump Packaged Unit | Heat Pump | 208 | 3 |  |  |  | Single-Speed |  |  |  | 23900 | 1405 | 17 | 13.4 | 17000 | 1383 | 3.6 | 3.1 | Non Federally-Regulated | 07/11/2016 |  | 11/28/2018
Waterfurnace International, Inc. | YORK BY JOHNSON CONTROLS | YAST049**1 | SAH048* | Water-Source | WBAHP-CB: Heat Pump Split Syst | Heat Pump | 208 | 1 | False |  |  | Dual-Speed |  |  |  | 43200 | 2805 | 15.4 | 12 | 56300 | 3235 | 5.1 | 4.2 | Federally-Regulated Commercial & Industrial Equipment | 06/26/2017 |  | 11/28/2018
Waterfurnace International, Inc. | YORK BY JOHNSON CONTROLS | YAST049**1 | SAH048* | Ground-Water-Source | WBAHP-CB: Heat Pump Split Syst | Heat Pump | 208 | 1 | False |  |  | Dual-Speed |  |  |  | 51000 | 2107 | 24.2 | 16.2 | 47100 | 3000 | 4.6 | 3.6 | Non Federally-Regulated | 06/26/2017 |  | 11/28/2018
Waterfurnace International, Inc. | PREMIUM G | GTS049*1 | SAH048* | Water-Source | WBAHP-CB: Heat Pump Split Syst | Heat Pump | 208 | 1 | False |  |  | Dual-Speed |  |  |  | 43200 | 2805 | 15.4 | 12 | 56300 | 3235 | 5.1 | 4.2 | Federally-Regulated Commercial & Industrial Equipment | 06/26/2017 |  | 11/28/2018
Waterfurnace International, Inc. | PREMIUM G | GTS049*1 | SAH048* | Ground-Water-Source | WBAHP-CB: Heat Pump Split Syst | Heat Pump | 208 | 1 | False |  |  | Dual-Speed |  |  |  | 51000 | 2107 | 24.2 | 16.2 | 47100 | 3000 | 4.6 | 3.6 | Non Federally-Regulated | 06/26/2017 |  | 11/28/2018
Waterfurnace International, Inc. | PREMIUM G | GTS049*1 | SAH048* | Ground-Source | WBAHP-CB: Heat Pump Split Syst | Heat Pump | 208 | 1 | False |  |  | Dual-Speed |  |  |  | 46300 | 2572 | 18 | 13.4 | 37700 | 2833 | 3.9 | 3.1 | Non Federally-Regulated | 06/26/2017 |  | 11/28/2018
Waterfurnace International, Inc. | 5 SERIES OUTDOOR SPLITS | NDS049H1 | SAH048* | Water-Source | WBAHP-CB: Heat Pump Split Syst | Heat Pump | 208 | 1 | False |  |  | Dual-Speed |  |  |  | 43200 | 2805 | 15.4 | 12 | 56300 | 3235 | 5.1 | 4.2 | Federally-Regulated Commercial & Industrial Equipment | 05/10/2017 |  | 11/28/2018
Waterfurnace International, Inc. | 5 SERIES OUTDOOR SPLITS | NDS049H1 | SAH048* | Ground-Water-Source | WBAHP-CB: Heat Pump Split Syst | Heat Pump | 208 | 1 | False |  |  | Dual-Speed |  |  |  | 51000 | 2107 | 24.2 | 16.2 | 47100 | 3000 | 4.6 | 3.6 | Non Federally-Regulated | 05/10/2017 |  | 11/28/2018
Waterfurnace International, Inc. | 5 SERIES OUTDOOR SPLITS | NDS049H1 | SAH048* | Ground-Source | WBAHP-CB: Heat Pump Split Syst | Heat Pump | 208 | 1 | False |  |  | Dual-Speed |  |  |  | 46300 | 2572 | 18 | 13.4 | 37700 | 2833 | 3.9 | 3.1 | Non Federally-Regulated | 05/10/2017 |  | 11/28/2018
Trane U.S. Inc. | Trane | EXHF0421 |  | Water-Source | WBAHP: Heat Pump Packaged Unit | Heat Pump | 208 | 1 |  |  |  | Single-Speed |  |  |  | 42500 | 2529 | 16.8 | 11.2 | 52400 | 2897 | 5.3 | 4.2 | Federally-Regulated Commercial & Industrial Equipment | 02/23/2016 |  | 11/28/2018
Trane U.S. Inc. | Trane | EXHF0421 |  | Ground-Water-Source | WBAHP: Heat Pump Packaged Unit | Heat Pump | 208 | 1 |  |  |  | Single-Speed |  |  |  | 45800 | 1965 | 23.3 | 16.2 | 43100 | 2687 | 4.7 | 3.6 | Non Federally-Regulated | 02/23/2016 |  | 11/28/2018
Trane U.S. Inc. | Trane | EXHF0421 |  | Ground-Source | WBAHP: Heat Pump Packaged Unit | Heat Pump | 208 | 1 |  |  |  | Single-Speed |  |  |  | 43700 | 2362 | 18.5 | 13.4 | 34200 | 2570 | 3.9 | 3.1 | Non Federally-Regulated | 02/23/2016 |  | 11/28/2018
Trane U.S. Inc. | Trane | GECE0067 |  | Water-Source | WBAHP-O: Heat Pump Packaged Un | Heat Pump | 265 | 1 |  |  |  | Single-Speed |  |  |  | 7500 | 600 | 12.5 | 11.2 | 9100 | 567 | 4.7 | 4.2 | Federally-Regulated Commercial & Industrial Equipment | 12/01/2016 |  | 11/28/2018
Trane U.S. Inc. | Trane | GECE0067 |  | Ground-Water-Source | WBAHP-O: Heat Pump Packaged Un | Heat Pump | 265 | 1 |  |  |  | Single-Speed |  |  |  | 8500 | 458 | 18.5 | 16.2 | 7600 | 552 | 4 | 3.6 | Non Federally-Regulated | 12/01/2016 |  | 11/28/2018
Trane U.S. Inc. | Trane | GECE0067 |  | Ground-Source | WBAHP-O: Heat Pump Packaged Un | Heat Pump | 265 | 1 |  |  |  | Single-Speed |  |  |  | 7800 | 540 | 14.4 | 13.4 | 5900 | 540 | 3.2 | 3.1 | Non Federally-Regulated | 12/01/2016 |  | 11/28/2018
Trane U.S. Inc. | Trane | VSHE0604 |  | Water-Source | WBAHP: Heat Pump Packaged Unit | Heat Pump | 460 | 3 |  |  |  | Variable-Speed |  |  |  | 60700 | 4101 | 14.8 | 11.2 | 81600 | 4512 | 5.3 | 4.2 | Federally-Regulated Commercial & Industrial Equipment | 02/23/2016 |  | 11/28/2018
Trane U.S. Inc. | Trane | VSHE0604 |  | Ground-Source | WBAHP: Heat Pump Packaged Unit | Heat Pump | 460 | 3 |  |  |  | Variable-Speed |  |  |  | 63200 | 3717 | 17 | 13.4 | 50400 | 3887 | 3.8 | 3.1 | Non Federally-Regulated | 02/23/2016 |  | 11/28/2018
AAON, Inc. | AAON, Inc. | RQ-003-1-0-BCAY-V0-10-000-A |  | Ground-Source | WBAHP: Heat Pump Packaged Unit | Both Heat Pump and Electric Re | 208 | 1 |  |  |  | Single-Speed |  |  |  | 38400 | 2370 | 16.2 | 13.4 | 28000 | 2486 | 3.3 | 3.1 | Non Federally-Regulated | 11/13/2018 |  | 11/28/2018
AAON, Inc. | AAON, Inc. | WH-024-1-H-ACAC-C0-10-100-A |  | Ground-Source | WBAHP: Heat Pump Packaged Unit | Heat Pump | 208 | 1 |  |  |  | Single-Speed |  |  |  | 24200 | 1466 | 16.5 | 13.4 | 16000 | 1512 | 3.1 | 3.1 | Non Federally-Regulated | 11/13/2018 |  | 11/28/2018
AAON, Inc. | AAON, Inc. | WV-060-A-H-ACAC-C0-10-200-A |  | Ground-Source | WBAHP: Heat Pump Packaged Unit | Heat Pump | 265 | 1 |  |  |  | Single-Speed |  |  |  | 62000 | 3583 | 17.3 | 13.4 | 51000 | 3321 | 4.5 | 3.1 | Non Federally-Regulated | 11/13/2018 |  | 11/28/2018
Bard Manufacturing Company, Inc. | Bard | GV27S2AA |  | Ground-Water-Source | WBAHP: Heat Pump Packaged Unit | Both Heat Pump and Electric Re | 208 | 1 |  |  |  | Dual-Speed |  |  |  | 26800 | 1155 | 23.2 | 16.2 | 26200 | 1535 | 5 | 3.6 | Non Federally-Regulated | 11/12/2015 |  | 11/28/2018
Bard Manufacturing Company, Inc. | Bard | GV27S2AA |  | Ground-Source | WBAHP: Heat Pump Packaged Unit | Both Heat Pump and Electric Re | 208 | 1 |  |  |  | Dual-Speed |  |  |  | 26600 | 1486 | 17.9 | 13.4 | 20200 | 1644 | 3.6 | 3.1 | Non Federally-Regulated | 11/12/2015 |  | 11/28/2018
Bard Manufacturing Company, Inc. | Bard | GV51S3AA |  | Ground-Water-Source | WBAHP: Heat Pump Packaged Unit | Both Heat Pump and Electric Re | 208 | 1 |  |  |  | Dual-Speed |  |  |  | 53500 | 2465 | 21.7 | 16.2 | 49500 | 3260 | 4.5 | 3.6 | Non Federally-Regulated | 11/29/2016 |  | 11/28/2018
Bard Manufacturing Company, Inc. | Bard | GV51S3AA |  | Ground-Source | WBAHP: Heat Pump Packaged Unit | Both Heat Pump and Electric Re | 208 | 1 |  |  |  | Dual-Speed |  |  |  | 49500 | 2894 | 17.1 | 13.4 | 39500 | 3087 | 3.8 | 3.1 | Non Federally-Regulated | 11/29/2016 |  | 11/28/2018
Enertech Global, LLC | Hydron Module | HZS036*2***1B |  | Water-Source | WBAHP: Heat Pump Packaged Unit | Heat Pump | 208 | 3 |  |  |  | Single-Speed |  |  |  | 36800 | 2190 | 16.8 | 11.2 | 43300 | 2394 | 5.3 | 4.2 | Federally-Regulated Commercial & Industrial Equipment | 11/30/2016 |  | 11/28/2018
Enertech Global, LLC | Hydron Module | HZS036*2***1B |  | Ground-Source | WBAHP: Heat Pump Packaged Unit | Heat Pump | 208 | 3 |  |  |  | Single-Speed |  |  |  | 38400 | 1969 | 19.5 | 13.4 | 27600 | 2022 | 4 | 3.1 | Non Federally-Regulated | 11/30/2016 |  | 11/28/2018
Enertech Global, LLC | Hydron Module | HRT024A | MPD024 | Ground-Source | WBAHP-CB: Heat Pump Split Syst | Heat Pump | 208 | 1 | False |  |  | Single-Speed |  |  |  | 24600 | 1556 | 15.8 | 13.4 | 18000 | 1598 | 3.3 | 3.1 | Non Federally-Regulated | 11/30/2016 |  | 11/28/2018
Enertech Global, LLC | Tetco | TZS060*4****B |  | Water-Source | WBAHP: Heat Pump Packaged Unit | Heat Pump | 575 | 3 |  |  |  | Single-Speed |  |  |  | 58400 | 3792 | 15.4 | 11.2 | 75700 | 4527 | 4.9 | 4.2 | Federally-Regulated Commercial & Industrial Equipment | 09/08/2017 |  | 11/28/2018
Enertech Global, LLC | Tetco | TZS060*4****B |  | Ground-Source | WBAHP: Heat Pump Packaged Unit | Heat Pump | 575 | 3 |  |  |  | Single-Speed |  |  |  | 60500 | 3398 | 17.8 | 13.4 | 49200 | 3794 | 3.8 | 3.1 | Non Federally-Regulated | 09/08/2017 |  | 11/28/2018
Enertech Global, LLC | Tetco | TYT048*2 |  | Ground-Water-Source | WBAHP: Heat Pump Packaged Unit | Heat Pump | 208 | 3 |  |  |  | Single-Speed |  |  |  | 57100 | 2179 | 26.2 | 16.2 | 49500 | 2789 | 5.2 | 3.6 | Non Federally-Regulated | 06/28/2016 |  | 11/28/2018
Enertech Global, LLC | Tetco | TYT048*2 |  | Ground-Source | WBAHP: Heat Pump Packaged Unit | Heat Pump | 208 | 3 |  |  |  | Single-Speed |  |  |  | 53300 | 2638 | 20.2 | 13.4 | 39900 | 2719 | 4.3 | 3.1 | Non Federally-Regulated | 06/28/2016 |  | 11/28/2018
FHP Manufacturing Company | Heil | HP036D/H/V |  | Water-Source | WBAHP: Heat Pump Packaged Unit | Heat Pump | 208 | 1 |  |  |  | Dual-Speed |  |  |  | 36000 | 2465 | 14.6 | 11.2 | 43000 | 2625 | 4.8 | 4.2 | Federally-Regulated Commercial & Industrial Equipment | 05/26/2016 |  | 11/28/2018
FHP Manufacturing Company | Heil | HP036D/H/V |  | Ground-Water-Source | WBAHP: Heat Pump Packaged Unit | Heat Pump | 208 | 1 |  |  |  | Dual-Speed |  |  |  | 42000 | 1944 | 21.6 | 16.2 | 36000 | 2512 | 4.2 | 3.6 | Non Federally-Regulated | 05/26/2016 |  | 11/28/2018
FHP Manufacturing Company | Heil | HP036D/H/V |  | Ground-Source | WBAHP: Heat Pump Packaged Unit | Heat Pump | 208 | 1 |  |  |  | Dual-Speed |  |  |  | 38000 | 2209 | 17.2 | 13.4 | 28000 | 2159 | 3.8 | 3.1 | Non Federally-Regulated | 05/26/2016 |  | 11/28/2018
FHP Manufacturing Company | GEOEXCEL | CU018-2**-*****B |  | Water-Source | WBAHP-O: Heat Pump Packaged Un | Heat Pump | 265 | 1 |  |  |  | Single-Speed |  |  |  | 16900 | 1385 | 12.2 | 11.2 | 20800 | 1417 | 4.3 | 4.2 | Federally-Regulated Commercial & Industrial Equipment | 08/22/2016 |  | 11/28/2018
FHP Manufacturing Company | GEOEXCEL | CU018-2**-*****B |  | Ground-Water-Source | WBAHP-O: Heat Pump Packaged Un | Heat Pump | 265 | 1 |  |  |  | Single-Speed |  |  |  | 20100 | 1104 | 18.2 | 16.2 | 17500 | 1424 | 3.6 | 3.6 | Non Federally-Regulated | 08/22/2016 |  | 11/28/2018
FHP Manufacturing Company | GEOEXCEL | CU018-2**-*****B |  | Ground-Source | WBAHP-O: Heat Pump Packaged Un | Heat Pump | 265 | 1 |  |  |  | Single-Speed |  |  |  | 17900 | 1260 | 14.2 | 13.4 | 13900 | 1273 | 3.2 | 3.1 | Non Federally-Regulated | 08/22/2016 |  | 11/28/2018
FHP Manufacturing Company | GEOEXCEL | CU018-1**-*****B |  | Water-Source | WBAHP-O: Heat Pump Packaged Un | Heat Pump | 208 | 1 |  |  |  | Single-Speed |  |  |  | 16900 | 1385 | 12.2 | 11.2 | 20800 | 1417 | 4.3 | 4.2 | Federally-Regulated Commercial & Industrial Equipment | 08/22/2016 |  | 11/28/2018
FHP Manufacturing Company | GEOEXCEL | CU018-1**-*****B |  | Ground-Water-Source | WBAHP-O: Heat Pump Packaged Un | Heat Pump | 208 | 1 |  |  |  | Single-Speed |  |  |  | 20100 | 1104 | 18.2 | 16.2 | 17500 | 1424 | 3.6 | 3.6 | Non Federally-Regulated | 08/22/2016 |  | 11/28/2018
FHP Manufacturing Company | GEOEXCEL | CU018-1**-*****B |  | Ground-Source | WBAHP-O: Heat Pump Packaged Un | Heat Pump | 208 | 1 |  |  |  | Single-Speed |  |  |  | 17900 | 1260 | 14.2 | 13.4 | 13900 | 1273 | 3.2 | 3.1 | Non Federally-Regulated | 08/22/2016 |  | 11/28/2018
FHP Manufacturing Company | GEOEXCEL | ES035-4CF/HZ/VT*-*****A |  | Water-Source | WBAHP: Heat Pump Packaged Unit | Heat Pump | 460 | 3 |  |  |  | Dual-Speed |  |  |  | 36000 | 2465 | 14.6 | 11.2 | 43000 | 2625 | 4.8 | 4.2 | Federally-Regulated Commercial & Industrial Equipment | 05/26/2016 |  | 11/28/2018
FHP Manufacturing Company | GEOEXCEL | ES035-4CF/HZ/VT*-*****A |  | Ground-Water-Source | WBAHP: Heat Pump Packaged Unit | Heat Pump | 460 | 3 |  |  |  | Dual-Speed |  |  |  | 42000 | 1944 | 21.6 | 16.2 | 36000 | 2512 | 4.2 | 3.6 | Non Federally-Regulated | 05/26/2016 |  | 11/28/2018
FHP Manufacturing Company | GEOEXCEL | ES035-4CF/HZ/VT*-*****A |  | Ground-Source | WBAHP: Heat Pump Packaged Unit | Heat Pump | 460 | 3 |  |  |  | Dual-Speed |  |  |  | 38000 | 2209 | 17.2 | 13.4 | 28000 | 2159 | 3.8 | 3.1 | Non Federally-Regulated | 05/26/2016 |  | 11/28/2018
FHP Manufacturing Company | FHP | CA018-1**-*****B |  | Water-Source | WBAHP-O: Heat Pump Packaged Un | Heat Pump | 208 | 1 |  |  |  | Single-Speed |  |  |  | 16900 | 1385 | 12.2 | 11.2 | 20800 | 1417 | 4.3 | 4.2 | Federally-Regulated Commercial & Industrial Equipment | 08/22/2016 |  | 11/28/2018
FHP Manufacturing Company | FHP | CA018-1**-*****B |  | Ground-Water-Source | WBAHP-O: Heat Pump Packaged Un | Heat Pump | 208 | 1 |  |  |  | Single-Speed |  |  |  | 20100 | 1104 | 18.2 | 16.2 | 17500 | 1424 | 3.6 | 3.6 | Non Federally-Regulated | 08/22/2016 |  | 11/28/2018
FHP Manufacturing Company | FHP | CA018-1**-*****B |  | Ground-Source | WBAHP-O: Heat Pump Packaged Un | Heat Pump | 208 | 1 |  |  |  | Single-Speed |  |  |  | 17900 | 1260 | 14.2 | 13.4 | 13900 | 1273 | 3.2 | 3.1 | Non Federally-Regulated | 08/22/2016 |  | 11/28/2018
FHP Manufacturing Company | FHP | BC018-2**-*****B |  | Water-Source | WBAHP-O: Heat Pump Packaged Un | Heat Pump | 265 | 1 |  |  |  | Single-Speed |  |  |  | 16900 | 1385 | 12.2 | 11.2 | 20800 | 1417 | 4.3 | 4.2 | Federally-Regulated Commercial & Industrial Equipment | 08/22/2016 |  | 11/28/2018
FHP Manufacturing Company | FHP | BC018-2**-*****B |  | Ground-Water-Source | WBAHP-O: Heat Pump Packaged Un | Heat Pump | 265 | 1 |  |  |  | Single-Speed |  |  |  | 20100 | 1104 | 18.2 | 16.2 | 17500 | 1424 | 3.6 | 3.6 | Non Federally-Regulated | 08/22/2016 |  | 11/28/2018
FHP Manufacturing Company | FHP | BC018-2**-*****B |  | Ground-Source | WBAHP-O: Heat Pump Packaged Un | Heat Pump | 265 | 1 |  |  |  | Single-Speed |  |  |  | 17900 | 1260 | 14.2 | 13.4 | 13900 | 1273 | 3.2 | 3.1 | Non Federally-Regulated | 08/22/2016 |  | 11/28/2018
FHP Manufacturing Company | FHP | CA018-2**-*****B |  | Water-Source | WBAHP-O: Heat Pump Packaged Un | Heat Pump | 265 | 1 |  |  |  | Single-Speed |  |  |  | 16900 | 1385 | 12.2 | 11.2 | 20800 | 1417 | 4.3 | 4.2 | Federally-Regulated Commercial & Industrial Equipment | 08/22/2016 |  | 11/28/2018
FHP Manufacturing Company | FHP | CA018-2**-*****B |  | Ground-Water-Source | WBAHP-O: Heat Pump Packaged Un | Heat Pump | 265 | 1 |  |  |  | Single-Speed |  |  |  | 20100 | 1104 | 18.2 | 16.2 | 17500 | 1424 | 3.6 | 3.6 | Non Federally-Regulated | 08/22/2016 |  | 11/28/2018
FHP Manufacturing Company | FHP | CA018-2**-*****B |  | Ground-Source | WBAHP-O: Heat Pump Packaged Un | Heat Pump | 265 | 1 |  |  |  | Single-Speed |  |  |  | 17900 | 1260 | 14.2 | 13.4 | 13900 | 1273 | 3.2 | 3.1 | Non Federally-Regulated | 08/22/2016 |  | 11/28/2018
FHP Manufacturing Company | FHP | BC018-1**-*****B |  | Water-Source | WBAHP-O: Heat Pump Packaged Un | Heat Pump | 208 | 1 |  |  |  | Single-Speed |  |  |  | 16900 | 1385 | 12.2 | 11.2 | 20800 | 1417 | 4.3 | 4.2 | Federally-Regulated Commercial & Industrial Equipment | 08/22/2016 |  | 11/28/2018
FHP Manufacturing Company | FHP | BC018-1**-*****B |  | Ground-Water-Source | WBAHP-O: Heat Pump Packaged Un | Heat Pump | 208 | 1 |  |  |  | Single-Speed |  |  |  | 20100 | 1104 | 18.2 | 16.2 | 17500 | 1424 | 3.6 | 3.6 | Non Federally-Regulated | 08/22/2016 |  | 11/28/2018
FHP Manufacturing Company | FHP | BC018-1**-*****B |  | Ground-Source | WBAHP-O: Heat Pump Packaged Un | Heat Pump | 208 | 1 |  |  |  | Single-Speed |  |  |  | 17900 | 1260 | 14.2 | 13.4 | 13900 | 1273 | 3.2 | 3.1 | Non Federally-Regulated | 08/22/2016 |  | 11/28/2018
FHP Manufacturing Company | FHP | ES035-4CF/HZ/VT*-*****A |  | Water-Source | WBAHP: Heat Pump Packaged Unit | Heat Pump | 460 | 3 |  |  |  | Dual-Speed |  |  |  | 36000 | 2465 | 14.6 | 11.2 | 43000 | 2625 | 4.8 | 4.2 | Federally-Regulated Commercial & Industrial Equipment | 05/26/2016 |  | 11/28/2018
FHP Manufacturing Company | FHP | ES035-4CF/HZ/VT*-*****A |  | Ground-Water-Source | WBAHP: Heat Pump Packaged Unit | Heat Pump | 460 | 3 |  |  |  | Dual-Speed |  |  |  | 42000 | 1944 | 21.6 | 16.2 | 36000 | 2512 | 4.2 | 3.6 | Non Federally-Regulated | 05/26/2016 |  | 11/28/2018
FHP Manufacturing Company | FHP | ES035-4CF/HZ/VT*-*****A |  | Ground-Source | WBAHP: Heat Pump Packaged Unit | Heat Pump | 460 | 3 |  |  |  | Dual-Speed |  |  |  | 38000 | 2209 | 17.2 | 13.4 | 28000 | 2159 | 3.8 | 3.1 | Non Federally-Regulated | 05/26/2016 |  | 11/28/2018
FHP Manufacturing Company | FHP | LM048-4VT/CF/HZ*-*****A |  | Ground-Source | WBAHP: Heat Pump Packaged Unit | Both Heat Pump and Electric Re | 460 | 3 |  |  |  | Dual-Speed |  |  |  | 51300 | 2736 | 18.75 | 13.4 | 36900 | 2772 | 3.9 | 3.1 | Non Federally-Regulated | 11/13/2018 |  | 11/28/2018
FHP Manufacturing Company | Arcoaire | HP036D/H/V |  | Water-Source | WBAHP: Heat Pump Packaged Unit | Heat Pump | 208 | 1 |  |  |  | Dual-Speed |  |  |  | 36000 | 2465 | 14.6 | 11.2 | 43000 | 2625 | 4.8 | 4.2 | Federally-Regulated Commercial & Industrial Equipment | 05/25/2016 |  | 11/28/2018
FHP Manufacturing Company | Arcoaire | HP036D/H/V |  | Ground-Water-Source | WBAHP: Heat Pump Packaged Unit | Heat Pump | 208 | 1 |  |  |  | Dual-Speed |  |  |  | 42000 | 1944 | 21.6 | 16.2 | 36000 | 2512 | 4.2 | 3.6 | Non Federally-Regulated | 05/25/2016 |  | 11/28/2018
FHP Manufacturing Company | Arcoaire | HP036D/H/V |  | Ground-Source | WBAHP: Heat Pump Packaged Unit | Heat Pump | 208 | 1 |  |  |  | Dual-Speed |  |  |  | 38000 | 2209 | 17.2 | 13.4 | 28000 | 2159 | 3.8 | 3.1 | Non Federally-Regulated | 05/25/2016 |  | 11/28/2018
FHP Manufacturing Company | Bosch | CA018-1**-*****B |  | Water-Source | WBAHP-O: Heat Pump Packaged Un | Heat Pump | 208 | 1 |  |  |  | Single-Speed |  |  |  | 16900 | 1385 | 12.2 | 11.2 | 20800 | 1417 | 4.3 | 4.2 | Federally-Regulated Commercial & Industrial Equipment | 08/22/2016 |  | 11/28/2018
FHP Manufacturing Company | Bosch | CA018-1**-*****B |  | Ground-Water-Source | WBAHP-O: Heat Pump Packaged Un | Heat Pump | 208 | 1 |  |  |  | Single-Speed |  |  |  | 20100 | 1104 | 18.2 | 16.2 | 17500 | 1424 | 3.6 | 3.6 | Non Federally-Regulated | 08/22/2016 |  | 11/28/2018
FHP Manufacturing Company | Bosch | CA018-1**-*****B |  | Ground-Source | WBAHP-O: Heat Pump Packaged Un | Heat Pump | 208 | 1 |  |  |  | Single-Speed |  |  |  | 17900 | 1260 | 14.2 | 13.4 | 13900 | 1273 | 3.2 | 3.1 | Non Federally-Regulated | 08/22/2016 |  | 11/28/2018
FHP Manufacturing Company | Bosch | CA018-2**-*****B |  | Water-Source | WBAHP-O: Heat Pump Packaged Un | Heat Pump | 265 | 1 |  |  |  | Single-Speed |  |  |  | 16900 | 1385 | 12.2 | 11.2 | 20800 | 1417 | 4.3 | 4.2 | Federally-Regulated Commercial & Industrial Equipment | 08/22/2016 |  | 11/28/2018
FHP Manufacturing Company | Bosch | CA018-2**-*****B |  | Ground-Water-Source | WBAHP-O: Heat Pump Packaged Un | Heat Pump | 265 | 1 |  |  |  | Single-Speed |  |  |  | 20100 | 1104 | 18.2 | 16.2 | 17500 | 1424 | 3.6 | 3.6 | Non Federally-Regulated | 08/22/2016 |  | 11/28/2018
FHP Manufacturing Company | Bosch | CA018-2**-*****B |  | Ground-Source | WBAHP-O: Heat Pump Packaged Un | Heat Pump | 265 | 1 |  |  |  | Single-Speed |  |  |  | 17900 | 1260 | 14.2 | 13.4 | 13900 | 1273 | 3.2 | 3.1 | Non Federally-Regulated | 08/22/2016 |  | 11/28/2018
FHP Manufacturing Company | Bosch | ES035-4CF/HZ/VT*-*****A |  | Water-Source | WBAHP: Heat Pump Packaged Unit | Heat Pump | 460 | 3 |  |  |  | Dual-Speed |  |  |  | 36000 | 2465 | 14.6 | 11.2 | 43000 | 2625 | 4.8 | 4.2 | Federally-Regulated Commercial & Industrial Equipment | 05/25/2016 |  | 11/28/2018
FHP Manufacturing Company | Bosch | ES035-4CF/HZ/VT*-*****A |  | Ground-Water-Source | WBAHP: Heat Pump Packaged Unit | Heat Pump | 460 | 3 |  |  |  | Dual-Speed |  |  |  | 42000 | 1944 | 21.6 | 16.2 | 36000 | 2512 | 4.2 | 3.6 | Non Federally-Regulated | 05/25/2016 |  | 11/28/2018
FHP Manufacturing Company | Bosch | ES035-4CF/HZ/VT*-*****A |  | Ground-Source | WBAHP: Heat Pump Packaged Unit | Heat Pump | 460 | 3 |  |  |  | Dual-Speed |  |  |  | 38000 | 2209 | 17.2 | 13.4 | 28000 | 2159 | 3.8 | 3.1 | Non Federally-Regulated | 05/25/2016 |  | 11/28/2018
FHP Manufacturing Company | Bosch | SM048-1CF/HZ/VT |  | Ground-Source | WBAHP: Heat Pump Packaged Unit | Both Heat Pump and Electric Re | 208 | 1 |  |  |  | Dual-Speed |  |  |  | 51300 | 2736 | 18.75 | 13.4 | 36900 | 2772 | 3.9 | 3.1 | Non Federally-Regulated | 11/13/2018 |  | 11/28/2018
FHP Manufacturing Company | Bosch | SM048-1VT/CF*-*****B* |  | Water-Source | WBAHP: Heat Pump Packaged Unit | Both Heat Pump and Electric Re | 208 | 1 |  |  |  | Dual-Speed |  |  |  | 50500 | 3023 | 16.7 | 11.2 | 60300 | 3155 | 5.6 | 4.2 | Federally-Regulated Commercial & Industrial Equipment | 08/08/2017 |  | 11/28/2018
FHP Manufacturing Company | Bosch | SM048-1VT/CF*-*****B* |  | Ground-Water-Source | WBAHP: Heat Pump Packaged Unit | Both Heat Pump and Electric Re | 208 | 1 |  |  |  | Dual-Speed |  |  |  | 56900 | 2257 | 25.2 | 16.2 | 49200 | 2942 | 4.9 | 3.6 | Non Federally-Regulated | 08/08/2017 |  | 11/28/2018
FHP Manufacturing Company | Bosch | SM048-1VT/CF*-*****B* |  | Ground-Source | WBAHP: Heat Pump Packaged Unit | Both Heat Pump and Electric Re | 208 | 1 |  |  |  | Dual-Speed |  |  |  | 51800 | 2683 | 19.3 | 13.4 | 38200 | 2665 | 4.2 | 3.1 | Non Federally-Regulated | 08/08/2017 |  | 11/28/2018
FHP Manufacturing Company | Bosch | LM048-4VT/CF/HZ*-*****A |  | Ground-Source | WBAHP: Heat Pump Packaged Unit | Both Heat Pump and Electric Re | 460 | 3 |  |  |  | Dual-Speed |  |  |  | 51300 | 2736 | 18.75 | 13.4 | 36900 | 2772 | 3.9 | 3.1 | Non Federally-Regulated | 11/13/2018 |  | 11/28/2018
FHP Manufacturing Company | BOSCH-GEO | SM048-1CF/HZ/VT |  | Water-Source | WBAHP: Heat Pump Packaged Unit | Both Heat Pump and Electric Re | 208 | 1 |  |  |  | Dual-Speed |  |  |  | 50500 | 3023 | 16.7 | 11.2 | 60300 | 3155 | 5.6 | 4.2 | Federally-Regulated Commercial & Industrial Equipment | 08/08/2017 |  | 11/28/2018
FHP Manufacturing Company | BOSCH-GEO | SM048-1CF/HZ/VT |  | Ground-Water-Source | WBAHP: Heat Pump Packaged Unit | Both Heat Pump and Electric Re | 208 | 1 |  |  |  | Dual-Speed |  |  |  | 56900 | 2257 | 25.2 | 16.2 | 49200 | 2942 | 4.9 | 3.6 | Non Federally-Regulated | 08/08/2017 |  | 11/28/2018
FHP Manufacturing Company | BOSCH-GEO | SM048-1CF/HZ/VT |  | Ground-Source | WBAHP: Heat Pump Packaged Unit | Both Heat Pump and Electric Re | 208 | 1 |  |  |  | Dual-Speed |  |  |  | 51300 | 2736 | 18.75 | 13.4 | 36900 | 2772 | 3.9 | 3.1 | Non Federally-Regulated | 11/19/2018 |  | 11/28/2018
FHP Manufacturing Company | Bryant | GC048C/H/V******1*X1 + UI |  | Water-Source | WBAHP: Heat Pump Packaged Unit | Both Heat Pump and Electric Re | 208 | 1 |  |  |  | Dual-Speed |  |  |  | 49200 | 2963 | 16.6 | 11.2 | 56100 | 3102 | 5.3 | 4.2 | Federally-Regulated Commercial & Industrial Equipment | 04/27/2016 |  | 11/28/2018
FHP Manufacturing Company | Bryant | GC048C/H/V******1*X1 + UI |  | Ground-Water-Source | WBAHP: Heat Pump Packaged Unit | Both Heat Pump and Electric Re | 208 | 1 |  |  |  | Dual-Speed |  |  |  | 55300 | 2185 | 25.3 | 16.2 | 46300 | 2887 | 4.7 | 3.6 | Non Federally-Regulated | 04/27/2016 |  | 11/28/2018
FHP Manufacturing Company | Bryant | GC048C/H/V******1*X1 + UI |  | Ground-Source | WBAHP: Heat Pump Packaged Unit | Both Heat Pump and Electric Re | 208 | 1 |  |  |  | Dual-Speed |  |  |  | 51300 | 2736 | 18.75 | 13.4 | 36900 | 2772 | 3.9 | 3.1 | Non Federally-Regulated | 11/13/2018 |  | 11/28/2018
FHP Manufacturing Company | Bryant | GT048C/H/V******1*X1 |  | Ground-Source | WBAHP: Heat Pump Packaged Unit | Both Heat Pump and Electric Re | 208 | 1 |  |  |  | Dual-Speed |  |  |  | 51300 | 2736 | 18.75 | 13.4 | 36900 | 2772 | 3.9 | 3.1 | Non Federally-Regulated | 11/13/2018 |  | 11/28/2018
FHP Manufacturing Company | Carrier | 50PEC18****3/B |  | Water-Source | WBAHP-O: Heat Pump Packaged Un | Heat Pump | 208 | 1 |  |  |  | Single-Speed |  |  |  | 16900 | 1385 | 12.2 | 11.2 | 20800 | 1417 | 4.3 | 4.2 | Federally-Regulated Commercial & Industrial Equipment | 08/22/2016 |  | 11/28/2018
FHP Manufacturing Company | Carrier | 50PEC18****3/B |  | Ground-Water-Source | WBAHP-O: Heat Pump Packaged Un | Heat Pump | 208 | 1 |  |  |  | Single-Speed |  |  |  | 20100 | 1104 | 18.2 | 16.2 | 17500 | 1424 | 3.6 | 3.6 | Non Federally-Regulated | 08/22/2016 |  | 11/28/2018
FHP Manufacturing Company | Carrier | 50PEC18****3/B |  | Ground-Source | WBAHP-O: Heat Pump Packaged Un | Heat Pump | 208 | 1 |  |  |  | Single-Speed |  |  |  | 17900 | 1260 | 14.2 | 13.4 | 13900 | 1273 | 3.2 | 3.1 | Non Federally-Regulated | 08/22/2016 |  | 11/28/2018
FHP Manufacturing Company | Carrier | 50PEC18****4/B |  | Water-Source | WBAHP-O: Heat Pump Packaged Un | Heat Pump | 265 | 1 |  |  |  | Single-Speed |  |  |  | 16900 | 1385 | 12.2 | 11.2 | 20800 | 1417 | 4.3 | 4.2 | Federally-Regulated Commercial & Industrial Equipment | 08/22/2016 |  | 11/28/2018
FHP Manufacturing Company | Carrier | 50PEC18****4/B |  | Ground-Water-Source | WBAHP-O: Heat Pump Packaged Un | Heat Pump | 265 | 1 |  |  |  | Single-Speed |  |  |  | 20100 | 1104 | 18.2 | 16.2 | 17500 | 1424 | 3.6 | 3.6 | Non Federally-Regulated | 08/22/2016 |  | 11/28/2018
FHP Manufacturing Company | Carrier | 50PEC18****4/B |  | Ground-Source | WBAHP-O: Heat Pump Packaged Un | Heat Pump | 265 | 1 |  |  |  | Single-Speed |  |  |  | 17900 | 1260 | 14.2 | 13.4 | 13900 | 1273 | 3.2 | 3.1 | Non Federally-Regulated | 08/22/2016 |  | 11/28/2018
FHP Manufacturing Company | Carrier | 50PTD/H/V048***6/FA |  | Ground-Source | WBAHP: Heat Pump Packaged Unit | Both Heat Pump and Electric Re | 460 | 3 |  |  |  | Dual-Speed |  |  |  | 51300 | 2736 | 18.75 | 13.4 | 36900 | 2772 | 3.9 | 3.1 | Non Federally-Regulated | 11/13/2018 |  | 11/28/2018
FHP Manufacturing Company | Carrier | GC048C/H/V******1**1 + UI |  | Water-Source | WBAHP: Heat Pump Packaged Unit | Both Heat Pump and Electric Re | 208 | 1 |  |  |  | Dual-Speed |  |  |  | 49200 | 2963 | 16.6 | 11.2 | 56100 | 3102 | 5.3 | 4.2 | Federally-Regulated Commercial & Industrial Equipment | 04/27/2016 |  | 11/28/2018
FHP Manufacturing Company | Carrier | GC048C/H/V******1**1 + UI |  | Ground-Water-Source | WBAHP: Heat Pump Packaged Unit | Both Heat Pump and Electric Re | 208 | 1 |  |  |  | Dual-Speed |  |  |  | 55300 | 2185 | 25.3 | 16.2 | 46300 | 2887 | 4.7 | 3.6 | Non Federally-Regulated | 04/27/2016 |  | 11/28/2018
FHP Manufacturing Company | Carrier | GC048C/H/V******1**1 + UI |  | Ground-Source | WBAHP: Heat Pump Packaged Unit | Both Heat Pump and Electric Re | 208 | 1 |  |  |  | Dual-Speed |  |  |  | 51300 | 2736 | 18.75 | 13.4 | 36900 | 2772 | 3.9 | 3.1 | Non Federally-Regulated | 11/13/2018 |  | 11/28/2018
FHP Manufacturing Company | Carrier | GT048C/H/V******1**1 |  | Ground-Source | WBAHP: Heat Pump Packaged Unit | Both Heat Pump and Electric Re | 208 | 1 |  |  |  | Dual-Speed |  |  |  | 51300 | 2736 | 18.75 | 13.4 | 36900 | 2772 | 3.9 | 3.1 | Non Federally-Regulated | 11/13/2018 |  | 11/28/2018
FHP Manufacturing Company | Comfortmaker | HP036D/H/V |  | Water-Source | WBAHP: Heat Pump Packaged Unit | Heat Pump | 208 | 1 |  |  |  | Dual-Speed |  |  |  | 36000 | 2465 | 14.6 | 11.2 | 43000 | 2625 | 4.8 | 4.2 | Federally-Regulated Commercial & Industrial Equipment | 05/25/2016 |  | 11/28/2018
FHP Manufacturing Company | Comfortmaker | HP036D/H/V |  | Ground-Water-Source | WBAHP: Heat Pump Packaged Unit | Heat Pump | 208 | 1 |  |  |  | Dual-Speed |  |  |  | 42000 | 1944 | 21.6 | 16.2 | 36000 | 2512 | 4.2 | 3.6 | Non Federally-Regulated | 05/25/2016 |  | 11/28/2018
FHP Manufacturing Company | Comfortmaker | HP036D/H/V |  | Ground-Source | WBAHP: Heat Pump Packaged Unit | Heat Pump | 208 | 1 |  |  |  | Dual-Speed |  |  |  | 38000 | 2209 | 17.2 | 13.4 | 28000 | 2159 | 3.8 | 3.1 | Non Federally-Regulated | 05/25/2016 |  | 11/28/2018
FHP Manufacturing Company | Day & Night | HP036D/H/V |  | Water-Source | WBAHP: Heat Pump Packaged Unit | Heat Pump | 208 | 1 |  |  |  | Dual-Speed |  |  |  | 36000 | 2465 | 14.6 | 11.2 | 43000 | 2625 | 4.8 | 4.2 | Federally-Regulated Commercial & Industrial Equipment | 05/25/2016 |  | 11/28/2018
FHP Manufacturing Company | Day & Night | HP036D/H/V |  | Ground-Water-Source | WBAHP: Heat Pump Packaged Unit | Heat Pump | 208 | 1 |  |  |  | Dual-Speed |  |  |  | 42000 | 1944 | 21.6 | 16.2 | 36000 | 2512 | 4.2 | 3.6 | Non Federally-Regulated | 05/25/2016 |  | 11/28/2018
FHP Manufacturing Company | Day & Night | HP036D/H/V |  | Ground-Source | WBAHP: Heat Pump Packaged Unit | Heat Pump | 208 | 1 |  |  |  | Dual-Speed |  |  |  | 38000 | 2209 | 17.2 | 13.4 | 28000 | 2159 | 3.8 | 3.1 | Non Federally-Regulated | 05/25/2016 |  | 11/28/2018
FHP Manufacturing Company | Keeprite | HP036D/H/V |  | Water-Source | WBAHP: Heat Pump Packaged Unit | Heat Pump | 208 | 1 |  |  |  | Dual-Speed |  |  |  | 36000 | 2465 | 14.6 | 11.2 | 43000 | 2625 | 4.8 | 4.2 | Federally-Regulated Commercial & Industrial Equipment | 05/26/2016 |  | 11/28/2018
FHP Manufacturing Company | Keeprite | HP036D/H/V |  | Ground-Water-Source | WBAHP: Heat Pump Packaged Unit | Heat Pump | 208 | 1 |  |  |  | Dual-Speed |  |  |  | 42000 | 1944 | 21.6 | 16.2 | 36000 | 2512 | 4.2 | 3.6 | Non Federally-Regulated | 05/26/2016 |  | 11/28/2018
FHP Manufacturing Company | Keeprite | HP036D/H/V |  | Ground-Source | WBAHP: Heat Pump Packaged Unit | Heat Pump | 208 | 1 |  |  |  | Dual-Speed |  |  |  | 38000 | 2209 | 17.2 | 13.4 | 28000 | 2159 | 3.8 | 3.1 | Non Federally-Regulated | 05/26/2016 |  | 11/28/2018
FHP Manufacturing Company | Tempstar | HP036D/H/V |  | Water-Source | WBAHP: Heat Pump Packaged Unit | Heat Pump | 208 | 1 |  |  |  | Dual-Speed |  |  |  | 36000 | 2465 | 14.6 | 11.2 | 43000 | 2625 | 4.8 | 4.2 | Federally-Regulated Commercial & Industrial Equipment | 05/26/2016 |  | 11/28/2018
FHP Manufacturing Company | Tempstar | HP036D/H/V |  | Ground-Water-Source | WBAHP: Heat Pump Packaged Unit | Heat Pump | 208 | 1 |  |  |  | Dual-Speed |  |  |  | 42000 | 1944 | 21.6 | 16.2 | 36000 | 2512 | 4.2 | 3.6 | Non Federally-Regulated | 05/26/2016 |  | 11/28/2018
FHP Manufacturing Company | Tempstar | HP036D/H/V |  | Ground-Source | WBAHP: Heat Pump Packaged Unit | Heat Pump | 208 | 1 |  |  |  | Dual-Speed |  |  |  | 38000 | 2209 | 17.2 | 13.4 | 28000 | 2159 | 3.8 | 3.1 | Non Federally-Regulated | 05/26/2016 |  | 11/28/2018
Johnson Controls, Inc. | Johnson Controls | VSCS09*6****0 (ECM) |  | Water-Source | WBAHP: Heat Pump Packaged Unit | Heat Pump | 265 | 1 |  |  |  | Single-Speed |  |  |  | 9100 | 650 | 14 | 11.2 | 11600 | 739 | 4.6 | 4.2 | Federally-Regulated Commercial & Industrial Equipment | 11/13/2015 |  | 11/28/2018
Johnson Controls, Inc. | Johnson Controls | VSCS09*6****0 (ECM) |  | Ground-Water-Source | WBAHP: Heat Pump Packaged Unit | Heat Pump | 265 | 1 |  |  |  | Single-Speed |  |  |  | 10200 | 510 | 20 | 16.2 | 9100 | 666 | 4 | 3.6 | Non Federally-Regulated | 11/13/2015 |  | 11/28/2018
Johnson Controls, Inc. | Johnson Controls | VSCS09*6****0 (ECM) |  | Ground-Source | WBAHP: Heat Pump Packaged Unit | Heat Pump | 265 | 1 |  |  |  | Single-Speed |  |  |  | 9400 | 652 | 14.4 | 13.4 | 6800 | 603 | 3.3 | 3.1 | Non Federally-Regulated | 11/13/2015 |  | 11/28/2018
Johnson Controls, Inc. | Johnson Controls | VSCS24*1****0 (ECM) |  | Water-Source | WBAHP: Heat Pump Packaged Unit | Heat Pump | 208 | 1 |  |  |  | Single-Speed |  |  |  | 24600 | 1795 | 13.7 | 11.2 | 30000 | 1911 | 4.6 | 4.2 | Federally-Regulated Commercial & Industrial Equipment | 11/13/2015 |  | 11/28/2018
Johnson Controls, Inc. | Johnson Controls | VSCS24*1****0 (ECM) |  | Ground-Water-Source | WBAHP: Heat Pump Packaged Unit | Heat Pump | 208 | 1 |  |  |  | Single-Speed |  |  |  | 28200 | 1299 | 21.7 | 16.2 | 24000 | 1758 | 4 | 3.6 | Non Federally-Regulated | 11/13/2015 |  | 11/28/2018
Johnson Controls, Inc. | Johnson Controls | VSCS24*1****0 (ECM) |  | Ground-Source | WBAHP: Heat Pump Packaged Unit | Heat Pump | 208 | 1 |  |  |  | Single-Speed |  |  |  | 26100 | 1621 | 16.1 | 13.4 | 17900 | 1589 | 3.3 | 3.1 | Non Federally-Regulated | 11/13/2015 |  | 11/28/2018
FHP Manufacturing Company | Bryant | GC048C/H/V******1*X1 + UI |  | Water-Source | WBAHP: Heat Pump Packaged Unit | Both Heat Pump and Electric Re | 208 | 1 |  |  |  | Dual-Speed |  |  |  | 49200 | 3133 | 15.7 | 11.2 | 56100 | 3255 | 5.1 | 4.2 | Federally-Regulated Commercial & Industrial Equipment | 11/28/2018 |  | 12/07/2018
FHP Manufacturing Company | Bryant | GC048C/H/V******1*X1 + UI |  | Ground-Water-Source | WBAHP: Heat Pump Packaged Unit | Both Heat Pump and Electric Re | 208 | 1 |  |  |  | Dual-Speed |  |  |  | 55300 | 2261 | 24.45 | 16.2 | 46300 | 2982 | 4.6 | 3.6 | Non Federally-Regulated | 11/28/2018 |  | 12/07/2018
FHP Manufacturing Company | Bryant | GC048C/H/V******1*X1 + UI |  | Ground-Source | WBAHP: Heat Pump Packaged Unit | Both Heat Pump and Electric Re | 208 | 1 |  |  |  | Dual-Speed |  |  |  | 51300 | 2736 | 18.75 | 13.4 | 36900 | 2772 | 3.9 | 3.1 | Non Federally-Regulated | 11/28/2018 |  | 12/07/2018
FHP Manufacturing Company | Bryant | GT048C/H/V******1*X1 |  | Water-Source | WBAHP: Heat Pump Packaged Unit | Both Heat Pump and Electric Re | 208 | 1 |  |  |  | Dual-Speed |  |  |  | 49200 | 3133 | 15.7 | 11.2 | 56100 | 3255 | 5.1 | 4.2 | Federally-Regulated Commercial & Industrial Equipment | 11/28/2018 |  | 12/07/2018
FHP Manufacturing Company | Bryant | GT048C/H/V******1*X1 |  | Ground-Water-Source | WBAHP: Heat Pump Packaged Unit | Both Heat Pump and Electric Re | 208 | 1 |  |  |  | Dual-Speed |  |  |  | 55300 | 2261 | 24.45 | 16.2 | 46300 | 2982 | 4.6 | 3.6 | Non Federally-Regulated | 11/28/2018 |  | 12/07/2018
FHP Manufacturing Company | Bryant | GT048C/H/V******1*X1 |  | Ground-Source | WBAHP: Heat Pump Packaged Unit | Both Heat Pump and Electric Re | 208 | 1 |  |  |  | Dual-Speed |  |  |  | 51300 | 2736 | 18.75 | 13.4 | 36900 | 2772 | 3.9 | 3.1 | Non Federally-Regulated | 11/28/2018 |  | 12/07/2018
FHP Manufacturing Company | Bryant | GC060C/H/V******1*X1 + UI |  | Water-Source | WBAHP: Heat Pump Packaged Unit | Both Heat Pump and Electric Re | 208 | 1 |  |  |  | Dual-Speed |  |  |  | 63800 | 3752 | 17 | 11.2 | 73300 | 4131 | 5.2 | 4.2 | Federally-Regulated Commercial & Industrial Equipment | 04/27/2016 |  | 12/07/2018
FHP Manufacturing Company | BOSCH-GEO | SM048-1CF/HZ/VT |  | Water-Source | WBAHP: Heat Pump Packaged Unit | Both Heat Pump and Electric Re | 208 | 1 |  |  |  | Dual-Speed |  |  |  | 49200 | 3133 | 15.7 | 11.2 | 56100 | 3255 | 5.1 | 4.2 | Federally-Regulated Commercial & Industrial Equipment | 11/28/2018 |  | 12/07/2018
FHP Manufacturing Company | BOSCH-GEO | SM048-1CF/HZ/VT |  | Ground-Water-Source | WBAHP: Heat Pump Packaged Unit | Both Heat Pump and Electric Re | 208 | 1 |  |  |  | Dual-Speed |  |  |  | 55300 | 2261 | 24.45 | 16.2 | 46300 | 2982 | 4.6 | 3.6 | Non Federally-Regulated | 11/28/2018 |  | 12/07/2018
FHP Manufacturing Company | BOSCH-GEO | SM048-1CF/HZ/VT |  | Ground-Source | WBAHP: Heat Pump Packaged Unit | Both Heat Pump and Electric Re | 208 | 1 |  |  |  | Dual-Speed |  |  |  | 51300 | 2736 | 18.75 | 13.4 | 36900 | 2772 | 3.9 | 3.1 | Non Federally-Regulated | 11/28/2018 |  | 12/07/2018
FHP Manufacturing Company | Aquarius | EP048-1HZ/VT |  | Water-Source | WBAHP: Heat Pump Packaged Unit | Heat Pump | 208 | 1 |  |  |  | Single-Speed |  |  |  | 47400 | 2755 | 17.2 | 11.2 | 50000 | 2764 | 5.3 | 4.2 | Federally-Regulated Commercial & Industrial Equipment | 04/27/2016 |  | 12/07/2018
FHP Manufacturing Company | Aquarius | EP048-1HZ/VT |  | Ground-Water-Source | WBAHP: Heat Pump Packaged Unit | Heat Pump | 208 | 1 |  |  |  | Single-Speed |  |  |  | 52900 | 2026 | 26.1 | 16.2 | 40500 | 2760 | 4.3 | 3.6 | Non Federally-Regulated | 04/27/2016 |  | 12/07/2018
FHP Manufacturing Company | Aquarius | EP048-1HZ/VT |  | Ground-Source | WBAHP: Heat Pump Packaged Unit | Heat Pump | 208 | 1 |  |  |  | Single-Speed |  |  |  | 49500 | 2475 | 20 | 13.4 | 33400 | 2645 | 3.7 | 3.1 | Non Federally-Regulated | 04/27/2016 |  | 12/07/2018
FHP Manufacturing Company | Aquarius | EP042-1HZ/VT |  | Water-Source | WBAHP: Heat Pump Packaged Unit | Heat Pump | 208 | 1 |  |  |  | Single-Speed |  |  |  | 40600 | 2230 | 18.2 | 11.2 | 42400 | 2071 | 6 | 4.2 | Federally-Regulated Commercial & Industrial Equipment | 09/20/2016 |  | 12/07/2018
FHP Manufacturing Company | Aquarius | EP042-1HZ/VT |  | Ground-Water-Source | WBAHP: Heat Pump Packaged Unit | Heat Pump | 208 | 1 |  |  |  | Single-Speed |  |  |  | 45000 | 1750 | 25.7 | 16.2 | 35000 | 2011 | 5.1 | 3.6 | Non Federally-Regulated | 09/20/2016 |  | 12/07/2018
FHP Manufacturing Company | Aquarius | EP042-1HZ/VT |  | Ground-Source | WBAHP: Heat Pump Packaged Unit | Heat Pump | 208 | 1 |  |  |  | Single-Speed |  |  |  | 42200 | 2000 | 21.1 | 13.4 | 26800 | 1915 | 4.1 | 3.1 | Non Federally-Regulated | 09/20/2016 |  | 12/07/2018
FHP Manufacturing Company | Aquarius | EP009-1HZ/VT |  | Water-Source | WBAHP: Heat Pump Packaged Unit | Heat Pump | 208 | 1 |  |  |  | Single-Speed |  |  |  | 9000 | 555 | 16.2 | 11.2 | 11200 | 596 | 5.5 | 4.2 | Federally-Regulated Commercial & Industrial Equipment | 04/27/2016 |  | 12/07/2018
FHP Manufacturing Company | Aquarius | EP009-1HZ/VT |  | Ground-Water-Source | WBAHP: Heat Pump Packaged Unit | Heat Pump | 208 | 1 |  |  |  | Single-Speed |  |  |  | 10500 | 411 | 25.5 | 16.2 | 9000 | 586 | 4.5 | 3.6 | Non Federally-Regulated | 04/27/2016 |  | 12/07/2018
FHP Manufacturing Company | Aquarius | EP009-1HZ/VT |  | Ground-Source | WBAHP: Heat Pump Packaged Unit | Heat Pump | 208 | 1 |  |  |  | Single-Speed |  |  |  | 9500 | 492 | 19.3 | 13.4 | 6800 | 553 | 3.6 | 3.1 | Non Federally-Regulated | 04/27/2016 |  | 12/07/2018
ClimateMaster Inc. | TRANQUILITY HI RISE SERIES | TSL30 B |  | Water-Source | WBAHP: Heat Pump Packaged Unit | Heat Pump | 208 | 1 |  |  |  | Single-Speed |  |  |  | 28500 | 1770 | 16.1 | 11.2 | 33500 | 1852 | 5.3 | 4.2 | Federally-Regulated Commercial & Industrial Equipment | 11/27/2018 |  | 12/07/2018
ClimateMaster Inc. | TRANQUILITY HI RISE SERIES | TSL30 B |  | Ground-Source | WBAHP: Heat Pump Packaged Unit | Heat Pump | 208 | 1 |  |  |  | Single-Speed |  |  |  | 29500 | 1603 | 18.4 | 13.4 | 21000 | 1663 | 3.7 | 3.1 | Non Federally-Regulated | 11/27/2018 |  | 12/07/2018
FHP Manufacturing Company | Bosch | CA012-1**-*****B |  | Water-Source | WBAHP-O: Heat Pump Packaged Un | Heat Pump | 208 | 1 |  |  |  | Single-Speed |  |  |  | 11700 | 921 | 12.7 | 11.2 | 12600 | 858 | 4.3 | 4.2 | Federally-Regulated Commercial & Industrial Equipment | 08/22/2016 |  | 12/07/2018
FHP Manufacturing Company | Bosch | CA012-0**-*****B |  | Water-Source | WBAHP-O: Heat Pump Packaged Un | Heat Pump | 115 | 1 |  |  |  | Single-Speed |  |  |  | 11700 | 921 | 12.7 | 11.2 | 12600 | 858 | 4.3 | 4.2 | Federally-Regulated Commercial & Industrial Equipment | 08/22/2016 |  | 12/07/2018
FHP Manufacturing Company | Bosch | CA012-1**-*****B |  | Ground-Water-Source | WBAHP-O: Heat Pump Packaged Un | Heat Pump | 208 | 1 |  |  |  | Single-Speed |  |  |  | 13700 | 691 | 19.8 | 16.2 | 11000 | 848 | 3.8 | 3.6 | Non Federally-Regulated | 08/22/2016 |  | 12/07/2018
FHP Manufacturing Company | Bosch | CA012-2**-*****B |  | Water-Source | WBAHP-O: Heat Pump Packaged Un | Heat Pump | 265 | 1 |  |  |  | Single-Speed |  |  |  | 11700 | 921 | 12.7 | 11.2 | 12600 | 858 | 4.3 | 4.2 | Federally-Regulated Commercial & Industrial Equipment | 08/22/2016 |  | 12/07/2018
FHP Manufacturing Company | Bosch | CA012-0**-*****B |  | Ground-Water-Source | WBAHP-O: Heat Pump Packaged Un | Heat Pump | 115 | 1 |  |  |  | Single-Speed |  |  |  | 13700 | 691 | 19.8 | 16.2 | 11000 | 848 | 3.8 | 3.6 | Non Federally-Regulated | 08/22/2016 |  | 12/07/2018
FHP Manufacturing Company | Bosch | CA012-2**-*****B |  | Ground-Water-Source | WBAHP-O: Heat Pump Packaged Un | Heat Pump | 265 | 1 |  |  |  | Single-Speed |  |  |  | 13700 | 691 | 19.8 | 16.2 | 11000 | 848 | 3.8 | 3.6 | Non Federally-Regulated | 08/22/2016 |  | 12/07/2018
FHP Manufacturing Company | Bosch | CA012-0**-*****B |  | Ground-Source | WBAHP-O: Heat Pump Packaged Un | Heat Pump | 115 | 1 |  |  |  | Single-Speed |  |  |  | 12200 | 813 | 15 | 13.4 | 8500 | 778 | 3.2 | 3.1 | Non Federally-Regulated | 08/22/2016 |  | 12/07/2018
FHP Manufacturing Company | Bosch | CA012-1**-*****B |  | Ground-Source | WBAHP-O: Heat Pump Packaged Un | Heat Pump | 208 | 1 |  |  |  | Single-Speed |  |  |  | 12200 | 813 | 15 | 13.4 | 8500 | 778 | 3.2 | 3.1 | Non Federally-Regulated | 08/22/2016 |  | 12/07/2018
FHP Manufacturing Company | Bosch | CA012-2**-*****B |  | Ground-Source | WBAHP-O: Heat Pump Packaged Un | Heat Pump | 265 | 1 |  |  |  | Single-Speed |  |  |  | 12200 | 813 | 15 | 13.4 | 8500 | 778 | 3.2 | 3.1 | Non Federally-Regulated | 08/22/2016 |  | 12/07/2018
FHP Manufacturing Company | Carrier | 50PTD/H/V048***3/CA |  | Ground-Source | WBAHP: Heat Pump Packaged Unit | Both Heat Pump and Electric Re | 208 | 1 |  |  |  | Dual-Speed |  |  |  | 51300 | 2736 | 18.75 | 13.4 | 36900 | 2772 | 3.9 | 3.1 | Non Federally-Regulated | 11/13/2018 |  | 12/07/2018
FHP Manufacturing Company | Carrier | 50PTD/H/V048***5/EA |  | Ground-Source | WBAHP: Heat Pump Packaged Unit | Both Heat Pump and Electric Re | 208 | 3 |  |  |  | Dual-Speed |  |  |  | 51300 | 2736 | 18.75 | 13.4 | 36900 | 2772 | 3.9 | 3.1 | Non Federally-Regulated | 11/13/2018 |  | 12/07/2018
FHP Manufacturing Company | Carrier | 50PTD/H/V048***6/FA |  | Water-Source | WBAHP: Heat Pump Packaged Unit | Both Heat Pump and Electric Re | 460 | 3 |  |  |  | Dual-Speed |  |  |  | 49200 | 3133 | 15.7 | 11.2 | 56100 | 3255 | 5.1 | 4.2 | Federally-Regulated Commercial & Industrial Equipment | 11/28/2018 |  | 12/07/2018
FHP Manufacturing Company | Carrier | 50PTD/H/V048***6/FA |  | Ground-Water-Source | WBAHP: Heat Pump Packaged Unit | Both Heat Pump and Electric Re | 460 | 3 |  |  |  | Dual-Speed |  |  |  | 55300 | 2261 | 24.45 | 16.2 | 46300 | 2982 | 4.6 | 3.6 | Non Federally-Regulated | 11/28/2018 |  | 12/07/2018
FHP Manufacturing Company | Carrier | 50PTD/H/V048***6/FA |  | Ground-Source | WBAHP: Heat Pump Packaged Unit | Both Heat Pump and Electric Re | 460 | 3 |  |  |  | Dual-Speed |  |  |  | 51300 | 2736 | 18.75 | 13.4 | 36900 | 2772 | 3.9 | 3.1 | Non Federally-Regulated | 11/28/2018 |  | 12/07/2018
FHP Manufacturing Company | Carrier | GC048C/H/V******1**1 + UI |  | Water-Source | WBAHP: Heat Pump Packaged Unit | Both Heat Pump and Electric Re | 208 | 1 |  |  |  | Dual-Speed |  |  |  | 49200 | 3133 | 15.7 | 11.2 | 56100 | 3255 | 5.1 | 4.2 | Federally-Regulated Commercial & Industrial Equipment | 11/28/2018 |  | 12/07/2018
FHP Manufacturing Company | Carrier | GC048C/H/V******1**1 + UI |  | Ground-Water-Source | WBAHP: Heat Pump Packaged Unit | Both Heat Pump and Electric Re | 208 | 1 |  |  |  | Dual-Speed |  |  |  | 55300 | 2261 | 24.45 | 16.2 | 46300 | 2982 | 4.6 | 3.6 | Non Federally-Regulated | 11/28/2018 |  | 12/07/2018
FHP Manufacturing Company | Carrier | GC048C/H/V******1**1 + UI |  | Ground-Source | WBAHP: Heat Pump Packaged Unit | Both Heat Pump and Electric Re | 208 | 1 |  |  |  | Dual-Speed |  |  |  | 51300 | 2736 | 18.75 | 13.4 | 36900 | 2772 | 3.9 | 3.1 | Non Federally-Regulated | 11/28/2018 |  | 12/07/2018
FHP Manufacturing Company | Carrier | GT048C/H/V******1**1 |  | Water-Source | WBAHP: Heat Pump Packaged Unit | Both Heat Pump and Electric Re | 208 | 1 |  |  |  | Dual-Speed |  |  |  | 49200 | 3133 | 15.7 | 11.2 | 56100 | 3255 | 5.1 | 4.2 | Federally-Regulated Commercial & Industrial Equipment | 11/28/2018 |  | 12/07/2018
FHP Manufacturing Company | Carrier | GT048C/H/V******1**1 |  | Ground-Water-Source | WBAHP: Heat Pump Packaged Unit | Both Heat Pump and Electric Re | 208 | 1 |  |  |  | Dual-Speed |  |  |  | 55300 | 2261 | 24.45 | 16.2 | 46300 | 2982 | 4.6 | 3.6 | Non Federally-Regulated | 11/28/2018 |  | 12/07/2018
FHP Manufacturing Company | Carrier | GT048C/H/V******1**1 |  | Ground-Source | WBAHP: Heat Pump Packaged Unit | Both Heat Pump and Electric Re | 208 | 1 |  |  |  | Dual-Speed |  |  |  | 51300 | 2736 | 18.75 | 13.4 | 36900 | 2772 | 3.9 | 3.1 | Non Federally-Regulated | 11/28/2018 |  | 12/07/2018
FHP Manufacturing Company | Carrier | 50PCV070L/R*C1/AA*A/J/D/F |  | Water-Source | WBAHP: Heat Pump Packaged Unit | Heat Pump | 575 | 3 |  |  |  | Single-Speed |  |  |  | 64000 | 4812 | 13.3 | 11.2 | 72800 | 4849 | 4.4 | 4.2 | Federally-Regulated Commercial & Industrial Equipment | 11/28/2018 |  | 12/07/2018
FHP Manufacturing Company | Carrier | 50PCV070L/R*C5/EA*A/J/D/F |  | Water-Source | WBAHP: Heat Pump Packaged Unit | Heat Pump | 208 | 3 |  |  |  | Single-Speed |  |  |  | 64000 | 4812 | 13.3 | 11.2 | 72800 | 4849 | 4.4 | 4.2 | Federally-Regulated Commercial & Industrial Equipment | 11/28/2018 |  | 12/07/2018
FHP Manufacturing Company | Carrier | 50PCV070L/R*C6/FA*A/J/D/F |  | Water-Source | WBAHP: Heat Pump Packaged Unit | Heat Pump | 460 | 3 |  |  |  | Single-Speed |  |  |  | 64000 | 4812 | 13.3 | 11.2 | 72800 | 4849 | 4.4 | 4.2 | Federally-Regulated Commercial & Industrial Equipment | 11/28/2018 |  | 12/07/2018
FHP Manufacturing Company | Carrier | 50PCV070L/R*N1/AA*A/J/D/F |  | Water-Source | WBAHP: Heat Pump Packaged Unit | Heat Pump | 575 | 3 |  |  |  | Single-Speed |  |  |  | 64000 | 4848 | 13.2 | 11.2 | 72800 | 4849 | 4.4 | 4.2 | Federally-Regulated Commercial & Industrial Equipment | 11/28/2018 |  | 12/07/2018
FHP Manufacturing Company | Carrier | 50PCV070L/R*N5/EA*A/J/D/F |  | Water-Source | WBAHP: Heat Pump Packaged Unit | Heat Pump | 208 | 3 |  |  |  | Single-Speed |  |  |  | 64000 | 4848 | 13.2 | 11.2 | 72800 | 4849 | 4.4 | 4.2 | Federally-Regulated Commercial & Industrial Equipment | 11/28/2018 |  | 12/07/2018
FHP Manufacturing Company | Carrier | 50PCV070L/R*N6/FA*A/J/D/F |  | Water-Source | WBAHP: Heat Pump Packaged Unit | Heat Pump | 460 | 3 |  |  |  | Single-Speed |  |  |  | 64000 | 4848 | 13.2 | 11.2 | 72800 | 4849 | 4.4 | 4.2 | Federally-Regulated Commercial & Industrial Equipment | 11/28/2018 |  | 12/07/2018
FHP Manufacturing Company | Carrier | GC060C/H/V******1**1 + UI |  | Water-Source | WBAHP: Heat Pump Packaged Unit | Both Heat Pump and Electric Re | 208 | 1 |  |  |  | Dual-Speed |  |  |  | 63800 | 3752 | 17 | 11.2 | 73300 | 4131 | 5.2 | 4.2 | Federally-Regulated Commercial & Industrial Equipment | 04/27/2016 |  | 12/07/2018
FHP Manufacturing Company | Carrier | 50PEC12****3/B |  | Water-Source | WBAHP-O: Heat Pump Packaged Un | Heat Pump | 208 | 1 |  |  |  | Single-Speed |  |  |  | 11700 | 921 | 12.7 | 11.2 | 12600 | 858 | 4.3 | 4.2 | Federally-Regulated Commercial & Industrial Equipment | 08/22/2016 |  | 12/07/2018
FHP Manufacturing Company | Carrier | 50PEC12****3/B |  | Ground-Water-Source | WBAHP-O: Heat Pump Packaged Un | Heat Pump | 208 | 1 |  |  |  | Single-Speed |  |  |  | 13700 | 691 | 19.8 | 16.2 | 11000 | 848 | 3.8 | 3.6 | Non Federally-Regulated | 08/22/2016 |  | 12/07/2018
FHP Manufacturing Company | Carrier | 50PEC12****3/B |  | Ground-Source | WBAHP-O: Heat Pump Packaged Un | Heat Pump | 208 | 1 |  |  |  | Single-Speed |  |  |  | 12200 | 813 | 15 | 13.4 | 8500 | 778 | 3.2 | 3.1 | Non Federally-Regulated | 08/22/2016 |  | 12/07/2018
FHP Manufacturing Company | Carrier | 50PEC12****0/B |  | Water-Source | WBAHP-O: Heat Pump Packaged Un | Heat Pump | 115 | 1 |  |  |  | Single-Speed |  |  |  | 11700 | 921 | 12.7 | 11.2 | 12600 | 858 | 4.3 | 4.2 | Federally-Regulated Commercial & Industrial Equipment | 08/22/2016 |  | 12/07/2018
FHP Manufacturing Company | Carrier | 50PEC12****0/B |  | Ground-Water-Source | WBAHP-O: Heat Pump Packaged Un | Heat Pump | 115 | 1 |  |  |  | Single-Speed |  |  |  | 13700 | 691 | 19.8 | 16.2 | 11000 | 848 | 3.8 | 3.6 | Non Federally-Regulated | 08/22/2016 |  | 12/07/2018
FHP Manufacturing Company | Carrier | 50PEC12****0/B |  | Ground-Source | WBAHP-O: Heat Pump Packaged Un | Heat Pump | 115 | 1 |  |  |  | Single-Speed |  |  |  | 12200 | 813 | 15 | 13.4 | 8500 | 778 | 3.2 | 3.1 | Non Federally-Regulated | 08/22/2016 |  | 12/07/2018
FHP Manufacturing Company | Carrier | 50PEC12****4/B |  | Water-Source | WBAHP-O: Heat Pump Packaged Un | Heat Pump | 265 | 1 |  |  |  | Single-Speed |  |  |  | 11700 | 921 | 12.7 | 11.2 | 12600 | 858 | 4.3 | 4.2 | Federally-Regulated Commercial & Industrial Equipment | 08/22/2016 |  | 12/07/2018
FHP Manufacturing Company | Carrier | 50PEC12****4/B |  | Ground-Water-Source | WBAHP-O: Heat Pump Packaged Un | Heat Pump | 265 | 1 |  |  |  | Single-Speed |  |  |  | 13700 | 691 | 19.8 | 16.2 | 11000 | 848 | 3.8 | 3.6 | Non Federally-Regulated | 08/22/2016 |  | 12/07/2018
FHP Manufacturing Company | Carrier | 50PEC12****4/B |  | Ground-Source | WBAHP-O: Heat Pump Packaged Un | Heat Pump | 265 | 1 |  |  |  | Single-Speed |  |  |  | 12200 | 813 | 15 | 13.4 | 8500 | 778 | 3.2 | 3.1 | Non Federally-Regulated | 08/22/2016 |  | 12/07/2018
FHP Manufacturing Company | FHP | CA012-1**-*****B |  | Water-Source | WBAHP-O: Heat Pump Packaged Un | Heat Pump | 208 | 1 |  |  |  | Single-Speed |  |  |  | 11700 | 921 | 12.7 | 11.2 | 12600 | 858 | 4.3 | 4.2 | Federally-Regulated Commercial & Industrial Equipment | 08/22/2016 |  | 12/07/2018
FHP Manufacturing Company | FHP | CA012-1**-*****B |  | Ground-Water-Source | WBAHP-O: Heat Pump Packaged Un | Heat Pump | 208 | 1 |  |  |  | Single-Speed |  |  |  | 13700 | 691 | 19.8 | 16.2 | 11000 | 848 | 3.8 | 3.6 | Non Federally-Regulated | 08/22/2016 |  | 12/07/2018
FHP Manufacturing Company | FHP | CA012-1**-*****B |  | Ground-Source | WBAHP-O: Heat Pump Packaged Un | Heat Pump | 208 | 1 |  |  |  | Single-Speed |  |  |  | 12200 | 813 | 15 | 13.4 | 8500 | 778 | 3.2 | 3.1 | Non Federally-Regulated | 08/22/2016 |  | 12/07/2018
FHP Manufacturing Company | FHP | CA012-0**-*****B |  | Water-Source | WBAHP-O: Heat Pump Packaged Un | Heat Pump | 115 | 1 |  |  |  | Single-Speed |  |  |  | 11700 | 921 | 12.7 | 11.2 | 12600 | 858 | 4.3 | 4.2 | Federally-Regulated Commercial & Industrial Equipment | 08/22/2016 |  | 12/07/2018
FHP Manufacturing Company | FHP | CA012-0**-*****B |  | Ground-Water-Source | WBAHP-O: Heat Pump Packaged Un | Heat Pump | 115 | 1 |  |  |  | Single-Speed |  |  |  | 13700 | 691 | 19.8 | 16.2 | 11000 | 848 | 3.8 | 3.6 | Non Federally-Regulated | 08/22/2016 |  | 12/07/2018
FHP Manufacturing Company | FHP | CA012-0**-*****B |  | Ground-Source | WBAHP-O: Heat Pump Packaged Un | Heat Pump | 115 | 1 |  |  |  | Single-Speed |  |  |  | 12200 | 813 | 15 | 13.4 | 8500 | 778 | 3.2 | 3.1 | Non Federally-Regulated | 08/22/2016 |  | 12/07/2018
FHP Manufacturing Company | FHP | CA012-2**-*****B |  | Water-Source | WBAHP-O: Heat Pump Packaged Un | Heat Pump | 265 | 1 |  |  |  | Single-Speed |  |  |  | 11700 | 921 | 12.7 | 11.2 | 12600 | 858 | 4.3 | 4.2 | Federally-Regulated Commercial & Industrial Equipment | 08/22/2016 |  | 12/07/2018
FHP Manufacturing Company | FHP | CA012-2**-*****B |  | Ground-Water-Source | WBAHP-O: Heat Pump Packaged Un | Heat Pump | 265 | 1 |  |  |  | Single-Speed |  |  |  | 13700 | 691 | 19.8 | 16.2 | 11000 | 848 | 3.8 | 3.6 | Non Federally-Regulated | 08/22/2016 |  | 12/07/2018
FHP Manufacturing Company | FHP | CA012-2**-*****B |  | Ground-Source | WBAHP-O: Heat Pump Packaged Un | Heat Pump | 265 | 1 |  |  |  | Single-Speed |  |  |  | 12200 | 813 | 15 | 13.4 | 8500 | 778 | 3.2 | 3.1 | Non Federally-Regulated | 08/22/2016 |  | 12/07/2018
FHP Manufacturing Company | FHP | BC012-1**-*****B |  | Water-Source | WBAHP-O: Heat Pump Packaged Un | Heat Pump | 208 | 1 |  |  |  | Single-Speed |  |  |  | 11700 | 921 | 12.7 | 11.2 | 12600 | 858 | 4.3 | 4.2 | Federally-Regulated Commercial & Industrial Equipment | 08/22/2016 |  | 12/07/2018
FHP Manufacturing Company | FHP | BC012-1**-*****B |  | Ground-Water-Source | WBAHP-O: Heat Pump Packaged Un | Heat Pump | 208 | 1 |  |  |  | Single-Speed |  |  |  | 13700 | 691 | 19.8 | 16.2 | 11000 | 848 | 3.8 | 3.6 | Non Federally-Regulated | 08/22/2016 |  | 12/07/2018
FHP Manufacturing Company | FHP | BC012-0**-*****B |  | Water-Source | WBAHP-O: Heat Pump Packaged Un | Heat Pump | 115 | 1 |  |  |  | Single-Speed |  |  |  | 11700 | 921 | 12.7 | 11.2 | 12600 | 858 | 4.3 | 4.2 | Federally-Regulated Commercial & Industrial Equipment | 08/22/2016 |  | 12/07/2018
FHP Manufacturing Company | FHP | BC012-0**-*****B |  | Ground-Water-Source | WBAHP-O: Heat Pump Packaged Un | Heat Pump | 115 | 1 |  |  |  | Single-Speed |  |  |  | 13700 | 691 | 19.8 | 16.2 | 11000 | 848 | 3.8 | 3.6 | Non Federally-Regulated | 08/22/2016 |  | 12/07/2018
FHP Manufacturing Company | FHP | BC012-0**-*****B |  | Ground-Source | WBAHP-O: Heat Pump Packaged Un | Heat Pump | 115 | 1 |  |  |  | Single-Speed |  |  |  | 12200 | 813 | 15 | 13.4 | 8500 | 778 | 3.2 | 3.1 | Non Federally-Regulated | 08/22/2016 |  | 12/07/2018
FHP Manufacturing Company | FHP | BC012-1**-*****B |  | Ground-Source | WBAHP-O: Heat Pump Packaged Un | Heat Pump | 208 | 1 |  |  |  | Single-Speed |  |  |  | 12200 | 813 | 15 | 13.4 | 8500 | 778 | 3.2 | 3.1 | Non Federally-Regulated | 08/22/2016 |  | 12/07/2018
FHP Manufacturing Company | FHP | BC012-2**-*****B |  | Water-Source | WBAHP-O: Heat Pump Packaged Un | Heat Pump | 265 | 1 |  |  |  | Single-Speed |  |  |  | 11700 | 921 | 12.7 | 11.2 | 12600 | 858 | 4.3 | 4.2 | Federally-Regulated Commercial & Industrial Equipment | 08/22/2016 |  | 12/07/2018
FHP Manufacturing Company | FHP | BC012-2**-*****B |  | Ground-Water-Source | WBAHP-O: Heat Pump Packaged Un | Heat Pump | 265 | 1 |  |  |  | Single-Speed |  |  |  | 13700 | 691 | 19.8 | 16.2 | 11000 | 848 | 3.8 | 3.6 | Non Federally-Regulated | 08/22/2016 |  | 12/07/2018
FHP Manufacturing Company | FHP | BC012-2**-*****B |  | Ground-Source | WBAHP-O: Heat Pump Packaged Un | Heat Pump | 265 | 1 |  |  |  | Single-Speed |  |  |  | 12200 | 813 | 15 | 13.4 | 8500 | 778 | 3.2 | 3.1 | Non Federally-Regulated | 08/22/2016 |  | 12/07/2018
FHP Manufacturing Company | GEOEXCEL | CU012-1**-*****B |  | Water-Source | WBAHP-O: Heat Pump Packaged Un | Heat Pump | 208 | 1 |  |  |  | Single-Speed |  |  |  | 11700 | 921 | 12.7 | 11.2 | 12600 | 858 | 4.3 | 4.2 | Federally-Regulated Commercial & Industrial Equipment | 08/22/2016 |  | 12/07/2018
FHP Manufacturing Company | GEOEXCEL | CU012-1**-*****B |  | Ground-Water-Source | WBAHP-O: Heat Pump Packaged Un | Heat Pump | 208 | 1 |  |  |  | Single-Speed |  |  |  | 13700 | 691 | 19.8 | 16.2 | 11000 | 848 | 3.8 | 3.6 | Non Federally-Regulated | 08/22/2016 |  | 12/07/2018
FHP Manufacturing Company | GEOEXCEL | CU012-0**-*****B |  | Water-Source | WBAHP-O: Heat Pump Packaged Un | Heat Pump | 115 | 1 |  |  |  | Single-Speed |  |  |  | 11700 | 921 | 12.7 | 11.2 | 12600 | 858 | 4.3 | 4.2 | Federally-Regulated Commercial & Industrial Equipment | 08/22/2016 |  | 12/07/2018
FHP Manufacturing Company | GEOEXCEL | CU012-1**-*****B |  | Ground-Source | WBAHP-O: Heat Pump Packaged Un | Heat Pump | 208 | 1 |  |  |  | Single-Speed |  |  |  | 12200 | 813 | 15 | 13.4 | 8500 | 778 | 3.2 | 3.1 | Non Federally-Regulated | 08/22/2016 |  | 12/07/2018
FHP Manufacturing Company | GEOEXCEL | CU012-0**-*****B |  | Ground-Water-Source | WBAHP-O: Heat Pump Packaged Un | Heat Pump | 115 | 1 |  |  |  | Single-Speed |  |  |  | 13700 | 691 | 19.8 | 16.2 | 11000 | 848 | 3.8 | 3.6 | Non Federally-Regulated | 08/22/2016 |  | 12/07/2018
FHP Manufacturing Company | GEOEXCEL | CU012-0**-*****B |  | Ground-Source | WBAHP-O: Heat Pump Packaged Un | Heat Pump | 115 | 1 |  |  |  | Single-Speed |  |  |  | 12200 | 813 | 15 | 13.4 | 8500 | 778 | 3.2 | 3.1 | Non Federally-Regulated | 08/22/2016 |  | 12/07/2018
FHP Manufacturing Company | GEOEXCEL | CU012-2**-*****B |  | Water-Source | WBAHP-O: Heat Pump Packaged Un | Heat Pump | 265 | 1 |  |  |  | Single-Speed |  |  |  | 11700 | 921 | 12.7 | 11.2 | 12600 | 858 | 4.3 | 4.2 | Federally-Regulated Commercial & Industrial Equipment | 08/22/2016 |  | 12/07/2018
FHP Manufacturing Company | GEOEXCEL | CU012-2**-*****B |  | Ground-Water-Source | WBAHP-O: Heat Pump Packaged Un | Heat Pump | 265 | 1 |  |  |  | Single-Speed |  |  |  | 13700 | 691 | 19.8 | 16.2 | 11000 | 848 | 3.8 | 3.6 | Non Federally-Regulated | 08/22/2016 |  | 12/07/2018
FHP Manufacturing Company | GEOEXCEL | CU012-2**-*****B |  | Ground-Source | WBAHP-O: Heat Pump Packaged Un | Heat Pump | 265 | 1 |  |  |  | Single-Speed |  |  |  | 12200 | 813 | 15 | 13.4 | 8500 | 778 | 3.2 | 3.1 | Non Federally-Regulated | 08/22/2016 |  | 12/07/2018
FHP Manufacturing Company | GEOEXCEL | RZ048-1VT/CF/HZ*-*****A |  | Ground-Source | WBAHP: Heat Pump Packaged Unit | Both Heat Pump and Electric Re | 208 | 1 |  |  |  | Dual-Speed |  |  |  | 51300 | 2736 | 18.75 | 13.4 | 36900 | 2772 | 3.9 | 3.1 | Non Federally-Regulated | 11/13/2018 |  | 12/07/2018
FHP Manufacturing Company | GEOEXCEL | RD070-5VT/CFN-***P*B-**T/G |  | Water-Source | WBAHP: Heat Pump Packaged Unit | Heat Pump | 575 | 3 |  |  |  | Single-Speed |  |  |  | 64000 | 4848 | 13.2 | 11.2 | 72800 | 4849 | 4.4 | 4.2 | Federally-Regulated Commercial & Industrial Equipment | 11/28/2018 |  | 12/07/2018
FHP Manufacturing Company | GEOEXCEL | RD070-4VT/CFN-***P*B-**T/G |  | Water-Source | WBAHP: Heat Pump Packaged Unit | Heat Pump | 460 | 3 |  |  |  | Single-Speed |  |  |  | 64000 | 4848 | 13.2 | 11.2 | 72800 | 4849 | 4.4 | 4.2 | Federally-Regulated Commercial & Industrial Equipment | 11/28/2018 |  | 12/07/2018
FHP Manufacturing Company | GEOEXCEL | RD070-3VT/CFN-***P*B-**T/G |  | Water-Source | WBAHP: Heat Pump Packaged Unit | Heat Pump | 208 | 3 |  |  |  | Single-Speed |  |  |  | 64000 | 4848 | 13.2 | 11.2 | 72800 | 4849 | 4.4 | 4.2 | Federally-Regulated Commercial & Industrial Equipment | 11/28/2018 |  | 12/07/2018
FHP Manufacturing Company | GEOEXCEL | RD070-5VT/CFC-***P*B-**T/G |  | Water-Source | WBAHP: Heat Pump Packaged Unit | Heat Pump | 575 | 3 |  |  |  | Single-Speed |  |  |  | 64000 | 4812 | 13.3 | 11.2 | 72800 | 4849 | 4.4 | 4.2 | Federally-Regulated Commercial & Industrial Equipment | 11/28/2018 |  | 12/07/2018
FHP Manufacturing Company | GEOEXCEL | RD070-4VT/CFC-***P*B-**T/G |  | Water-Source | WBAHP: Heat Pump Packaged Unit | Heat Pump | 460 | 3 |  |  |  | Single-Speed |  |  |  | 64000 | 4812 | 13.3 | 11.2 | 72800 | 4849 | 4.4 | 4.2 | Federally-Regulated Commercial & Industrial Equipment | 11/28/2018 |  | 12/07/2018
FHP Manufacturing Company | GEOEXCEL | RD070-3VT/CFC-***P*B-**T/G |  | Water-Source | WBAHP: Heat Pump Packaged Unit | Heat Pump | 208 | 3 |  |  |  | Single-Speed |  |  |  | 64000 | 4812 | 13.3 | 11.2 | 72800 | 4849 | 4.4 | 4.2 | Federally-Regulated Commercial & Industrial Equipment | 11/28/2018 |  | 12/07/2018
FHP Manufacturing Company | FHP | LM048-1VT/CF/HZ*-*****A |  | Ground-Source | WBAHP: Heat Pump Packaged Unit | Both Heat Pump and Electric Re | 208 | 1 |  |  |  | Dual-Speed |  |  |  | 51300 | 2736 | 18.75 | 13.4 | 36900 | 2772 | 3.9 | 3.1 | Non Federally-Regulated | 11/13/2018 |  | 12/07/2018
FHP Manufacturing Company | FHP | LM048-3VT/CF/HZ*-*****A |  | Ground-Source | WBAHP: Heat Pump Packaged Unit | Both Heat Pump and Electric Re | 208 | 3 |  |  |  | Dual-Speed |  |  |  | 51300 | 2736 | 18.75 | 13.4 | 36900 | 2772 | 3.9 | 3.1 | Non Federally-Regulated | 11/13/2018 |  | 12/07/2018
FHP Manufacturing Company | FHP | LM048-4VT/CF/HZ*-*****A |  | Water-Source | WBAHP: Heat Pump Packaged Unit | Both Heat Pump and Electric Re | 460 | 3 |  |  |  | Dual-Speed |  |  |  | 49200 | 3133 | 15.7 | 11.2 | 56100 | 3255 | 5.1 | 4.2 | Federally-Regulated Commercial & Industrial Equipment | 11/28/2018 |  | 12/07/2018
FHP Manufacturing Company | FHP | LM048-4VT/CF/HZ*-*****A |  | Ground-Water-Source | WBAHP: Heat Pump Packaged Unit | Both Heat Pump and Electric Re | 460 | 3 |  |  |  | Dual-Speed |  |  |  | 55300 | 2261 | 24.45 | 16.2 | 46300 | 2982 | 4.6 | 3.6 | Non Federally-Regulated | 11/28/2018 |  | 12/07/2018
FHP Manufacturing Company | FHP | LM048-4VT/CF/HZ*-*****A |  | Ground-Source | WBAHP: Heat Pump Packaged Unit | Both Heat Pump and Electric Re | 460 | 3 |  |  |  | Dual-Speed |  |  |  | 51300 | 2736 | 18.75 | 13.4 | 36900 | 2772 | 3.9 | 3.1 | Non Federally-Regulated | 11/28/2018 |  | 12/07/2018
FHP Manufacturing Company | FHP | LV070-5VT/CFN-***P*B-**T/G |  | Water-Source | WBAHP: Heat Pump Packaged Unit | Heat Pump | 575 | 3 |  |  |  | Single-Speed |  |  |  | 64000 | 4848 | 13.2 | 11.2 | 72800 | 4849 | 4.4 | 4.2 | Federally-Regulated Commercial & Industrial Equipment | 11/28/2018 |  | 12/07/2018
FHP Manufacturing Company | FHP | LV070-5VT/CFC-***P*B-**T/G |  | Water-Source | WBAHP: Heat Pump Packaged Unit | Heat Pump | 575 | 3 |  |  |  | Single-Speed |  |  |  | 64000 | 4812 | 13.3 | 11.2 | 72800 | 4849 | 4.4 | 4.2 | Federally-Regulated Commercial & Industrial Equipment | 11/28/2018 |  | 12/07/2018
FHP Manufacturing Company | FHP | LV070-3VT/CFC-***P*B-**T/G |  | Water-Source | WBAHP: Heat Pump Packaged Unit | Heat Pump | 208 | 3 |  |  |  | Single-Speed |  |  |  | 64000 | 4812 | 13.3 | 11.2 | 72800 | 4849 | 4.4 | 4.2 | Federally-Regulated Commercial & Industrial Equipment | 11/28/2018 |  | 12/07/2018
FHP Manufacturing Company | FHP | LV070-3VT/CFN-***P*B-**T/G |  | Water-Source | WBAHP: Heat Pump Packaged Unit | Heat Pump | 208 | 3 |  |  |  | Single-Speed |  |  |  | 64000 | 4848 | 13.2 | 11.2 | 72800 | 4849 | 4.4 | 4.2 | Federally-Regulated Commercial & Industrial Equipment | 11/28/2018 |  | 12/07/2018
FHP Manufacturing Company | FHP | LV070-4VT/CFC-***P*B-**T/G |  | Water-Source | WBAHP: Heat Pump Packaged Unit | Heat Pump | 460 | 3 |  |  |  | Single-Speed |  |  |  | 64000 | 4812 | 13.3 | 11.2 | 72800 | 4849 | 4.4 | 4.2 | Federally-Regulated Commercial & Industrial Equipment | 11/28/2018 |  | 12/07/2018
FHP Manufacturing Company | FHP | LV070-4VT/CFN-***P*B-**T/G |  | Water-Source | WBAHP: Heat Pump Packaged Unit | Heat Pump | 460 | 3 |  |  |  | Single-Speed |  |  |  | 64000 | 4848 | 13.2 | 11.2 | 72800 | 4849 | 4.4 | 4.2 | Federally-Regulated Commercial & Industrial Equipment | 11/28/2018 |  | 12/07/2018
FHP Manufacturing Company | Bosch | LM048-1VT/CF/HZ*-*****A |  | Ground-Source | WBAHP: Heat Pump Packaged Unit | Both Heat Pump and Electric Re | 208 | 1 |  |  |  | Dual-Speed |  |  |  | 51300 | 2736 | 18.75 | 13.4 | 36900 | 2772 | 3.9 | 3.1 | Non Federally-Regulated | 11/13/2018 |  | 12/10/2018
FHP Manufacturing Company | Bosch | LM048-3VT/CF/HZ*-*****A |  | Ground-Source | WBAHP: Heat Pump Packaged Unit | Both Heat Pump and Electric Re | 208 | 3 |  |  |  | Dual-Speed |  |  |  | 51300 | 2736 | 18.75 | 13.4 | 36900 | 2772 | 3.9 | 3.1 | Non Federally-Regulated | 11/13/2018 |  | 12/10/2018
FHP Manufacturing Company | Bosch | LM048-4VT/CF/HZ*-*****A |  | Water-Source | WBAHP: Heat Pump Packaged Unit | Both Heat Pump and Electric Re | 460 | 3 |  |  |  | Dual-Speed |  |  |  | 49200 | 3133 | 15.7 | 11.2 | 56100 | 3255 | 5.1 | 4.2 | Federally-Regulated Commercial & Industrial Equipment | 11/28/2018 |  | 12/10/2018
FHP Manufacturing Company | Bosch | LM048-4VT/CF/HZ*-*****A |  | Ground-Water-Source | WBAHP: Heat Pump Packaged Unit | Both Heat Pump and Electric Re | 460 | 3 |  |  |  | Dual-Speed |  |  |  | 55300 | 2261 | 24.45 | 16.2 | 46300 | 2982 | 4.6 | 3.6 | Non Federally-Regulated | 11/28/2018 |  | 12/10/2018
FHP Manufacturing Company | Bosch | LM048-4VT/CF/HZ*-*****A |  | Ground-Source | WBAHP: Heat Pump Packaged Unit | Both Heat Pump and Electric Re | 460 | 3 |  |  |  | Dual-Speed |  |  |  | 51300 | 2736 | 18.75 | 13.4 | 36900 | 2772 | 3.9 | 3.1 | Non Federally-Regulated | 11/28/2018 |  | 12/10/2018
FHP Manufacturing Company | Bosch | SM048-1CF/HZ/VT |  | Water-Source | WBAHP: Heat Pump Packaged Unit | Both Heat Pump and Electric Re | 208 | 1 |  |  |  | Dual-Speed |  |  |  | 49200 | 3133 | 15.7 | 11.2 | 56100 | 3255 | 5.1 | 4.2 | Federally-Regulated Commercial & Industrial Equipment | 11/28/2018 |  | 12/10/2018
FHP Manufacturing Company | Bosch | SM048-1CF/HZ/VT |  | Ground-Water-Source | WBAHP: Heat Pump Packaged Unit | Both Heat Pump and Electric Re | 208 | 1 |  |  |  | Dual-Speed |  |  |  | 55300 | 2261 | 24.45 | 16.2 | 46300 | 2982 | 4.6 | 3.6 | Non Federally-Regulated | 11/28/2018 |  | 12/10/2018
FHP Manufacturing Company | Bosch | SM048-1CF/HZ/VT |  | Ground-Source | WBAHP: Heat Pump Packaged Unit | Both Heat Pump and Electric Re | 208 | 1 |  |  |  | Dual-Speed |  |  |  | 51300 | 2736 | 18.75 | 13.4 | 36900 | 2772 | 3.9 | 3.1 | Non Federally-Regulated | 11/28/2018 |  | 12/10/2018
FHP Manufacturing Company | Bosch | LV070-3VT/CFC-***P*B-**T/G |  | Water-Source | WBAHP: Heat Pump Packaged Unit | Heat Pump | 208 | 3 |  |  |  | Single-Speed |  |  |  | 64000 | 4812 | 13.3 | 11.2 | 72800 | 4849 | 4.4 | 4.2 | Federally-Regulated Commercial & Industrial Equipment | 11/28/2018 |  | 12/10/2018
FHP Manufacturing Company | Bosch | LV070-3VT/CFN-***P*B-**T/G |  | Water-Source | WBAHP: Heat Pump Packaged Unit | Heat Pump | 208 | 3 |  |  |  | Single-Speed |  |  |  | 64000 | 4848 | 13.2 | 11.2 | 72800 | 4849 | 4.4 | 4.2 | Federally-Regulated Commercial & Industrial Equipment | 11/28/2018 |  | 12/10/2018
FHP Manufacturing Company | Bosch | LV070-4VT/CFC-***P*B-**T/G |  | Water-Source | WBAHP: Heat Pump Packaged Unit | Heat Pump | 460 | 3 |  |  |  | Single-Speed |  |  |  | 64000 | 4812 | 13.3 | 11.2 | 72800 | 4849 | 4.4 | 4.2 | Federally-Regulated Commercial & Industrial Equipment | 11/28/2018 |  | 12/10/2018
FHP Manufacturing Company | Bosch | LV070-4VT/CFN-***P*B-**T/G |  | Water-Source | WBAHP: Heat Pump Packaged Unit | Heat Pump | 460 | 3 |  |  |  | Single-Speed |  |  |  | 64000 | 4848 | 13.2 | 11.2 | 72800 | 4849 | 4.4 | 4.2 | Federally-Regulated Commercial & Industrial Equipment | 11/28/2018 |  | 12/10/2018
FHP Manufacturing Company | Bosch | LV070-5VT/CFC-***P*B-**T/G |  | Water-Source | WBAHP: Heat Pump Packaged Unit | Heat Pump | 575 | 3 |  |  |  | Single-Speed |  |  |  | 64000 | 4812 | 13.3 | 11.2 | 72800 | 4849 | 4.4 | 4.2 | Federally-Regulated Commercial & Industrial Equipment | 11/28/2018 |  | 12/10/2018
FHP Manufacturing Company | Bosch | LV070-5VT/CFN-***P*B-**T/G |  | Water-Source | WBAHP: Heat Pump Packaged Unit | Heat Pump | 575 | 3 |  |  |  | Single-Speed |  |  |  | 64000 | 4848 | 13.2 | 11.2 | 72800 | 4849 | 4.4 | 4.2 | Federally-Regulated Commercial & Industrial Equipment | 11/28/2018 |  | 12/10/2018
FHP Manufacturing Company | Bosch | SV070-3VT/CFC-***P*B-**G |  | Water-Source | WBAHP: Heat Pump Packaged Unit | Heat Pump | 208 | 3 |  |  |  | Single-Speed |  |  |  | 64000 | 4812 | 13.3 | 11.2 | 72800 | 4849 | 4.4 | 4.2 | Federally-Regulated Commercial & Industrial Equipment | 11/28/2018 |  | 12/10/2018
FHP Manufacturing Company | Bosch | SV070-3VT/CFN-***P*B-**G |  | Water-Source | WBAHP: Heat Pump Packaged Unit | Heat Pump | 208 | 3 |  |  |  | Single-Speed |  |  |  | 64000 | 4848 | 13.2 | 11.2 | 72800 | 4849 | 4.4 | 4.2 | Federally-Regulated Commercial & Industrial Equipment | 11/28/2018 |  | 12/10/2018
FHP Manufacturing Company | Bosch | SV070-4VT/CFC-***P*B-**G |  | Water-Source | WBAHP: Heat Pump Packaged Unit | Heat Pump | 460 | 3 |  |  |  | Single-Speed |  |  |  | 64000 | 4812 | 13.3 | 11.2 | 72800 | 4849 | 4.4 | 4.2 | Federally-Regulated Commercial & Industrial Equipment | 11/28/2018 |  | 12/10/2018
FHP Manufacturing Company | Bosch | SV070-4VT/CFN-***P*B-**G |  | Water-Source | WBAHP: Heat Pump Packaged Unit | Heat Pump | 460 | 3 |  |  |  | Single-Speed |  |  |  | 64000 | 4848 | 13.2 | 11.2 | 72800 | 4849 | 4.4 | 4.2 | Federally-Regulated Commercial & Industrial Equipment | 11/28/2018 |  | 12/10/2018
FHP Manufacturing Company | Bosch | SV070-5VT/CFN-***P*B-**G |  | Water-Source | WBAHP: Heat Pump Packaged Unit | Heat Pump | 575 | 3 |  |  |  | Single-Speed |  |  |  | 64000 | 4848 | 13.2 | 11.2 | 72800 | 4849 | 4.4 | 4.2 | Federally-Regulated Commercial & Industrial Equipment | 11/28/2018 |  | 12/10/2018
FHP Manufacturing Company | Bosch | SV070-5VT/CFC-***P*B-**G |  | Water-Source | WBAHP: Heat Pump Packaged Unit | Heat Pump | 575 | 3 |  |  |  | Single-Speed |  |  |  | 64000 | 4812 | 13.3 | 11.2 | 72800 | 4849 | 4.4 | 4.2 | Federally-Regulated Commercial & Industrial Equipment | 11/28/2018 |  | 12/10/2018
ClimateMaster Inc. | Comfort-Aire | HEV/H024B1 |  | Water-Source | WBAHP: Heat Pump Packaged Unit | Heat Pump | 208 | 1 |  |  |  | Single-Speed |  |  |  | 23700 | 1657 | 14.3 | 11.2 | 28000 | 1783 | 4.6 | 4.2 | Federally-Regulated Commercial & Industrial Equipment | 09/01/2017 |  | 01/11/2019
ClimateMaster Inc. | Comfort-Aire | HEV/H024B1 |  | Ground-Water-Source | WBAHP: Heat Pump Packaged Unit | Heat Pump | 208 | 1 |  |  |  | Single-Speed |  |  |  | 26500 | 1221 | 21.7 | 16.2 | 23000 | 1644 | 4.1 | 3.6 | Non Federally-Regulated | 09/01/2017 |  | 01/11/2019
ClimateMaster Inc. | Comfort-Aire | HEV/H024B1 |  | Ground-Source | WBAHP: Heat Pump Packaged Unit | Heat Pump | 208 | 1 |  |  |  | Single-Speed |  |  |  | 24600 | 1537 | 16 | 13.4 | 17800 | 1449 | 3.6 | 3.1 | Non Federally-Regulated | 09/01/2017 |  | 01/11/2019
ClimateMaster Inc. | Comfort-Aire | HEV/H030A1 |  | Water-Source | WBAHP: Heat Pump Packaged Unit | Heat Pump | 208 | 1 |  |  |  | Single-Speed |  |  |  | 28500 | 2035 | 14 | 11.2 | 35800 | 2280 | 4.6 | 4.2 | Federally-Regulated Commercial & Industrial Equipment | 09/01/2017 |  | 01/11/2019
ClimateMaster Inc. | Comfort-Aire | HEV/H030A1 |  | Ground-Water-Source | WBAHP: Heat Pump Packaged Unit | Heat Pump | 208 | 1 |  |  |  | Single-Speed |  |  |  | 32300 | 1560 | 20.7 | 16.2 | 30000 | 2093 | 4.2 | 3.6 | Non Federally-Regulated | 09/01/2017 |  | 01/11/2019
ClimateMaster Inc. | Comfort-Aire | HEV/H030A1 |  | Ground-Source | WBAHP: Heat Pump Packaged Unit | Heat Pump | 208 | 1 |  |  |  | Single-Speed |  |  |  | 29900 | 1904 | 15.7 | 13.4 | 23800 | 1937 | 3.6 | 3.1 | Non Federally-Regulated | 09/01/2017 |  | 01/11/2019
ClimateMaster Inc. | Comfort-Aire | HEV/H042A1 |  | Water-Source | WBAHP: Heat Pump Packaged Unit | Heat Pump | 208 | 1 |  |  |  | Single-Speed |  |  |  | 41100 | 2874 | 14.3 | 11.2 | 50200 | 3198 | 4.6 | 4.2 | Federally-Regulated Commercial & Industrial Equipment | 09/01/2017 |  | 01/11/2019
ClimateMaster Inc. | Comfort-Aire | HEV/H042A1 |  | Ground-Water-Source | WBAHP: Heat Pump Packaged Unit | Heat Pump | 208 | 1 |  |  |  | Single-Speed |  |  |  | 46300 | 2173 | 21.3 | 16.2 | 42300 | 3023 | 4.1 | 3.6 | Non Federally-Regulated | 09/01/2017 |  | 01/11/2019
ClimateMaster Inc. | Comfort-Aire | HEV/H042A1 |  | Ground-Source | WBAHP: Heat Pump Packaged Unit | Heat Pump | 208 | 1 |  |  |  | Single-Speed |  |  |  | 43100 | 2677 | 16.1 | 13.4 | 33300 | 2870 | 3.4 | 3.1 | Non Federally-Regulated | 09/01/2017 |  | 01/11/2019
ClimateMaster Inc. | Comfort-Aire | HEV/H048A1 |  | Water-Source | WBAHP: Heat Pump Packaged Unit | Heat Pump | 208 | 1 |  |  |  | Single-Speed |  |  |  | 45900 | 3278 | 14 | 11.2 | 53800 | 3217 | 4.9 | 4.2 | Federally-Regulated Commercial & Industrial Equipment | 09/01/2017 |  | 01/11/2019
ClimateMaster Inc. | Comfort-Aire | HEV/H048A1 |  | Ground-Water-Source | WBAHP: Heat Pump Packaged Unit | Heat Pump | 208 | 1 |  |  |  | Single-Speed |  |  |  | 51800 | 2478 | 20.9 | 16.2 | 45000 | 2997 | 4.4 | 3.6 | Non Federally-Regulated | 09/01/2017 |  | 01/11/2019
ClimateMaster Inc. | Comfort-Aire | HEV/H048A1 |  | Ground-Source | WBAHP: Heat Pump Packaged Unit | Heat Pump | 208 | 1 |  |  |  | Single-Speed |  |  |  | 48100 | 3103 | 15.5 | 13.4 | 35600 | 2819 | 3.7 | 3.1 | Non Federally-Regulated | 09/01/2017 |  | 01/11/2019
ClimateMaster Inc. | Comfort-Aire | HEV/H060B1 |  | Ground-Source | WBAHP: Heat Pump Packaged Unit | Heat Pump | 208 | 1 |  |  |  | Single-Speed |  |  |  | 63200 | 3653 | 17.3 | 13.4 | 43700 | 3557 | 3.6 | 3.1 | Non Federally-Regulated | 09/01/2017 |  | 01/11/2019
ClimateMaster Inc. | Comfort-Aire | HZS024B | MWG24 | Water-Source | WBAHP-CB: Heat Pump Split Syst | Heat Pump | 208 | 1 | False |  |  | Single-Speed |  |  |  | 25000 | 1543 | 16.2 | 12 | 28500 | 1606 | 5.2 | 4.2 | Federally-Regulated Commercial & Industrial Equipment | 10/11/2016 |  | 01/11/2019
ClimateMaster Inc. | Comfort-Aire | HZS024B | MWG24 | Ground-Water-Source | WBAHP-CB: Heat Pump Split Syst | Heat Pump | 208 | 1 | False |  |  | Single-Speed |  |  |  | 27900 | 1143 | 24.4 | 16.2 | 24400 | 1521 | 4.7 | 3.6 | Non Federally-Regulated | 10/11/2016 |  | 01/11/2019
ClimateMaster Inc. | Comfort-Aire | HZS024B | MWG24 | Ground-Source | WBAHP-CB: Heat Pump Split Syst | Heat Pump | 208 | 1 | False |  |  | Single-Speed |  |  |  | 25700 | 1412 | 18.2 | 13.4 | 18600 | 1434 | 3.8 | 3.1 | Non Federally-Regulated | 10/11/2016 |  | 01/11/2019
ClimateMaster Inc. | Comfort-Aire | HZS036B | MWG36 | Water-Source | WBAHP-CB: Heat Pump Split Syst | Heat Pump | 208 | 1 | False |  |  | Single-Speed |  |  |  | 37900 | 2242 | 16.9 | 12 | 41200 | 2236 | 5.4 | 4.2 | Federally-Regulated Commercial & Industrial Equipment | 10/11/2016 |  | 01/11/2019
ClimateMaster Inc. | Comfort-Aire | HZS036B | MWG36 | Ground-Water-Source | WBAHP-CB: Heat Pump Split Syst | Heat Pump | 208 | 1 | False |  |  | Single-Speed |  |  |  | 41800 | 1699 | 24.6 | 16.2 | 35000 | 2229 | 4.6 | 3.6 | Non Federally-Regulated | 10/11/2016 |  | 01/11/2019
ClimateMaster Inc. | Comfort-Aire | HZS036B | MWG36 | Ground-Source | WBAHP-CB: Heat Pump Split Syst | Heat Pump | 208 | 1 | False |  |  | Single-Speed |  |  |  | 38600 | 2064 | 18.7 | 13.4 | 27500 | 1965 | 4.1 | 3.1 | Non Federally-Regulated | 10/11/2016 |  | 01/11/2019
ClimateMaster Inc. | Comfort-Aire | HZS048B | MWG48 | Water-Source | WBAHP-CB: Heat Pump Split Syst | Heat Pump | 208 | 1 | False |  |  | Single-Speed |  |  |  | 48000 | 2981 | 16.1 | 12 | 54500 | 3071 | 5.2 | 4.2 | Federally-Regulated Commercial & Industrial Equipment | 10/11/2016 |  | 01/11/2019
ClimateMaster Inc. | Comfort-Aire | HZS048B | MWG48 | Ground-Water-Source | WBAHP-CB: Heat Pump Split Syst | Heat Pump | 208 | 1 | False |  |  | Single-Speed |  |  |  | 52700 | 2252 | 23.4 | 16.2 | 47200 | 2943 | 4.7 | 3.6 | Non Federally-Regulated | 10/11/2016 |  | 01/11/2019
ClimateMaster Inc. | Comfort-Aire | HZS048B | MWG48 | Ground-Source | WBAHP-CB: Heat Pump Split Syst | Heat Pump | 208 | 1 | False |  |  | Single-Speed |  |  |  | 48800 | 2757 | 17.7 | 13.4 | 36700 | 2688 | 4 | 3.1 | Non Federally-Regulated | 10/11/2016 |  | 01/11/2019
ClimateMaster Inc. | Comfort-Aire | HZS060B | MWG60 | Water-Source | WBAHP-CB: Heat Pump Split Syst | Heat Pump | 208 | 1 | False |  |  | Single-Speed |  |  |  | 57400 | 3801 | 15.1 | 12 | 66300 | 4134 | 4.7 | 4.2 | Federally-Regulated Commercial & Industrial Equipment | 10/11/2016 |  | 01/11/2019
ClimateMaster Inc. | Comfort-Aire | HZS060B | MWG60 | Ground-Water-Source | WBAHP-CB: Heat Pump Split Syst | Heat Pump | 208 | 1 | False |  |  | Single-Speed |  |  |  | 62800 | 2854 | 22 | 16.2 | 56600 | 3857 | 4.3 | 3.6 | Non Federally-Regulated | 10/11/2016 |  | 01/11/2019
ClimateMaster Inc. | Comfort-Aire | HZS060B | MWG60 | Ground-Source | WBAHP-CB: Heat Pump Split Syst | Heat Pump | 208 | 1 | False |  |  | Single-Speed |  |  |  | 59100 | 3497 | 16.9 | 13.4 | 44900 | 3655 | 3.6 | 3.1 | Non Federally-Regulated | 10/11/2016 |  | 01/11/2019
ClimateMaster Inc. | Century | HEV/H024B1 |  | Water-Source | WBAHP: Heat Pump Packaged Unit | Heat Pump | 208 | 1 |  |  |  | Single-Speed |  |  |  | 23700 | 1657 | 14.3 | 11.2 | 28000 | 1783 | 4.6 | 4.2 | Federally-Regulated Commercial & Industrial Equipment | 09/01/2017 |  | 01/11/2019
ClimateMaster Inc. | Century | HEV/H024B1 |  | Ground-Water-Source | WBAHP: Heat Pump Packaged Unit | Heat Pump | 208 | 1 |  |  |  | Single-Speed |  |  |  | 26500 | 1221 | 21.7 | 16.2 | 23000 | 1644 | 4.1 | 3.6 | Non Federally-Regulated | 09/01/2017 |  | 01/11/2019
ClimateMaster Inc. | Century | HEV/H024B1 |  | Ground-Source | WBAHP: Heat Pump Packaged Unit | Heat Pump | 208 | 1 |  |  |  | Single-Speed |  |  |  | 24600 | 1537 | 16 | 13.4 | 17800 | 1449 | 3.6 | 3.1 | Non Federally-Regulated | 09/01/2017 |  | 01/11/2019
ClimateMaster Inc. | Century | HEV/H030A1 |  | Water-Source | WBAHP: Heat Pump Packaged Unit | Heat Pump | 208 | 1 |  |  |  | Single-Speed |  |  |  | 28500 | 2035 | 14 | 11.2 | 35800 | 2280 | 4.6 | 4.2 | Federally-Regulated Commercial & Industrial Equipment | 09/01/2017 |  | 01/11/2019
ClimateMaster Inc. | Century | HEV/H030A1 |  | Ground-Water-Source | WBAHP: Heat Pump Packaged Unit | Heat Pump | 208 | 1 |  |  |  | Single-Speed |  |  |  | 32300 | 1560 | 20.7 | 16.2 | 30000 | 2093 | 4.2 | 3.6 | Non Federally-Regulated | 09/01/2017 |  | 01/11/2019
ClimateMaster Inc. | Century | HEV/H030A1 |  | Ground-Source | WBAHP: Heat Pump Packaged Unit | Heat Pump | 208 | 1 |  |  |  | Single-Speed |  |  |  | 29900 | 1904 | 15.7 | 13.4 | 23800 | 1937 | 3.6 | 3.1 | Non Federally-Regulated | 09/01/2017 |  | 01/11/2019
ClimateMaster Inc. | Century | HEV/H042A1 |  | Water-Source | WBAHP: Heat Pump Packaged Unit | Heat Pump | 208 | 1 |  |  |  | Single-Speed |  |  |  | 41100 | 2874 | 14.3 | 11.2 | 50200 | 3198 | 4.6 | 4.2 | Federally-Regulated Commercial & Industrial Equipment | 09/01/2017 |  | 01/11/2019
ClimateMaster Inc. | Century | HEV/H042A1 |  | Ground-Water-Source | WBAHP: Heat Pump Packaged Unit | Heat Pump | 208 | 1 |  |  |  | Single-Speed |  |  |  | 46300 | 2173 | 21.3 | 16.2 | 42300 | 3023 | 4.1 | 3.6 | Non Federally-Regulated | 09/01/2017 |  | 01/11/2019
ClimateMaster Inc. | Century | HEV/H042A1 |  | Ground-Source | WBAHP: Heat Pump Packaged Unit | Heat Pump | 208 | 1 |  |  |  | Single-Speed |  |  |  | 43100 | 2677 | 16.1 | 13.4 | 33300 | 2870 | 3.4 | 3.1 | Non Federally-Regulated | 09/01/2017 |  | 01/11/2019
ClimateMaster Inc. | Century | HEV/H048A1 |  | Water-Source | WBAHP: Heat Pump Packaged Unit | Heat Pump | 208 | 1 |  |  |  | Single-Speed |  |  |  | 45900 | 3278 | 14 | 11.2 | 53800 | 3217 | 4.9 | 4.2 | Federally-Regulated Commercial & Industrial Equipment | 09/01/2017 |  | 01/11/2019
ClimateMaster Inc. | Century | HEV/H048A1 |  | Ground-Water-Source | WBAHP: Heat Pump Packaged Unit | Heat Pump | 208 | 1 |  |  |  | Single-Speed |  |  |  | 51800 | 2478 | 20.9 | 16.2 | 45000 | 2997 | 4.4 | 3.6 | Non Federally-Regulated | 09/01/2017 |  | 01/11/2019
ClimateMaster Inc. | Century | HEV/H048A1 |  | Ground-Source | WBAHP: Heat Pump Packaged Unit | Heat Pump | 208 | 1 |  |  |  | Single-Speed |  |  |  | 48100 | 3103 | 15.5 | 13.4 | 35600 | 2819 | 3.7 | 3.1 | Non Federally-Regulated | 09/01/2017 |  | 01/11/2019
ClimateMaster Inc. | Century | HEV/H060B1 |  | Ground-Source | WBAHP: Heat Pump Packaged Unit | Heat Pump | 208 | 1 |  |  |  | Single-Speed |  |  |  | 63200 | 3653 | 17.3 | 13.4 | 43700 | 3557 | 3.6 | 3.1 | Non Federally-Regulated | 09/01/2017 |  | 01/11/2019
ClimateMaster Inc. | Century | HZS024B | MWG24 | Water-Source | WBAHP-CB: Heat Pump Split Syst | Heat Pump | 208 | 1 | False |  |  | Single-Speed |  |  |  | 25000 | 1543 | 16.2 | 12 | 28500 | 1606 | 5.2 | 4.2 | Federally-Regulated Commercial & Industrial Equipment | 10/11/2016 |  | 01/11/2019
ClimateMaster Inc. | Century | HZS024B | MWG24 | Ground-Water-Source | WBAHP-CB: Heat Pump Split Syst | Heat Pump | 208 | 1 | False |  |  | Single-Speed |  |  |  | 27900 | 1143 | 24.4 | 16.2 | 24400 | 1521 | 4.7 | 3.6 | Non Federally-Regulated | 10/11/2016 |  | 01/11/2019
ClimateMaster Inc. | Century | HZS024B | MWG24 | Ground-Source | WBAHP-CB: Heat Pump Split Syst | Heat Pump | 208 | 1 | False |  |  | Single-Speed |  |  |  | 25700 | 1412 | 18.2 | 13.4 | 18600 | 1434 | 3.8 | 3.1 | Non Federally-Regulated | 10/11/2016 |  | 01/11/2019
ClimateMaster Inc. | Century | HZS036B | MWG36 | Water-Source | WBAHP-CB: Heat Pump Split Syst | Heat Pump | 208 | 1 | False |  |  | Single-Speed |  |  |  | 37900 | 2242 | 16.9 | 12 | 41200 | 2236 | 5.4 | 4.2 | Federally-Regulated Commercial & Industrial Equipment | 10/11/2016 |  | 01/11/2019
ClimateMaster Inc. | Century | HZS036B | MWG36 | Ground-Water-Source | WBAHP-CB: Heat Pump Split Syst | Heat Pump | 208 | 1 | False |  |  | Single-Speed |  |  |  | 41800 | 1699 | 24.6 | 16.2 | 35000 | 2229 | 4.6 | 3.6 | Non Federally-Regulated | 10/11/2016 |  | 01/11/2019
ClimateMaster Inc. | Century | HZS036B | MWG36 | Ground-Source | WBAHP-CB: Heat Pump Split Syst | Heat Pump | 208 | 1 | False |  |  | Single-Speed |  |  |  | 38600 | 2064 | 18.7 | 13.4 | 27500 | 1965 | 4.1 | 3.1 | Non Federally-Regulated | 10/11/2016 |  | 01/11/2019
ClimateMaster Inc. | Century | HZS048B | MWG48 | Water-Source | WBAHP-CB: Heat Pump Split Syst | Heat Pump | 208 | 1 | False |  |  | Single-Speed |  |  |  | 48000 | 2981 | 16.1 | 12 | 54500 | 3071 | 5.2 | 4.2 | Federally-Regulated Commercial & Industrial Equipment | 10/11/2016 |  | 01/11/2019
ClimateMaster Inc. | Century | HZS048B | MWG48 | Ground-Water-Source | WBAHP-CB: Heat Pump Split Syst | Heat Pump | 208 | 1 | False |  |  | Single-Speed |  |  |  | 52700 | 2252 | 23.4 | 16.2 | 47200 | 2943 | 4.7 | 3.6 | Non Federally-Regulated | 10/11/2016 |  | 01/11/2019
ClimateMaster Inc. | Century | HZS048B | MWG48 | Ground-Source | WBAHP-CB: Heat Pump Split Syst | Heat Pump | 208 | 1 | False |  |  | Single-Speed |  |  |  | 48800 | 2757 | 17.7 | 13.4 | 36700 | 2688 | 4 | 3.1 | Non Federally-Regulated | 10/11/2016 |  | 01/11/2019
ClimateMaster Inc. | Century | HZS060B | MWG60 | Water-Source | WBAHP-CB: Heat Pump Split Syst | Heat Pump | 208 | 1 | False |  |  | Single-Speed |  |  |  | 57400 | 3801 | 15.1 | 12 | 66300 | 4134 | 4.7 | 4.2 | Federally-Regulated Commercial & Industrial Equipment | 10/11/2016 |  | 01/11/2019
ClimateMaster Inc. | Century | HZS060B | MWG60 | Ground-Water-Source | WBAHP-CB: Heat Pump Split Syst | Heat Pump | 208 | 1 | False |  |  | Single-Speed |  |  |  | 62800 | 2854 | 22 | 16.2 | 56600 | 3857 | 4.3 | 3.6 | Non Federally-Regulated | 10/11/2016 |  | 01/11/2019
ClimateMaster Inc. | Century | HZS060B | MWG60 | Ground-Source | WBAHP-CB: Heat Pump Split Syst | Heat Pump | 208 | 1 | False |  |  | Single-Speed |  |  |  | 59100 | 3497 | 16.9 | 13.4 | 44900 | 3655 | 3.6 | 3.1 | Non Federally-Regulated | 10/11/2016 |  | 01/11/2019
ClimateMaster Inc. | Rheem | RPVS/EC048 | RCFL-HM48 | Water-Source | WBAHP-CB: Heat Pump Split Syst | Heat Pump | 208 | 1 | False |  |  | Single-Speed |  |  |  | 48000 | 2981 | 16.1 | 12 | 54500 | 3071 | 5.2 | 4.2 | Federally-Regulated Commercial & Industrial Equipment | 06/09/2015 |  | 01/11/2019
ClimateMaster Inc. | Rheem | RPVS/EC048 | RCFL-HM48 | Ground-Water-Source | WBAHP-CB: Heat Pump Split Syst | Heat Pump | 208 | 1 | False |  |  | Single-Speed |  |  |  | 52700 | 2252 | 23.4 | 16.2 | 47200 | 2943 | 4.7 | 3.6 | Non Federally-Regulated | 06/09/2015 |  | 01/11/2019
ClimateMaster Inc. | Rheem | RPVS/EC048 | RCFL-HM48 | Ground-Source | WBAHP-CB: Heat Pump Split Syst | Heat Pump | 208 | 1 | False |  |  | Single-Speed |  |  |  | 48800 | 2757 | 17.7 | 13.4 | 36700 | 2688 | 4 | 3.1 | Non Federally-Regulated | 06/09/2015 |  | 01/11/2019
ClimateMaster Inc. | Rheem | RPVS/EC062 | RCFL-HM60 | Water-Source | WBAHP-CB: Heat Pump Split Syst | Heat Pump | 208 | 1 | False |  |  | Single-Speed |  |  |  | 57400 | 3801 | 15.1 | 12 | 66300 | 4134 | 4.7 | 4.2 | Federally-Regulated Commercial & Industrial Equipment | 06/09/2015 |  | 01/11/2019
ClimateMaster Inc. | Rheem | RPVS/EC062 | RCFL-HM60 | Ground-Water-Source | WBAHP-CB: Heat Pump Split Syst | Heat Pump | 208 | 1 | False |  |  | Single-Speed |  |  |  | 62800 | 2854 | 22 | 16.2 | 56600 | 3857 | 4.3 | 3.6 | Non Federally-Regulated | 06/09/2015 |  | 01/11/2019
ClimateMaster Inc. | Rheem | RPVS/EC036 | RCFL-HM38 | Water-Source | WBAHP-CB: Heat Pump Split Syst | Heat Pump | 208 | 1 | False |  |  | Single-Speed |  |  |  | 37900 | 2242 | 16.9 | 12 | 41200 | 2236 | 5.4 | 4.2 | Federally-Regulated Commercial & Industrial Equipment | 06/09/2015 |  | 01/11/2019
ClimateMaster Inc. | Rheem | RPVS/EC062 | RCFL-HM60 | Ground-Source | WBAHP-CB: Heat Pump Split Syst | Heat Pump | 208 | 1 | False |  |  | Single-Speed |  |  |  | 59100 | 3497 | 16.9 | 13.4 | 44900 | 3655 | 3.6 | 3.1 | Non Federally-Regulated | 06/09/2015 |  | 01/11/2019
ClimateMaster Inc. | Rheem | RPVS/EC036 | RCFL-HM38 | Ground-Water-Source | WBAHP-CB: Heat Pump Split Syst | Heat Pump | 208 | 1 | False |  |  | Single-Speed |  |  |  | 41800 | 1699 | 24.6 | 16.2 | 35000 | 2229 | 4.6 | 3.6 | Non Federally-Regulated | 06/09/2015 |  | 01/11/2019
ClimateMaster Inc. | Rheem | RPVS/EC036 | RCFL-HM38 | Ground-Source | WBAHP-CB: Heat Pump Split Syst | Heat Pump | 208 | 1 | False |  |  | Single-Speed |  |  |  | 38600 | 2064 | 18.7 | 13.4 | 27500 | 1965 | 4.1 | 3.1 | Non Federally-Regulated | 06/09/2015 |  | 01/11/2019
ClimateMaster Inc. | Rheem | RPVS/EC025 | RCFL-HM24 | Water-Source | WBAHP-CB: Heat Pump Split Syst | Heat Pump | 208 | 1 | False |  |  | Single-Speed |  |  |  | 25000 | 1543 | 16.2 | 12 | 28500 | 1606 | 5.2 | 4.2 | Federally-Regulated Commercial & Industrial Equipment | 06/09/2015 |  | 01/11/2019
ClimateMaster Inc. | Rheem | RPVS/EC025 | RCFL-HM24 | Ground-Water-Source | WBAHP-CB: Heat Pump Split Syst | Heat Pump | 208 | 1 | False |  |  | Single-Speed |  |  |  | 27900 | 1143 | 24.4 | 16.2 | 24400 | 1521 | 4.7 | 3.6 | Non Federally-Regulated | 06/09/2015 |  | 01/11/2019
ClimateMaster Inc. | Rheem | RPVS/EC025 | RCFL-HM24 | Ground-Source | WBAHP-CB: Heat Pump Split Syst | Heat Pump | 208 | 1 | False |  |  | Single-Speed |  |  |  | 25700 | 1412 | 18.2 | 13.4 | 18600 | 1434 | 3.8 | 3.1 | Non Federally-Regulated | 06/09/2015 |  | 01/11/2019
ClimateMaster Inc. | Rheem | RPVS/EC025 | RCFL-HM26 | Water-Source | WBAHP-CB: Heat Pump Split Syst | Heat Pump | 208 | 1 | False |  |  | Single-Speed |  |  |  | 25000 | 1543 | 16.2 | 12 | 28500 | 1606 | 5.2 | 4.2 | Federally-Regulated Commercial & Industrial Equipment | 06/09/2015 |  | 01/11/2019
ClimateMaster Inc. | Rheem | RPVS/EC025 | RCFL-HM26 | Ground-Water-Source | WBAHP-CB: Heat Pump Split Syst | Heat Pump | 208 | 1 | False |  |  | Single-Speed |  |  |  | 27900 | 1143 | 24.4 | 16.2 | 24400 | 1521 | 4.7 | 3.6 | Non Federally-Regulated | 06/09/2015 |  | 01/11/2019
ClimateMaster Inc. | Rheem | RPVS/EC025 | RCFL-HM26 | Ground-Source | WBAHP-CB: Heat Pump Split Syst | Heat Pump | 208 | 1 | False |  |  | Single-Speed |  |  |  | 25700 | 1412 | 18.2 | 13.4 | 18600 | 1434 | 3.8 | 3.1 | Non Federally-Regulated | 06/09/2015 |  | 01/11/2019
ClimateMaster Inc. | TRANQUILITY 22 DIGITAL | TYV/H060B |  | Water-Source | WBAHP: Heat Pump Packaged Unit | Heat Pump | 208 | 1 |  |  |  | Dual-Speed |  |  |  | 61700 | 3929 | 15.7 | 11.2 | 67500 | 4121 | 4.8 | 4.2 | Federally-Regulated Commercial & Industrial Equipment | 10/10/2017 |  | 01/11/2019
ClimateMaster Inc. | TRANQUILITY 22 DIGITAL | TYV/H060B |  | Ground-Source | WBAHP: Heat Pump Packaged Unit | Heat Pump | 208 | 1 |  |  |  | Dual-Speed |  |  |  | 63200 | 3653 | 17.3 | 13.4 | 43700 | 3557 | 3.6 | 3.1 | Non Federally-Regulated | 10/10/2017 |  | 01/11/2019
ClimateMaster Inc. | TRANQUILITY 22 DIGITAL | TZV/H060C |  | Water-Source | WBAHP: Heat Pump Packaged Unit | Heat Pump | 208 | 1 |  |  |  | Single-Speed |  |  |  | 61700 | 3929 | 15.7 | 11.2 | 67500 | 4121 | 4.8 | 4.2 | Federally-Regulated Commercial & Industrial Equipment | 10/10/2017 |  | 01/11/2019
ClimateMaster Inc. | TRANQUILITY 22 DIGITAL | TZV/H060C |  | Ground-Source | WBAHP: Heat Pump Packaged Unit | Heat Pump | 208 | 1 |  |  |  | Single-Speed |  |  |  | 63200 | 3653 | 17.3 | 13.4 | 43700 | 3557 | 3.6 | 3.1 | Non Federally-Regulated | 11/16/2018 |  | 01/11/2019
FHP Manufacturing Company | Bosch | CA009-1**-*****B |  | Water-Source | WBAHP-O: Heat Pump Packaged Un | Heat Pump | 200 | 1 |  |  |  | Single-Speed |  |  |  | 8700 | 649 | 13.4 | 11.2 | 9500 | 618 | 4.5 | 4.2 | Federally-Regulated Commercial & Industrial Equipment | 08/22/2016 |  | 01/11/2019
FHP Manufacturing Company | Bosch | CA009-1**-*****B |  | Ground-Water-Source | WBAHP-O: Heat Pump Packaged Un | Heat Pump | 200 | 1 |  |  |  | Single-Speed |  |  |  | 10300 | 479 | 21.5 | 16.2 | 8000 | 601 | 3.9 | 3.6 | Non Federally-Regulated | 08/22/2016 |  | 01/11/2019
FHP Manufacturing Company | Bosch | CA009-1**-*****B |  | Ground-Source | WBAHP-O: Heat Pump Packaged Un | Heat Pump | 200 | 1 |  |  |  | Single-Speed |  |  |  | 9100 | 587 | 15.5 | 13.4 | 6000 | 549 | 3.2 | 3.1 | Non Federally-Regulated | 08/22/2016 |  | 01/11/2019
FHP Manufacturing Company | Bosch | CA009-2**-*****B |  | Water-Source | WBAHP-O: Heat Pump Packaged Un | Heat Pump | 265 | 1 |  |  |  | Single-Speed |  |  |  | 8700 | 649 | 13.4 | 11.2 | 9500 | 618 | 4.5 | 4.2 | Federally-Regulated Commercial & Industrial Equipment | 08/22/2016 |  | 01/11/2019
FHP Manufacturing Company | Bosch | CA009-2**-*****B |  | Ground-Water-Source | WBAHP-O: Heat Pump Packaged Un | Heat Pump | 265 | 1 |  |  |  | Single-Speed |  |  |  | 10300 | 479 | 21.5 | 16.2 | 8000 | 601 | 3.9 | 3.6 | Non Federally-Regulated | 08/22/2016 |  | 01/11/2019
FHP Manufacturing Company | Bosch | CA009-2**-*****B |  | Ground-Source | WBAHP-O: Heat Pump Packaged Un | Heat Pump | 265 | 1 |  |  |  | Single-Speed |  |  |  | 9100 | 587 | 15.5 | 13.4 | 6000 | 549 | 3.2 | 3.1 | Non Federally-Regulated | 08/22/2016 |  | 01/11/2019
FHP Manufacturing Company | Bosch | CE061-1VTC-*****A |  | Water-Source | WBAHP: Heat Pump Packaged Unit | Heat Pump | 208 | 1 |  |  |  | Dual-Speed |  |  |  | 60000 | 4285 | 14 | 11.2 | 72000 | 4489 | 4.7 | 4.2 | Federally-Regulated Commercial & Industrial Equipment | 12/10/2018 |  | 01/11/2019
FHP Manufacturing Company | Bosch | CE061-1VTC-*****A |  | Ground-Source | WBAHP: Heat Pump Packaged Unit | Heat Pump | 208 | 1 |  |  |  | Dual-Speed |  |  |  | 62000 | 3949 | 15.7 | 13.4 | 49000 | 3989 | 3.6 | 3.1 | Non Federally-Regulated | 12/10/2018 |  | 01/11/2019
FHP Manufacturing Company | Bosch | CE061-1VTC-*****A* |  | Water-Source | WBAHP: Heat Pump Packaged Unit | Heat Pump | 208 | 1 |  |  |  | Dual-Speed |  |  |  | 60000 | 4285 | 14 | 11.2 | 72000 | 4489 | 4.7 | 4.2 | Federally-Regulated Commercial & Industrial Equipment | 12/10/2018 |  | 01/11/2019
FHP Manufacturing Company | Bosch | CE061-1VTC-*****A* |  | Ground-Source | WBAHP: Heat Pump Packaged Unit | Heat Pump | 208 | 1 |  |  |  | Dual-Speed |  |  |  | 62000 | 3949 | 15.7 | 13.4 | 49000 | 3989 | 3.6 | 3.1 | Non Federally-Regulated | 12/10/2018 |  | 01/11/2019
FHP Manufacturing Company | Bosch | SM024-1CSN-*****A | SM024-1AV*-*****A | Water-Source | WBAHP-CB: Heat Pump Split Syst | Both Heat Pump and Electric Re | 208 | 1 | False |  |  | Dual-Speed |  |  |  | 23100 | 1540 | 15 | 12 | 26400 | 1487 | 5.2 | 4.2 | Federally-Regulated Commercial & Industrial Equipment | 12/10/2018 |  | 01/11/2019
FHP Manufacturing Company | Bosch | SM024-1CSN-*****A | SM024-1AV*-*****A | Ground-Water-Source | WBAHP-CB: Heat Pump Split Syst | Both Heat Pump and Electric Re | 208 | 1 | False |  |  | Dual-Speed |  |  |  | 28500 | 1283 | 22.2 | 16.2 | 22200 | 1445 | 4.5 | 3.6 | Non Federally-Regulated | 12/10/2018 |  | 01/11/2019
FHP Manufacturing Company | Bosch | SM024-1CSN-*****A | SM024-1AV*-*****A | Ground-Source | WBAHP-CB: Heat Pump Split Syst | Both Heat Pump and Electric Re | 208 | 1 | False |  |  | Dual-Speed |  |  |  | 26200 | 1541 | 17 | 13.4 | 17700 | 1383 | 3.8 | 3.1 | Non Federally-Regulated | 12/10/2018 |  | 01/11/2019
FHP Manufacturing Company | BOSCH-GEO | SM024-1CSN-*****A | SM024-1AV*-*****A | Water-Source | WBAHP-CB: Heat Pump Split Syst | Both Heat Pump and Electric Re | 208 | 1 | False |  |  | Dual-Speed |  |  |  | 23100 | 1540 | 15 | 12 | 26400 | 1487 | 5.2 | 4.2 | Federally-Regulated Commercial & Industrial Equipment | 12/07/2018 |  | 01/11/2019
FHP Manufacturing Company | BOSCH-GEO | SM024-1CSN-*****A | SM024-1AV*-*****A | Ground-Water-Source | WBAHP-CB: Heat Pump Split Syst | Both Heat Pump and Electric Re | 208 | 1 | False |  |  | Dual-Speed |  |  |  | 28500 | 1283 | 22.2 | 16.2 | 22200 | 1445 | 4.5 | 3.6 | Non Federally-Regulated | 12/07/2018 |  | 01/11/2019
FHP Manufacturing Company | BOSCH-GEO | SM024-1CSN-*****A | SM024-1AV*-*****A | Ground-Source | WBAHP-CB: Heat Pump Split Syst | Both Heat Pump and Electric Re | 208 | 1 | False |  |  | Dual-Speed |  |  |  | 26200 | 1541 | 17 | 13.4 | 17700 | 1383 | 3.8 | 3.1 | Non Federally-Regulated | 12/07/2018 |  | 01/11/2019
FHP Manufacturing Company | Bryant | GP060V******1**1 |  | Water-Source | WBAHP: Heat Pump Packaged Unit | Heat Pump | 208 | 1 |  |  |  | Dual-Speed |  |  |  | 60000 | 4285 | 14 | 11.2 | 72000 | 4489 | 4.7 | 4.2 | Federally-Regulated Commercial & Industrial Equipment | 12/07/2018 |  | 01/11/2019
FHP Manufacturing Company | Bryant | GP060V******1**1 |  | Ground-Source | WBAHP: Heat Pump Packaged Unit | Heat Pump | 208 | 1 |  |  |  | Dual-Speed |  |  |  | 62000 | 3949 | 15.7 | 13.4 | 49000 | 3989 | 3.6 | 3.1 | Non Federally-Regulated | 12/07/2018 |  | 01/11/2019
FHP Manufacturing Company | Carrier | 50PEC09****4/B |  | Water-Source | WBAHP-O: Heat Pump Packaged Un | Heat Pump | 265 | 1 |  |  |  | Single-Speed |  |  |  | 8700 | 649 | 13.4 | 11.2 | 9500 | 618 | 4.5 | 4.2 | Federally-Regulated Commercial & Industrial Equipment | 08/22/2016 |  | 01/11/2019
FHP Manufacturing Company | Carrier | 50PEC09****4/B |  | Ground-Water-Source | WBAHP-O: Heat Pump Packaged Un | Heat Pump | 265 | 1 |  |  |  | Single-Speed |  |  |  | 10300 | 479 | 21.5 | 16.2 | 8000 | 601 | 3.9 | 3.6 | Non Federally-Regulated | 08/22/2016 |  | 01/11/2019
FHP Manufacturing Company | Carrier | 50PEC09****4/B |  | Ground-Source | WBAHP-O: Heat Pump Packaged Un | Heat Pump | 265 | 1 |  |  |  | Single-Speed |  |  |  | 9100 | 587 | 15.5 | 13.4 | 6000 | 549 | 3.2 | 3.1 | Non Federally-Regulated | 08/22/2016 |  | 01/11/2019
FHP Manufacturing Company | Carrier | 50PEC09****3/B |  | Water-Source | WBAHP-O: Heat Pump Packaged Un | Heat Pump | 200 | 1 |  |  |  | Single-Speed |  |  |  | 8700 | 649 | 13.4 | 11.2 | 9500 | 618 | 4.5 | 4.2 | Federally-Regulated Commercial & Industrial Equipment | 08/22/2016 |  | 01/11/2019
FHP Manufacturing Company | Carrier | 50PEC09****3/B |  | Ground-Water-Source | WBAHP-O: Heat Pump Packaged Un | Heat Pump | 200 | 1 |  |  |  | Single-Speed |  |  |  | 10300 | 479 | 21.5 | 16.2 | 8000 | 601 | 3.9 | 3.6 | Non Federally-Regulated | 08/22/2016 |  | 01/11/2019
FHP Manufacturing Company | Carrier | 50PEC09****3/B |  | Ground-Source | WBAHP-O: Heat Pump Packaged Un | Heat Pump | 200 | 1 |  |  |  | Single-Speed |  |  |  | 9100 | 587 | 15.5 | 13.4 | 6000 | 549 | 3.2 | 3.1 | Non Federally-Regulated | 08/22/2016 |  | 01/11/2019
FHP Manufacturing Company | Carrier | GP060V******1**1 |  | Water-Source | WBAHP: Heat Pump Packaged Unit | Heat Pump | 208 | 1 |  |  |  | Dual-Speed |  |  |  | 60000 | 4285 | 14 | 11.2 | 72000 | 4489 | 4.7 | 4.2 | Federally-Regulated Commercial & Industrial Equipment | 12/07/2018 |  | 01/11/2019
FHP Manufacturing Company | Carrier | GP060V******1**1 |  | Ground-Source | WBAHP: Heat Pump Packaged Unit | Heat Pump | 208 | 1 |  |  |  | Dual-Speed |  |  |  | 62000 | 3949 | 15.7 | 13.4 | 49000 | 3989 | 3.6 | 3.1 | Non Federally-Regulated | 12/07/2018 |  | 01/11/2019
FHP Manufacturing Company | FHP | CA009-2**-*****B |  | Water-Source | WBAHP-O: Heat Pump Packaged Un | Heat Pump | 265 | 1 |  |  |  | Single-Speed |  |  |  | 8700 | 649 | 13.4 | 11.2 | 9500 | 618 | 4.5 | 4.2 | Federally-Regulated Commercial & Industrial Equipment | 08/22/2016 |  | 01/11/2019
FHP Manufacturing Company | FHP | CA009-2**-*****B |  | Ground-Water-Source | WBAHP-O: Heat Pump Packaged Un | Heat Pump | 265 | 1 |  |  |  | Single-Speed |  |  |  | 10300 | 479 | 21.5 | 16.2 | 8000 | 601 | 3.9 | 3.6 | Non Federally-Regulated | 08/22/2016 |  | 01/11/2019
FHP Manufacturing Company | FHP | CA009-2**-*****B |  | Ground-Source | WBAHP-O: Heat Pump Packaged Un | Heat Pump | 265 | 1 |  |  |  | Single-Speed |  |  |  | 9100 | 587 | 15.5 | 13.4 | 6000 | 549 | 3.2 | 3.1 | Non Federally-Regulated | 08/22/2016 |  | 01/11/2019
FHP Manufacturing Company | FHP | CA009-1**-*****B |  | Water-Source | WBAHP-O: Heat Pump Packaged Un | Heat Pump | 200 | 1 |  |  |  | Single-Speed |  |  |  | 8700 | 649 | 13.4 | 11.2 | 9500 | 618 | 4.5 | 4.2 | Federally-Regulated Commercial & Industrial Equipment | 08/22/2016 |  | 01/11/2019
FHP Manufacturing Company | FHP | CA009-1**-*****B |  | Ground-Water-Source | WBAHP-O: Heat Pump Packaged Un | Heat Pump | 200 | 1 |  |  |  | Single-Speed |  |  |  | 10300 | 479 | 21.5 | 16.2 | 8000 | 601 | 3.9 | 3.6 | Non Federally-Regulated | 08/22/2016 |  | 01/11/2019
FHP Manufacturing Company | FHP | CA009-1**-*****B |  | Ground-Source | WBAHP-O: Heat Pump Packaged Un | Heat Pump | 200 | 1 |  |  |  | Single-Speed |  |  |  | 9100 | 587 | 15.5 | 13.4 | 6000 | 549 | 3.2 | 3.1 | Non Federally-Regulated | 08/22/2016 |  | 01/11/2019
FHP Manufacturing Company | FHP | BC009-2**-*****B |  | Water-Source | WBAHP-O: Heat Pump Packaged Un | Heat Pump | 265 | 1 |  |  |  | Single-Speed |  |  |  | 8700 | 649 | 13.4 | 11.2 | 9500 | 618 | 4.5 | 4.2 | Federally-Regulated Commercial & Industrial Equipment | 08/22/2016 |  | 01/11/2019
FHP Manufacturing Company | FHP | BC009-2**-*****B |  | Ground-Water-Source | WBAHP-O: Heat Pump Packaged Un | Heat Pump | 265 | 1 |  |  |  | Single-Speed |  |  |  | 10300 | 479 | 21.5 | 16.2 | 8000 | 601 | 3.9 | 3.6 | Non Federally-Regulated | 08/22/2016 |  | 01/11/2019
FHP Manufacturing Company | FHP | BC009-2**-*****B |  | Ground-Source | WBAHP-O: Heat Pump Packaged Un | Heat Pump | 265 | 1 |  |  |  | Single-Speed |  |  |  | 9100 | 587 | 15.5 | 13.4 | 6000 | 549 | 3.2 | 3.1 | Non Federally-Regulated | 08/22/2016 |  | 01/11/2019
FHP Manufacturing Company | FHP | BC009-1**-*****B |  | Water-Source | WBAHP-O: Heat Pump Packaged Un | Heat Pump | 200 | 1 |  |  |  | Single-Speed |  |  |  | 8700 | 649 | 13.4 | 11.2 | 9500 | 618 | 4.5 | 4.2 | Federally-Regulated Commercial & Industrial Equipment | 08/22/2016 |  | 01/11/2019
FHP Manufacturing Company | FHP | BC009-1**-*****B |  | Ground-Water-Source | WBAHP-O: Heat Pump Packaged Un | Heat Pump | 200 | 1 |  |  |  | Single-Speed |  |  |  | 10300 | 479 | 21.5 | 16.2 | 8000 | 601 | 3.9 | 3.6 | Non Federally-Regulated | 08/22/2016 |  | 01/11/2019
FHP Manufacturing Company | FHP | BC009-1**-*****B |  | Ground-Source | WBAHP-O: Heat Pump Packaged Un | Heat Pump | 200 | 1 |  |  |  | Single-Speed |  |  |  | 9100 | 587 | 15.5 | 13.4 | 6000 | 549 | 3.2 | 3.1 | Non Federally-Regulated | 08/22/2016 |  | 01/11/2019
Waterfurnace International, Inc. | ASTON | 103H064**1 | SAH060* | Water-Source | WBAHP-CB: Heat Pump Split Syst | Heat Pump | 208 | 1 | False |  |  | Dual-Speed |  |  |  | 54800 | 3653 | 15 | 12 | 66900 | 4084 | 4.8 | 4.2 | Federally-Regulated Commercial & Industrial Equipment | 06/13/2017 |  | 01/11/2019
Waterfurnace International, Inc. | ASTON | 103H064**1 | SAH060* | Ground-Water-Source | WBAHP-CB: Heat Pump Split Syst | Heat Pump | 208 | 1 | False |  |  | Dual-Speed |  |  |  | 63200 | 2808 | 22.5 | 16.2 | 56000 | 3730 | 4.4 | 3.6 | Non Federally-Regulated | 06/13/2017 |  | 01/11/2019
Waterfurnace International, Inc. | ASTON | 103H064**1 | SAH060* | Ground-Source | WBAHP-CB: Heat Pump Split Syst | Heat Pump | 208 | 1 | False |  |  | Dual-Speed |  |  |  | 57400 | 3376 | 17 | 13.4 | 45200 | 3580 | 3.7 | 3.1 | Non Federally-Regulated | 11/14/2018 |  | 01/11/2019
Waterfurnace International, Inc. | ASTON | 103H049**1 | SAH048* | Water-Source | WBAHP-CB: Heat Pump Split Syst | Heat Pump | 208 | 1 | False |  |  | Dual-Speed |  |  |  | 43200 | 2805 | 15.4 | 12 | 56300 | 3235 | 5.1 | 4.2 | Federally-Regulated Commercial & Industrial Equipment | 06/13/2017 |  | 01/11/2019
Waterfurnace International, Inc. | ASTON | 103H049**1 | SAH048* | Ground-Water-Source | WBAHP-CB: Heat Pump Split Syst | Heat Pump | 208 | 1 | False |  |  | Dual-Speed |  |  |  | 51000 | 2107 | 24.2 | 16.2 | 47100 | 3000 | 4.6 | 3.6 | Non Federally-Regulated | 06/13/2017 |  | 01/11/2019
Waterfurnace International, Inc. | ASTON | 103H049**1 | SAH048* | Ground-Source | WBAHP-CB: Heat Pump Split Syst | Heat Pump | 208 | 1 | False |  |  | Dual-Speed |  |  |  | 46300 | 2572 | 18 | 13.4 | 37700 | 2833 | 3.9 | 3.1 | Non Federally-Regulated | 11/14/2018 |  | 01/11/2019
Waterfurnace International, Inc. | ASTON | 103H038**1 | SAH036* | Water-Source | WBAHP-CB: Heat Pump Split Syst | Heat Pump | 208 | 1 | False |  |  | Dual-Speed |  |  |  | 34400 | 2110 | 16.3 | 12 | 41600 | 2344 | 5.2 | 4.2 | Federally-Regulated Commercial & Industrial Equipment | 06/13/2017 |  | 01/11/2019
Waterfurnace International, Inc. | ASTON | 103H038**1 | SAH036* | Ground-Water-Source | WBAHP-CB: Heat Pump Split Syst | Heat Pump | 208 | 1 | False |  |  | Dual-Speed |  |  |  | 38200 | 1578 | 24.2 | 16.2 | 35100 | 2188 | 4.7 | 3.6 | Non Federally-Regulated | 06/13/2017 |  | 01/11/2019
Waterfurnace International, Inc. | ASTON | 103H038**1 | SAH036* | Ground-Source | WBAHP-CB: Heat Pump Split Syst | Heat Pump | 208 | 1 | False |  |  | Dual-Speed |  |  |  | 36000 | 1894 | 19 | 13.4 | 27900 | 2044 | 4 | 3.1 | Non Federally-Regulated | 11/14/2018 |  | 01/11/2019
Waterfurnace International, Inc. | ASTON | 103H026**1 | SAH026* | Ground-Source | WBAHP-CB: Heat Pump Split Syst | Heat Pump | 208 | 1 | False |  |  | Dual-Speed |  |  |  | 23400 | 1337 | 17.5 | 13.4 | 18400 | 1457 | 3.7 | 3.1 | Non Federally-Regulated | 11/14/2018 |  | 01/11/2019
Waterfurnace International, Inc. | ASTON | 103H030**1 | SAH030* | Water-Source | WBAHP-CB: Heat Pump Split Syst | Heat Pump | 208 | 1 | False |  |  | Single-Speed |  |  |  | 23400 | 1471 | 15.9 | 12 | 30600 | 1573 | 5.7 | 4.2 | Federally-Regulated Commercial & Industrial Equipment | 06/13/2017 |  | 01/11/2019
Waterfurnace International, Inc. | ASTON | 103H030**1 | SAH030* | Ground-Water-Source | WBAHP-CB: Heat Pump Split Syst | Heat Pump | 208 | 1 | False |  |  | Single-Speed |  |  |  | 26900 | 1050 | 25.6 | 16.2 | 24900 | 1520 | 4.8 | 3.6 | Non Federally-Regulated | 06/13/2017 |  | 01/11/2019
Waterfurnace International, Inc. | ASTON | 103H030**1 | SAH030* | Ground-Source | WBAHP-CB: Heat Pump Split Syst | Heat Pump | 208 | 1 | False |  |  | Single-Speed |  |  |  | 24600 | 1301 | 18.9 | 13.4 | 19800 | 1487 | 3.9 | 3.1 | Non Federally-Regulated | 11/14/2018 |  | 01/11/2019
FHP Manufacturing Company | GEOEXCEL | CU009-2**-*****B |  | Water-Source | WBAHP-O: Heat Pump Packaged Un | Heat Pump | 265 | 1 |  |  |  | Single-Speed |  |  |  | 8700 | 649 | 13.4 | 11.2 | 9500 | 618 | 4.5 | 4.2 | Federally-Regulated Commercial & Industrial Equipment | 08/22/2016 |  | 01/11/2019
FHP Manufacturing Company | GEOEXCEL | CU009-2**-*****B |  | Ground-Water-Source | WBAHP-O: Heat Pump Packaged Un | Heat Pump | 265 | 1 |  |  |  | Single-Speed |  |  |  | 10300 | 479 | 21.5 | 16.2 | 8000 | 601 | 3.9 | 3.6 | Non Federally-Regulated | 08/22/2016 |  | 01/11/2019
FHP Manufacturing Company | GEOEXCEL | CU009-2**-*****B |  | Ground-Source | WBAHP-O: Heat Pump Packaged Un | Heat Pump | 265 | 1 |  |  |  | Single-Speed |  |  |  | 9100 | 587 | 15.5 | 13.4 | 6000 | 549 | 3.2 | 3.1 | Non Federally-Regulated | 08/22/2016 |  | 01/11/2019
FHP Manufacturing Company | GEOEXCEL | CU009-1**-*****B |  | Water-Source | WBAHP-O: Heat Pump Packaged Un | Heat Pump | 200 | 1 |  |  |  | Single-Speed |  |  |  | 8700 | 649 | 13.4 | 11.2 | 9500 | 618 | 4.5 | 4.2 | Federally-Regulated Commercial & Industrial Equipment | 08/22/2016 |  | 01/11/2019
FHP Manufacturing Company | GEOEXCEL | CU009-1**-*****B |  | Ground-Water-Source | WBAHP-O: Heat Pump Packaged Un | Heat Pump | 200 | 1 |  |  |  | Single-Speed |  |  |  | 10300 | 479 | 21.5 | 16.2 | 8000 | 601 | 3.9 | 3.6 | Non Federally-Regulated | 08/22/2016 |  | 01/11/2019
FHP Manufacturing Company | GEOEXCEL | CU009-1**-*****B |  | Ground-Source | WBAHP-O: Heat Pump Packaged Un | Heat Pump | 200 | 1 |  |  |  | Single-Speed |  |  |  | 9100 | 587 | 15.5 | 13.4 | 6000 | 549 | 3.2 | 3.1 | Non Federally-Regulated | 08/22/2016 |  | 01/11/2019
Waterfurnace International, Inc. | 5 SERIES INDOOR SPLITS | NDZ026H1 | SRAA026* | Ground-Source | WBAHP-C: Heat Pump Split Syste | Heat Pump | 208 | 1 | False |  |  | Dual-Speed |  |  |  | 23400 | 1337 | 17.5 | 13.4 | 18400 | 1457 | 3.7 | 3.1 | Non Federally-Regulated | 11/14/2018 |  | 01/11/2019
Waterfurnace International, Inc. | 5 SERIES INDOOR SPLITS | NDZ026H1 | SAH026* | Ground-Source | WBAHP-CB: Heat Pump Split Syst | Heat Pump | 208 | 1 | False |  |  | Dual-Speed |  |  |  | 23400 | 1337 | 17.5 | 13.4 | 18400 | 1457 | 3.7 | 3.1 | Non Federally-Regulated | 11/14/2018 |  | 01/11/2019
Waterfurnace International, Inc. | 5 SERIES INDOOR SPLITS | NDZ038H1 | SRAA036* | Ground-Source | WBAHP-C: Heat Pump Split Syste | Heat Pump | 208 | 1 | False |  |  | Dual-Speed |  |  |  | 36000 | 1894 | 19 | 13.4 | 27900 | 2044 | 4 | 3.1 | Non Federally-Regulated | 11/14/2018 |  | 01/11/2019
Waterfurnace International, Inc. | 5 SERIES INDOOR SPLITS | NDZ038H1 | SAH036* | Ground-Source | WBAHP-CB: Heat Pump Split Syst | Heat Pump | 208 | 1 | False |  |  | Dual-Speed |  |  |  | 36000 | 1894 | 19 | 13.4 | 27900 | 2044 | 4 | 3.1 | Non Federally-Regulated | 11/14/2018 |  | 01/11/2019
Waterfurnace International, Inc. | 5 SERIES INDOOR SPLITS | NDZ049H1 | SRAA048* | Ground-Source | WBAHP-C: Heat Pump Split Syste | Heat Pump | 208 | 1 | False |  |  | Dual-Speed |  |  |  | 46300 | 2572 | 18 | 13.4 | 37700 | 2833 | 3.9 | 3.1 | Non Federally-Regulated | 11/14/2018 |  | 01/11/2019
Waterfurnace International, Inc. | 5 SERIES INDOOR SPLITS | NDZ049H1 | SAH048* | Ground-Source | WBAHP-CB: Heat Pump Split Syst | Heat Pump | 208 | 1 | False |  |  | Dual-Speed |  |  |  | 46300 | 2572 | 18 | 13.4 | 37700 | 2833 | 3.9 | 3.1 | Non Federally-Regulated | 11/14/2018 |  | 01/11/2019
Waterfurnace International, Inc. | 5 SERIES INDOOR SPLITS | NSZ030H1 | SRAA026* | Ground-Source | WBAHP-C: Heat Pump Split Syste | Heat Pump | 208 | 1 | False |  |  | Single-Speed |  |  |  | 24600 | 1301 | 18.9 | 13.4 | 19800 | 1487 | 3.9 | 3.1 | Non Federally-Regulated | 11/14/2018 |  | 01/11/2019
Waterfurnace International, Inc. | 5 SERIES INDOOR SPLITS | NSZ030H1 | SAH030* | Ground-Source | WBAHP-CB: Heat Pump Split Syst | Heat Pump | 208 | 1 | False |  |  | Single-Speed |  |  |  | 24600 | 1301 | 18.9 | 13.4 | 19800 | 1487 | 3.9 | 3.1 | Non Federally-Regulated | 11/14/2018 |  | 01/11/2019
Waterfurnace International, Inc. | 5 SERIES INDOOR SPLITS | NDZ064H1 | SRAA060* | Ground-Source | WBAHP-C: Heat Pump Split Syste | Heat Pump | 208 | 1 | False |  |  | Dual-Speed |  |  |  | 57400 | 3376 | 17 | 13.4 | 45200 | 3580 | 3.7 | 3.1 | Non Federally-Regulated | 11/14/2018 |  | 01/11/2019
Waterfurnace International, Inc. | 5 SERIES INDOOR SPLITS | NDZ064H1 | SAH060* | Ground-Source | WBAHP-CB: Heat Pump Split Syst | Heat Pump | 208 | 1 | False |  |  | Dual-Speed |  |  |  | 57400 | 3376 | 17 | 13.4 | 45200 | 3580 | 3.7 | 3.1 | Non Federally-Regulated | 11/14/2018 |  | 01/11/2019
Waterfurnace International, Inc. | 5 SERIES | NDP064H1*1 |  | Ground-Source | WBAHP: Heat Pump Packaged Unit | Heat Pump | 208 | 1 |  |  |  | Dual-Speed |  |  |  | 62500 | 3434 | 18.2 | 13.4 | 46300 | 3570 | 3.8 | 3.1 | Non Federally-Regulated | 11/14/2018 |  | 01/11/2019
Waterfurnace International, Inc. | 5 SERIES | NDP049H1*1 |  | Water-Source | WBAHP: Heat Pump Packaged Unit | Heat Pump | 208 | 1 |  |  |  | Dual-Speed |  |  |  | 48800 | 2922 | 16.7 | 11.2 | 57700 | 3131 | 5.4 | 4.2 | Federally-Regulated Commercial & Industrial Equipment | 12/05/2017 |  | 01/11/2019
Waterfurnace International, Inc. | 5 SERIES | NDP049H1*1 |  | Ground-Water-Source | WBAHP: Heat Pump Packaged Unit | Heat Pump | 208 | 1 |  |  |  | Dual-Speed |  |  |  | 53800 | 2213 | 24.3 | 16.2 | 46900 | 3054 | 4.5 | 3.6 | Non Federally-Regulated | 12/05/2017 |  | 01/11/2019
Waterfurnace International, Inc. | 5 SERIES | NDP049H1*1 |  | Ground-Source | WBAHP: Heat Pump Packaged Unit | Heat Pump | 208 | 1 |  |  |  | Dual-Speed |  |  |  | 50400 | 2652 | 19 | 13.4 | 38000 | 2784 | 4 | 3.1 | Non Federally-Regulated | 11/14/2018 |  | 01/11/2019
Waterfurnace International, Inc. | 5 SERIES | NDP038H1*(1,2) |  | Water-Source | WBAHP: Heat Pump Packaged Unit | Heat Pump | 208 | 1 |  |  |  | Dual-Speed |  |  |  | 36500 | 2147 | 17 | 11.2 | 41900 | 2274 | 5.4 | 4.2 | Federally-Regulated Commercial & Industrial Equipment | 12/05/2017 |  | 01/11/2019
Waterfurnace International, Inc. | 5 SERIES | NDP038H1*(1,2) |  | Ground-Water-Source | WBAHP: Heat Pump Packaged Unit | Heat Pump | 208 | 1 |  |  |  | Dual-Speed |  |  |  | 40000 | 1639 | 24.4 | 16.2 | 34700 | 2118 | 4.8 | 3.6 | Non Federally-Regulated | 12/05/2017 |  | 01/11/2019
Waterfurnace International, Inc. | 5 SERIES | NDP038H1*(1,2) |  | Ground-Source | WBAHP: Heat Pump Packaged Unit | Heat Pump | 208 | 1 |  |  |  | Dual-Speed |  |  |  | 38200 | 1939 | 19.7 | 13.4 | 28300 | 2022 | 4.1 | 3.1 | Non Federally-Regulated | 11/14/2018 |  | 01/11/2019
Waterfurnace International, Inc. | 5 SERIES | NDP026H1*1 |  | Water-Source | WBAHP: Heat Pump Packaged Unit | Heat Pump | 208 | 1 |  |  |  | Dual-Speed |  |  |  | 23500 | 1506 | 15.6 | 11.2 | 29100 | 1579 | 5.4 | 4.2 | Federally-Regulated Commercial & Industrial Equipment | 12/05/2017 |  | 01/11/2019
Waterfurnace International, Inc. | 5 SERIES | NDP026H1*1 |  | Ground-Water-Source | WBAHP: Heat Pump Packaged Unit | Heat Pump | 208 | 1 |  |  |  | Dual-Speed |  |  |  | 26200 | 1164 | 22.5 | 16.2 | 23800 | 1484 | 4.7 | 3.6 | Non Federally-Regulated | 12/05/2017 |  | 01/11/2019
Waterfurnace International, Inc. | 5 SERIES | NDP026H1*1 |  | Ground-Source | WBAHP: Heat Pump Packaged Unit | Heat Pump | 208 | 1 |  |  |  | Dual-Speed |  |  |  | 24800 | 1385 | 17.9 | 13.4 | 19300 | 1450 | 3.9 | 3.1 | Non Federally-Regulated | 11/14/2018 |  | 01/11/2019
Waterfurnace International, Inc. | 5 SERIES | NDP064H1*1 |  | Water-Source | WBAHP: Heat Pump Packaged Unit | Heat Pump | 208 | 1 |  |  |  | Dual-Speed |  |  |  | 60000 | 3797 | 15.8 | 11.2 | 71700 | 4120 | 5.1 | 4.2 | Federally-Regulated Commercial & Industrial Equipment | 12/05/2017 |  | 01/11/2019
Waterfurnace International, Inc. | AMERICAN STANDARD | A2GC024*A |  | Water-Source | WBAHP: Heat Pump Packaged Unit | Heat Pump | 208 | 1 |  |  |  | Dual-Speed |  |  |  | 22000 | 1582 | 13.9 | 11.2 | 28300 | 1692 | 4.9 | 4.2 | Federally-Regulated Commercial & Industrial Equipment | 02/16/2016 |  | 01/11/2019
Waterfurnace International, Inc. | AMERICAN STANDARD | A2GC024*A |  | Ground-Water-Source | WBAHP: Heat Pump Packaged Unit | Heat Pump | 208 | 1 |  |  |  | Dual-Speed |  |  |  | 25100 | 1218 | 20.6 | 16.2 | 23500 | 1565 | 4.4 | 3.6 | Non Federally-Regulated | 02/16/2016 |  | 01/11/2019
Waterfurnace International, Inc. | AMERICAN STANDARD | A2GC024*A |  | Ground-Source | WBAHP: Heat Pump Packaged Unit | Heat Pump | 208 | 1 |  |  |  | Dual-Speed |  |  |  | 23100 | 1480 | 15.6 | 13.4 | 18900 | 1457 | 3.8 | 3.1 | Non Federally-Regulated | 02/16/2016 |  | 01/11/2019
Waterfurnace International, Inc. | AMERICAN STANDARD | A2GC036*A |  | Water-Source | WBAHP: Heat Pump Packaged Unit | Heat Pump | 208 | 1 |  |  |  | Dual-Speed |  |  |  | 33700 | 2496 | 13.5 | 11.2 | 42500 | 2650 | 4.7 | 4.2 | Federally-Regulated Commercial & Industrial Equipment | 02/16/2016 |  | 01/11/2019
Waterfurnace International, Inc. | AMERICAN STANDARD | A2GC036*A |  | Ground-Water-Source | WBAHP: Heat Pump Packaged Unit | Heat Pump | 208 | 1 |  |  |  | Dual-Speed |  |  |  | 38000 | 1928 | 19.7 | 16.2 | 35500 | 2477 | 4.2 | 3.6 | Non Federally-Regulated | 02/16/2016 |  | 01/11/2019
Waterfurnace International, Inc. | AMERICAN STANDARD | A2GC036*A |  | Ground-Source | WBAHP: Heat Pump Packaged Unit | Heat Pump | 208 | 1 |  |  |  | Dual-Speed |  |  |  | 35100 | 2264 | 15.5 | 13.4 | 26000 | 2116 | 3.6 | 3.1 | Non Federally-Regulated | 02/16/2016 |  | 01/11/2019
Waterfurnace International, Inc. | AMERICAN STANDARD | A2GC048*A |  | Water-Source | WBAHP: Heat Pump Packaged Unit | Heat Pump | 208 | 1 |  |  |  | Dual-Speed |  |  |  | 46500 | 3141 | 14.8 | 11.2 | 53900 | 3290 | 4.8 | 4.2 | Federally-Regulated Commercial & Industrial Equipment | 02/16/2016 |  | 01/11/2019
Waterfurnace International, Inc. | AMERICAN STANDARD | A2GC048*A |  | Ground-Water-Source | WBAHP: Heat Pump Packaged Unit | Heat Pump | 208 | 1 |  |  |  | Dual-Speed |  |  |  | 52300 | 2399 | 21.8 | 16.2 | 45000 | 3067 | 4.3 | 3.6 | Non Federally-Regulated | 02/16/2016 |  | 01/11/2019
Waterfurnace International, Inc. | AMERICAN STANDARD | A2GC048*A |  | Ground-Source | WBAHP: Heat Pump Packaged Unit | Heat Pump | 208 | 1 |  |  |  | Dual-Speed |  |  |  | 49000 | 3062 | 16 | 13.4 | 36000 | 2851 | 3.7 | 3.1 | Non Federally-Regulated | 02/16/2016 |  | 01/11/2019
Waterfurnace International, Inc. | AMERICAN STANDARD | A2GC060*A |  | Water-Source | WBAHP: Heat Pump Packaged Unit | Heat Pump | 208 | 1 |  |  |  | Dual-Speed |  |  |  | 57200 | 4000 | 14.3 | 11.2 | 69000 | 4493 | 4.5 | 4.2 | Federally-Regulated Commercial & Industrial Equipment | 02/16/2016 |  | 01/11/2019
Waterfurnace International, Inc. | AMERICAN STANDARD | A2GC060*A |  | Ground-Water-Source | WBAHP: Heat Pump Packaged Unit | Heat Pump | 208 | 1 |  |  |  | Dual-Speed |  |  |  | 64100 | 3096 | 20.7 | 16.2 | 56500 | 4139 | 4 | 3.6 | Non Federally-Regulated | 02/16/2016 |  | 01/11/2019
Waterfurnace International, Inc. | AMERICAN STANDARD | A2GC060*A |  | Ground-Source | WBAHP: Heat Pump Packaged Unit | Heat Pump | 208 | 1 |  |  |  | Dual-Speed |  |  |  | 59900 | 3630 | 16.5 | 13.4 | 45300 | 3904 | 3.4 | 3.1 | Non Federally-Regulated | 02/16/2016 |  | 01/11/2019
Waterfurnace International, Inc. | AMERICAN STANDARD | A2GC072*A |  | Water-Source | WBAHP: Heat Pump Packaged Unit | Heat Pump | 208 | 1 |  |  |  | Dual-Speed |  |  |  | 64400 | 4472 | 14.4 | 11.2 | 82800 | 5392 | 4.5 | 4.2 | Federally-Regulated Commercial & Industrial Equipment | 02/16/2016 |  | 01/11/2019
Waterfurnace International, Inc. | AMERICAN STANDARD | A2GE026*1* | AGCX**026* | Water-Source | WBAHP-CB: Heat Pump Split Syst | Heat Pump | 208 | 1 | False |  |  | Dual-Speed |  |  |  | 25000 | 1712 | 14.6 | 12 | 30500 | 1752 | 5.1 | 4.2 | Federally-Regulated Commercial & Industrial Equipment | 02/23/2016 |  | 01/11/2019
Waterfurnace International, Inc. | AMERICAN STANDARD | A2GE026*1* | AGCX**026* | Ground-Water-Source | WBAHP-CB: Heat Pump Split Syst | Heat Pump | 208 | 1 | False |  |  | Dual-Speed |  |  |  | 27800 | 1275 | 21.8 | 16.2 | 25000 | 1592 | 4.6 | 3.6 | Non Federally-Regulated | 02/23/2016 |  | 01/11/2019
Waterfurnace International, Inc. | AMERICAN STANDARD | A2GE026*1* | AGCX**026* | Ground-Source | WBAHP-CB: Heat Pump Split Syst | Heat Pump | 208 | 1 | False |  |  | Dual-Speed |  |  |  | 26200 | 1541 | 17 | 13.4 | 19500 | 1465 | 3.9 | 3.1 | Non Federally-Regulated | 02/23/2016 |  | 01/11/2019
Waterfurnace International, Inc. | AMERICAN STANDARD | A2GE038*1* | AGCX**036* | Water-Source | WBAHP-CB: Heat Pump Split Syst | Heat Pump | 208 | 1 | False |  |  | Dual-Speed |  |  |  | 34000 | 2328 | 14.6 | 12 | 40100 | 2350 | 5 | 4.2 | Federally-Regulated Commercial & Industrial Equipment | 02/23/2016 |  | 01/11/2019
Waterfurnace International, Inc. | AMERICAN STANDARD | A2GE038*1* | AGCX**036* | Ground-Water-Source | WBAHP-CB: Heat Pump Split Syst | Heat Pump | 208 | 1 | False |  |  | Dual-Speed |  |  |  | 34300 | 1681 | 20.4 | 16.2 | 33100 | 2155 | 4.5 | 3.6 | Non Federally-Regulated | 02/23/2016 |  | 01/11/2019
Waterfurnace International, Inc. | AMERICAN STANDARD | A2GE038*1* | AGCX**036* | Ground-Source | WBAHP-CB: Heat Pump Split Syst | Heat Pump | 208 | 1 | False |  |  | Dual-Speed |  |  |  | 35000 | 2046 | 17.1 | 13.4 | 25700 | 1982 | 3.8 | 3.1 | Non Federally-Regulated | 02/23/2016 |  | 01/11/2019
Waterfurnace International, Inc. | AMERICAN STANDARD | A2GE049*1* | AGCX**048* | Water-Source | WBAHP-CB: Heat Pump Split Syst | Heat Pump | 208 | 1 | False |  |  | Dual-Speed |  |  |  | 45900 | 3278 | 14 | 12 | 56800 | 3541 | 4.7 | 4.2 | Federally-Regulated Commercial & Industrial Equipment | 02/23/2016 |  | 01/11/2019
Waterfurnace International, Inc. | AMERICAN STANDARD | A2GE049*1* | AGCX**048* | Ground-Water-Source | WBAHP-CB: Heat Pump Split Syst | Heat Pump | 208 | 1 | False |  |  | Dual-Speed |  |  |  | 50500 | 2500 | 20.2 | 16.2 | 46700 | 3110 | 4.4 | 3.6 | Non Federally-Regulated | 02/23/2016 |  | 01/11/2019
Waterfurnace International, Inc. | AMERICAN STANDARD | A2GE049*1* | AGCX**048* | Ground-Source | WBAHP-CB: Heat Pump Split Syst | Heat Pump | 208 | 1 | False |  |  | Dual-Speed |  |  |  | 47700 | 2962 | 16.1 | 13.4 | 37000 | 2853 | 3.8 | 3.1 | Non Federally-Regulated | 02/23/2016 |  | 01/11/2019
Waterfurnace International, Inc. | AMERICAN STANDARD | A2GE064*1* | AGCX**060* | Water-Source | WBAHP-CB: Heat Pump Split Syst | Heat Pump | 208 | 1 | False |  |  | Dual-Speed |  |  |  | 56300 | 3829 | 14.7 | 12 | 67100 | 4275 | 4.6 | 4.2 | Federally-Regulated Commercial & Industrial Equipment | 02/23/2016 |  | 01/11/2019
Waterfurnace International, Inc. | AMERICAN STANDARD | A2GE064*1* | AGCX**060* | Ground-Water-Source | WBAHP-CB: Heat Pump Split Syst | Heat Pump | 208 | 1 | False |  |  | Dual-Speed |  |  |  | 63800 | 3322 | 19.2 | 16.2 | 55800 | 3803 | 4.3 | 3.6 | Non Federally-Regulated | 02/23/2016 |  | 01/11/2019
Waterfurnace International, Inc. | AMERICAN STANDARD | A2GE064*1* | AGCX**060* | Ground-Source | WBAHP-CB: Heat Pump Split Syst | Heat Pump | 208 | 1 | False |  |  | Dual-Speed |  |  |  | 59100 | 3812 | 15.5 | 13.4 | 43200 | 3516 | 3.6 | 3.1 | Non Federally-Regulated | 02/23/2016 |  | 01/11/2019
Waterfurnace International, Inc. | AMERICAN STANDARD | A2GE072*1* | AGCX**060* | Ground-Source | WBAHP-CB: Heat Pump Split Syst | Heat Pump | 208 | 1 | False |  |  | Dual-Speed |  |  |  | 62700 | 4180 | 15 | 13.4 | 50300 | 4335 | 3.4 | 3.1 | Non Federally-Regulated | 02/23/2016 |  | 01/11/2019
Waterfurnace International, Inc. | AMERICAN STANDARD | A2GN026*1* | AGCX**026* | Water-Source | WBAHP-CB: Heat Pump Split Syst | Heat Pump | 208 | 1 | False |  |  | Dual-Speed |  |  |  | 25000 | 1712 | 14.6 | 12 | 30500 | 1752 | 5.1 | 4.2 | Federally-Regulated Commercial & Industrial Equipment | 02/23/2016 |  | 01/11/2019
Waterfurnace International, Inc. | AMERICAN STANDARD | A2GN026*1* | AGCX**026* | Ground-Water-Source | WBAHP-CB: Heat Pump Split Syst | Heat Pump | 208 | 1 | False |  |  | Dual-Speed |  |  |  | 27800 | 1275 | 21.8 | 16.2 | 25000 | 1592 | 4.6 | 3.6 | Non Federally-Regulated | 02/23/2016 |  | 01/11/2019
Waterfurnace International, Inc. | AMERICAN STANDARD | A2GN026*1* | AGCX**026* | Ground-Source | WBAHP-CB: Heat Pump Split Syst | Heat Pump | 208 | 1 | False |  |  | Dual-Speed |  |  |  | 26200 | 1541 | 17 | 13.4 | 19500 | 1465 | 3.9 | 3.1 | Non Federally-Regulated | 02/23/2016 |  | 01/11/2019
Waterfurnace International, Inc. | AMERICAN STANDARD | A2GN038*1* | AGCX**036* | Water-Source | WBAHP-CB: Heat Pump Split Syst | Heat Pump | 208 | 1 | False |  |  | Dual-Speed |  |  |  | 34000 | 2328 | 14.6 | 12 | 40100 | 2350 | 5 | 4.2 | Federally-Regulated Commercial & Industrial Equipment | 02/23/2016 |  | 01/11/2019
Waterfurnace International, Inc. | AMERICAN STANDARD | A2GN038*1* | AGCX**036* | Ground-Water-Source | WBAHP-CB: Heat Pump Split Syst | Heat Pump | 208 | 1 | False |  |  | Dual-Speed |  |  |  | 34300 | 1681 | 20.4 | 16.2 | 33100 | 2155 | 4.5 | 3.6 | Non Federally-Regulated | 02/23/2016 |  | 01/11/2019
Waterfurnace International, Inc. | AMERICAN STANDARD | A2GN038*1* | AGCX**036* | Ground-Source | WBAHP-CB: Heat Pump Split Syst | Heat Pump | 208 | 1 | False |  |  | Dual-Speed |  |  |  | 35000 | 2046 | 17.1 | 13.4 | 25700 | 1982 | 3.8 | 3.1 | Non Federally-Regulated | 02/23/2016 |  | 01/11/2019
Waterfurnace International, Inc. | AMERICAN STANDARD | A2GN049*1* | AGCX**048* | Water-Source | WBAHP-CB: Heat Pump Split Syst | Heat Pump | 208 | 1 | False |  |  | Dual-Speed |  |  |  | 45900 | 3278 | 14 | 12 | 56800 | 3541 | 4.7 | 4.2 | Federally-Regulated Commercial & Industrial Equipment | 02/23/2016 |  | 01/11/2019
Waterfurnace International, Inc. | AMERICAN STANDARD | A2GN049*1* | AGCX**048* | Ground-Water-Source | WBAHP-CB: Heat Pump Split Syst | Heat Pump | 208 | 1 | False |  |  | Dual-Speed |  |  |  | 50500 | 2500 | 20.2 | 16.2 | 46700 | 3110 | 4.4 | 3.6 | Non Federally-Regulated | 02/23/2016 |  | 01/11/2019
Waterfurnace International, Inc. | AMERICAN STANDARD | A2GN049*1* | AGCX**048* | Ground-Source | WBAHP-CB: Heat Pump Split Syst | Heat Pump | 208 | 1 | False |  |  | Dual-Speed |  |  |  | 47700 | 2962 | 16.1 | 13.4 | 37000 | 2853 | 3.8 | 3.1 | Non Federally-Regulated | 02/23/2016 |  | 01/11/2019
Waterfurnace International, Inc. | AMERICAN STANDARD | A2GN064*1* | AGCX**060* | Water-Source | WBAHP-CB: Heat Pump Split Syst | Heat Pump | 208 | 1 | False |  |  | Dual-Speed |  |  |  | 56300 | 3829 | 14.7 | 12 | 67100 | 4275 | 4.6 | 4.2 | Federally-Regulated Commercial & Industrial Equipment | 02/23/2016 |  | 01/11/2019
Waterfurnace International, Inc. | AMERICAN STANDARD | A2GN064*1* | AGCX**060* | Ground-Water-Source | WBAHP-CB: Heat Pump Split Syst | Heat Pump | 208 | 1 | False |  |  | Dual-Speed |  |  |  | 63800 | 3322 | 19.2 | 16.2 | 55800 | 3803 | 4.3 | 3.6 | Non Federally-Regulated | 02/23/2016 |  | 01/11/2019
Waterfurnace International, Inc. | AMERICAN STANDARD | A2GN064*1* | AGCX**060* | Ground-Source | WBAHP-CB: Heat Pump Split Syst | Heat Pump | 208 | 1 | False |  |  | Dual-Speed |  |  |  | 59100 | 3812 | 15.5 | 13.4 | 43200 | 3516 | 3.6 | 3.1 | Non Federally-Regulated | 02/23/2016 |  | 01/11/2019
Waterfurnace International, Inc. | AMERICAN STANDARD | YCLC/YCLW/YCLS18*2 |  | Water-Source | WBAHP-O: Heat Pump Packaged Un | Heat Pump | 265 | 1 |  |  |  | Single-Speed |  |  |  | 16200 | 1327 | 12.2 | 11.2 | 20500 | 1397 | 4.3 | 4.2 | Federally-Regulated Commercial & Industrial Equipment | 06/03/2016 |  | 01/11/2019
Waterfurnace International, Inc. | AMERICAN STANDARD | YCLC/YCLW/YCLS18*2 |  | Ground-Water-Source | WBAHP-O: Heat Pump Packaged Un | Heat Pump | 265 | 1 |  |  |  | Single-Speed |  |  |  | 19000 | 1027 | 18.5 | 16.2 | 17000 | 1346 | 3.7 | 3.6 | Non Federally-Regulated | 06/03/2016 |  | 01/11/2019
Waterfurnace International, Inc. | AMERICAN STANDARD | A2GN072*1* | TAMG**A60* | Water-Source | WBAHP-CB: Heat Pump Split Syst | Heat Pump | 208 | 1 | False |  |  | Dual-Speed |  |  |  | 64900 | 4506 | 14.4 | 12 | 81100 | 5527 | 4.3 | 4.2 | Federally-Regulated Commercial & Industrial Equipment | 02/22/2017 |  | 01/11/2019
Waterfurnace International, Inc. | AMERICAN STANDARD | A2GE072*1* | AGCX**060* | Water-Source | WBAHP-CB: Heat Pump Split Syst | Heat Pump | 208 | 1 | False |  |  | Dual-Speed |  |  |  | 60400 | 4541 | 13.3 | 12 | 80600 | 5135 | 4.6 | 4.2 | Federally-Regulated Commercial & Industrial Equipment | 02/23/2016 |  | 01/11/2019
Bard Manufacturing Company, Inc. | Bard | GV61S3AA |  | Ground-Source | WBAHP: Heat Pump Packaged Unit | Both Heat Pump and Electric Re | 208 | 1 |  |  |  | Dual-Speed |  |  |  | 60500 | 3666 | 16.5 | 13.4 | 49000 | 3989 | 3.6 | 3.1 | Non Federally-Regulated | 11/16/2018 |  | 02/06/2019
Bard Manufacturing Company, Inc. | Bard | GV51S3AA |  | Ground-Water-Source | WBAHP: Heat Pump Packaged Unit | Both Heat Pump and Electric Re | 208 | 1 |  |  |  | Dual-Speed |  |  |  | 53500 | 2465 | 21.7 | 16.2 | 49500 | 3260 | 4.5 | 3.6 | Non Federally-Regulated | 11/28/2018 |  | 02/06/2019
Bard Manufacturing Company, Inc. | Bard | GV51S3AA |  | Ground-Source | WBAHP: Heat Pump Packaged Unit | Both Heat Pump and Electric Re | 208 | 1 |  |  |  | Dual-Speed |  |  |  | 49500 | 2894 | 17.1 | 13.4 | 39500 | 3087 | 3.8 | 3.1 | Non Federally-Regulated | 11/28/2018 |  | 02/06/2019
Bard Manufacturing Company, Inc. | Bard | GV38S3AA |  | Ground-Water-Source | WBAHP: Heat Pump Packaged Unit | Both Heat Pump and Electric Re | 208 | 1 |  |  |  | Dual-Speed |  |  |  | 41400 | 1881 | 22 | 16.2 | 38600 | 2406 | 4.7 | 3.6 | Non Federally-Regulated | 11/29/2016 |  | 02/06/2019
Bard Manufacturing Company, Inc. | Bard | GV38S3AA |  | Ground-Source | WBAHP: Heat Pump Packaged Unit | Both Heat Pump and Electric Re | 208 | 1 |  |  |  | Dual-Speed |  |  |  | 38500 | 2251 | 17.1 | 13.4 | 31400 | 2272 | 4.1 | 3.1 | Non Federally-Regulated | 11/16/2018 |  | 02/06/2019
Bard Manufacturing Company, Inc. | Bard | GV27S3AA |  | Ground-Water-Source | WBAHP: Heat Pump Packaged Unit | Both Heat Pump and Electric Re | 208 | 1 |  |  |  | Dual-Speed |  |  |  | 26600 | 1085 | 24.5 | 16.2 | 26200 | 1476 | 5.2 | 3.6 | Non Federally-Regulated | 11/29/2016 |  | 02/06/2019
Bard Manufacturing Company, Inc. | Bard | GV27S3AA |  | Ground-Source | WBAHP: Heat Pump Packaged Unit | Both Heat Pump and Electric Re | 208 | 1 |  |  |  | Dual-Speed |  |  |  | 26600 | 1469 | 18.1 | 13.4 | 20200 | 1443 | 4.1 | 3.1 | Non Federally-Regulated | 11/16/2018 |  | 02/06/2019
ClimateMaster Inc. | Century | HEV/H060C |  | Water-Source | WBAHP: Heat Pump Packaged Unit | Heat Pump | 208 | 1 |  |  |  | Single-Speed |  |  |  | 61700 | 3929 | 15.7 | 11.2 | 67500 | 4121 | 4.8 | 4.2 | Federally-Regulated Commercial & Industrial Equipment | 01/11/2019 |  | 02/06/2019
ClimateMaster Inc. | Century | HEV/H060C |  | Ground-Source | WBAHP: Heat Pump Packaged Unit | Heat Pump | 208 | 1 |  |  |  | Single-Speed |  |  |  | 63200 | 3653 | 17.3 | 13.4 | 43700 | 3557 | 3.6 | 3.1 | Non Federally-Regulated | 01/11/2019 |  | 02/06/2019
ClimateMaster Inc. | TRANQUILITY CONSOLE SERIES | TRC15 |  | Water-Source | WBAHP-O: Heat Pump Packaged Un | Heat Pump | 208 | 1 |  |  |  | Single-Speed |  |  |  | 14100 | 1044 | 13.5 | 11.2 | 18200 | 1045 | 5.1 | 4.2 | Federally-Regulated Commercial & Industrial Equipment | 05/07/2018 |  | 02/07/2019
ClimateMaster Inc. | TRANQUILITY CONSOLE SERIES | TRC15 |  | Ground-Water-Source | WBAHP-O: Heat Pump Packaged Un | Heat Pump | 208 | 1 |  |  |  | Single-Speed |  |  |  | 16600 | 779 | 21.3 | 16.2 | 14800 | 1008 | 4.3 | 3.6 | Non Federally-Regulated | 05/07/2018 |  | 02/07/2019
ClimateMaster Inc. | TRANQUILITY CONSOLE SERIES | TRC15 |  | Ground-Source | WBAHP-O: Heat Pump Packaged Un | Heat Pump | 208 | 1 |  |  |  | Single-Speed |  |  |  | 15100 | 955 | 15.8 | 13.4 | 11400 | 954 | 3.5 | 3.1 | Non Federally-Regulated | 05/07/2018 |  | 02/07/2019
ClimateMaster Inc. | TRANQUILITY CONSOLE SERIES | TRC12 |  | Water-Source | WBAHP-O: Heat Pump Packaged Un | Heat Pump | 208 | 1 |  |  |  | Single-Speed |  |  |  | 11300 | 849 | 13.3 | 11.2 | 14900 | 891 | 4.9 | 4.2 | Federally-Regulated Commercial & Industrial Equipment | 05/07/2018 |  | 02/07/2019
ClimateMaster Inc. | TRANQUILITY CONSOLE SERIES | TRC12 |  | Ground-Water-Source | WBAHP-O: Heat Pump Packaged Un | Heat Pump | 208 | 1 |  |  |  | Single-Speed |  |  |  | 12500 | 668 | 18.7 | 16.2 | 12100 | 864 | 4.1 | 3.6 | Non Federally-Regulated | 05/07/2018 |  | 02/07/2019
ClimateMaster Inc. | TRANQUILITY CONSOLE SERIES | TRC12 |  | Ground-Source | WBAHP-O: Heat Pump Packaged Un | Heat Pump | 208 | 1 |  |  |  | Single-Speed |  |  |  | 11800 | 781 | 15.1 | 13.4 | 9300 | 825 | 3.3 | 3.1 | Non Federally-Regulated | 05/07/2018 |  | 02/07/2019
ClimateMaster Inc. | TRANQUILITY CONSOLE SERIES | TRC09 |  | Water-Source | WBAHP-O: Heat Pump Packaged Un | Heat Pump | 208 | 1 |  |  |  | Single-Speed |  |  |  | 8600 | 646 | 13.3 | 11.2 | 11400 | 726 | 4.6 | 4.2 | Federally-Regulated Commercial & Industrial Equipment | 05/07/2018 |  | 02/07/2019
ClimateMaster Inc. | TRANQUILITY CONSOLE SERIES | TRC09 |  | Ground-Water-Source | WBAHP-O: Heat Pump Packaged Un | Heat Pump | 208 | 1 |  |  |  | Single-Speed |  |  |  | 9200 | 494 | 18.6 | 16.2 | 9500 | 696 | 4 | 3.6 | Non Federally-Regulated | 05/07/2018 |  | 02/07/2019
ClimateMaster Inc. | TRANQUILITY CONSOLE SERIES | TRC09 |  | Ground-Source | WBAHP-O: Heat Pump Packaged Un | Heat Pump | 208 | 1 |  |  |  | Single-Speed |  |  |  | 8800 | 590 | 14.9 | 13.4 | 7300 | 648 | 3.3 | 3.1 | Non Federally-Regulated | 05/07/2018 |  | 02/07/2019
ClimateMaster Inc. | TRANQUILITY CONSOLE SERIES | TRC18 |  | Water-Source | WBAHP-O: Heat Pump Packaged Un | Heat Pump | 208 | 1 |  |  |  | Single-Speed |  |  |  | 15600 | 1200 | 13 | 11.2 | 20100 | 1309 | 4.5 | 4.2 | Federally-Regulated Commercial & Industrial Equipment | 05/07/2018 |  | 02/07/2019
ClimateMaster Inc. | TRANQUILITY CONSOLE SERIES | TRC18 |  | Ground-Water-Source | WBAHP-O: Heat Pump Packaged Un | Heat Pump | 208 | 1 |  |  |  | Single-Speed |  |  |  | 17200 | 960 | 17.9 | 16.2 | 16500 | 1239 | 3.9 | 3.6 | Non Federally-Regulated | 05/07/2018 |  | 02/07/2019
ClimateMaster Inc. | TRANQUILITY CONSOLE SERIES | TRC18 |  | Ground-Source | WBAHP-O: Heat Pump Packaged Un | Heat Pump | 208 | 1 |  |  |  | Single-Speed |  |  |  | 16100 | 1166 | 13.8 | 13.4 | 13200 | 1172 | 3.3 | 3.1 | Non Federally-Regulated | 05/07/2018 |  | 02/07/2019
ClimateMaster Inc. | Comfort-Aire | HEV/H060C |  | Water-Source | WBAHP: Heat Pump Packaged Unit | Heat Pump | 208 | 1 |  |  |  | Single-Speed |  |  |  | 61700 | 3929 | 15.7 | 11.2 | 67500 | 4121 | 4.8 | 4.2 | Federally-Regulated Commercial & Industrial Equipment | 01/11/2019 |  | 02/07/2019
ClimateMaster Inc. | Comfort-Aire | HEV/H060C |  | Ground-Source | WBAHP: Heat Pump Packaged Unit | Heat Pump | 208 | 1 |  |  |  | Single-Speed |  |  |  | 63200 | 3653 | 17.3 | 13.4 | 43700 | 3557 | 3.6 | 3.1 | Non Federally-Regulated | 01/11/2019 |  | 02/07/2019
ClimateMaster Inc. | TRANQUILITY 16 | TRH/V060A*W/K |  | Ground-Source | WBAHP: Heat Pump Packaged Unit | Heat Pump | 208 | 1 |  |  |  | Single-Speed |  |  |  | 61400 | 3721 | 16.5 | 13.4 | 47500 | 4094 | 3.4 | 3.1 | Non Federally-Regulated | 10/10/2017 |  | 02/07/2019
ClimateMaster Inc. | TRANQUILITY 16 | TCH/V060A*W/K |  | Ground-Source | WBAHP: Heat Pump Packaged Unit | Heat Pump | 208 | 1 |  |  |  | Single-Speed |  |  |  | 61400 | 3721 | 16.5 | 13.4 | 47500 | 4094 | 3.4 | 3.1 | Non Federally-Regulated | 10/10/2017 |  | 02/07/2019
ClimateMaster Inc. | TRANQUILITY 16 | TRH/V060A*W/K |  | Water-Source | WBAHP: Heat Pump Packaged Unit | Heat Pump | 208 | 1 |  |  |  | Single-Speed |  |  |  | 60000 | 4054 | 14.8 | 11.2 | 71200 | 4742 | 4.4 | 4.2 | Federally-Regulated Commercial & Industrial Equipment | 10/10/2017 |  | 02/07/2019
ClimateMaster Inc. | TRANQUILITY 16 | TCH/V060A*W/K |  | Water-Source | WBAHP: Heat Pump Packaged Unit | Heat Pump | 208 | 1 |  |  |  | Single-Speed |  |  |  | 60000 | 4054 | 14.8 | 11.2 | 71200 | 4742 | 4.4 | 4.2 | Federally-Regulated Commercial & Industrial Equipment | 10/10/2017 |  | 02/07/2019
ClimateMaster Inc. | TRANQUILITY 20 | TSH/V/D024C*K |  | Ground-Source | WBAHP: Heat Pump Packaged Unit | Heat Pump | 208 | 1 |  |  |  | Single-Speed |  |  |  | 25500 | 1220 | 20.9 | 13.4 | 19100 | 1332 | 4.2 | 3.1 | Non Federally-Regulated | 11/16/2018 |  | 02/07/2019
ClimateMaster Inc. | TRANQUILITY 20 | TSH/V/D024C |  | Ground-Source | WBAHP: Heat Pump Packaged Unit | Heat Pump | 208 | 1 |  |  |  | Single-Speed |  |  |  | 25300 | 1338 | 18.9 | 13.4 | 19200 | 1406 | 4 | 3.1 | Non Federally-Regulated | 11/16/2018 |  | 02/07/2019
ClimateMaster Inc. | TRANQUILITY 20 | TSH/V/D030C*K |  | Ground-Source | WBAHP: Heat Pump Packaged Unit | Heat Pump | 208 | 1 |  |  |  | Single-Speed |  |  |  | 29200 | 1505 | 19.4 | 13.4 | 22000 | 1572 | 4.1 | 3.1 | Non Federally-Regulated | 11/16/2018 |  | 02/07/2019
ClimateMaster Inc. | TRANQUILITY 20 | TSH/V/D030C |  | Ground-Source | WBAHP: Heat Pump Packaged Unit | Heat Pump | 208 | 1 |  |  |  | Single-Speed |  |  |  | 29200 | 1578 | 18.5 | 13.4 | 22200 | 1668 | 3.9 | 3.1 | Non Federally-Regulated | 11/16/2018 |  | 02/07/2019
ClimateMaster Inc. | TRANQUILITY 20 | TSH/V/D036C*K |  | Ground-Source | WBAHP: Heat Pump Packaged Unit | Heat Pump | 208 | 1 |  |  |  | Single-Speed |  |  |  | 34600 | 1696 | 20.4 | 13.4 | 25600 | 1744 | 4.3 | 3.1 | Non Federally-Regulated | 11/16/2018 |  | 02/07/2019
ClimateMaster Inc. | TRANQUILITY 20 | TSH/V/D036C |  | Ground-Source | WBAHP: Heat Pump Packaged Unit | Heat Pump | 208 | 1 |  |  |  | Single-Speed |  |  |  | 34300 | 1786 | 19.2 | 13.4 | 25900 | 1851 | 4.1 | 3.1 | Non Federally-Regulated | 11/16/2018 |  | 02/07/2019
ClimateMaster Inc. | TRANQUILITY 20 | TSH/V/D042C*K |  | Ground-Source | WBAHP: Heat Pump Packaged Unit | Heat Pump | 208 | 1 |  |  |  | Single-Speed |  |  |  | 40700 | 1858 | 21.9 | 13.4 | 27400 | 1958 | 4.1 | 3.1 | Non Federally-Regulated | 11/16/2018 |  | 02/07/2019
ClimateMaster Inc. | TRANQUILITY 20 | TSH/V/D042C |  | Ground-Source | WBAHP: Heat Pump Packaged Unit | Heat Pump | 208 | 1 |  |  |  | Single-Speed |  |  |  | 40100 | 2067 | 19.4 | 13.4 | 28700 | 2213 | 3.8 | 3.1 | Non Federally-Regulated | 11/16/2018 |  | 02/07/2019
ClimateMaster Inc. | TRANQUILITY 20 | TSH/V/D048C*K |  | Ground-Source | WBAHP: Heat Pump Packaged Unit | Heat Pump | 208 | 1 |  |  |  | Single-Speed |  |  |  | 50600 | 2691 | 18.8 | 13.4 | 36100 | 2859 | 3.7 | 3.1 | Non Federally-Regulated | 11/16/2018 |  | 02/07/2019
ClimateMaster Inc. | TRANQUILITY 20 | TSH/V/D060C*K |  | Ground-Source | WBAHP: Heat Pump Packaged Unit | Heat Pump | 208 | 1 |  |  |  | Single-Speed |  |  |  | 64400 | 3500 | 18.4 | 13.4 | 46400 | 3486 | 3.9 | 3.1 | Non Federally-Regulated | 11/16/2018 |  | 02/07/2019
ClimateMaster Inc. | TRANQUILITY 20 | TSH/V/D060C |  | Ground-Source | WBAHP: Heat Pump Packaged Unit | Heat Pump | 208 | 1 |  |  |  | Single-Speed |  |  |  | 63900 | 3715 | 17.2 | 13.4 | 46900 | 3714 | 3.7 | 3.1 | Non Federally-Regulated | 11/16/2018 |  | 02/07/2019
ClimateMaster Inc. | TRANQUILITY 20 | TSH/V/D060C*K |  | Water-Source | WBAHP: Heat Pump Packaged Unit | Heat Pump | 208 | 1 |  |  |  | Single-Speed |  |  |  | 63200 | 3674 | 17.2 | 11.2 | 73200 | 3972 | 5.4 | 4.2 | Federally-Regulated Commercial & Industrial Equipment | 10/10/2017 |  | 02/07/2019
ClimateMaster Inc. | TRANQUILITY 20 | TSH/V/D060C |  | Water-Source | WBAHP: Heat Pump Packaged Unit | Heat Pump | 208 | 1 |  |  |  | Single-Speed |  |  |  | 62400 | 3924 | 15.9 | 11.2 | 73900 | 4331 | 5 | 4.2 | Federally-Regulated Commercial & Industrial Equipment | 10/10/2017 |  | 02/07/2019
ClimateMaster Inc. | TRANQUILITY 22 DIGITAL | TZV/H024C |  | Water-Source | WBAHP: Heat Pump Packaged Unit | Heat Pump | 208 | 1 |  |  |  | Single-Speed |  |  |  | 23700 | 1657 | 14.3 | 11.2 | 28000 | 1783 | 4.6 | 4.2 | Federally-Regulated Commercial & Industrial Equipment | 10/10/2017 |  | 02/07/2019
ClimateMaster Inc. | TRANQUILITY 22 DIGITAL | TZV/H024C |  | Ground-Water-Source | WBAHP: Heat Pump Packaged Unit | Heat Pump | 208 | 1 |  |  |  | Single-Speed |  |  |  | 26500 | 1221 | 21.7 | 16.2 | 23000 | 1644 | 4.1 | 3.6 | Non Federally-Regulated | 10/10/2017 |  | 02/07/2019
ClimateMaster Inc. | TRANQUILITY 22 DIGITAL | TZV/H024C |  | Ground-Source | WBAHP: Heat Pump Packaged Unit | Heat Pump | 208 | 1 |  |  |  | Single-Speed |  |  |  | 24600 | 1537 | 16 | 13.4 | 17800 | 1449 | 3.6 | 3.1 | Non Federally-Regulated | 11/16/2018 |  | 02/07/2019
ClimateMaster Inc. | TRANQUILITY 22 DIGITAL | TZV/H030C |  | Water-Source | WBAHP: Heat Pump Packaged Unit | Heat Pump | 208 | 1 |  |  |  | Single-Speed |  |  |  | 28500 | 2035 | 14 | 11.2 | 35800 | 2280 | 4.6 | 4.2 | Federally-Regulated Commercial & Industrial Equipment | 10/10/2017 |  | 02/07/2019
ClimateMaster Inc. | TRANQUILITY 22 DIGITAL | TZV/H030C |  | Ground-Water-Source | WBAHP: Heat Pump Packaged Unit | Heat Pump | 208 | 1 |  |  |  | Single-Speed |  |  |  | 32300 | 1560 | 20.7 | 16.2 | 30000 | 2093 | 4.2 | 3.6 | Non Federally-Regulated | 10/10/2017 |  | 02/07/2019
ClimateMaster Inc. | TRANQUILITY 22 DIGITAL | TZV/H030C |  | Ground-Source | WBAHP: Heat Pump Packaged Unit | Heat Pump | 208 | 1 |  |  |  | Single-Speed |  |  |  | 29900 | 1904 | 15.7 | 13.4 | 23800 | 1937 | 3.6 | 3.1 | Non Federally-Regulated | 11/16/2018 |  | 02/07/2019
ClimateMaster Inc. | TRANQUILITY 22 DIGITAL | TZV/H036C |  | Ground-Source | WBAHP: Heat Pump Packaged Unit | Heat Pump | 208 | 1 |  |  |  | Single-Speed |  |  |  | 35200 | 2107 | 16.7 | 13.4 | 27300 | 2222 | 3.6 | 3.1 | Non Federally-Regulated | 11/16/2018 |  | 02/07/2019
ClimateMaster Inc. | TRANQUILITY 22 DIGITAL | TZV/H042C |  | Water-Source | WBAHP: Heat Pump Packaged Unit | Heat Pump | 208 | 1 |  |  |  | Single-Speed |  |  |  | 41100 | 2874 | 14.3 | 11.2 | 50200 | 3198 | 4.6 | 4.2 | Federally-Regulated Commercial & Industrial Equipment | 10/10/2017 |  | 02/07/2019
ClimateMaster Inc. | TRANQUILITY 22 DIGITAL | TZV/H042C |  | Ground-Water-Source | WBAHP: Heat Pump Packaged Unit | Heat Pump | 208 | 1 |  |  |  | Single-Speed |  |  |  | 46300 | 2173 | 21.3 | 16.2 | 42300 | 3023 | 4.1 | 3.6 | Non Federally-Regulated | 10/10/2017 |  | 02/07/2019
ClimateMaster Inc. | TRANQUILITY 22 DIGITAL | TZV/H042C |  | Ground-Source | WBAHP: Heat Pump Packaged Unit | Heat Pump | 208 | 1 |  |  |  | Single-Speed |  |  |  | 43100 | 2677 | 16.1 | 13.4 | 33300 | 2870 | 3.4 | 3.1 | Non Federally-Regulated | 11/16/2018 |  | 02/07/2019
ClimateMaster Inc. | TRANQUILITY 22 DIGITAL | TZV/H048C |  | Water-Source | WBAHP: Heat Pump Packaged Unit | Heat Pump | 208 | 1 |  |  |  | Single-Speed |  |  |  | 45900 | 3278 | 14 | 11.2 | 53800 | 3217 | 4.9 | 4.2 | Federally-Regulated Commercial & Industrial Equipment | 10/10/2017 |  | 02/07/2019
ClimateMaster Inc. | TRANQUILITY 22 DIGITAL | TZV/H048C |  | Ground-Water-Source | WBAHP: Heat Pump Packaged Unit | Heat Pump | 208 | 1 |  |  |  | Single-Speed |  |  |  | 51800 | 2478 | 20.9 | 16.2 | 45000 | 2997 | 4.4 | 3.6 | Non Federally-Regulated | 10/10/2017 |  | 02/07/2019
ClimateMaster Inc. | TRANQUILITY 22 DIGITAL | TZV/H048C |  | Ground-Source | WBAHP: Heat Pump Packaged Unit | Heat Pump | 208 | 1 |  |  |  | Single-Speed |  |  |  | 48100 | 3103 | 15.5 | 13.4 | 35600 | 2819 | 3.7 | 3.1 | Non Federally-Regulated | 11/16/2018 |  | 02/07/2019
ClimateMaster Inc. | TRANQUILITY 22 DIGITAL | TZV/H042 |  | Water-Source | WBAHP: Heat Pump Packaged Unit | Heat Pump | 208 | 1 |  |  |  | Single-Speed |  |  |  | 41100 | 2874 | 14.3 | 11.2 | 50200 | 3198 | 4.6 | 4.2 | Federally-Regulated Commercial & Industrial Equipment | 06/29/2016 |  | 02/07/2019
ClimateMaster Inc. | TRANQUILITY 22 DIGITAL | TZV/H042 |  | Ground-Water-Source | WBAHP: Heat Pump Packaged Unit | Heat Pump | 208 | 1 |  |  |  | Single-Speed |  |  |  | 46300 | 2173 | 21.3 | 16.2 | 42300 | 3023 | 4.1 | 3.6 | Non Federally-Regulated | 06/29/2016 |  | 02/07/2019
ClimateMaster Inc. | TRANQUILITY 22 DIGITAL | TZV/H042 |  | Ground-Source | WBAHP: Heat Pump Packaged Unit | Heat Pump | 208 | 1 |  |  |  | Single-Speed |  |  |  | 43100 | 2677 | 16.1 | 13.4 | 33300 | 2870 | 3.4 | 3.1 | Non Federally-Regulated | 11/16/2018 |  | 02/07/2019
ClimateMaster Inc. | TRANQUILITY 22 DIGITAL | TZV/H030 |  | Water-Source | WBAHP: Heat Pump Packaged Unit | Heat Pump | 208 | 1 |  |  |  | Single-Speed |  |  |  | 28500 | 2035 | 14 | 11.2 | 35800 | 2280 | 4.6 | 4.2 | Federally-Regulated Commercial & Industrial Equipment | 06/29/2016 |  | 02/07/2019
ClimateMaster Inc. | TRANQUILITY 22 DIGITAL | TZV/H030 |  | Ground-Water-Source | WBAHP: Heat Pump Packaged Unit | Heat Pump | 208 | 1 |  |  |  | Single-Speed |  |  |  | 32300 | 1560 | 20.7 | 16.2 | 30000 | 2093 | 4.2 | 3.6 | Non Federally-Regulated | 06/29/2016 |  | 02/07/2019
ClimateMaster Inc. | TRANQUILITY 22 DIGITAL | TZV/H030 |  | Ground-Source | WBAHP: Heat Pump Packaged Unit | Heat Pump | 208 | 1 |  |  |  | Single-Speed |  |  |  | 29900 | 1904 | 15.7 | 13.4 | 23800 | 1937 | 3.6 | 3.1 | Non Federally-Regulated | 11/16/2018 |  | 02/07/2019
ClimateMaster Inc. | TRANQUILITY 22 DIGITAL | TZV/H048 |  | Water-Source | WBAHP: Heat Pump Packaged Unit | Heat Pump | 208 | 1 |  |  |  | Single-Speed |  |  |  | 45900 | 3278 | 14 | 11.2 | 53800 | 3217 | 4.9 | 4.2 | Federally-Regulated Commercial & Industrial Equipment | 06/29/2016 |  | 02/07/2019
ClimateMaster Inc. | TRANQUILITY 22 DIGITAL | TZV/H048 |  | Ground-Water-Source | WBAHP: Heat Pump Packaged Unit | Heat Pump | 208 | 1 |  |  |  | Single-Speed |  |  |  | 51800 | 2478 | 20.9 | 16.2 | 45000 | 2997 | 4.4 | 3.6 | Non Federally-Regulated | 06/29/2016 |  | 02/07/2019
ClimateMaster Inc. | TRANQUILITY 22 DIGITAL | TZV/H048 |  | Ground-Source | WBAHP: Heat Pump Packaged Unit | Heat Pump | 208 | 1 |  |  |  | Single-Speed |  |  |  | 48100 | 3103 | 15.5 | 13.4 | 35600 | 2819 | 3.7 | 3.1 | Non Federally-Regulated | 11/16/2018 |  | 02/07/2019
ClimateMaster Inc. | TRANQUILITY 22 DIGITAL | TYV/H060B |  | Water-Source | WBAHP: Heat Pump Packaged Unit | Heat Pump | 208 | 1 |  |  |  | Dual-Speed |  |  |  | 61700 | 3929 | 15.7 | 11.2 | 67500 | 4121 | 4.8 | 4.2 | Federally-Regulated Commercial & Industrial Equipment | 01/11/2019 |  | 02/07/2019
ClimateMaster Inc. | TRANQUILITY 22 DIGITAL | TYV/H060B |  | Ground-Source | WBAHP: Heat Pump Packaged Unit | Heat Pump | 208 | 1 |  |  |  | Dual-Speed |  |  |  | 63200 | 3653 | 17.3 | 13.4 | 43700 | 3557 | 3.6 | 3.1 | Non Federally-Regulated | 01/11/2019 |  | 02/07/2019
ClimateMaster Inc. | TRANQUILITY 22 DIGITAL | TZV/H060C |  | Water-Source | WBAHP: Heat Pump Packaged Unit | Heat Pump | 208 | 1 |  |  |  | Single-Speed |  |  |  | 61700 | 3929 | 15.7 | 11.2 | 67500 | 4121 | 4.8 | 4.2 | Federally-Regulated Commercial & Industrial Equipment | 01/11/2019 |  | 02/07/2019
ClimateMaster Inc. | TRANQUILITY 22 DIGITAL | TZV/H060C |  | Ground-Source | WBAHP: Heat Pump Packaged Unit | Heat Pump | 208 | 1 |  |  |  | Single-Speed |  |  |  | 63200 | 3653 | 17.3 | 13.4 | 43700 | 3557 | 3.6 | 3.1 | Non Federally-Regulated | 01/11/2019 |  | 02/07/2019
ClimateMaster Inc. | TRANQUILITY 27 DIGITAL SPLIT | TES/P026B | TAC026B***B* | Ground-Water-Source | WBAHP-C: Heat Pump Split Syste | Heat Pump | 208 | 1 | False |  |  | Single-Speed |  |  |  | 26400 | 1173 | 22.5 | 16.2 | 22900 | 1491 | 4.5 | 3.6 | Non Federally-Regulated | 05/07/2018 |  | 02/07/2019
ClimateMaster Inc. | TRANQUILITY 27 DIGITAL SPLIT | TES/P026B | TAC026B***B* | Ground-Source | WBAHP-C: Heat Pump Split Syste | Heat Pump | 208 | 1 | False |  |  | Single-Speed |  |  |  | 26000 | 1444 | 18 | 13.4 | 18600 | 1434 | 3.8 | 3.1 | Non Federally-Regulated | 11/16/2018 |  | 02/07/2019
ClimateMaster Inc. | TRANQUILITY 27 DIGITAL SPLIT | TES/P026B | TAC026B***A* | Ground-Source | WBAHP-C: Heat Pump Split Syste | Heat Pump | 208 | 1 | False |  |  | Single-Speed |  |  |  | 24000 | 1379 | 17.4 | 13.4 | 18800 | 1412 | 3.9 | 3.1 | Non Federally-Regulated | 11/16/2018 |  | 02/07/2019
ClimateMaster Inc. | TRANQUILITY 27 DIGITAL SPLIT | TES/P026B | TAH026C***B* | Ground-Water-Source | WBAHP-CB: Heat Pump Split Syst | Heat Pump | 208 | 1 | False |  |  | Single-Speed |  |  |  | 27300 | 1137 | 24 | 16.2 | 22800 | 1518 | 4.4 | 3.6 | Non Federally-Regulated | 05/07/2018 |  | 02/07/2019
ClimateMaster Inc. | TRANQUILITY 27 DIGITAL SPLIT | TES/P026B | TAH026C***B* | Ground-Source | WBAHP-CB: Heat Pump Split Syst | Heat Pump | 208 | 1 | False |  |  | Single-Speed |  |  |  | 25800 | 1409 | 18.3 | 13.4 | 18700 | 1442 | 3.8 | 3.1 | Non Federally-Regulated | 11/16/2018 |  | 02/07/2019
ClimateMaster Inc. | TRANQUILITY 27 DIGITAL SPLIT | TES/P026B | TAH026C***A* | Ground-Source | WBAHP-CB: Heat Pump Split Syst | Heat Pump | 208 | 1 | False |  |  | Single-Speed |  |  |  | 24700 | 1395 | 17.7 | 13.4 | 18800 | 1530 | 3.6 | 3.1 | Non Federally-Regulated | 11/16/2018 |  | 02/07/2019
ClimateMaster Inc. | TRANQUILITY 27 DIGITAL SPLIT | TES/P038B | TAH038C | Ground-Water-Source | WBAHP-CB: Heat Pump Split Syst | Heat Pump | 208 | 1 | False |  |  | Single-Speed |  |  |  | 40500 | 1730 | 23.4 | 16.2 | 32700 | 2129 | 4.5 | 3.6 | Non Federally-Regulated | 05/07/2018 |  | 02/07/2019
ClimateMaster Inc. | TRANQUILITY 27 DIGITAL SPLIT | TES/P038B | TAH038C | Ground-Source | WBAHP-CB: Heat Pump Split Syst | Heat Pump | 208 | 1 | False |  |  | Single-Speed |  |  |  | 37700 | 2117 | 17.8 | 13.4 | 26200 | 2020 | 3.8 | 3.1 | Non Federally-Regulated | 11/16/2018 |  | 02/07/2019
ClimateMaster Inc. | TRANQUILITY 27 DIGITAL SPLIT | TES/P038B | TAC038B | Ground-Water-Source | WBAHP-C: Heat Pump Split Syste | Heat Pump | 208 | 1 | False |  |  | Single-Speed |  |  |  | 40200 | 1802 | 22.3 | 16.2 | 32800 | 2184 | 4.4 | 3.6 | Non Federally-Regulated | 05/07/2018 |  | 02/07/2019
ClimateMaster Inc. | TRANQUILITY 27 DIGITAL SPLIT | TES/P038B | TAC038B | Ground-Source | WBAHP-C: Heat Pump Split Syste | Heat Pump | 208 | 1 | False |  |  | Single-Speed |  |  |  | 38000 | 2196 | 17.3 | 13.4 | 26600 | 2106 | 3.7 | 3.1 | Non Federally-Regulated | 11/16/2018 |  | 02/07/2019
ClimateMaster Inc. | TRANQUILITY 27 DIGITAL SPLIT | TES/P038A | TAH038B | Water-Source | WBAHP-CB: Heat Pump Split Syst | Heat Pump | 208 | 1 | False |  |  | Single-Speed |  |  |  | 38200 | 2208 | 17.3 | 12 | 40500 | 2239 | 5.3 | 4.2 | Federally-Regulated Commercial & Industrial Equipment | 05/07/2018 |  | 02/07/2019
ClimateMaster Inc. | TRANQUILITY 27 DIGITAL SPLIT | TES/P038A | TAH038B | Ground-Source | WBAHP-CB: Heat Pump Split Syst | Heat Pump | 208 | 1 | False |  |  | Single-Speed |  |  |  | 38800 | 2063 | 18.8 | 13.4 | 27900 | 1994 | 4.1 | 3.1 | Non Federally-Regulated | 11/16/2018 |  | 02/07/2019
ClimateMaster Inc. | TRANQUILITY 27 DIGITAL SPLIT | TES/P049B | TAH049C | Ground-Water-Source | WBAHP-CB: Heat Pump Split Syst | Heat Pump | 208 | 1 | False |  |  | Single-Speed |  |  |  | 52800 | 2295 | 23 | 16.2 | 45900 | 3202 | 4.2 | 3.6 | Non Federally-Regulated | 05/07/2018 |  | 02/07/2019
ClimateMaster Inc. | TRANQUILITY 27 DIGITAL SPLIT | TES/P049B | TAH049C | Ground-Source | WBAHP-CB: Heat Pump Split Syst | Heat Pump | 208 | 1 | False |  |  | Single-Speed |  |  |  | 48700 | 2881 | 16.9 | 13.4 | 35900 | 3006 | 3.5 | 3.1 | Non Federally-Regulated | 11/16/2018 |  | 02/07/2019
ClimateMaster Inc. | TRANQUILITY 27 DIGITAL SPLIT | TES/P049B | TAC049B | Ground-Water-Source | WBAHP-C: Heat Pump Split Syste | Heat Pump | 208 | 1 | False |  |  | Single-Speed |  |  |  | 52000 | 2441 | 21.3 | 16.2 | 46100 | 3216 | 4.2 | 3.6 | Non Federally-Regulated | 05/07/2018 |  | 02/07/2019
ClimateMaster Inc. | TRANQUILITY 27 DIGITAL SPLIT | TES/P049B | TAC049B | Ground-Source | WBAHP-C: Heat Pump Split Syste | Heat Pump | 208 | 1 | False |  |  | Single-Speed |  |  |  | 48400 | 2951 | 16.4 | 13.4 | 36000 | 3014 | 3.5 | 3.1 | Non Federally-Regulated | 11/16/2018 |  | 02/07/2019
ClimateMaster Inc. | TRANQUILITY 27 DIGITAL SPLIT | TES/P064B | TAH064C | Ground-Water-Source | WBAHP-CB: Heat Pump Split Syst | Heat Pump | 208 | 1 | False |  |  | Single-Speed |  |  |  | 62400 | 3073 | 20.3 | 16.2 | 56600 | 4147 | 4 | 3.6 | Non Federally-Regulated | 05/07/2018 |  | 02/07/2019
ClimateMaster Inc. | TRANQUILITY 27 DIGITAL SPLIT | TES/P064B | TAH064C | Ground-Source | WBAHP-CB: Heat Pump Split Syst | Heat Pump | 208 | 1 | False |  |  | Single-Speed |  |  |  | 57300 | 3696 | 15.5 | 13.4 | 44300 | 3818 | 3.4 | 3.1 | Non Federally-Regulated | 11/16/2018 |  | 02/07/2019
ClimateMaster Inc. | TRANQUILITY 27 DIGITAL SPLIT | TES/P064A | TAC064A | Water-Source | WBAHP-CB: Heat Pump Split Syst | Heat Pump | 208 | 1 | False |  |  | Single-Speed |  |  |  | 57400 | 3801 | 15.1 | 12 | 66300 | 4134 | 4.7 | 4.2 | Federally-Regulated Commercial & Industrial Equipment | 05/07/2018 |  | 02/07/2019
ClimateMaster Inc. | TRANQUILITY 27 DIGITAL SPLIT | TES/P064A | TAC064A | Ground-Water-Source | WBAHP-CB: Heat Pump Split Syst | Heat Pump | 208 | 1 | False |  |  | Single-Speed |  |  |  | 62800 | 2854 | 22 | 16.2 | 56600 | 3857 | 4.3 | 3.6 | Non Federally-Regulated | 05/07/2018 |  | 02/07/2019
ClimateMaster Inc. | TRANQUILITY 27 DIGITAL SPLIT | TES/P064A | TAC064A | Ground-Source | WBAHP-CB: Heat Pump Split Syst | Heat Pump | 208 | 1 | False |  |  | Single-Speed |  |  |  | 59100 | 3497 | 16.9 | 13.4 | 44900 | 3655 | 3.6 | 3.1 | Non Federally-Regulated | 11/16/2018 |  | 02/07/2019
ClimateMaster Inc. | TRANQUILITY 27 DIGITAL SPLIT | TES/P064A | TAH064B | Ground-Source | WBAHP-CB: Heat Pump Split Syst | Heat Pump | 208 | 1 | False |  |  | Single-Speed |  |  |  | 59200 | 3502 | 16.9 | 13.4 | 46400 | 3675 | 3.7 | 3.1 | Non Federally-Regulated | 11/16/2018 |  | 02/07/2019
ClimateMaster Inc. | TRANQUILITY 27 DIGITAL SPLIT | TES/P049A | TAC049A | Ground-Source | WBAHP-CB: Heat Pump Split Syst | Heat Pump | 208 | 1 | False |  |  | Single-Speed |  |  |  | 48800 | 2757 | 17.7 | 13.4 | 36700 | 2688 | 4 | 3.1 | Non Federally-Regulated | 11/16/2018 |  | 02/07/2019
ClimateMaster Inc. | TRANQUILITY 27 DIGITAL SPLIT | TES/P049A | TAH049B | Water-Source | WBAHP-CB: Heat Pump Split Syst | Heat Pump | 208 | 1 | False |  |  | Single-Speed |  |  |  | 48100 | 2932 | 16.4 | 12 | 53200 | 3057 | 5.1 | 4.2 | Federally-Regulated Commercial & Industrial Equipment | 05/07/2018 |  | 02/07/2019
ClimateMaster Inc. | TRANQUILITY 27 DIGITAL SPLIT | TES/P049A | TAH049B | Ground-Water-Source | WBAHP-CB: Heat Pump Split Syst | Heat Pump | 208 | 1 | False |  |  | Single-Speed |  |  |  | 52900 | 2213 | 23.9 | 16.2 | 46800 | 2918 | 4.7 | 3.6 | Non Federally-Regulated | 05/07/2018 |  | 02/07/2019
ClimateMaster Inc. | TRANQUILITY 27 DIGITAL SPLIT | TES/P049A | TAH049B | Ground-Source | WBAHP-CB: Heat Pump Split Syst | Heat Pump | 208 | 1 | False |  |  | Single-Speed |  |  |  | 49200 | 2811 | 17.5 | 13.4 | 37100 | 2787 | 3.9 | 3.1 | Non Federally-Regulated | 11/16/2018 |  | 02/07/2019
ClimateMaster Inc. | TRANQUILITY 27 DIGITAL SPLIT | TES/P038A | TAC038A | Ground-Water-Source | WBAHP-CB: Heat Pump Split Syst | Heat Pump | 208 | 1 | False |  |  | Single-Speed |  |  |  | 41800 | 1699 | 24.6 | 16.2 | 35000 | 2229 | 4.6 | 3.6 | Non Federally-Regulated | 05/07/2018 |  | 02/07/2019
ClimateMaster Inc. | TRANQUILITY 27 DIGITAL SPLIT | TES/P038A | TAC038A | Ground-Source | WBAHP-CB: Heat Pump Split Syst | Heat Pump | 208 | 1 | False |  |  | Single-Speed |  |  |  | 38600 | 2064 | 18.7 | 13.4 | 27500 | 1965 | 4.1 | 3.1 | Non Federally-Regulated | 11/16/2018 |  | 02/07/2019
ClimateMaster Inc. | TRANQUILITY 27 SPLIT | TES/P026A | TAC026A | Ground-Water-Source | WBAHP-CB: Heat Pump Split Syst | Heat Pump | 208 | 1 | False |  |  | Single-Speed |  |  |  | 27900 | 1143 | 24.4 | 16.2 | 24400 | 1521 | 4.7 | 3.6 | Non Federally-Regulated | 05/07/2018 |  | 02/07/2019
ClimateMaster Inc. | TRANQUILITY 27 SPLIT | TES/P026A | TAC026A | Ground-Source | WBAHP-CB: Heat Pump Split Syst | Heat Pump | 208 | 1 | False |  |  | Single-Speed |  |  |  | 25700 | 1412 | 18.2 | 13.4 | 18600 | 1434 | 3.8 | 3.1 | Non Federally-Regulated | 11/16/2018 |  | 02/07/2019
ClimateMaster Inc. | TRANQUILITY 27 SPLIT | TES/P026A | TAH026B | Ground-Source | WBAHP-CB: Heat Pump Split Syst | Heat Pump | 208 | 1 | False |  |  | Single-Speed |  |  |  | 25600 | 1383 | 18.5 | 13.4 | 18800 | 1412 | 3.9 | 3.1 | Non Federally-Regulated | 11/16/2018 |  | 02/07/2019
ClimateMaster Inc. | TRANQUILITY 30 DIGITAL | TEV/H/D026B |  | Water-Source | WBAHP: Heat Pump Packaged Unit | Heat Pump | 208 | 1 |  |  |  | Single-Speed |  |  |  | 25000 | 1436 | 17.4 | 11.2 | 31400 | 1533 | 6 | 4.2 | Federally-Regulated Commercial & Industrial Equipment | 10/10/2017 |  | 02/07/2019
ClimateMaster Inc. | TRANQUILITY 30 DIGITAL | TEV/H/D026B |  | Ground-Water-Source | WBAHP: Heat Pump Packaged Unit | Heat Pump | 208 | 1 |  |  |  | Single-Speed |  |  |  | 28500 | 1079 | 26.4 | 16.2 | 25800 | 1426 | 5.3 | 3.6 | Non Federally-Regulated | 10/10/2017 |  | 02/07/2019
ClimateMaster Inc. | TRANQUILITY 30 DIGITAL | TEV/H/D026B |  | Ground-Source | WBAHP: Heat Pump Packaged Unit | Heat Pump | 208 | 1 |  |  |  | Single-Speed |  |  |  | 26000 | 1306 | 19.9 | 13.4 | 20200 | 1443 | 4.1 | 3.1 | Non Federally-Regulated | 11/16/2018 |  | 02/07/2019
ClimateMaster Inc. | TRANQUILITY HI RISE SERIES | TSL09 A/B B |  | Water-Source | WBAHP: Heat Pump Packaged Unit | Heat Pump | 208 | 1 |  |  |  | Single-Speed |  |  |  | 9500 | 673 | 14.1 | 11.2 | 13000 | 761 | 5 | 4.2 | Federally-Regulated Commercial & Industrial Equipment | 12/07/2018 |  | 02/07/2019
ClimateMaster Inc. | TRANQUILITY HI RISE SERIES | TSL09 A/B B |  | Ground-Source | WBAHP: Heat Pump Packaged Unit | Heat Pump | 208 | 1 |  |  |  | Single-Speed |  |  |  | 10000 | 625 | 16 | 13.4 | 7500 | 686 | 3.2 | 3.1 | Non Federally-Regulated | 12/07/2018 |  | 02/07/2019
ClimateMaster Inc. | TRANQUILITY HI RISE SERIES | TSL12 A/B B |  | Water-Source | WBAHP: Heat Pump Packaged Unit | Heat Pump | 208 | 1 |  |  |  | Single-Speed |  |  |  | 11600 | 811 | 14.3 | 11.2 | 15900 | 991 | 4.7 | 4.2 | Federally-Regulated Commercial & Industrial Equipment | 12/07/2018 |  | 02/07/2019
ClimateMaster Inc. | TRANQUILITY HI RISE SERIES | TSL12 A/B B |  | Ground-Source | WBAHP: Heat Pump Packaged Unit | Heat Pump | 208 | 1 |  |  |  | Single-Speed |  |  |  | 12100 | 737 | 16.4 | 13.4 | 9600 | 879 | 3.2 | 3.1 | Non Federally-Regulated | 12/07/2018 |  | 02/07/2019
ClimateMaster Inc. | TRANQUILITY HI RISE SERIES | TSM12 A/B B |  | Water-Source | WBAHP-O: Heat Pump Packaged Un | Heat Pump | 208 | 1 |  |  |  | Single-Speed |  |  |  | 11400 | 826 | 13.8 | 11.2 | 16000 | 919 | 5.1 | 4.2 | Federally-Regulated Commercial & Industrial Equipment | 12/07/2018 |  | 02/07/2019
ClimateMaster Inc. | TRANQUILITY HI RISE SERIES | TSM12 A/B B |  | Ground-Source | WBAHP-O: Heat Pump Packaged Un | Heat Pump | 208 | 1 |  |  |  | Single-Speed |  |  |  | 12200 | 762 | 16 | 13.4 | 9700 | 861 | 3.3 | 3.1 | Non Federally-Regulated | 12/07/2018 |  | 02/07/2019
ClimateMaster Inc. | TRANQUILITY HI RISE SERIES | TSM09 A/B B |  | Water-Source | WBAHP-O: Heat Pump Packaged Un | Heat Pump | 208 | 1 |  |  |  | Single-Speed |  |  |  | 9700 | 697 | 13.9 | 11.2 | 12700 | 715 | 5.2 | 4.2 | Federally-Regulated Commercial & Industrial Equipment | 12/07/2018 |  | 02/07/2019
ClimateMaster Inc. | TRANQUILITY HI RISE SERIES | TSM09 A/B B |  | Ground-Source | WBAHP-O: Heat Pump Packaged Un | Heat Pump | 208 | 1 |  |  |  | Single-Speed |  |  |  | 10300 | 635 | 16.2 | 13.4 | 7600 | 696 | 3.2 | 3.1 | Non Federally-Regulated | 12/07/2018 |  | 02/07/2019
ClimateMaster Inc. | TRANQUILITY HI RISE SERIES | TSL36 A |  | Water-Source | WBAHP: Heat Pump Packaged Unit | Heat Pump | 208 | 1 |  |  |  | Single-Speed |  |  |  | 35000 | 2447 | 14.3 | 11.2 | 40500 | 2373 | 5 | 4.2 | Federally-Regulated Commercial & Industrial Equipment | 11/27/2018 |  | 02/07/2019
ClimateMaster Inc. | TRANQUILITY HI RISE SERIES | TSL36 A |  | Ground-Source | WBAHP: Heat Pump Packaged Unit | Heat Pump | 208 | 1 |  |  |  | Single-Speed |  |  |  | 36000 | 2168 | 16.6 | 13.4 | 25500 | 2135 | 3.5 | 3.1 | Non Federally-Regulated | 11/27/2018 |  | 02/07/2019
ClimateMaster Inc. | TRANQUILITY HI RISE SERIES | TSL30 A |  | Water-Source | WBAHP: Heat Pump Packaged Unit | Heat Pump | 208 | 1 |  |  |  | Single-Speed |  |  |  | 28000 | 1842 | 15.2 | 11.2 | 34000 | 1916 | 5.2 | 4.2 | Federally-Regulated Commercial & Industrial Equipment | 11/27/2018 |  | 02/07/2019
ClimateMaster Inc. | TRANQUILITY HI RISE SERIES | TSL30 A |  | Ground-Source | WBAHP: Heat Pump Packaged Unit | Heat Pump | 208 | 1 |  |  |  | Single-Speed |  |  |  | 29500 | 1638 | 18 | 13.4 | 21000 | 1810 | 3.4 | 3.1 | Non Federally-Regulated | 11/27/2018 |  | 02/07/2019
ClimateMaster Inc. | TRANQUILITY HI RISE SERIES | TSL24 A |  | Water-Source | WBAHP: Heat Pump Packaged Unit | Heat Pump | 208 | 1 |  |  |  | Single-Speed |  |  |  | 24500 | 1611 | 15.2 | 11.2 | 31500 | 1846 | 5 | 4.2 | Federally-Regulated Commercial & Industrial Equipment | 11/27/2018 |  | 02/07/2019
ClimateMaster Inc. | TRANQUILITY HI RISE SERIES | TSL24 A |  | Ground-Source | WBAHP: Heat Pump Packaged Unit | Heat Pump | 208 | 1 |  |  |  | Single-Speed |  |  |  | 26000 | 1452 | 17.9 | 13.4 | 18500 | 1594 | 3.4 | 3.1 | Non Federally-Regulated | 11/27/2018 |  | 02/07/2019
ClimateMaster Inc. | TRANQUILITY HI RISE SERIES | TSL12 A |  | Water-Source | WBAHP: Heat Pump Packaged Unit | Heat Pump | 208 | 1 |  |  |  | Single-Speed |  |  |  | 12000 | 845 | 14.2 | 11.2 | 15500 | 873 | 5.2 | 4.2 | Federally-Regulated Commercial & Industrial Equipment | 11/27/2018 |  | 02/07/2019
ClimateMaster Inc. | TRANQUILITY HI RISE SERIES | TSL12 A |  | Ground-Source | WBAHP: Heat Pump Packaged Unit | Heat Pump | 208 | 1 |  |  |  | Single-Speed |  |  |  | 12600 | 792 | 15.9 | 13.4 | 9200 | 842 | 3.2 | 3.1 | Non Federally-Regulated | 11/27/2018 |  | 02/07/2019
ClimateMaster Inc. | TRANQUILITY HI RISE SERIES | TSL09 A |  | Water-Source | WBAHP: Heat Pump Packaged Unit | Heat Pump | 208 | 1 |  |  |  | Single-Speed |  |  |  | 9300 | 688 | 13.5 | 11.2 | 12500 | 704 | 5.2 | 4.2 | Federally-Regulated Commercial & Industrial Equipment | 11/27/2018 |  | 02/07/2019
ClimateMaster Inc. | TRANQUILITY HI RISE SERIES | TSL09 A |  | Ground-Source | WBAHP: Heat Pump Packaged Unit | Heat Pump | 208 | 1 |  |  |  | Single-Speed |  |  |  | 10100 | 655 | 15.4 | 13.4 | 7200 | 659 | 3.2 | 3.1 | Non Federally-Regulated | 11/27/2018 |  | 02/07/2019
ClimateMaster Inc. | TRANQUILITY HI RISE SERIES | TSM36 B |  | Water-Source | WBAHP-O: Heat Pump Packaged Un | Heat Pump | 208 | 1 |  |  |  | Single-Speed |  |  |  | 37500 | 2568 | 14.6 | 11.2 | 44000 | 2579 | 5 | 4.2 | Federally-Regulated Commercial & Industrial Equipment | 05/16/2018 |  | 02/07/2019
ClimateMaster Inc. | TRANQUILITY HI RISE SERIES | TSM36 B |  | Ground-Source | WBAHP-O: Heat Pump Packaged Un | Heat Pump | 208 | 1 |  |  |  | Single-Speed |  |  |  | 38500 | 2333 | 16.5 | 13.4 | 28000 | 2344 | 3.5 | 3.1 | Non Federally-Regulated | 05/16/2018 |  | 02/07/2019
ClimateMaster Inc. | TRANQUILITY HI RISE SERIES | TSM36 A |  | Water-Source | WBAHP-O: Heat Pump Packaged Un | Heat Pump | 208 | 1 |  |  |  | Single-Speed |  |  |  | 37500 | 2659 | 14.1 | 11.2 | 44500 | 2661 | 4.9 | 4.2 | Federally-Regulated Commercial & Industrial Equipment | 05/16/2018 |  | 02/07/2019
ClimateMaster Inc. | TRANQUILITY HI RISE SERIES | TSM36 A |  | Ground-Source | WBAHP-O: Heat Pump Packaged Un | Heat Pump | 208 | 1 |  |  |  | Single-Speed |  |  |  | 38500 | 2376 | 16.2 | 13.4 | 28500 | 2456 | 3.4 | 3.1 | Non Federally-Regulated | 05/16/2018 |  | 02/07/2019
ClimateMaster Inc. | TRANQUILITY HI RISE SERIES | TSM30 B |  | Water-Source | WBAHP-O: Heat Pump Packaged Un | Heat Pump | 208 | 1 |  |  |  | Single-Speed |  |  |  | 28000 | 1854 | 15.1 | 11.2 | 34500 | 2022 | 5 | 4.2 | Federally-Regulated Commercial & Industrial Equipment | 11/27/2018 |  | 02/07/2019
ClimateMaster Inc. | TRANQUILITY HI RISE SERIES | TSM30 B |  | Ground-Source | WBAHP-O: Heat Pump Packaged Un | Heat Pump | 208 | 1 |  |  |  | Single-Speed |  |  |  | 29000 | 1647 | 17.6 | 13.4 | 22200 | 1807 | 3.6 | 3.1 | Non Federally-Regulated | 11/27/2018 |  | 02/07/2019
ClimateMaster Inc. | TRANQUILITY HI RISE SERIES | TSM30 A |  | Water-Source | WBAHP-O: Heat Pump Packaged Un | Heat Pump | 208 | 1 |  |  |  | Single-Speed |  |  |  | 27500 | 2052 | 13.4 | 11.2 | 34500 | 2151 | 4.7 | 4.2 | Federally-Regulated Commercial & Industrial Equipment | 11/27/2018 |  | 02/07/2019
ClimateMaster Inc. | TRANQUILITY HI RISE SERIES | TSM30 A |  | Ground-Source | WBAHP-O: Heat Pump Packaged Un | Heat Pump | 208 | 1 |  |  |  | Single-Speed |  |  |  | 28500 | 1875 | 15.2 | 13.4 | 22000 | 1953 | 3.3 | 3.1 | Non Federally-Regulated | 11/27/2018 |  | 02/07/2019
ClimateMaster Inc. | TRANQUILITY HI RISE SERIES | TSM24 B |  | Water-Source | WBAHP-O: Heat Pump Packaged Un | Heat Pump | 208 | 1 |  |  |  | Single-Speed |  |  |  | 25000 | 1592 | 15.7 | 11.2 | 32500 | 1867 | 5.1 | 4.2 | Federally-Regulated Commercial & Industrial Equipment | 11/27/2018 |  | 02/07/2019
ClimateMaster Inc. | TRANQUILITY HI RISE SERIES | TSM24 B |  | Ground-Source | WBAHP-O: Heat Pump Packaged Un | Heat Pump | 208 | 1 |  |  |  | Single-Speed |  |  |  | 26500 | 1432 | 18.5 | 13.4 | 18200 | 1523 | 3.5 | 3.1 | Non Federally-Regulated | 11/27/2018 |  | 02/07/2019
ClimateMaster Inc. | TRANQUILITY HI RISE SERIES | TSM24 A |  | Water-Source | WBAHP-O: Heat Pump Packaged Un | Heat Pump | 208 | 1 |  |  |  | Single-Speed |  |  |  | 25000 | 1736 | 14.4 | 11.2 | 32500 | 1943 | 4.9 | 4.2 | Federally-Regulated Commercial & Industrial Equipment | 11/27/2018 |  | 02/07/2019
ClimateMaster Inc. | TRANQUILITY HI RISE SERIES | TSM24 A |  | Ground-Source | WBAHP-O: Heat Pump Packaged Un | Heat Pump | 208 | 1 |  |  |  | Single-Speed |  |  |  | 26500 | 1577 | 16.8 | 13.4 | 18400 | 1586 | 3.4 | 3.1 | Non Federally-Regulated | 11/27/2018 |  | 02/07/2019
ClimateMaster Inc. | TRANQUILITY HI RISE SERIES | TSM12 B |  | Water-Source | WBAHP-O: Heat Pump Packaged Un | Heat Pump | 208 | 1 |  |  |  | Single-Speed |  |  |  | 11600 | 789 | 14.7 | 11.2 | 16000 | 901 | 5.2 | 4.2 | Federally-Regulated Commercial & Industrial Equipment | 05/16/2018 |  | 02/07/2019
ClimateMaster Inc. | TRANQUILITY HI RISE SERIES | TSM12 B |  | Ground-Source | WBAHP-O: Heat Pump Packaged Un | Heat Pump | 208 | 1 |  |  |  | Single-Speed |  |  |  | 12300 | 715 | 17.2 | 13.4 | 9600 | 827 | 3.4 | 3.1 | Non Federally-Regulated | 05/16/2018 |  | 02/07/2019
ClimateMaster Inc. | TRANQUILITY HI RISE SERIES | TSM12 A |  | Water-Source | WBAHP-O: Heat Pump Packaged Un | Heat Pump | 208 | 1 |  |  |  | Single-Speed |  |  |  | 11800 | 861 | 13.7 | 11.2 | 15200 | 909 | 4.9 | 4.2 | Federally-Regulated Commercial & Industrial Equipment | 11/27/2018 |  | 02/07/2019
ClimateMaster Inc. | TRANQUILITY HI RISE SERIES | TSM12 A |  | Ground-Source | WBAHP-O: Heat Pump Packaged Un | Heat Pump | 208 | 1 |  |  |  | Single-Speed |  |  |  | 12100 | 806 | 15 | 13.4 | 9000 | 824 | 3.2 | 3.1 | Non Federally-Regulated | 11/27/2018 |  | 02/07/2019
ClimateMaster Inc. | TRANQUILITY HI RISE SERIES | TSM09 B |  | Water-Source | WBAHP-O: Heat Pump Packaged Un | Heat Pump | 208 | 1 |  |  |  | Single-Speed |  |  |  | 9800 | 653 | 15 | 11.2 | 12900 | 700 | 5.4 | 4.2 | Federally-Regulated Commercial & Industrial Equipment | 05/16/2018 |  | 02/07/2019
ClimateMaster Inc. | TRANQUILITY HI RISE SERIES | TSM09 B |  | Ground-Source | WBAHP-O: Heat Pump Packaged Un | Heat Pump | 208 | 1 |  |  |  | Single-Speed |  |  |  | 10500 | 589 | 17.8 | 13.4 | 7400 | 637 | 3.4 | 3.1 | Non Federally-Regulated | 05/16/2018 |  | 02/07/2019
ClimateMaster Inc. | TRANQUILITY HI RISE SERIES | TSM09 A |  | Water-Source | WBAHP-O: Heat Pump Packaged Un | Heat Pump | 208 | 1 |  |  |  | Single-Speed |  |  |  | 9200 | 681 | 13.5 | 11.2 | 12200 | 715 | 5 | 4.2 | Federally-Regulated Commercial & Industrial Equipment | 11/27/2018 |  | 02/07/2019
ClimateMaster Inc. | TRANQUILITY HI RISE SERIES | TSM09 A |  | Ground-Source | WBAHP-O: Heat Pump Packaged Un | Heat Pump | 208 | 1 |  |  |  | Single-Speed |  |  |  | 9700 | 651 | 14.9 | 13.4 | 7100 | 650 | 3.2 | 3.1 | Non Federally-Regulated | 11/27/2018 |  | 02/07/2019
ClimateMaster Inc. | TRANQUILITY TRE SERIES | TRE060D |  | Water-Source | WBAHP: Heat Pump Packaged Unit | Heat Pump | 208 | 3 |  |  |  | Single-Speed |  |  |  | 61100 | 3891 | 15.7 | 11.2 | 72800 | 4183 | 5.1 | 4.2 | Federally-Regulated Commercial & Industrial Equipment | 10/10/2017 |  | 02/07/2019
ClimateMaster Inc. | TRANQUILITY TRE SERIES | TRE060D |  | Ground-Source | WBAHP: Heat Pump Packaged Unit | Heat Pump | 208 | 3 |  |  |  | Single-Speed |  |  |  | 62100 | 3528 | 17.6 | 13.4 | 45600 | 3712 | 3.6 | 3.1 | Non Federally-Regulated | 10/10/2017 |  | 02/07/2019
ClimateMaster Inc. | TRANQUILITY TRE SERIES | TRE048D |  | Water-Source | WBAHP: Heat Pump Packaged Unit | Heat Pump | 208 | 3 |  |  |  | Single-Speed |  |  |  | 48500 | 3368 | 14.4 | 11.2 | 59700 | 3722 | 4.7 | 4.2 | Federally-Regulated Commercial & Industrial Equipment | 10/10/2017 |  | 02/07/2019
ClimateMaster Inc. | TRANQUILITY TRE SERIES | TRE048D |  | Ground-Water-Source | WBAHP: Heat Pump Packaged Unit | Heat Pump | 208 | 3 |  |  |  | Single-Speed |  |  |  | 54800 | 2597 | 21.1 | 16.2 | 48500 | 3466 | 4.1 | 3.6 | Non Federally-Regulated | 10/10/2017 |  | 02/07/2019
ClimateMaster Inc. | TRANQUILITY TRE SERIES | TRE048D |  | Ground-Source | WBAHP: Heat Pump Packaged Unit | Heat Pump | 208 | 3 |  |  |  | Single-Speed |  |  |  | 50000 | 3125 | 16 | 13.4 | 37800 | 3258 | 3.4 | 3.1 | Non Federally-Regulated | 10/10/2017 |  | 02/07/2019
ClimateMaster Inc. | TRILOGY 45 | QEV/H/D1860 |  | Water-Source | WBAHP: Heat Pump Packaged Unit | Heat Pump | 208 | 1 |  |  |  | Variable-Speed |  |  |  | 48000 | 2774 | 17.3 | 11.2 | 60000 | 3197 | 5.5 | 4.2 | Federally-Regulated Commercial & Industrial Equipment | 05/07/2018 |  | 02/07/2019
ClimateMaster Inc. | TRILOGY 45 | QEV/H/D1860 |  | Ground-Source | WBAHP: Heat Pump Packaged Unit | Heat Pump | 208 | 1 |  |  |  | Variable-Speed |  |  |  | 48000 | 2222 | 21.6 | 13.4 | 60000 | 5328 | 3.3 | 3.1 | Non Federally-Regulated | 11/16/2018 |  | 02/07/2019
ClimateMaster Inc. | TRILOGY 45 | QEV/H/D0930 |  | Water-Source | WBAHP: Heat Pump Packaged Unit | Heat Pump | 208 | 1 |  |  |  | Variable-Speed |  |  |  | 24000 | 1243 | 19.3 | 11.2 | 30000 | 1332 | 6.6 | 4.2 | Federally-Regulated Commercial & Industrial Equipment | 05/07/2018 |  | 02/07/2019
ClimateMaster Inc. | TRILOGY 45 | QEV/H/D0930 |  | Ground-Water-Source | WBAHP: Heat Pump Packaged Unit | Heat Pump | 208 | 1 |  |  |  | Variable-Speed |  |  |  | 24000 | 571 | 42 | 16.2 | 30000 | 1831 | 4.8 | 3.6 | Non Federally-Regulated | 05/07/2018 |  | 02/07/2019
ClimateMaster Inc. | TRILOGY 45 | QEV/H/D0930 |  | Ground-Source | WBAHP: Heat Pump Packaged Unit | Heat Pump | 208 | 1 |  |  |  | Variable-Speed |  |  |  | 24000 | 987 | 24.3 | 13.4 | 30000 | 2442 | 3.6 | 3.1 | Non Federally-Regulated | 11/16/2018 |  | 02/07/2019
Waterfurnace International, Inc. | VERSATEC BASE SERIES | UBV/UBH006**0*0 |  | Ground-Source | WBAHP: Heat Pump Packaged Unit | Heat Pump | 208 | 1 |  |  |  | Single-Speed |  |  |  | 7400 | 477 | 15.5 | 13.4 | 5400 | 494 | 3.2 | 3.1 | Non Federally-Regulated | 11/14/2018 |  | 02/07/2019
Waterfurnace International, Inc. | VERSATEC BASE SERIES | UBV/UBH006**2*0 |  | Ground-Source | WBAHP: Heat Pump Packaged Unit | Heat Pump | 265 | 1 |  |  |  | Single-Speed |  |  |  | 7400 | 477 | 15.5 | 13.4 | 5400 | 494 | 3.2 | 3.1 | Non Federally-Regulated | 11/14/2018 |  | 02/07/2019
Waterfurnace International, Inc. | VERSATEC BASE SERIES | UBV/UBH006**9*0 |  | Ground-Source | WBAHP: Heat Pump Packaged Unit | Heat Pump | 115 | 1 |  |  |  | Single-Speed |  |  |  | 7400 | 477 | 15.5 | 13.4 | 5400 | 494 | 3.2 | 3.1 | Non Federally-Regulated | 11/14/2018 |  | 02/07/2019
Waterfurnace International, Inc. | VERSATEC BASE SERIES | UBV/UBH009**0*0 |  | Ground-Source | WBAHP: Heat Pump Packaged Unit | Heat Pump | 208 | 1 |  |  |  | Single-Speed |  |  |  | 8900 | 613 | 14.5 | 13.4 | 7600 | 655 | 3.4 | 3.1 | Non Federally-Regulated | 11/14/2018 |  | 02/07/2019
Waterfurnace International, Inc. | VERSATEC BASE SERIES | UBV/UBH009**2*0 |  | Ground-Source | WBAHP: Heat Pump Packaged Unit | Heat Pump | 265 | 1 |  |  |  | Single-Speed |  |  |  | 8900 | 613 | 14.5 | 13.4 | 7600 | 655 | 3.4 | 3.1 | Non Federally-Regulated | 11/14/2018 |  | 02/07/2019
Waterfurnace International, Inc. | VERSATEC BASE SERIES | UBV/UBH009**9*0 |  | Ground-Source | WBAHP: Heat Pump Packaged Unit | Heat Pump | 115 | 1 |  |  |  | Single-Speed |  |  |  | 8900 | 613 | 14.5 | 13.4 | 7600 | 655 | 3.4 | 3.1 | Non Federally-Regulated | 11/14/2018 |  | 02/07/2019
Waterfurnace International, Inc. | VERSATEC BASE SERIES | UBV/UBH012**0*0 |  | Ground-Source | WBAHP: Heat Pump Packaged Unit | Heat Pump | 208 | 1 |  |  |  | Single-Speed |  |  |  | 11200 | 788 | 14.2 | 13.4 | 10200 | 854 | 3.5 | 3.1 | Non Federally-Regulated | 11/14/2018 |  | 02/07/2019
Waterfurnace International, Inc. | VERSATEC BASE SERIES | UBV/UBH012**2*0 |  | Ground-Source | WBAHP: Heat Pump Packaged Unit | Heat Pump | 265 | 1 |  |  |  | Single-Speed |  |  |  | 11200 | 788 | 14.2 | 13.4 | 10200 | 854 | 3.5 | 3.1 | Non Federally-Regulated | 11/14/2018 |  | 02/07/2019
Waterfurnace International, Inc. | VERSATEC BASE SERIES | UBV/UBH012**9*0 |  | Ground-Source | WBAHP: Heat Pump Packaged Unit | Heat Pump | 115 | 1 |  |  |  | Single-Speed |  |  |  | 11200 | 788 | 14.2 | 13.4 | 10200 | 854 | 3.5 | 3.1 | Non Federally-Regulated | 11/14/2018 |  | 02/07/2019
Waterfurnace International, Inc. | VERSATEC BASE SERIES | UBV/UBH015**0*0 |  | Ground-Source | WBAHP: Heat Pump Packaged Unit | Heat Pump | 208 | 1 |  |  |  | Single-Speed |  |  |  | 14000 | 915 | 15.3 | 13.4 | 10400 | 952 | 3.2 | 3.1 | Non Federally-Regulated | 11/14/2018 |  | 02/07/2019
Waterfurnace International, Inc. | VERSATEC BASE SERIES | UBV/UBH015**0*1 |  | Ground-Source | WBAHP: Heat Pump Packaged Unit | Heat Pump | 208 | 1 |  |  |  | Single-Speed |  |  |  | 14200 | 904 | 15.7 | 13.4 | 11000 | 976 | 3.3 | 3.1 | Non Federally-Regulated | 11/14/2018 |  | 02/07/2019
Waterfurnace International, Inc. | VERSATEC BASE SERIES | UBV/UBH015**0*4 |  | Ground-Source | WBAHP: Heat Pump Packaged Unit | Heat Pump | 208 | 1 |  |  |  | Single-Speed |  |  |  | 14200 | 904 | 15.7 | 13.4 | 11000 | 976 | 3.3 | 3.1 | Non Federally-Regulated | 11/14/2018 |  | 02/07/2019
Waterfurnace International, Inc. | VERSATEC BASE SERIES | UBV/UBH015**2*0 |  | Ground-Source | WBAHP: Heat Pump Packaged Unit | Heat Pump | 265 | 1 |  |  |  | Single-Speed |  |  |  | 14000 | 915 | 15.3 | 13.4 | 10400 | 952 | 3.2 | 3.1 | Non Federally-Regulated | 11/14/2018 |  | 02/07/2019
Waterfurnace International, Inc. | VERSATEC BASE SERIES | UBV/UBH015**2*1 |  | Ground-Source | WBAHP: Heat Pump Packaged Unit | Heat Pump | 265 | 1 |  |  |  | Single-Speed |  |  |  | 14200 | 904 | 15.7 | 13.4 | 11000 | 976 | 3.3 | 3.1 | Non Federally-Regulated | 11/14/2018 |  | 02/07/2019
Waterfurnace International, Inc. | VERSATEC BASE SERIES | UBV/UBH015**2*4 |  | Ground-Source | WBAHP: Heat Pump Packaged Unit | Heat Pump | 265 | 1 |  |  |  | Single-Speed |  |  |  | 14200 | 904 | 15.7 | 13.4 | 11000 | 976 | 3.3 | 3.1 | Non Federally-Regulated | 11/14/2018 |  | 02/07/2019
Waterfurnace International, Inc. | VERSATEC BASE SERIES | UBV/UBH018**0*0 |  | Ground-Source | WBAHP: Heat Pump Packaged Unit | Heat Pump | 208 | 1 |  |  |  | Single-Speed |  |  |  | 18000 | 1168 | 15.4 | 13.4 | 12600 | 1153 | 3.2 | 3.1 | Non Federally-Regulated | 11/14/2018 |  | 02/07/2019
Waterfurnace International, Inc. | VERSATEC BASE SERIES | UBV/UBH018**0*1 |  | Ground-Source | WBAHP: Heat Pump Packaged Unit | Heat Pump | 208 | 1 |  |  |  | Single-Speed |  |  |  | 18000 | 1111 | 16.2 | 13.4 | 12600 | 1119 | 3.3 | 3.1 | Non Federally-Regulated | 11/14/2018 |  | 02/07/2019
Waterfurnace International, Inc. | VERSATEC BASE SERIES | UBV/UBH018**0*4 |  | Ground-Source | WBAHP: Heat Pump Packaged Unit | Heat Pump | 200 | 1 |  |  |  | Single-Speed |  |  |  | 18000 | 1111 | 16.2 | 13.4 | 12600 | 1119 | 3.3 | 3.1 | Non Federally-Regulated | 11/14/2018 |  | 02/07/2019
Waterfurnace International, Inc. | VERSATEC BASE SERIES | UBV/UBH018**2*0 |  | Ground-Source | WBAHP: Heat Pump Packaged Unit | Heat Pump | 265 | 1 |  |  |  | Single-Speed |  |  |  | 18000 | 1168 | 15.4 | 13.4 | 12600 | 1153 | 3.2 | 3.1 | Non Federally-Regulated | 11/14/2018 |  | 02/07/2019
Waterfurnace International, Inc. | VERSATEC BASE SERIES | UBV/UBH018**2*1 |  | Ground-Source | WBAHP: Heat Pump Packaged Unit | Heat Pump | 265 | 1 |  |  |  | Single-Speed |  |  |  | 18000 | 1111 | 16.2 | 13.4 | 12600 | 1119 | 3.3 | 3.1 | Non Federally-Regulated | 11/14/2018 |  | 02/07/2019
Waterfurnace International, Inc. | VERSATEC BASE SERIES | UBV/UBH018**2*4 |  | Ground-Source | WBAHP: Heat Pump Packaged Unit | Heat Pump | 265 | 1 |  |  |  | Single-Speed |  |  |  | 18000 | 1111 | 16.2 | 13.4 | 12600 | 1119 | 3.3 | 3.1 | Non Federally-Regulated | 11/14/2018 |  | 02/07/2019
Waterfurnace International, Inc. | VERSATEC BASE SERIES | UBV/UBH024**0*0 |  | Ground-Source | WBAHP: Heat Pump Packaged Unit | Heat Pump | 208 | 1 |  |  |  | Single-Speed |  |  |  | 24500 | 1655 | 14.8 | 13.4 | 17000 | 1509 | 3.3 | 3.1 | Non Federally-Regulated | 11/14/2018 |  | 02/07/2019
Waterfurnace International, Inc. | VERSATEC BASE SERIES | UBV/UBH024**0*1 |  | Ground-Source | WBAHP: Heat Pump Packaged Unit | Heat Pump | 208 | 1 |  |  |  | Single-Speed |  |  |  | 24500 | 1570 | 15.6 | 13.4 | 17000 | 1423 | 3.5 | 3.1 | Non Federally-Regulated | 11/14/2018 |  | 02/07/2019
Waterfurnace International, Inc. | VERSATEC BASE SERIES | UBV/UBH024**0*4 |  | Ground-Source | WBAHP: Heat Pump Packaged Unit | Heat Pump | 208 | 1 |  |  |  | Single-Speed |  |  |  | 24500 | 1570 | 15.6 | 13.4 | 17000 | 1423 | 3.5 | 3.1 | Non Federally-Regulated | 11/14/2018 |  | 02/07/2019
Waterfurnace International, Inc. | VERSATEC BASE SERIES | UBV/UBH024**2*0 |  | Ground-Source | WBAHP: Heat Pump Packaged Unit | Heat Pump | 265 | 1 |  |  |  | Single-Speed |  |  |  | 24500 | 1655 | 14.8 | 13.4 | 17000 | 1509 | 3.3 | 3.1 | Non Federally-Regulated | 11/14/2018 |  | 02/07/2019
Waterfurnace International, Inc. | VERSATEC BASE SERIES | UBV/UBH024**2*1 |  | Ground-Source | WBAHP: Heat Pump Packaged Unit | Heat Pump | 265 | 1 |  |  |  | Single-Speed |  |  |  | 24500 | 1570 | 15.6 | 13.4 | 17000 | 1423 | 3.5 | 3.1 | Non Federally-Regulated | 11/14/2018 |  | 02/07/2019
Waterfurnace International, Inc. | VERSATEC BASE SERIES | UBV/UBH024**2*4 |  | Ground-Source | WBAHP: Heat Pump Packaged Unit | Heat Pump | 265 | 1 |  |  |  | Single-Speed |  |  |  | 24500 | 1570 | 15.6 | 13.4 | 17000 | 1423 | 3.5 | 3.1 | Non Federally-Regulated | 11/14/2018 |  | 02/07/2019
Waterfurnace International, Inc. | VERSATEC BASE SERIES | UBV/UBH024**3*0 |  | Ground-Source | WBAHP: Heat Pump Packaged Unit | Heat Pump | 208 | 3 |  |  |  | Single-Speed |  |  |  | 24500 | 1655 | 14.8 | 13.4 | 17000 | 1509 | 3.3 | 3.1 | Non Federally-Regulated | 11/14/2018 |  | 02/07/2019
Waterfurnace International, Inc. | VERSATEC BASE SERIES | UBV/UBH024**3*1 |  | Ground-Source | WBAHP: Heat Pump Packaged Unit | Heat Pump | 208 | 3 |  |  |  | Single-Speed |  |  |  | 24500 | 1570 | 15.6 | 13.4 | 17000 | 1423 | 3.5 | 3.1 | Non Federally-Regulated | 11/14/2018 |  | 02/07/2019
Waterfurnace International, Inc. | VERSATEC BASE SERIES | UBV/UBH024**3*4 |  | Ground-Source | WBAHP: Heat Pump Packaged Unit | Heat Pump | 208 | 3 |  |  |  | Single-Speed |  |  |  | 24500 | 1570 | 15.6 | 13.4 | 17000 | 1423 | 3.5 | 3.1 | Non Federally-Regulated | 11/14/2018 |  | 02/07/2019
Waterfurnace International, Inc. | VERSATEC BASE SERIES | UBV/UBH024**4*0 |  | Ground-Source | WBAHP: Heat Pump Packaged Unit | Heat Pump | 460 | 3 |  |  |  | Single-Speed |  |  |  | 24500 | 1655 | 14.8 | 13.4 | 17000 | 1509 | 3.3 | 3.1 | Non Federally-Regulated | 11/14/2018 |  | 02/07/2019
Waterfurnace International, Inc. | VERSATEC BASE SERIES | UBV/UBH024**4*1 |  | Ground-Source | WBAHP: Heat Pump Packaged Unit | Heat Pump | 460 | 3 |  |  |  | Single-Speed |  |  |  | 24500 | 1570 | 15.6 | 13.4 | 17000 | 1423 | 3.5 | 3.1 | Non Federally-Regulated | 11/14/2018 |  | 02/07/2019
Waterfurnace International, Inc. | VERSATEC BASE SERIES | UBV/UBH024**4*4 |  | Ground-Source | WBAHP: Heat Pump Packaged Unit | Heat Pump | 460 | 3 |  |  |  | Single-Speed |  |  |  | 24500 | 1570 | 15.6 | 13.4 | 17000 | 1423 | 3.5 | 3.1 | Non Federally-Regulated | 11/14/2018 |  | 02/07/2019
Waterfurnace International, Inc. | VERSATEC BASE SERIES | UBV/UBH030**0*0 |  | Ground-Source | WBAHP: Heat Pump Packaged Unit | Heat Pump | 208 | 1 |  |  |  | Single-Speed |  |  |  | 30000 | 1875 | 16 | 13.4 | 21000 | 1865 | 3.3 | 3.1 | Non Federally-Regulated | 11/14/2018 |  | 02/07/2019
Waterfurnace International, Inc. | VERSATEC BASE SERIES | UBV/UBH030**0*1 |  | Ground-Source | WBAHP: Heat Pump Packaged Unit | Heat Pump | 208 | 1 |  |  |  | Single-Speed |  |  |  | 30000 | 1764 | 17 | 13.4 | 21000 | 1758 | 3.5 | 3.1 | Non Federally-Regulated | 11/14/2018 |  | 02/07/2019
Waterfurnace International, Inc. | VERSATEC BASE SERIES | UBV/UBH030**0*4 |  | Ground-Source | WBAHP: Heat Pump Packaged Unit | Heat Pump | 208 | 1 |  |  |  | Single-Speed |  |  |  | 30000 | 1764 | 17 | 13.4 | 21000 | 1758 | 3.5 | 3.1 | Non Federally-Regulated | 11/14/2018 |  | 02/07/2019
Waterfurnace International, Inc. | VERSATEC BASE SERIES | UBV/UBH030**2*0 |  | Ground-Source | WBAHP: Heat Pump Packaged Unit | Heat Pump | 265 | 1 |  |  |  | Single-Speed |  |  |  | 30000 | 1875 | 16 | 13.4 | 21000 | 1865 | 3.3 | 3.1 | Non Federally-Regulated | 11/14/2018 |  | 02/07/2019
Waterfurnace International, Inc. | VERSATEC BASE SERIES | UBV/UBH030**2*1 |  | Ground-Source | WBAHP: Heat Pump Packaged Unit | Heat Pump | 265 | 1 |  |  |  | Single-Speed |  |  |  | 30000 | 1764 | 17 | 13.4 | 21000 | 1758 | 3.5 | 3.1 | Non Federally-Regulated | 11/14/2018 |  | 02/07/2019
Waterfurnace International, Inc. | VERSATEC BASE SERIES | UBV/UBH030**2*4 |  | Ground-Source | WBAHP: Heat Pump Packaged Unit | Heat Pump | 265 | 1 |  |  |  | Single-Speed |  |  |  | 30000 | 1764 | 17 | 13.4 | 21000 | 1758 | 3.5 | 3.1 | Non Federally-Regulated | 11/14/2018 |  | 02/07/2019
Waterfurnace International, Inc. | VERSATEC BASE SERIES | UBV/UBH030**3*0 |  | Ground-Source | WBAHP: Heat Pump Packaged Unit | Heat Pump | 208 | 3 |  |  |  | Single-Speed |  |  |  | 30000 | 1875 | 16 | 13.4 | 21000 | 1865 | 3.3 | 3.1 | Non Federally-Regulated | 11/14/2018 |  | 02/07/2019
Waterfurnace International, Inc. | VERSATEC BASE SERIES | UBV/UBH030**3*1 |  | Ground-Source | WBAHP: Heat Pump Packaged Unit | Heat Pump | 208 | 3 |  |  |  | Single-Speed |  |  |  | 30000 | 1764 | 17 | 13.4 | 21000 | 1758 | 3.5 | 3.1 | Non Federally-Regulated | 11/14/2018 |  | 02/07/2019
Waterfurnace International, Inc. | VERSATEC BASE SERIES | UBV/UBH030**3*4 |  | Ground-Source | WBAHP: Heat Pump Packaged Unit | Heat Pump | 208 | 3 |  |  |  | Single-Speed |  |  |  | 30000 | 1764 | 17 | 13.4 | 21000 | 1758 | 3.5 | 3.1 | Non Federally-Regulated | 11/14/2018 |  | 02/07/2019
Waterfurnace International, Inc. | VERSATEC BASE SERIES | UBV/UBH030**4*0 |  | Ground-Source | WBAHP: Heat Pump Packaged Unit | Heat Pump | 460 | 3 |  |  |  | Single-Speed |  |  |  | 30000 | 1875 | 16 | 13.4 | 21000 | 1865 | 3.3 | 3.1 | Non Federally-Regulated | 11/14/2018 |  | 02/07/2019
Waterfurnace International, Inc. | VERSATEC BASE SERIES | UBV/UBH030**4*1 |  | Ground-Source | WBAHP: Heat Pump Packaged Unit | Heat Pump | 460 | 3 |  |  |  | Single-Speed |  |  |  | 30000 | 1764 | 17 | 13.4 | 21000 | 1758 | 3.5 | 3.1 | Non Federally-Regulated | 11/14/2018 |  | 02/07/2019
Waterfurnace International, Inc. | VERSATEC BASE SERIES | UBV/UBH030**4*4 |  | Ground-Source | WBAHP: Heat Pump Packaged Unit | Heat Pump | 460 | 3 |  |  |  | Single-Speed |  |  |  | 30000 | 1764 | 17 | 13.4 | 21000 | 1758 | 3.5 | 3.1 | Non Federally-Regulated | 11/14/2018 |  | 02/07/2019
Waterfurnace International, Inc. | VERSATEC BASE SERIES | UBV/UBH036**0*0 |  | Ground-Source | WBAHP: Heat Pump Packaged Unit | Heat Pump | 208 | 1 |  |  |  | Single-Speed |  |  |  | 36000 | 2208 | 16.3 | 13.4 | 26000 | 2309 | 3.3 | 3.1 | Non Federally-Regulated | 11/14/2018 |  | 02/07/2019
Waterfurnace International, Inc. | VERSATEC BASE SERIES | UBV/UBH036**0*1 |  | Ground-Source | WBAHP: Heat Pump Packaged Unit | Heat Pump | 208 | 1 |  |  |  | Single-Speed |  |  |  | 36000 | 2117 | 17 | 13.4 | 26000 | 2177 | 3.5 | 3.1 | Non Federally-Regulated | 11/14/2018 |  | 02/07/2019
Waterfurnace International, Inc. | VERSATEC BASE SERIES | UBV/UBH036**0*4 |  | Ground-Source | WBAHP: Heat Pump Packaged Unit | Heat Pump | 208 | 1 |  |  |  | Single-Speed |  |  |  | 36000 | 2117 | 17 | 13.4 | 26000 | 2177 | 3.5 | 3.1 | Non Federally-Regulated | 11/14/2018 |  | 02/07/2019
Waterfurnace International, Inc. | VERSATEC BASE SERIES | UBV/UBH036**2*0 |  | Ground-Source | WBAHP: Heat Pump Packaged Unit | Heat Pump | 265 | 1 |  |  |  | Single-Speed |  |  |  | 36000 | 2208 | 16.3 | 13.4 | 26000 | 2309 | 3.3 | 3.1 | Non Federally-Regulated | 11/14/2018 |  | 02/07/2019
Waterfurnace International, Inc. | VERSATEC BASE SERIES | UBV/UBH036**2*1 |  | Ground-Source | WBAHP: Heat Pump Packaged Unit | Heat Pump | 265 | 1 |  |  |  | Single-Speed |  |  |  | 36000 | 2117 | 17 | 13.4 | 26000 | 2177 | 3.5 | 3.1 | Non Federally-Regulated | 11/14/2018 |  | 02/07/2019
Waterfurnace International, Inc. | VERSATEC BASE SERIES | UBV/UBH036**2*4 |  | Ground-Source | WBAHP: Heat Pump Packaged Unit | Heat Pump | 265 | 1 |  |  |  | Single-Speed |  |  |  | 36000 | 2117 | 17 | 13.4 | 26000 | 2177 | 3.5 | 3.1 | Non Federally-Regulated | 11/14/2018 |  | 02/07/2019
Waterfurnace International, Inc. | VERSATEC BASE SERIES | UBV/UBH036**3*0 |  | Ground-Source | WBAHP: Heat Pump Packaged Unit | Heat Pump | 208 | 3 |  |  |  | Single-Speed |  |  |  | 36000 | 2208 | 16.3 | 13.4 | 26000 | 2309 | 3.3 | 3.1 | Non Federally-Regulated | 11/14/2018 |  | 02/07/2019
Waterfurnace International, Inc. | VERSATEC BASE SERIES | UBV/UBH036**3*1 |  | Ground-Source | WBAHP: Heat Pump Packaged Unit | Heat Pump | 208 | 3 |  |  |  | Single-Speed |  |  |  | 36000 | 2117 | 17 | 13.4 | 26000 | 2177 | 3.5 | 3.1 | Non Federally-Regulated | 11/14/2018 |  | 02/07/2019
Waterfurnace International, Inc. | VERSATEC BASE SERIES | UBV/UBH036**3*4 |  | Ground-Source | WBAHP: Heat Pump Packaged Unit | Heat Pump | 208 | 3 |  |  |  | Single-Speed |  |  |  | 36000 | 2117 | 17 | 13.4 | 26000 | 2177 | 3.5 | 3.1 | Non Federally-Regulated | 11/14/2018 |  | 02/07/2019
Waterfurnace International, Inc. | VERSATEC BASE SERIES | UBV/UBH036**4*0 |  | Ground-Source | WBAHP: Heat Pump Packaged Unit | Heat Pump | 460 | 3 |  |  |  | Single-Speed |  |  |  | 36000 | 2208 | 16.3 | 13.4 | 26000 | 2309 | 3.3 | 3.1 | Non Federally-Regulated | 11/14/2018 |  | 02/07/2019
Waterfurnace International, Inc. | VERSATEC BASE SERIES | UBV/UBH036**4*1 |  | Ground-Source | WBAHP: Heat Pump Packaged Unit | Heat Pump | 460 | 3 |  |  |  | Single-Speed |  |  |  | 36000 | 2117 | 17 | 13.4 | 26000 | 2177 | 3.5 | 3.1 | Non Federally-Regulated | 11/14/2018 |  | 02/07/2019
Waterfurnace International, Inc. | VERSATEC BASE SERIES | UBV/UBH036**4*4 |  | Ground-Source | WBAHP: Heat Pump Packaged Unit | Heat Pump | 460 | 3 |  |  |  | Single-Speed |  |  |  | 36000 | 2117 | 17 | 13.4 | 26000 | 2177 | 3.5 | 3.1 | Non Federally-Regulated | 11/14/2018 |  | 02/07/2019
Waterfurnace International, Inc. | VERSATEC BASE SERIES | UBV/UBH042**0*0 |  | Ground-Source | WBAHP: Heat Pump Packaged Unit | Heat Pump | 208 | 1 |  |  |  | Single-Speed |  |  |  | 42000 | 2763 | 15.2 | 13.4 | 30500 | 2708 | 3.3 | 3.1 | Non Federally-Regulated | 11/14/2018 |  | 02/07/2019
Waterfurnace International, Inc. | VERSATEC BASE SERIES | UBV/UBH042**0*1 |  | Ground-Source | WBAHP: Heat Pump Packaged Unit | Heat Pump | 208 | 1 |  |  |  | Single-Speed |  |  |  | 42000 | 2530 | 16.6 | 13.4 | 30500 | 2553 | 3.5 | 3.1 | Non Federally-Regulated | 11/14/2018 |  | 02/07/2019
Waterfurnace International, Inc. | VERSATEC BASE SERIES | UBV/UBH042**0*4 |  | Ground-Source | WBAHP: Heat Pump Packaged Unit | Heat Pump | 208 | 1 |  |  |  | Single-Speed |  |  |  | 42000 | 2530 | 16.6 | 13.4 | 30500 | 2553 | 3.5 | 3.1 | Non Federally-Regulated | 11/14/2018 |  | 02/07/2019
Waterfurnace International, Inc. | VERSATEC BASE SERIES | UBV/UBH042**3*0 |  | Ground-Source | WBAHP: Heat Pump Packaged Unit | Heat Pump | 208 | 3 |  |  |  | Single-Speed |  |  |  | 42000 | 2763 | 15.2 | 13.4 | 30500 | 2708 | 3.3 | 3.1 | Non Federally-Regulated | 11/14/2018 |  | 02/07/2019
Waterfurnace International, Inc. | VERSATEC BASE SERIES | UBV/UBH042**3*1 |  | Ground-Source | WBAHP: Heat Pump Packaged Unit | Heat Pump | 208 | 3 |  |  |  | Single-Speed |  |  |  | 42000 | 2530 | 16.6 | 13.4 | 30500 | 2553 | 3.5 | 3.1 | Non Federally-Regulated | 11/14/2018 |  | 02/07/2019
Waterfurnace International, Inc. | VERSATEC BASE SERIES | UBV/UBH042**3*4 |  | Ground-Source | WBAHP: Heat Pump Packaged Unit | Heat Pump | 208 | 3 |  |  |  | Single-Speed |  |  |  | 42000 | 2530 | 16.6 | 13.4 | 30500 | 2553 | 3.5 | 3.1 | Non Federally-Regulated | 11/14/2018 |  | 02/07/2019
Waterfurnace International, Inc. | VERSATEC BASE SERIES | UBV/UBH042**4*0 |  | Ground-Source | WBAHP: Heat Pump Packaged Unit | Heat Pump | 460 | 3 |  |  |  | Single-Speed |  |  |  | 42000 | 2763 | 15.2 | 13.4 | 30500 | 2708 | 3.3 | 3.1 | Non Federally-Regulated | 11/14/2018 |  | 02/07/2019
Waterfurnace International, Inc. | VERSATEC BASE SERIES | UBV/UBH042**4*1 |  | Ground-Source | WBAHP: Heat Pump Packaged Unit | Heat Pump | 460 | 3 |  |  |  | Single-Speed |  |  |  | 42000 | 2530 | 16.6 | 13.4 | 30500 | 2553 | 3.5 | 3.1 | Non Federally-Regulated | 11/14/2018 |  | 02/07/2019
Waterfurnace International, Inc. | VERSATEC BASE SERIES | UBV/UBH042**4*4 |  | Ground-Source | WBAHP: Heat Pump Packaged Unit | Heat Pump | 460 | 3 |  |  |  | Single-Speed |  |  |  | 42000 | 2530 | 16.6 | 13.4 | 30500 | 2553 | 3.5 | 3.1 | Non Federally-Regulated | 11/14/2018 |  | 02/07/2019
Waterfurnace International, Inc. | VERSATEC BASE SERIES | UBV/UBH048**0*0 |  | Ground-Source | WBAHP: Heat Pump Packaged Unit | Heat Pump | 208 | 1 |  |  |  | Single-Speed |  |  |  | 49500 | 3300 | 15 | 13.4 | 36500 | 3241 | 3.3 | 3.1 | Non Federally-Regulated | 11/14/2018 |  | 02/07/2019
Waterfurnace International, Inc. | VERSATEC BASE SERIES | UBV/UBH048**0*1 |  | Ground-Source | WBAHP: Heat Pump Packaged Unit | Heat Pump | 208 | 1 |  |  |  | Single-Speed |  |  |  | 49500 | 3093 | 16 | 13.4 | 36500 | 3056 | 3.5 | 3.1 | Non Federally-Regulated | 11/14/2018 |  | 02/07/2019
Waterfurnace International, Inc. | VERSATEC BASE SERIES | UBV/UBH048**0*4 |  | Ground-Source | WBAHP: Heat Pump Packaged Unit | Heat Pump | 208 | 1 |  |  |  | Single-Speed |  |  |  | 49500 | 3093 | 16 | 13.4 | 36500 | 3056 | 3.5 | 3.1 | Non Federally-Regulated | 11/14/2018 |  | 02/07/2019
Waterfurnace International, Inc. | VERSATEC BASE SERIES | UBV/UBH048**3*0 |  | Ground-Source | WBAHP: Heat Pump Packaged Unit | Heat Pump | 208 | 3 |  |  |  | Single-Speed |  |  |  | 49500 | 3300 | 15 | 13.4 | 36500 | 3241 | 3.3 | 3.1 | Non Federally-Regulated | 11/14/2018 |  | 02/07/2019
Waterfurnace International, Inc. | VERSATEC BASE SERIES | UBV/UBH048**3*1 |  | Ground-Source | WBAHP: Heat Pump Packaged Unit | Heat Pump | 208 | 3 |  |  |  | Single-Speed |  |  |  | 49500 | 3093 | 16 | 13.4 | 36500 | 3056 | 3.5 | 3.1 | Non Federally-Regulated | 11/14/2018 |  | 02/07/2019
Waterfurnace International, Inc. | VERSATEC BASE SERIES | UBV/UBH048**3*4 |  | Ground-Source | WBAHP: Heat Pump Packaged Unit | Heat Pump | 208 | 3 |  |  |  | Single-Speed |  |  |  | 49500 | 3093 | 16 | 13.4 | 36500 | 3056 | 3.5 | 3.1 | Non Federally-Regulated | 11/14/2018 |  | 02/07/2019
Waterfurnace International, Inc. | VERSATEC BASE SERIES | UBV/UBH048**4*0 |  | Ground-Source | WBAHP: Heat Pump Packaged Unit | Heat Pump | 460 | 3 |  |  |  | Single-Speed |  |  |  | 49500 | 3300 | 15 | 13.4 | 36500 | 3241 | 3.3 | 3.1 | Non Federally-Regulated | 11/14/2018 |  | 02/07/2019
Waterfurnace International, Inc. | VERSATEC BASE SERIES | UBV/UBH048**4*1 |  | Ground-Source | WBAHP: Heat Pump Packaged Unit | Heat Pump | 460 | 3 |  |  |  | Single-Speed |  |  |  | 49500 | 3093 | 16 | 13.4 | 36500 | 3056 | 3.5 | 3.1 | Non Federally-Regulated | 11/14/2018 |  | 02/07/2019
Waterfurnace International, Inc. | VERSATEC BASE SERIES | UBV/UBH048**4*4 |  | Ground-Source | WBAHP: Heat Pump Packaged Unit | Heat Pump | 460 | 3 |  |  |  | Single-Speed |  |  |  | 49500 | 3093 | 16 | 13.4 | 36500 | 3056 | 3.5 | 3.1 | Non Federally-Regulated | 11/14/2018 |  | 02/07/2019
Waterfurnace International, Inc. | VERSATEC BASE SERIES | UBV/UBH060**0*0 |  | Ground-Source | WBAHP: Heat Pump Packaged Unit | Heat Pump | 208 | 1 |  |  |  | Single-Speed |  |  |  | 58000 | 3815 | 15.2 | 13.4 | 43000 | 3818 | 3.3 | 3.1 | Non Federally-Regulated | 11/14/2018 |  | 02/07/2019
Waterfurnace International, Inc. | VERSATEC BASE SERIES | UBV/UBH060**0*1 |  | Ground-Source | WBAHP: Heat Pump Packaged Unit | Heat Pump | 208 | 1 |  |  |  | Single-Speed |  |  |  | 58000 | 3625 | 16 | 13.4 | 43000 | 3600 | 3.5 | 3.1 | Non Federally-Regulated | 11/14/2018 |  | 02/07/2019
Waterfurnace International, Inc. | VERSATEC BASE SERIES | UBV/UBH060**0*4 |  | Ground-Source | WBAHP: Heat Pump Packaged Unit | Heat Pump | 208 | 1 |  |  |  | Single-Speed |  |  |  | 58000 | 3625 | 16 | 13.4 | 43000 | 3600 | 3.5 | 3.1 | Non Federally-Regulated | 11/14/2018 |  | 02/07/2019
Waterfurnace International, Inc. | VERSATEC BASE SERIES | UBV/UBH060**3*0 |  | Ground-Source | WBAHP: Heat Pump Packaged Unit | Heat Pump | 208 | 3 |  |  |  | Single-Speed |  |  |  | 58000 | 3815 | 15.2 | 13.4 | 43000 | 3818 | 3.3 | 3.1 | Non Federally-Regulated | 11/14/2018 |  | 02/07/2019
Waterfurnace International, Inc. | VERSATEC BASE SERIES | UBV/UBH060**3*1 |  | Ground-Source | WBAHP: Heat Pump Packaged Unit | Heat Pump | 208 | 3 |  |  |  | Single-Speed |  |  |  | 58000 | 3625 | 16 | 13.4 | 43000 | 3600 | 3.5 | 3.1 | Non Federally-Regulated | 11/14/2018 |  | 02/07/2019
Waterfurnace International, Inc. | VERSATEC BASE SERIES | UBV/UBH060**3*4 |  | Ground-Source | WBAHP: Heat Pump Packaged Unit | Heat Pump | 208 | 3 |  |  |  | Single-Speed |  |  |  | 58000 | 3625 | 16 | 13.4 | 43000 | 3600 | 3.5 | 3.1 | Non Federally-Regulated | 11/14/2018 |  | 02/07/2019
Waterfurnace International, Inc. | VERSATEC BASE SERIES | UBV/UBH060**4*0 |  | Ground-Source | WBAHP: Heat Pump Packaged Unit | Heat Pump | 460 | 3 |  |  |  | Single-Speed |  |  |  | 58000 | 3815 | 15.2 | 13.4 | 43000 | 3818 | 3.3 | 3.1 | Non Federally-Regulated | 11/14/2018 |  | 02/07/2019
Waterfurnace International, Inc. | VERSATEC BASE SERIES | UBV/UBH060**4*1 |  | Ground-Source | WBAHP: Heat Pump Packaged Unit | Heat Pump | 460 | 3 |  |  |  | Single-Speed |  |  |  | 58000 | 3625 | 16 | 13.4 | 43000 | 3600 | 3.5 | 3.1 | Non Federally-Regulated | 11/14/2018 |  | 02/07/2019
Waterfurnace International, Inc. | VERSATEC BASE SERIES | UBV/UBH060**4*4 |  | Ground-Source | WBAHP: Heat Pump Packaged Unit | Heat Pump | 460 | 3 |  |  |  | Single-Speed |  |  |  | 58000 | 3625 | 16 | 13.4 | 43000 | 3600 | 3.5 | 3.1 | Non Federally-Regulated | 11/14/2018 |  | 02/07/2019
Waterfurnace International, Inc. | 3 SERIES | LD(V,H)072A |  | Water-Source | WBAHP: Heat Pump Packaged Unit | Heat Pump | 208 | 1 |  |  |  | Dual-Speed |  |  |  | 64400 | 4472 | 14.4 | 11.2 | 82800 | 5392 | 4.5 | 4.2 | Federally-Regulated Commercial & Industrial Equipment | 02/16/2016 |  | 02/07/2019
Waterfurnace International, Inc. | 3 SERIES | LD(V,H)048A |  | Water-Source | WBAHP: Heat Pump Packaged Unit | Heat Pump | 208 | 1 |  |  |  | Dual-Speed |  |  |  | 46500 | 3141 | 14.8 | 11.2 | 53900 | 3290 | 4.8 | 4.2 | Federally-Regulated Commercial & Industrial Equipment | 02/16/2016 |  | 02/07/2019
Waterfurnace International, Inc. | 3 SERIES | LD(V,H)048A |  | Ground-Water-Source | WBAHP: Heat Pump Packaged Unit | Heat Pump | 208 | 1 |  |  |  | Dual-Speed |  |  |  | 52300 | 2399 | 21.8 | 16.2 | 45000 | 3067 | 4.3 | 3.6 | Non Federally-Regulated | 02/16/2016 |  | 02/07/2019
Waterfurnace International, Inc. | 3 SERIES | LD(V,H)048A |  | Ground-Source | WBAHP: Heat Pump Packaged Unit | Heat Pump | 208 | 1 |  |  |  | Dual-Speed |  |  |  | 49000 | 3062 | 16 | 13.4 | 36000 | 2851 | 3.7 | 3.1 | Non Federally-Regulated | 02/16/2016 |  | 02/07/2019
Waterfurnace International, Inc. | 3 SERIES | LD(V,H)060A |  | Water-Source | WBAHP: Heat Pump Packaged Unit | Heat Pump | 208 | 1 |  |  |  | Dual-Speed |  |  |  | 57200 | 4000 | 14.3 | 11.2 | 69000 | 4493 | 4.5 | 4.2 | Federally-Regulated Commercial & Industrial Equipment | 02/16/2016 |  | 02/07/2019
Waterfurnace International, Inc. | 3 SERIES | LD(V,H)060A |  | Ground-Water-Source | WBAHP: Heat Pump Packaged Unit | Heat Pump | 208 | 1 |  |  |  | Dual-Speed |  |  |  | 64100 | 3096 | 20.7 | 16.2 | 56500 | 4139 | 4 | 3.6 | Non Federally-Regulated | 02/16/2016 |  | 02/07/2019
Waterfurnace International, Inc. | 3 SERIES | LD(V,H)060A |  | Ground-Source | WBAHP: Heat Pump Packaged Unit | Heat Pump | 208 | 1 |  |  |  | Dual-Speed |  |  |  | 59900 | 3630 | 16.5 | 13.4 | 45300 | 3904 | 3.4 | 3.1 | Non Federally-Regulated | 02/16/2016 |  | 02/07/2019
Waterfurnace International, Inc. | 3 SERIES | LD(V,H)024A |  | Water-Source | WBAHP: Heat Pump Packaged Unit | Heat Pump | 208 | 1 |  |  |  | Dual-Speed |  |  |  | 22000 | 1582 | 13.9 | 11.2 | 28300 | 1692 | 4.9 | 4.2 | Federally-Regulated Commercial & Industrial Equipment | 02/16/2016 |  | 02/07/2019
Waterfurnace International, Inc. | 3 SERIES | LD(V,H)024A |  | Ground-Water-Source | WBAHP: Heat Pump Packaged Unit | Heat Pump | 208 | 1 |  |  |  | Dual-Speed |  |  |  | 25100 | 1218 | 20.6 | 16.2 | 23500 | 1565 | 4.4 | 3.6 | Non Federally-Regulated | 02/16/2016 |  | 02/07/2019
Waterfurnace International, Inc. | 3 SERIES | LD(V,H)024A |  | Ground-Source | WBAHP: Heat Pump Packaged Unit | Heat Pump | 208 | 1 |  |  |  | Dual-Speed |  |  |  | 23100 | 1480 | 15.6 | 13.4 | 18900 | 1457 | 3.8 | 3.1 | Non Federally-Regulated | 02/16/2016 |  | 02/07/2019
Waterfurnace International, Inc. | 3 SERIES | LD(V,H)036A |  | Water-Source | WBAHP: Heat Pump Packaged Unit | Heat Pump | 208 | 1 |  |  |  | Dual-Speed |  |  |  | 33700 | 2496 | 13.5 | 11.2 | 42500 | 2650 | 4.7 | 4.2 | Federally-Regulated Commercial & Industrial Equipment | 02/16/2016 |  | 02/07/2019
Waterfurnace International, Inc. | 3 SERIES | LD(V,H)036A |  | Ground-Water-Source | WBAHP: Heat Pump Packaged Unit | Heat Pump | 208 | 1 |  |  |  | Dual-Speed |  |  |  | 38000 | 1928 | 19.7 | 16.2 | 35500 | 2477 | 4.2 | 3.6 | Non Federally-Regulated | 02/16/2016 |  | 02/07/2019
Waterfurnace International, Inc. | 3 SERIES | LD(V,H)036A |  | Ground-Source | WBAHP: Heat Pump Packaged Unit | Heat Pump | 208 | 1 |  |  |  | Dual-Speed |  |  |  | 35100 | 2264 | 15.5 | 13.4 | 26000 | 2116 | 3.6 | 3.1 | Non Federally-Regulated | 02/16/2016 |  | 02/07/2019
Waterfurnace International, Inc. | 5 SERIES | NSV/NSH018H1*(1,4) |  | Water-Source | WBAHP: Heat Pump Packaged Unit | Heat Pump | 208 | 1 |  |  |  | Single-Speed |  |  |  | 17400 | 1108 | 15.7 | 11.2 | 23000 | 1271 | 5.3 | 4.2 | Federally-Regulated Commercial & Industrial Equipment | 02/23/2016 |  | 02/07/2019
Waterfurnace International, Inc. | 5 SERIES | NSV/NSH018H1*(1,4) |  | Ground-Water-Source | WBAHP: Heat Pump Packaged Unit | Heat Pump | 208 | 1 |  |  |  | Single-Speed |  |  |  | 20600 | 792 | 26 | 16.2 | 18700 | 1191 | 4.6 | 3.6 | Non Federally-Regulated | 02/23/2016 |  | 02/07/2019
Waterfurnace International, Inc. | 5 SERIES | NSV/NSH018H1*(1,4) |  | Ground-Source | WBAHP: Heat Pump Packaged Unit | Heat Pump | 208 | 1 |  |  |  | Single-Speed |  |  |  | 18500 | 1010 | 18.3 | 13.4 | 14500 | 1118 | 3.8 | 3.1 | Non Federally-Regulated | 02/23/2016 |  | 02/07/2019
Waterfurnace International, Inc. | 5 SERIES | NSV/NSH060H1*(1,4) |  | Water-Source | WBAHP: Heat Pump Packaged Unit | Heat Pump | 208 | 1 |  |  |  | Single-Speed |  |  |  | 61100 | 3725 | 16.4 | 11.2 | 74100 | 3948 | 5.5 | 4.2 | Federally-Regulated Commercial & Industrial Equipment | 06/03/2016 |  | 02/07/2019
Waterfurnace International, Inc. | 5 SERIES | NSV/NSH060H1*(1,4) |  | Ground-Source | WBAHP: Heat Pump Packaged Unit | Heat Pump | 208 | 1 |  |  |  | Single-Speed |  |  |  | 62200 | 3380 | 18.4 | 13.4 | 47900 | 3509 | 4 | 3.1 | Non Federally-Regulated | 06/03/2016 |  | 02/07/2019
Waterfurnace International, Inc. | 5 SERIES | NSV/NSH060H1*0 |  | Water-Source | WBAHP: Heat Pump Packaged Unit | Heat Pump | 208 | 1 |  |  |  | Single-Speed |  |  |  | 61000 | 4013 | 15.2 | 11.2 | 74100 | 4176 | 5.2 | 4.2 | Federally-Regulated Commercial & Industrial Equipment | 04/01/2016 |  | 02/07/2019
Waterfurnace International, Inc. | 5 SERIES | NSV/NSH060H1*0 |  | Ground-Source | WBAHP: Heat Pump Packaged Unit | Heat Pump | 208 | 1 |  |  |  | Single-Speed |  |  |  | 62300 | 3580 | 17.4 | 13.4 | 46100 | 3651 | 3.7 | 3.1 | Non Federally-Regulated | 04/01/2016 |  | 02/07/2019
Waterfurnace International, Inc. | 5 SERIES | NSV/NSH048H1*(1,2,4) |  | Water-Source | WBAHP: Heat Pump Packaged Unit | Heat Pump | 208 | 1 |  |  |  | Single-Speed |  |  |  | 44100 | 2705 | 16.3 | 11.2 | 55600 | 3017 | 5.4 | 4.2 | Federally-Regulated Commercial & Industrial Equipment | 02/23/2016 |  | 02/07/2019
Waterfurnace International, Inc. | 5 SERIES | NSV/NSH048H1*(1,2,4) |  | Ground-Water-Source | WBAHP: Heat Pump Packaged Unit | Heat Pump | 208 | 1 |  |  |  | Single-Speed |  |  |  | 50300 | 1942 | 25.9 | 16.2 | 44700 | 2787 | 4.7 | 3.6 | Non Federally-Regulated | 02/23/2016 |  | 02/07/2019
Waterfurnace International, Inc. | 5 SERIES | NSV/NSH048H1*(1,2,4) |  | Ground-Source | WBAHP: Heat Pump Packaged Unit | Heat Pump | 208 | 1 |  |  |  | Single-Speed |  |  |  | 45900 | 2441 | 18.8 | 13.4 | 36400 | 2666 | 4 | 3.1 | Non Federally-Regulated | 02/23/2016 |  | 02/07/2019
Waterfurnace International, Inc. | 5 SERIES | NSV/NSH042H1*(1,2,4) |  | Water-Source | WBAHP: Heat Pump Packaged Unit | Heat Pump | 208 | 1 |  |  |  | Single-Speed |  |  |  | 39000 | 2096 | 18.6 | 11.2 | 45600 | 2304 | 5.8 | 4.2 | Federally-Regulated Commercial & Industrial Equipment | 02/23/2016 |  | 02/07/2019
Waterfurnace International, Inc. | 5 SERIES | NSV/NSH042H1*(1,2,4) |  | Ground-Water-Source | WBAHP: Heat Pump Packaged Unit | Heat Pump | 208 | 1 |  |  |  | Single-Speed |  |  |  | 43900 | 1562 | 28.1 | 16.2 | 36100 | 2159 | 4.9 | 3.6 | Non Federally-Regulated | 02/23/2016 |  | 02/07/2019
Waterfurnace International, Inc. | 5 SERIES | NSV/NSH042H1*(1,2,4) |  | Ground-Source | WBAHP: Heat Pump Packaged Unit | Heat Pump | 208 | 1 |  |  |  | Single-Speed |  |  |  | 40700 | 1875 | 21.7 | 13.4 | 28900 | 2117 | 4 | 3.1 | Non Federally-Regulated | 02/23/2016 |  | 02/07/2019
Waterfurnace International, Inc. | 5 SERIES | NSV/NSH036H1*(1,2,4) |  | Water-Source | WBAHP: Heat Pump Packaged Unit | Heat Pump | 208 | 1 |  |  |  | Single-Speed |  |  |  | 32300 | 1718 | 18.8 | 11.2 | 36500 | 1876 | 5.7 | 4.2 | Federally-Regulated Commercial & Industrial Equipment | 02/23/2016 |  | 02/07/2019
Waterfurnace International, Inc. | 5 SERIES | NSV/NSH036H1*(1,2,4) |  | Ground-Water-Source | WBAHP: Heat Pump Packaged Unit | Heat Pump | 208 | 1 |  |  |  | Single-Speed |  |  |  | 36800 | 1277 | 28.8 | 16.2 | 29200 | 1746 | 4.9 | 3.6 | Non Federally-Regulated | 02/23/2016 |  | 02/07/2019
Waterfurnace International, Inc. | 5 SERIES | NSV/NSH036H1*(1,2,4) |  | Ground-Source | WBAHP: Heat Pump Packaged Unit | Heat Pump | 208 | 1 |  |  |  | Single-Speed |  |  |  | 33700 | 1531 | 22 | 13.4 | 24400 | 1702 | 4.2 | 3.1 | Non Federally-Regulated | 02/23/2016 |  | 02/07/2019
Waterfurnace International, Inc. | 5 SERIES | NSV/NSH036H1*(0,3) |  | Water-Source | WBAHP: Heat Pump Packaged Unit | Heat Pump | 208 | 1 |  |  |  | Single-Speed |  |  |  | 31500 | 2128 | 14.8 | 11.2 | 40200 | 2222 | 5.3 | 4.2 | Federally-Regulated Commercial & Industrial Equipment | 02/23/2016 |  | 02/07/2019
Waterfurnace International, Inc. | 5 SERIES | NSV/NSH036H1*(0,3) |  | Ground-Water-Source | WBAHP: Heat Pump Packaged Unit | Heat Pump | 208 | 1 |  |  |  | Single-Speed |  |  |  | 35100 | 1438 | 24.4 | 16.2 | 29200 | 1901 | 4.5 | 3.6 | Non Federally-Regulated | 02/23/2016 |  | 02/07/2019
Waterfurnace International, Inc. | 5 SERIES | NSV/NSH036H1*(0,3) |  | Ground-Source | WBAHP: Heat Pump Packaged Unit | Heat Pump | 208 | 1 |  |  |  | Single-Speed |  |  |  | 32900 | 1713 | 19.2 | 13.4 | 24400 | 1881 | 3.8 | 3.1 | Non Federally-Regulated | 02/23/2016 |  | 02/07/2019
Waterfurnace International, Inc. | 5 SERIES | NSV/NSH022H1*(1,4) |  | Water-Source | WBAHP: Heat Pump Packaged Unit | Heat Pump | 208 | 1 |  |  |  | Single-Speed |  |  |  | 18100 | 1160 | 15.6 | 11.2 | 23700 | 1157 | 6 | 4.2 | Federally-Regulated Commercial & Industrial Equipment | 02/23/2016 |  | 02/07/2019
Waterfurnace International, Inc. | 5 SERIES | NSV/NSH022H1*(1,4) |  | Ground-Water-Source | WBAHP: Heat Pump Packaged Unit | Heat Pump | 208 | 1 |  |  |  | Single-Speed |  |  |  | 21900 | 796 | 27.5 | 16.2 | 19500 | 1142 | 5 | 3.6 | Non Federally-Regulated | 02/23/2016 |  | 02/07/2019
Waterfurnace International, Inc. | 5 SERIES | NSV/NSH022H1*(1,4) |  | Ground-Source | WBAHP: Heat Pump Packaged Unit | Heat Pump | 208 | 1 |  |  |  | Single-Speed |  |  |  | 19200 | 1026 | 18.7 | 13.4 | 15500 | 1135 | 4 | 3.1 | Non Federally-Regulated | 02/23/2016 |  | 02/07/2019
Waterfurnace International, Inc. | 5 SERIES | NSV/NSH030H1*(1,4) |  | Water-Source | WBAHP: Heat Pump Packaged Unit | Heat Pump | 208 | 1 |  |  |  | Single-Speed |  |  |  | 27000 | 1428 | 18.9 | 11.2 | 32900 | 1721 | 5.6 | 4.2 | Federally-Regulated Commercial & Industrial Equipment | 02/23/2016 |  | 02/07/2019
Waterfurnace International, Inc. | 5 SERIES | NSV/NSH030H1*(1,4) |  | Ground-Water-Source | WBAHP: Heat Pump Packaged Unit | Heat Pump | 208 | 1 |  |  |  | Single-Speed |  |  |  | 31200 | 1057 | 29.5 | 16.2 | 26000 | 1587 | 4.8 | 3.6 | Non Federally-Regulated | 02/23/2016 |  | 02/07/2019
Waterfurnace International, Inc. | 5 SERIES | NSV/NSH030H1*(1,4) |  | Ground-Source | WBAHP: Heat Pump Packaged Unit | Heat Pump | 208 | 1 |  |  |  | Single-Speed |  |  |  | 28100 | 1277 | 22 | 13.4 | 20500 | 1540 | 3.9 | 3.1 | Non Federally-Regulated | 02/23/2016 |  | 02/07/2019
Waterfurnace International, Inc. | 5 SERIES | NSV/NSH030H1*(0,3) |  | Water-Source | WBAHP: Heat Pump Packaged Unit | Heat Pump | 208 | 1 |  |  |  | Single-Speed |  |  |  | 26800 | 1497 | 17.9 | 11.2 | 32900 | 1819 | 5.3 | 4.2 | Federally-Regulated Commercial & Industrial Equipment | 02/23/2016 |  | 02/07/2019
Waterfurnace International, Inc. | 5 SERIES | NSV/NSH030H1*(0,3) |  | Ground-Water-Source | WBAHP: Heat Pump Packaged Unit | Heat Pump | 208 | 1 |  |  |  | Single-Speed |  |  |  | 30800 | 1136 | 27.1 | 16.2 | 26000 | 1621 | 4.7 | 3.6 | Non Federally-Regulated | 02/23/2016 |  | 02/07/2019
Waterfurnace International, Inc. | 5 SERIES | NSV/NSH030H1*(0,3) |  | Ground-Source | WBAHP: Heat Pump Packaged Unit | Heat Pump | 208 | 1 |  |  |  | Single-Speed |  |  |  | 27900 | 1322 | 21.1 | 13.4 | 20300 | 1607 | 3.7 | 3.1 | Non Federally-Regulated | 02/23/2016 |  | 02/07/2019
Waterfurnace International, Inc. | 5 SERIES | NDV/NDH038H1*(1,2,4) |  | Water-Source | WBAHP: Heat Pump Packaged Unit | Heat Pump | 208 | 1 |  |  |  | Dual-Speed |  |  |  | 36500 | 2147 | 17 | 11.2 | 43300 | 2307 | 5.5 | 4.2 | Federally-Regulated Commercial & Industrial Equipment | 12/22/2016 |  | 02/07/2019
Waterfurnace International, Inc. | 5 SERIES | NDV/NDH038H1*(1,2,4) |  | Ground-Water-Source | WBAHP: Heat Pump Packaged Unit | Heat Pump | 208 | 1 |  |  |  | Dual-Speed |  |  |  | 40000 | 1639 | 24.4 | 16.2 | 35000 | 2093 | 4.9 | 3.6 | Non Federally-Regulated | 12/22/2016 |  | 02/07/2019
Waterfurnace International, Inc. | 5 SERIES | NDV/NDH038H1*(1,2,4) |  | Ground-Source | WBAHP: Heat Pump Packaged Unit | Heat Pump | 208 | 1 |  |  |  | Dual-Speed |  |  |  | 38200 | 1939 | 19.7 | 13.4 | 28500 | 1988 | 4.2 | 3.1 | Non Federally-Regulated | 12/22/2016 |  | 02/07/2019
FHP Manufacturing Company | Tempstar | HB060H/V* |  | Water-Source | WBAHP: Heat Pump Packaged Unit | Heat Pump | 208 | 1 |  |  |  | Single-Speed |  |  |  | 60400 | 3728 | 16.2 | 11.2 | 71500 | 3676 | 5.7 | 4.2 | Federally-Regulated Commercial & Industrial Equipment | 04/27/2016 |  | 02/08/2019
FHP Manufacturing Company | Tempstar | HB060H/V* |  | Ground-Water-Source | WBAHP: Heat Pump Packaged Unit | Heat Pump | 208 | 1 |  |  |  | Single-Speed | 3280 | 207 |  | 66500 | 2759 | 24.1 | 16.2 | 56700 | 3391 | 4.9 | 3.6 | Non Federally-Regulated | 10/10/2017 |  | 02/08/2019
FHP Manufacturing Company | Tempstar | HB060H/V* |  | Ground-Source | WBAHP: Heat Pump Packaged Unit | Heat Pump | 208 | 1 |  |  |  | Single-Speed |  |  |  | 61500 | 3324 | 18.5 | 13.4 | 47000 | 3279 | 4.2 | 3.1 | Non Federally-Regulated | 04/27/2016 |  | 02/08/2019
FHP Manufacturing Company | Tempstar | HB042H/V* |  | Water-Source | WBAHP: Heat Pump Packaged Unit | Heat Pump | 208 | 1 |  |  |  | Single-Speed |  |  |  | 40600 | 2230 | 18.2 | 11.2 | 42400 | 2071 | 6 | 4.2 | Federally-Regulated Commercial & Industrial Equipment | 04/27/2016 |  | 02/08/2019
FHP Manufacturing Company | Tempstar | HB042H/V* |  | Ground-Water-Source | WBAHP: Heat Pump Packaged Unit | Heat Pump | 208 | 1 |  |  |  | Single-Speed |  |  |  | 45000 | 1750 | 25.7 | 16.2 | 35000 | 2011 | 5.1 | 3.6 | Non Federally-Regulated | 04/27/2016 |  | 02/08/2019
FHP Manufacturing Company | Tempstar | HB042H/V* |  | Ground-Source | WBAHP: Heat Pump Packaged Unit | Heat Pump | 208 | 1 |  |  |  | Single-Speed |  |  |  | 42200 | 2000 | 21.1 | 13.4 | 26800 | 1915 | 4.1 | 3.1 | Non Federally-Regulated | 04/27/2016 |  | 02/08/2019
FHP Manufacturing Company | Tempstar | HB048H/V* |  | Water-Source | WBAHP: Heat Pump Packaged Unit | Heat Pump | 208 | 1 |  |  |  | Single-Speed |  |  |  | 47400 | 2755 | 17.2 | 11.2 | 50000 | 2764 | 5.3 | 4.2 | Federally-Regulated Commercial & Industrial Equipment | 04/27/2016 |  | 02/08/2019
FHP Manufacturing Company | Tempstar | HB048H/V* |  | Ground-Water-Source | WBAHP: Heat Pump Packaged Unit | Heat Pump | 208 | 1 |  |  |  | Single-Speed |  |  |  | 52900 | 2026 | 26.1 | 16.2 | 40500 | 2760 | 4.3 | 3.6 | Non Federally-Regulated | 04/27/2016 |  | 02/08/2019
FHP Manufacturing Company | Tempstar | HB048H/V* |  | Ground-Source | WBAHP: Heat Pump Packaged Unit | Heat Pump | 208 | 1 |  |  |  | Single-Speed |  |  |  | 49500 | 2475 | 20 | 13.4 | 33400 | 2645 | 3.7 | 3.1 | Non Federally-Regulated | 04/27/2016 |  | 02/08/2019
FHP Manufacturing Company | Tempstar | HP024D/H/V |  | Water-Source | WBAHP: Heat Pump Packaged Unit | Heat Pump | 208 | 1 |  |  |  | Dual-Speed |  |  |  | 26000 | 1625 | 16 | 11.2 | 30000 | 1758 | 5 | 4.2 | Federally-Regulated Commercial & Industrial Equipment | 05/26/2016 |  | 02/08/2019
FHP Manufacturing Company | Tempstar | HP024D/H/V |  | Ground-Water-Source | WBAHP: Heat Pump Packaged Unit | Heat Pump | 208 | 1 |  |  |  | Dual-Speed |  |  |  | 29000 | 1208 | 24 | 16.2 | 25000 | 1592 | 4.6 | 3.6 | Non Federally-Regulated | 05/26/2016 |  | 02/08/2019
FHP Manufacturing Company | Tempstar | HP024D/H/V |  | Ground-Source | WBAHP: Heat Pump Packaged Unit | Heat Pump | 208 | 1 |  |  |  | Dual-Speed |  |  |  | 27500 | 1470 | 18.7 | 13.4 | 19000 | 1465 | 3.8 | 3.1 | Non Federally-Regulated | 05/26/2016 |  | 02/08/2019
FHP Manufacturing Company | Tempstar | HS024* | FVM4X3600BL | Water-Source | WBAHP-CB: Heat Pump Split Syst | Both Heat Pump and Electric Re | 208 | 1 | False |  |  | Dual-Speed |  |  |  | 25000 | 1572 | 15.9 | 12 | 28000 | 1609 | 5.1 | 4.2 | Federally-Regulated Commercial & Industrial Equipment | 04/27/2016 |  | 02/08/2019
FHP Manufacturing Company | Tempstar | HS024* | FVM4X3600BL | Ground-Water-Source | WBAHP-CB: Heat Pump Split Syst | Both Heat Pump and Electric Re | 208 | 1 | False |  |  | Dual-Speed |  |  |  | 28200 | 1179 | 23.9 | 16.2 | 23500 | 1497 | 4.6 | 3.6 | Non Federally-Regulated | 04/27/2016 |  | 02/08/2019
FHP Manufacturing Company | Tempstar | HS024* | FVM4X3600BL | Ground-Source | WBAHP-CB: Heat Pump Split Syst | Both Heat Pump and Electric Re | 208 | 1 | False |  |  | Dual-Speed |  |  |  | 26000 | 1428 | 18.2 | 13.4 | 18900 | 1420 | 3.9 | 3.1 | Non Federally-Regulated | 04/27/2016 |  | 02/08/2019
FHP Manufacturing Company | Keeprite | HB060H/V* |  | Water-Source | WBAHP: Heat Pump Packaged Unit | Heat Pump | 208 | 1 |  |  |  | Single-Speed |  |  |  | 60400 | 3728 | 16.2 | 11.2 | 71500 | 3676 | 5.7 | 4.2 | Federally-Regulated Commercial & Industrial Equipment | 04/27/2016 |  | 02/08/2019
FHP Manufacturing Company | Keeprite | HB060H/V* |  | Ground-Water-Source | WBAHP: Heat Pump Packaged Unit | Heat Pump | 208 | 1 |  |  |  | Single-Speed | 3280 | 207 |  | 66500 | 2759 | 24.1 | 16.2 | 56700 | 3391 | 4.9 | 3.6 | Non Federally-Regulated | 10/10/2017 |  | 02/08/2019
FHP Manufacturing Company | Keeprite | HB060H/V* |  | Ground-Source | WBAHP: Heat Pump Packaged Unit | Heat Pump | 208 | 1 |  |  |  | Single-Speed |  |  |  | 61500 | 3324 | 18.5 | 13.4 | 47000 | 3279 | 4.2 | 3.1 | Non Federally-Regulated | 04/27/2016 |  | 02/08/2019
FHP Manufacturing Company | Keeprite | HB042H/V* |  | Water-Source | WBAHP: Heat Pump Packaged Unit | Heat Pump | 208 | 1 |  |  |  | Single-Speed |  |  |  | 40600 | 2230 | 18.2 | 11.2 | 42400 | 2071 | 6 | 4.2 | Federally-Regulated Commercial & Industrial Equipment | 04/27/2016 |  | 02/08/2019
FHP Manufacturing Company | Keeprite | HB042H/V* |  | Ground-Water-Source | WBAHP: Heat Pump Packaged Unit | Heat Pump | 208 | 1 |  |  |  | Single-Speed |  |  |  | 45000 | 1750 | 25.7 | 16.2 | 35000 | 2011 | 5.1 | 3.6 | Non Federally-Regulated | 04/27/2016 |  | 02/08/2019
FHP Manufacturing Company | Keeprite | HB042H/V* |  | Ground-Source | WBAHP: Heat Pump Packaged Unit | Heat Pump | 208 | 1 |  |  |  | Single-Speed |  |  |  | 42200 | 2000 | 21.1 | 13.4 | 26800 | 1915 | 4.1 | 3.1 | Non Federally-Regulated | 04/27/2016 |  | 02/08/2019
FHP Manufacturing Company | Keeprite | HB048H/V* |  | Water-Source | WBAHP: Heat Pump Packaged Unit | Heat Pump | 208 | 1 |  |  |  | Single-Speed |  |  |  | 47400 | 2755 | 17.2 | 11.2 | 50000 | 2764 | 5.3 | 4.2 | Federally-Regulated Commercial & Industrial Equipment | 04/27/2016 |  | 02/08/2019
FHP Manufacturing Company | Keeprite | HB048H/V* |  | Ground-Water-Source | WBAHP: Heat Pump Packaged Unit | Heat Pump | 208 | 1 |  |  |  | Single-Speed |  |  |  | 52900 | 2026 | 26.1 | 16.2 | 40500 | 2760 | 4.3 | 3.6 | Non Federally-Regulated | 04/27/2016 |  | 02/08/2019
FHP Manufacturing Company | Keeprite | HB048H/V* |  | Ground-Source | WBAHP: Heat Pump Packaged Unit | Heat Pump | 208 | 1 |  |  |  | Single-Speed |  |  |  | 49500 | 2475 | 20 | 13.4 | 33400 | 2645 | 3.7 | 3.1 | Non Federally-Regulated | 04/27/2016 |  | 02/08/2019
FHP Manufacturing Company | Keeprite | HP024D/H/V |  | Water-Source | WBAHP: Heat Pump Packaged Unit | Heat Pump | 208 | 1 |  |  |  | Dual-Speed |  |  |  | 26000 | 1625 | 16 | 11.2 | 30000 | 1758 | 5 | 4.2 | Federally-Regulated Commercial & Industrial Equipment | 05/26/2016 |  | 02/08/2019
FHP Manufacturing Company | Keeprite | HP024D/H/V |  | Ground-Water-Source | WBAHP: Heat Pump Packaged Unit | Heat Pump | 208 | 1 |  |  |  | Dual-Speed |  |  |  | 29000 | 1208 | 24 | 16.2 | 25000 | 1592 | 4.6 | 3.6 | Non Federally-Regulated | 05/26/2016 |  | 02/08/2019
FHP Manufacturing Company | Keeprite | HP024D/H/V |  | Ground-Source | WBAHP: Heat Pump Packaged Unit | Heat Pump | 208 | 1 |  |  |  | Dual-Speed |  |  |  | 27500 | 1470 | 18.7 | 13.4 | 19000 | 1465 | 3.8 | 3.1 | Non Federally-Regulated | 05/26/2016 |  | 02/08/2019
FHP Manufacturing Company | Keeprite | HS024* | FVM4X3600BL | Water-Source | WBAHP-CB: Heat Pump Split Syst | Both Heat Pump and Electric Re | 208 | 1 | False |  |  | Dual-Speed |  |  |  | 25000 | 1572 | 15.9 | 12 | 28000 | 1609 | 5.1 | 4.2 | Federally-Regulated Commercial & Industrial Equipment | 04/27/2016 |  | 02/08/2019
FHP Manufacturing Company | Keeprite | HS024* | FVM4X3600BL | Ground-Water-Source | WBAHP-CB: Heat Pump Split Syst | Both Heat Pump and Electric Re | 208 | 1 | False |  |  | Dual-Speed |  |  |  | 28200 | 1179 | 23.9 | 16.2 | 23500 | 1497 | 4.6 | 3.6 | Non Federally-Regulated | 04/27/2016 |  | 02/08/2019
FHP Manufacturing Company | Keeprite | HS024* | FVM4X3600BL | Ground-Source | WBAHP-CB: Heat Pump Split Syst | Both Heat Pump and Electric Re | 208 | 1 | False |  |  | Dual-Speed |  |  |  | 26000 | 1428 | 18.2 | 13.4 | 18900 | 1420 | 3.9 | 3.1 | Non Federally-Regulated | 04/27/2016 |  | 02/08/2019
FHP Manufacturing Company | Heil | HB060H/V* |  | Water-Source | WBAHP: Heat Pump Packaged Unit | Heat Pump | 208 | 1 |  |  |  | Single-Speed |  |  |  | 60400 | 3728 | 16.2 | 11.2 | 71500 | 3676 | 5.7 | 4.2 | Federally-Regulated Commercial & Industrial Equipment | 04/27/2016 |  | 02/08/2019
FHP Manufacturing Company | Heil | HB060H/V* |  | Ground-Water-Source | WBAHP: Heat Pump Packaged Unit | Heat Pump | 208 | 1 |  |  |  | Single-Speed | 3280 | 207 |  | 66500 | 2759 | 24.1 | 16.2 | 56700 | 3391 | 4.9 | 3.6 | Non Federally-Regulated | 10/10/2017 |  | 02/08/2019
FHP Manufacturing Company | Heil | HB060H/V* |  | Ground-Source | WBAHP: Heat Pump Packaged Unit | Heat Pump | 208 | 1 |  |  |  | Single-Speed |  |  |  | 61500 | 3324 | 18.5 | 13.4 | 47000 | 3279 | 4.2 | 3.1 | Non Federally-Regulated | 04/27/2016 |  | 02/08/2019
FHP Manufacturing Company | Heil | HB042H/V* |  | Water-Source | WBAHP: Heat Pump Packaged Unit | Heat Pump | 208 | 1 |  |  |  | Single-Speed |  |  |  | 40600 | 2230 | 18.2 | 11.2 | 42400 | 2071 | 6 | 4.2 | Federally-Regulated Commercial & Industrial Equipment | 04/27/2016 |  | 02/08/2019
FHP Manufacturing Company | Heil | HB042H/V* |  | Ground-Water-Source | WBAHP: Heat Pump Packaged Unit | Heat Pump | 208 | 1 |  |  |  | Single-Speed |  |  |  | 45000 | 1750 | 25.7 | 16.2 | 35000 | 2011 | 5.1 | 3.6 | Non Federally-Regulated | 04/27/2016 |  | 02/08/2019
FHP Manufacturing Company | Heil | HB042H/V* |  | Ground-Source | WBAHP: Heat Pump Packaged Unit | Heat Pump | 208 | 1 |  |  |  | Single-Speed |  |  |  | 42200 | 2000 | 21.1 | 13.4 | 26800 | 1915 | 4.1 | 3.1 | Non Federally-Regulated | 04/27/2016 |  | 02/08/2019
FHP Manufacturing Company | Heil | HB048H/V* |  | Water-Source | WBAHP: Heat Pump Packaged Unit | Heat Pump | 208 | 1 |  |  |  | Single-Speed |  |  |  | 47400 | 2755 | 17.2 | 11.2 | 50000 | 2764 | 5.3 | 4.2 | Federally-Regulated Commercial & Industrial Equipment | 04/27/2016 |  | 02/08/2019
FHP Manufacturing Company | Heil | HB048H/V* |  | Ground-Water-Source | WBAHP: Heat Pump Packaged Unit | Heat Pump | 208 | 1 |  |  |  | Single-Speed |  |  |  | 52900 | 2026 | 26.1 | 16.2 | 40500 | 2760 | 4.3 | 3.6 | Non Federally-Regulated | 04/27/2016 |  | 02/08/2019
FHP Manufacturing Company | Heil | HB048H/V* |  | Ground-Source | WBAHP: Heat Pump Packaged Unit | Heat Pump | 208 | 1 |  |  |  | Single-Speed |  |  |  | 49500 | 2475 | 20 | 13.4 | 33400 | 2645 | 3.7 | 3.1 | Non Federally-Regulated | 04/27/2016 |  | 02/08/2019
FHP Manufacturing Company | GEOEXCEL | ES025-2CF/HZ/VT*-*****A |  | Water-Source | WBAHP: Heat Pump Packaged Unit | Heat Pump | 265 | 1 |  |  |  | Dual-Speed |  |  |  | 26000 | 1625 | 16 | 11.2 | 30000 | 1758 | 5 | 4.2 | Federally-Regulated Commercial & Industrial Equipment | 05/26/2016 |  | 02/08/2019
FHP Manufacturing Company | GEOEXCEL | ES025-2CF/HZ/VT*-*****A |  | Ground-Water-Source | WBAHP: Heat Pump Packaged Unit | Heat Pump | 265 | 1 |  |  |  | Dual-Speed |  |  |  | 29000 | 1208 | 24 | 16.2 | 25000 | 1592 | 4.6 | 3.6 | Non Federally-Regulated | 05/26/2016 |  | 02/08/2019
FHP Manufacturing Company | GEOEXCEL | ES025-2CF/HZ/VT*-*****A |  | Ground-Source | WBAHP: Heat Pump Packaged Unit | Heat Pump | 265 | 1 |  |  |  | Dual-Speed |  |  |  | 27500 | 1470 | 18.7 | 13.4 | 19000 | 1465 | 3.8 | 3.1 | Non Federally-Regulated | 05/26/2016 |  | 02/08/2019
FHP Manufacturing Company | GEOEXCEL | ES025-1CF/HZ/VT*-*****A |  | Water-Source | WBAHP: Heat Pump Packaged Unit | Heat Pump | 208 | 1 |  |  |  | Dual-Speed |  |  |  | 26000 | 1625 | 16 | 11.2 | 30000 | 1758 | 5 | 4.2 | Federally-Regulated Commercial & Industrial Equipment | 05/26/2016 |  | 02/08/2019
FHP Manufacturing Company | GEOEXCEL | ES025-1CF/HZ/VT*-*****A |  | Ground-Water-Source | WBAHP: Heat Pump Packaged Unit | Heat Pump | 208 | 1 |  |  |  | Dual-Speed |  |  |  | 29000 | 1208 | 24 | 16.2 | 25000 | 1592 | 4.6 | 3.6 | Non Federally-Regulated | 05/26/2016 |  | 02/08/2019
FHP Manufacturing Company | GEOEXCEL | ES025-1CF/HZ/VT*-*****A |  | Ground-Source | WBAHP: Heat Pump Packaged Unit | Heat Pump | 208 | 1 |  |  |  | Dual-Speed |  |  |  | 27500 | 1470 | 18.7 | 13.4 | 19000 | 1465 | 3.8 | 3.1 | Non Federally-Regulated | 05/26/2016 |  | 02/08/2019
FHP Manufacturing Company | FHP | ES025-2CF/HZ/VT*-*****A |  | Water-Source | WBAHP: Heat Pump Packaged Unit | Heat Pump | 265 | 1 |  |  |  | Dual-Speed |  |  |  | 26000 | 1625 | 16 | 11.2 | 30000 | 1758 | 5 | 4.2 | Federally-Regulated Commercial & Industrial Equipment | 05/26/2016 |  | 02/08/2019
FHP Manufacturing Company | FHP | ES025-2CF/HZ/VT*-*****A |  | Ground-Water-Source | WBAHP: Heat Pump Packaged Unit | Heat Pump | 265 | 1 |  |  |  | Dual-Speed |  |  |  | 29000 | 1208 | 24 | 16.2 | 25000 | 1592 | 4.6 | 3.6 | Non Federally-Regulated | 05/26/2016 |  | 02/08/2019
FHP Manufacturing Company | FHP | ES025-2CF/HZ/VT*-*****A |  | Ground-Source | WBAHP: Heat Pump Packaged Unit | Heat Pump | 265 | 1 |  |  |  | Dual-Speed |  |  |  | 27500 | 1470 | 18.7 | 13.4 | 19000 | 1465 | 3.8 | 3.1 | Non Federally-Regulated | 05/26/2016 |  | 02/08/2019
FHP Manufacturing Company | FHP | ES025-1CF/HZ/VT*-*****A |  | Water-Source | WBAHP: Heat Pump Packaged Unit | Heat Pump | 208 | 1 |  |  |  | Dual-Speed |  |  |  | 26000 | 1625 | 16 | 11.2 | 30000 | 1758 | 5 | 4.2 | Federally-Regulated Commercial & Industrial Equipment | 05/26/2016 |  | 02/08/2019
FHP Manufacturing Company | FHP | ES025-1CF/HZ/VT*-*****A |  | Ground-Water-Source | WBAHP: Heat Pump Packaged Unit | Heat Pump | 208 | 1 |  |  |  | Dual-Speed |  |  |  | 29000 | 1208 | 24 | 16.2 | 25000 | 1592 | 4.6 | 3.6 | Non Federally-Regulated | 05/26/2016 |  | 02/08/2019
FHP Manufacturing Company | FHP | ES025-1CF/HZ/VT*-*****A |  | Ground-Source | WBAHP: Heat Pump Packaged Unit | Heat Pump | 208 | 1 |  |  |  | Dual-Speed |  |  |  | 27500 | 1470 | 18.7 | 13.4 | 19000 | 1465 | 3.8 | 3.1 | Non Federally-Regulated | 05/26/2016 |  | 02/08/2019
FHP Manufacturing Company | Day & Night | HB060H/V* |  | Water-Source | WBAHP: Heat Pump Packaged Unit | Heat Pump | 208 | 1 |  |  |  | Single-Speed |  |  |  | 60400 | 3728 | 16.2 | 11.2 | 71500 | 3676 | 5.7 | 4.2 | Federally-Regulated Commercial & Industrial Equipment | 04/27/2016 |  | 02/08/2019
FHP Manufacturing Company | Day & Night | HB060H/V* |  | Ground-Water-Source | WBAHP: Heat Pump Packaged Unit | Heat Pump | 208 | 1 |  |  |  | Single-Speed | 3280 | 207 |  | 66500 | 2759 | 24.1 | 16.2 | 56700 | 3391 | 4.9 | 3.6 | Non Federally-Regulated | 10/10/2017 |  | 02/08/2019
FHP Manufacturing Company | Day & Night | HB060H/V* |  | Ground-Source | WBAHP: Heat Pump Packaged Unit | Heat Pump | 208 | 1 |  |  |  | Single-Speed |  |  |  | 61500 | 3324 | 18.5 | 13.4 | 47000 | 3279 | 4.2 | 3.1 | Non Federally-Regulated | 04/27/2016 |  | 02/08/2019
FHP Manufacturing Company | Day & Night | HB042H/V* |  | Water-Source | WBAHP: Heat Pump Packaged Unit | Heat Pump | 208 | 1 |  |  |  | Single-Speed |  |  |  | 40600 | 2230 | 18.2 | 11.2 | 42400 | 2071 | 6 | 4.2 | Federally-Regulated Commercial & Industrial Equipment | 04/27/2016 |  | 02/08/2019
FHP Manufacturing Company | Day & Night | HB042H/V* |  | Ground-Water-Source | WBAHP: Heat Pump Packaged Unit | Heat Pump | 208 | 1 |  |  |  | Single-Speed |  |  |  | 45000 | 1750 | 25.7 | 16.2 | 35000 | 2011 | 5.1 | 3.6 | Non Federally-Regulated | 04/27/2016 |  | 02/08/2019
FHP Manufacturing Company | Day & Night | HB042H/V* |  | Ground-Source | WBAHP: Heat Pump Packaged Unit | Heat Pump | 208 | 1 |  |  |  | Single-Speed |  |  |  | 42200 | 2000 | 21.1 | 13.4 | 26800 | 1915 | 4.1 | 3.1 | Non Federally-Regulated | 04/27/2016 |  | 02/08/2019
FHP Manufacturing Company | Day & Night | HB048H/V* |  | Water-Source | WBAHP: Heat Pump Packaged Unit | Heat Pump | 208 | 1 |  |  |  | Single-Speed |  |  |  | 47400 | 2755 | 17.2 | 11.2 | 50000 | 2764 | 5.3 | 4.2 | Federally-Regulated Commercial & Industrial Equipment | 04/27/2016 |  | 02/08/2019
FHP Manufacturing Company | Day & Night | HB048H/V* |  | Ground-Water-Source | WBAHP: Heat Pump Packaged Unit | Heat Pump | 208 | 1 |  |  |  | Single-Speed |  |  |  | 52900 | 2026 | 26.1 | 16.2 | 40500 | 2760 | 4.3 | 3.6 | Non Federally-Regulated | 04/27/2016 |  | 02/08/2019
FHP Manufacturing Company | Day & Night | HB048H/V* |  | Ground-Source | WBAHP: Heat Pump Packaged Unit | Heat Pump | 208 | 1 |  |  |  | Single-Speed |  |  |  | 49500 | 2475 | 20 | 13.4 | 33400 | 2645 | 3.7 | 3.1 | Non Federally-Regulated | 04/27/2016 |  | 02/08/2019
FHP Manufacturing Company | Day & Night | HP024D/H/V |  | Water-Source | WBAHP: Heat Pump Packaged Unit | Heat Pump | 208 | 1 |  |  |  | Dual-Speed |  |  |  | 26000 | 1625 | 16 | 11.2 | 30000 | 1758 | 5 | 4.2 | Federally-Regulated Commercial & Industrial Equipment | 05/25/2016 |  | 02/08/2019
FHP Manufacturing Company | Day & Night | HP024D/H/V |  | Ground-Water-Source | WBAHP: Heat Pump Packaged Unit | Heat Pump | 208 | 1 |  |  |  | Dual-Speed |  |  |  | 29000 | 1208 | 24 | 16.2 | 25000 | 1592 | 4.6 | 3.6 | Non Federally-Regulated | 05/25/2016 |  | 02/08/2019
FHP Manufacturing Company | Day & Night | HP024D/H/V |  | Ground-Source | WBAHP: Heat Pump Packaged Unit | Heat Pump | 208 | 1 |  |  |  | Dual-Speed |  |  |  | 27500 | 1470 | 18.7 | 13.4 | 19000 | 1465 | 3.8 | 3.1 | Non Federally-Regulated | 05/25/2016 |  | 02/08/2019
FHP Manufacturing Company | Day & Night | HS024* | FVM4X3600BL | Water-Source | WBAHP-CB: Heat Pump Split Syst | Both Heat Pump and Electric Re | 208 | 1 | False |  |  | Dual-Speed |  |  |  | 25000 | 1572 | 15.9 | 12 | 28000 | 1609 | 5.1 | 4.2 | Federally-Regulated Commercial & Industrial Equipment | 04/27/2016 |  | 02/08/2019
FHP Manufacturing Company | Day & Night | HS024* | FVM4X3600BL | Ground-Water-Source | WBAHP-CB: Heat Pump Split Syst | Both Heat Pump and Electric Re | 208 | 1 | False |  |  | Dual-Speed |  |  |  | 28200 | 1179 | 23.9 | 16.2 | 23500 | 1497 | 4.6 | 3.6 | Non Federally-Regulated | 04/27/2016 |  | 02/08/2019
FHP Manufacturing Company | Day & Night | HS024* | FVM4X3600BL | Ground-Source | WBAHP-CB: Heat Pump Split Syst | Both Heat Pump and Electric Re | 208 | 1 | False |  |  | Dual-Speed |  |  |  | 26000 | 1428 | 18.2 | 13.4 | 18900 | 1420 | 3.9 | 3.1 | Non Federally-Regulated | 04/27/2016 |  | 02/08/2019
FHP Manufacturing Company | Comfortmaker | HB060H/V* |  | Water-Source | WBAHP: Heat Pump Packaged Unit | Heat Pump | 208 | 1 |  |  |  | Single-Speed |  |  |  | 60400 | 3728 | 16.2 | 11.2 | 71500 | 3676 | 5.7 | 4.2 | Federally-Regulated Commercial & Industrial Equipment | 04/27/2016 |  | 02/08/2019
FHP Manufacturing Company | Comfortmaker | HB060H/V* |  | Ground-Water-Source | WBAHP: Heat Pump Packaged Unit | Heat Pump | 208 | 1 |  |  |  | Single-Speed | 3280 | 207 |  | 66500 | 2759 | 24.1 | 16.2 | 56700 | 3391 | 4.9 | 3.6 | Non Federally-Regulated | 10/10/2017 |  | 02/08/2019
FHP Manufacturing Company | Comfortmaker | HB060H/V* |  | Ground-Source | WBAHP: Heat Pump Packaged Unit | Heat Pump | 208 | 1 |  |  |  | Single-Speed |  |  |  | 61500 | 3324 | 18.5 | 13.4 | 47000 | 3279 | 4.2 | 3.1 | Non Federally-Regulated | 04/27/2016 |  | 02/08/2019
FHP Manufacturing Company | Comfortmaker | HB042H/V* |  | Water-Source | WBAHP: Heat Pump Packaged Unit | Heat Pump | 208 | 1 |  |  |  | Single-Speed |  |  |  | 40600 | 2230 | 18.2 | 11.2 | 42400 | 2071 | 6 | 4.2 | Federally-Regulated Commercial & Industrial Equipment | 04/27/2016 |  | 02/08/2019
FHP Manufacturing Company | Comfortmaker | HB042H/V* |  | Ground-Water-Source | WBAHP: Heat Pump Packaged Unit | Heat Pump | 208 | 1 |  |  |  | Single-Speed |  |  |  | 45000 | 1750 | 25.7 | 16.2 | 35000 | 2011 | 5.1 | 3.6 | Non Federally-Regulated | 04/27/2016 |  | 02/08/2019
FHP Manufacturing Company | Comfortmaker | HB042H/V* |  | Ground-Source | WBAHP: Heat Pump Packaged Unit | Heat Pump | 208 | 1 |  |  |  | Single-Speed |  |  |  | 42200 | 2000 | 21.1 | 13.4 | 26800 | 1915 | 4.1 | 3.1 | Non Federally-Regulated | 04/27/2016 |  | 02/08/2019
FHP Manufacturing Company | Comfortmaker | HB048H/V* |  | Water-Source | WBAHP: Heat Pump Packaged Unit | Heat Pump | 208 | 1 |  |  |  | Single-Speed |  |  |  | 47400 | 2755 | 17.2 | 11.2 | 50000 | 2764 | 5.3 | 4.2 | Federally-Regulated Commercial & Industrial Equipment | 04/27/2016 |  | 02/08/2019
FHP Manufacturing Company | Comfortmaker | HB048H/V* |  | Ground-Water-Source | WBAHP: Heat Pump Packaged Unit | Heat Pump | 208 | 1 |  |  |  | Single-Speed |  |  |  | 52900 | 2026 | 26.1 | 16.2 | 40500 | 2760 | 4.3 | 3.6 | Non Federally-Regulated | 04/27/2016 |  | 02/08/2019
FHP Manufacturing Company | Comfortmaker | HB048H/V* |  | Ground-Source | WBAHP: Heat Pump Packaged Unit | Heat Pump | 208 | 1 |  |  |  | Single-Speed |  |  |  | 49500 | 2475 | 20 | 13.4 | 33400 | 2645 | 3.7 | 3.1 | Non Federally-Regulated | 04/27/2016 |  | 02/08/2019
FHP Manufacturing Company | Comfortmaker | HP024D/H/V |  | Water-Source | WBAHP: Heat Pump Packaged Unit | Heat Pump | 208 | 1 |  |  |  | Dual-Speed |  |  |  | 26000 | 1625 | 16 | 11.2 | 30000 | 1758 | 5 | 4.2 | Federally-Regulated Commercial & Industrial Equipment | 05/25/2016 |  | 02/08/2019
FHP Manufacturing Company | Comfortmaker | HP024D/H/V |  | Ground-Water-Source | WBAHP: Heat Pump Packaged Unit | Heat Pump | 208 | 1 |  |  |  | Dual-Speed |  |  |  | 29000 | 1208 | 24 | 16.2 | 25000 | 1592 | 4.6 | 3.6 | Non Federally-Regulated | 05/25/2016 |  | 02/08/2019
FHP Manufacturing Company | Comfortmaker | HP024D/H/V |  | Ground-Source | WBAHP: Heat Pump Packaged Unit | Heat Pump | 208 | 1 |  |  |  | Dual-Speed |  |  |  | 27500 | 1470 | 18.7 | 13.4 | 19000 | 1465 | 3.8 | 3.1 | Non Federally-Regulated | 05/25/2016 |  | 02/08/2019
FHP Manufacturing Company | Comfortmaker | HS024* | FVM4X3600BL | Water-Source | WBAHP-CB: Heat Pump Split Syst | Both Heat Pump and Electric Re | 208 | 1 | False |  |  | Dual-Speed |  |  |  | 25000 | 1572 | 15.9 | 12 | 28000 | 1609 | 5.1 | 4.2 | Federally-Regulated Commercial & Industrial Equipment | 04/27/2016 |  | 02/08/2019
FHP Manufacturing Company | Comfortmaker | HS024* | FVM4X3600BL | Ground-Water-Source | WBAHP-CB: Heat Pump Split Syst | Both Heat Pump and Electric Re | 208 | 1 | False |  |  | Dual-Speed |  |  |  | 28200 | 1179 | 23.9 | 16.2 | 23500 | 1497 | 4.6 | 3.6 | Non Federally-Regulated | 04/27/2016 |  | 02/08/2019
FHP Manufacturing Company | Comfortmaker | HS024* | FVM4X3600BL | Ground-Source | WBAHP-CB: Heat Pump Split Syst | Both Heat Pump and Electric Re | 208 | 1 | False |  |  | Dual-Speed |  |  |  | 26000 | 1428 | 18.2 | 13.4 | 18900 | 1420 | 3.9 | 3.1 | Non Federally-Regulated | 04/27/2016 |  | 02/08/2019
FHP Manufacturing Company | Bryant | GP060V******1**1 |  | Water-Source | WBAHP: Heat Pump Packaged Unit | Heat Pump | 208 | 1 |  |  |  | Dual-Speed |  |  |  | 60000 | 4285 | 14 | 11.2 | 72000 | 4489 | 4.7 | 4.2 | Federally-Regulated Commercial & Industrial Equipment | 01/11/2019 |  | 02/08/2019
FHP Manufacturing Company | Bryant | GP060V******1**1 |  | Ground-Source | WBAHP: Heat Pump Packaged Unit | Heat Pump | 208 | 1 |  |  |  | Dual-Speed |  |  |  | 62000 | 3949 | 15.7 | 13.4 | 49000 | 3989 | 3.6 | 3.1 | Non Federally-Regulated | 01/11/2019 |  | 02/08/2019
FHP Manufacturing Company | Bryant | GB018V******1**2 |  | Water-Source | WBAHP: Heat Pump Packaged Unit | Heat Pump | 208 | 1 |  |  |  | Single-Speed |  |  |  | 19500 | 1189 | 16.4 | 11.2 | 21300 | 1224 | 5.1 | 4.2 | Federally-Regulated Commercial & Industrial Equipment | 01/11/2019 |  | 02/08/2019
FHP Manufacturing Company | Bryant | GB018V******1**2 |  | Ground-Water-Source | WBAHP: Heat Pump Packaged Unit | Heat Pump | 208 | 1 |  |  |  | Single-Speed |  |  |  | 21300 | 832 | 25.6 | 16.2 | 17700 | 1152 | 4.5 | 3.6 | Non Federally-Regulated | 01/11/2019 |  | 02/08/2019
FHP Manufacturing Company | Bryant | GB018V******1**2 |  | Ground-Source | WBAHP: Heat Pump Packaged Unit | Heat Pump | 208 | 1 |  |  |  | Single-Speed |  |  |  | 20500 | 1078 | 19 | 13.4 | 14800 | 1141 | 3.8 | 3.1 | Non Federally-Regulated | 01/11/2019 |  | 02/08/2019
FHP Manufacturing Company | Bryant | GB048V******1**1 |  | Water-Source | WBAHP: Heat Pump Packaged Unit | Heat Pump | 208 | 1 |  |  |  | Single-Speed |  |  |  | 47400 | 3160 | 15 | 11.2 | 50000 | 2764 | 5.3 | 4.2 | Federally-Regulated Commercial & Industrial Equipment | 01/11/2019 |  | 02/08/2019
FHP Manufacturing Company | Bryant | GB048V******1**1 |  | Ground-Water-Source | WBAHP: Heat Pump Packaged Unit | Heat Pump | 208 | 1 |  |  |  | Single-Speed |  |  |  | 52900 | 2190 | 24.15 | 16.2 | 40500 | 2760 | 4.3 | 3.6 | Non Federally-Regulated | 01/11/2019 |  | 02/08/2019
FHP Manufacturing Company | Bryant | GB048V******1**1 |  | Ground-Source | WBAHP: Heat Pump Packaged Unit | Heat Pump | 208 | 1 |  |  |  | Single-Speed |  |  |  | 49500 | 2788 | 17.75 | 13.4 | 33400 | 2645 | 3.7 | 3.1 | Non Federally-Regulated | 01/11/2019 |  | 02/08/2019
FHP Manufacturing Company | BOSCH-GEO | BP030-1HZ/VT |  | Water-Source | WBAHP: Heat Pump Packaged Unit | Heat Pump | 208 | 1 |  |  |  | Single-Speed |  |  |  | 27000 | 1626 | 16.6 | 11.2 | 31000 | 1539 | 5.9 | 4.2 | Federally-Regulated Commercial & Industrial Equipment | 04/27/2016 |  | 02/08/2019
FHP Manufacturing Company | BOSCH-GEO | BP030-1HZ/VT |  | Ground-Water-Source | WBAHP: Heat Pump Packaged Unit | Heat Pump | 208 | 1 |  |  |  | Single-Speed |  |  |  | 31700 | 1174 | 27 | 16.2 | 25000 | 1409 | 5.2 | 3.6 | Non Federally-Regulated | 04/27/2016 |  | 02/08/2019
FHP Manufacturing Company | BOSCH-GEO | BP030-1HZ/VT |  | Ground-Source | WBAHP: Heat Pump Packaged Unit | Heat Pump | 208 | 1 |  |  |  | Single-Speed |  |  |  | 28500 | 1469 | 19.4 | 13.4 | 20500 | 1397 | 4.3 | 3.1 | Non Federally-Regulated | 11/19/2018 |  | 02/08/2019
FHP Manufacturing Company | BOSCH-GEO | BP036-1HZ/VT |  | Ground-Source | WBAHP: Heat Pump Packaged Unit | Heat Pump | 208 | 1 |  |  |  | Single-Speed |  |  |  | 37500 | 1903 | 19.7 | 13.4 | 26000 | 1858 | 4.1 | 3.1 | Non Federally-Regulated | 11/19/2018 |  | 02/08/2019
FHP Manufacturing Company | BOSCH-GEO | BP012-1HZ/VT |  | Water-Source | WBAHP: Heat Pump Packaged Unit | Heat Pump | 208 | 1 |  |  |  | Single-Speed |  |  |  | 12200 | 818 | 14.9 | 11.2 | 16500 | 948 | 5.1 | 4.2 | Federally-Regulated Commercial & Industrial Equipment | 04/27/2016 |  | 02/08/2019
FHP Manufacturing Company | BOSCH-GEO | BP012-1HZ/VT |  | Ground-Water-Source | WBAHP: Heat Pump Packaged Unit | Heat Pump | 208 | 1 |  |  |  | Single-Speed |  |  |  | 14600 | 643 | 22.7 | 16.2 | 13000 | 886 | 4.3 | 3.6 | Non Federally-Regulated | 04/27/2016 |  | 02/08/2019
FHP Manufacturing Company | BOSCH-GEO | BP012-1HZ/VT |  | Ground-Source | WBAHP: Heat Pump Packaged Unit | Heat Pump | 208 | 1 |  |  |  | Single-Speed |  |  |  | 13000 | 742 | 17.5 | 13.4 | 10000 | 814 | 3.6 | 3.1 | Non Federally-Regulated | 11/19/2018 |  | 02/08/2019
FHP Manufacturing Company | BOSCH-GEO | SM024-1CSN-*****A | SM024-1AV*-*****A | Water-Source | WBAHP-CB: Heat Pump Split Syst | Both Heat Pump and Electric Re | 208 | 1 | False |  |  | Dual-Speed |  |  |  | 23100 | 1540 | 15 | 12 | 26400 | 1487 | 5.2 | 4.2 | Federally-Regulated Commercial & Industrial Equipment | 01/11/2019 |  | 02/08/2019
FHP Manufacturing Company | BOSCH-GEO | SM024-1CSN-*****A | SM024-1AV*-*****A | Ground-Water-Source | WBAHP-CB: Heat Pump Split Syst | Both Heat Pump and Electric Re | 208 | 1 | False |  |  | Dual-Speed |  |  |  | 28500 | 1283 | 22.2 | 16.2 | 22200 | 1445 | 4.5 | 3.6 | Non Federally-Regulated | 01/11/2019 |  | 02/08/2019
FHP Manufacturing Company | BOSCH-GEO | SM024-1CSN-*****A | SM024-1AV*-*****A | Ground-Source | WBAHP-CB: Heat Pump Split Syst | Both Heat Pump and Electric Re | 208 | 1 | False |  |  | Dual-Speed |  |  |  | 26200 | 1541 | 17 | 13.4 | 17700 | 1383 | 3.8 | 3.1 | Non Federally-Regulated | 01/11/2019 |  | 02/08/2019
FHP Manufacturing Company | BOSCH-GEO | BP048-1VT*******B |  | Water-Source | WBAHP: Heat Pump Packaged Unit | Heat Pump | 208 | 1 |  |  |  | Single-Speed |  |  |  | 47400 | 3160 | 15 | 11.2 | 50000 | 2764 | 5.3 | 4.2 | Federally-Regulated Commercial & Industrial Equipment | 01/11/2019 |  | 02/08/2019
FHP Manufacturing Company | BOSCH-GEO | BP048-1VT*******B |  | Ground-Water-Source | WBAHP: Heat Pump Packaged Unit | Heat Pump | 208 | 1 |  |  |  | Single-Speed |  |  |  | 52900 | 2190 | 24.15 | 16.2 | 40500 | 2760 | 4.3 | 3.6 | Non Federally-Regulated | 01/11/2019 |  | 02/08/2019
FHP Manufacturing Company | BOSCH-GEO | BP048-1VT*******B |  | Ground-Source | WBAHP: Heat Pump Packaged Unit | Heat Pump | 208 | 1 |  |  |  | Single-Speed |  |  |  | 49500 | 2788 | 17.75 | 13.4 | 33400 | 2645 | 3.7 | 3.1 | Non Federally-Regulated | 01/11/2019 |  | 02/08/2019
FHP Manufacturing Company | Bosch | CE025-1CF/HZ/VT*-*****A |  | Water-Source | WBAHP: Heat Pump Packaged Unit | Heat Pump | 208 | 1 |  |  |  | Dual-Speed |  |  |  | 26000 | 1625 | 16 | 11.2 | 30000 | 1758 | 5 | 4.2 | Federally-Regulated Commercial & Industrial Equipment | 05/25/2016 |  | 02/08/2019
FHP Manufacturing Company | Bosch | CE025-1CF/HZ/VT*-*****A |  | Ground-Water-Source | WBAHP: Heat Pump Packaged Unit | Heat Pump | 208 | 1 |  |  |  | Dual-Speed |  |  |  | 29000 | 1208 | 24 | 16.2 | 25000 | 1592 | 4.6 | 3.6 | Non Federally-Regulated | 05/25/2016 |  | 02/08/2019
FHP Manufacturing Company | Bosch | CE025-1CF/HZ/VT*-*****A |  | Ground-Source | WBAHP: Heat Pump Packaged Unit | Heat Pump | 208 | 1 |  |  |  | Dual-Speed |  |  |  | 27500 | 1470 | 18.7 | 13.4 | 19000 | 1465 | 3.8 | 3.1 | Non Federally-Regulated | 05/25/2016 |  | 02/08/2019
FHP Manufacturing Company | Bosch | ES025-2CF/HZ/VT*-*****A |  | Water-Source | WBAHP: Heat Pump Packaged Unit | Heat Pump | 265 | 1 |  |  |  | Dual-Speed |  |  |  | 26000 | 1625 | 16 | 11.2 | 30000 | 1758 | 5 | 4.2 | Federally-Regulated Commercial & Industrial Equipment | 05/25/2016 |  | 02/08/2019
FHP Manufacturing Company | Bosch | ES025-2CF/HZ/VT*-*****A |  | Ground-Water-Source | WBAHP: Heat Pump Packaged Unit | Heat Pump | 265 | 1 |  |  |  | Dual-Speed |  |  |  | 29000 | 1208 | 24 | 16.2 | 25000 | 1592 | 4.6 | 3.6 | Non Federally-Regulated | 05/25/2016 |  | 02/08/2019
FHP Manufacturing Company | Bosch | ES025-2CF/HZ/VT*-*****A |  | Ground-Source | WBAHP: Heat Pump Packaged Unit | Heat Pump | 265 | 1 |  |  |  | Dual-Speed |  |  |  | 27500 | 1470 | 18.7 | 13.4 | 19000 | 1465 | 3.8 | 3.1 | Non Federally-Regulated | 05/25/2016 |  | 02/08/2019
FHP Manufacturing Company | Bosch | ES025-1CF/HZ/VT*-*****A |  | Water-Source | WBAHP: Heat Pump Packaged Unit | Heat Pump | 208 | 1 |  |  |  | Dual-Speed |  |  |  | 26000 | 1625 | 16 | 11.2 | 30000 | 1758 | 5 | 4.2 | Federally-Regulated Commercial & Industrial Equipment | 05/25/2016 |  | 02/08/2019
FHP Manufacturing Company | Bosch | ES025-1CF/HZ/VT*-*****A |  | Ground-Water-Source | WBAHP: Heat Pump Packaged Unit | Heat Pump | 208 | 1 |  |  |  | Dual-Speed |  |  |  | 29000 | 1208 | 24 | 16.2 | 25000 | 1592 | 4.6 | 3.6 | Non Federally-Regulated | 05/25/2016 |  | 02/08/2019
FHP Manufacturing Company | Bosch | ES025-1CF/HZ/VT*-*****A |  | Ground-Source | WBAHP: Heat Pump Packaged Unit | Heat Pump | 208 | 1 |  |  |  | Dual-Speed |  |  |  | 27500 | 1470 | 18.7 | 13.4 | 19000 | 1465 | 3.8 | 3.1 | Non Federally-Regulated | 05/25/2016 |  | 02/08/2019
FHP Manufacturing Company | Bosch | CE061-1VTC-*****A* |  | Water-Source | WBAHP: Heat Pump Packaged Unit | Heat Pump | 208 | 1 |  |  |  | Dual-Speed |  |  |  | 60000 | 4285 | 14 | 11.2 | 72000 | 4489 | 4.7 | 4.2 | Federally-Regulated Commercial & Industrial Equipment | 01/11/2019 |  | 02/08/2019
FHP Manufacturing Company | Bosch | CE061-1VTC-*****A* |  | Ground-Source | WBAHP: Heat Pump Packaged Unit | Heat Pump | 208 | 1 |  |  |  | Dual-Speed |  |  |  | 62000 | 3949 | 15.7 | 13.4 | 49000 | 3989 | 3.6 | 3.1 | Non Federally-Regulated | 01/11/2019 |  | 02/08/2019
FHP Manufacturing Company | Bosch | CE061-1VTC-*****A |  | Water-Source | WBAHP: Heat Pump Packaged Unit | Heat Pump | 208 | 1 |  |  |  | Dual-Speed |  |  |  | 60000 | 4285 | 14 | 11.2 | 72000 | 4489 | 4.7 | 4.2 | Federally-Regulated Commercial & Industrial Equipment | 01/11/2019 |  | 02/08/2019
FHP Manufacturing Company | Bosch | CE061-1VTC-*****A |  | Ground-Source | WBAHP: Heat Pump Packaged Unit | Heat Pump | 208 | 1 |  |  |  | Dual-Speed |  |  |  | 62000 | 3949 | 15.7 | 13.4 | 49000 | 3989 | 3.6 | 3.1 | Non Federally-Regulated | 01/11/2019 |  | 02/08/2019
FHP Manufacturing Company | Bosch | SM024-1CSN-*****A | SM024-1AV*-*****A | Water-Source | WBAHP-CB: Heat Pump Split Syst | Both Heat Pump and Electric Re | 208 | 1 | False |  |  | Dual-Speed |  |  |  | 23100 | 1540 | 15 | 12 | 26400 | 1487 | 5.2 | 4.2 | Federally-Regulated Commercial & Industrial Equipment | 01/11/2019 |  | 02/08/2019
FHP Manufacturing Company | Bosch | SM024-1CSN-*****A | SM024-1AV*-*****A | Ground-Water-Source | WBAHP-CB: Heat Pump Split Syst | Both Heat Pump and Electric Re | 208 | 1 | False |  |  | Dual-Speed |  |  |  | 28500 | 1283 | 22.2 | 16.2 | 22200 | 1445 | 4.5 | 3.6 | Non Federally-Regulated | 01/11/2019 |  | 02/08/2019
FHP Manufacturing Company | Bosch | SM024-1CSN-*****A | SM024-1AV*-*****A | Ground-Source | WBAHP-CB: Heat Pump Split Syst | Both Heat Pump and Electric Re | 208 | 1 | False |  |  | Dual-Speed |  |  |  | 26200 | 1541 | 17 | 13.4 | 17700 | 1383 | 3.8 | 3.1 | Non Federally-Regulated | 01/11/2019 |  | 02/08/2019
FHP Manufacturing Company | Bosch | SM048-1CSN-*****A | SM048-1AV*-*****A | Ground-Source | WBAHP-CB: Heat Pump Split Syst | Both Heat Pump and Electric Re | 208 | 1 | False |  |  | Dual-Speed |  |  |  | 48900 | 3075 | 15.9 | 13.4 | 37800 | 2877 | 3.9 | 3.1 | Non Federally-Regulated | 11/13/2018 |  | 02/08/2019
FHP Manufacturing Company | Bosch | SM036-1CSN-*****B | SM036-1AV*-*****B | Ground-Source | WBAHP-CB: Heat Pump Split Syst | Both Heat Pump and Electric Re | 208 | 1 | False |  |  | Dual-Speed |  |  |  | 37900 | 2332 | 16.25 | 13.4 | 27400 | 2200 | 3.7 | 3.1 | Non Federally-Regulated | 11/19/2018 |  | 02/08/2019
FHP Manufacturing Company | Bosch | SM036-1CSC-*****B | SM036-1AV*-*****B | Ground-Source | WBAHP-CB: Heat Pump Split Syst | Both Heat Pump and Electric Re | 208 | 1 | False |  |  | Dual-Speed |  |  |  | 37900 | 2332 | 16.25 | 13.4 | 27400 | 2200 | 3.7 | 3.1 | Non Federally-Regulated | 11/19/2018 |  | 02/08/2019
FHP Manufacturing Company | Bosch | SM048-1CSC-*****A | SM048-1AV*-*****A | Ground-Source | WBAHP-CB: Heat Pump Split Syst | Both Heat Pump and Electric Re | 208 | 1 | False |  |  | Dual-Speed |  |  |  | 48900 | 3018 | 16.2 | 13.4 | 37800 | 2840 | 3.9 | 3.1 | Non Federally-Regulated | 11/19/2018 |  | 02/08/2019
FHP Manufacturing Company | Bosch | SM060-1CSN-*****A | SM060-1AV*-*****A | Ground-Source | WBAHP-CB: Heat Pump Split Syst | Both Heat Pump and Electric Re | 208 | 1 | False |  |  | Dual-Speed |  |  |  | 58900 | 3658 | 16.1 | 13.4 | 49000 | 3779 | 3.8 | 3.1 | Non Federally-Regulated | 11/19/2018 |  | 02/08/2019
FHP Manufacturing Company | Bosch | SM060-1CSC-*****A | SM060-1AV*-*****A | Ground-Source | WBAHP-CB: Heat Pump Split Syst | Both Heat Pump and Electric Re | 208 | 1 | False |  |  | Dual-Speed |  |  |  | 58900 | 3658 | 16.1 | 13.4 | 49000 | 3779 | 3.8 | 3.1 | Non Federally-Regulated | 11/19/2018 |  | 02/08/2019
FHP Manufacturing Company | Bosch | BP048-1VT*******B |  | Water-Source | WBAHP: Heat Pump Packaged Unit | Heat Pump | 208 | 1 |  |  |  | Single-Speed |  |  |  | 47400 | 3160 | 15 | 11.2 | 50000 | 2764 | 5.3 | 4.2 | Federally-Regulated Commercial & Industrial Equipment | 01/11/2019 |  | 02/08/2019
FHP Manufacturing Company | Bosch | BP048-1VT*******B |  | Ground-Water-Source | WBAHP: Heat Pump Packaged Unit | Heat Pump | 208 | 1 |  |  |  | Single-Speed |  |  |  | 52900 | 2190 | 24.15 | 16.2 | 40500 | 2760 | 4.3 | 3.6 | Non Federally-Regulated | 01/11/2019 |  | 02/08/2019
FHP Manufacturing Company | Bosch | BP048-1VT*******B |  | Ground-Source | WBAHP: Heat Pump Packaged Unit | Heat Pump | 208 | 1 |  |  |  | Single-Speed |  |  |  | 49500 | 2788 | 17.75 | 13.4 | 33400 | 2645 | 3.7 | 3.1 | Non Federally-Regulated | 01/11/2019 |  | 02/08/2019
FHP Manufacturing Company | Arcoaire | HB060H/V* |  | Water-Source | WBAHP: Heat Pump Packaged Unit | Heat Pump | 208 | 1 |  |  |  | Single-Speed |  |  |  | 60400 | 3728 | 16.2 | 11.2 | 71500 | 3676 | 5.7 | 4.2 | Federally-Regulated Commercial & Industrial Equipment | 04/27/2016 |  | 02/08/2019
FHP Manufacturing Company | Arcoaire | HB060H/V* |  | Ground-Water-Source | WBAHP: Heat Pump Packaged Unit | Heat Pump | 208 | 1 |  |  |  | Single-Speed | 3280 | 207 |  | 66500 | 2759 | 24.1 | 16.2 | 56700 | 3391 | 4.9 | 3.6 | Non Federally-Regulated | 10/10/2017 |  | 02/08/2019
FHP Manufacturing Company | Arcoaire | HB060H/V* |  | Ground-Source | WBAHP: Heat Pump Packaged Unit | Heat Pump | 208 | 1 |  |  |  | Single-Speed |  |  |  | 61500 | 3324 | 18.5 | 13.4 | 47000 | 3279 | 4.2 | 3.1 | Non Federally-Regulated | 04/27/2016 |  | 02/08/2019
FHP Manufacturing Company | Arcoaire | HB042H/V* |  | Water-Source | WBAHP: Heat Pump Packaged Unit | Heat Pump | 208 | 1 |  |  |  | Single-Speed |  |  |  | 40600 | 2230 | 18.2 | 11.2 | 42400 | 2071 | 6 | 4.2 | Federally-Regulated Commercial & Industrial Equipment | 04/27/2016 |  | 02/08/2019
FHP Manufacturing Company | Arcoaire | HB042H/V* |  | Ground-Water-Source | WBAHP: Heat Pump Packaged Unit | Heat Pump | 208 | 1 |  |  |  | Single-Speed |  |  |  | 45000 | 1750 | 25.7 | 16.2 | 35000 | 2011 | 5.1 | 3.6 | Non Federally-Regulated | 04/27/2016 |  | 02/08/2019
FHP Manufacturing Company | Arcoaire | HB042H/V* |  | Ground-Source | WBAHP: Heat Pump Packaged Unit | Heat Pump | 208 | 1 |  |  |  | Single-Speed |  |  |  | 42200 | 2000 | 21.1 | 13.4 | 26800 | 1915 | 4.1 | 3.1 | Non Federally-Regulated | 04/27/2016 |  | 02/08/2019
FHP Manufacturing Company | Arcoaire | HB048H/V* |  | Water-Source | WBAHP: Heat Pump Packaged Unit | Heat Pump | 208 | 1 |  |  |  | Single-Speed |  |  |  | 47400 | 2755 | 17.2 | 11.2 | 50000 | 2764 | 5.3 | 4.2 | Federally-Regulated Commercial & Industrial Equipment | 04/27/2016 |  | 02/08/2019
FHP Manufacturing Company | Arcoaire | HB048H/V* |  | Ground-Water-Source | WBAHP: Heat Pump Packaged Unit | Heat Pump | 208 | 1 |  |  |  | Single-Speed |  |  |  | 52900 | 2026 | 26.1 | 16.2 | 40500 | 2760 | 4.3 | 3.6 | Non Federally-Regulated | 04/27/2016 |  | 02/08/2019
FHP Manufacturing Company | Arcoaire | HB048H/V* |  | Ground-Source | WBAHP: Heat Pump Packaged Unit | Heat Pump | 208 | 1 |  |  |  | Single-Speed |  |  |  | 49500 | 2475 | 20 | 13.4 | 33400 | 2645 | 3.7 | 3.1 | Non Federally-Regulated | 04/27/2016 |  | 02/08/2019
FHP Manufacturing Company | Arcoaire | HP024D/H/V |  | Water-Source | WBAHP: Heat Pump Packaged Unit | Heat Pump | 208 | 1 |  |  |  | Dual-Speed |  |  |  | 26000 | 1625 | 16 | 11.2 | 30000 | 1758 | 5 | 4.2 | Federally-Regulated Commercial & Industrial Equipment | 05/25/2016 |  | 02/08/2019
FHP Manufacturing Company | Arcoaire | HP024D/H/V |  | Ground-Water-Source | WBAHP: Heat Pump Packaged Unit | Heat Pump | 208 | 1 |  |  |  | Dual-Speed |  |  |  | 29000 | 1208 | 24 | 16.2 | 25000 | 1592 | 4.6 | 3.6 | Non Federally-Regulated | 05/25/2016 |  | 02/08/2019
FHP Manufacturing Company | Arcoaire | HP024D/H/V |  | Ground-Source | WBAHP: Heat Pump Packaged Unit | Heat Pump | 208 | 1 |  |  |  | Dual-Speed |  |  |  | 27500 | 1470 | 18.7 | 13.4 | 19000 | 1465 | 3.8 | 3.1 | Non Federally-Regulated | 05/25/2016 |  | 02/08/2019
FHP Manufacturing Company | Arcoaire | HS024* | FVM4X3600BL | Water-Source | WBAHP-CB: Heat Pump Split Syst | Both Heat Pump and Electric Re | 208 | 1 | False |  |  | Dual-Speed |  |  |  | 25000 | 1572 | 15.9 | 12 | 28000 | 1609 | 5.1 | 4.2 | Federally-Regulated Commercial & Industrial Equipment | 04/27/2016 |  | 02/08/2019
FHP Manufacturing Company | Arcoaire | HS024* | FVM4X3600BL | Ground-Water-Source | WBAHP-CB: Heat Pump Split Syst | Both Heat Pump and Electric Re | 208 | 1 | False |  |  | Dual-Speed |  |  |  | 28200 | 1179 | 23.9 | 16.2 | 23500 | 1497 | 4.6 | 3.6 | Non Federally-Regulated | 04/27/2016 |  | 02/08/2019
FHP Manufacturing Company | Arcoaire | HS024* | FVM4X3600BL | Ground-Source | WBAHP-CB: Heat Pump Split Syst | Both Heat Pump and Electric Re | 208 | 1 | False |  |  | Dual-Speed |  |  |  | 26000 | 1428 | 18.2 | 13.4 | 18900 | 1420 | 3.9 | 3.1 | Non Federally-Regulated | 04/27/2016 |  | 02/08/2019
FHP Manufacturing Company | Aquarius | EP030-1HZ/VT |  | Water-Source | WBAHP: Heat Pump Packaged Unit | Heat Pump | 208 | 1 |  |  |  | Single-Speed |  |  |  | 27000 | 1626 | 16.6 | 11.2 | 31000 | 1539 | 5.9 | 4.2 | Federally-Regulated Commercial & Industrial Equipment | 04/27/2016 |  | 02/08/2019
FHP Manufacturing Company | Aquarius | EP030-1HZ/VT |  | Ground-Water-Source | WBAHP: Heat Pump Packaged Unit | Heat Pump | 208 | 1 |  |  |  | Single-Speed |  |  |  | 31700 | 1174 | 27 | 16.2 | 25000 | 1409 | 5.2 | 3.6 | Non Federally-Regulated | 04/27/2016 |  | 02/08/2019
FHP Manufacturing Company | Aquarius | EP030-1HZ/VT |  | Ground-Source | WBAHP: Heat Pump Packaged Unit | Heat Pump | 208 | 1 |  |  |  | Single-Speed |  |  |  | 28500 | 1469 | 19.4 | 13.4 | 20500 | 1397 | 4.3 | 3.1 | Non Federally-Regulated | 04/27/2016 |  | 02/08/2019
FHP Manufacturing Company | Aquarius | EP012-1HZ/VT |  | Water-Source | WBAHP: Heat Pump Packaged Unit | Heat Pump | 208 | 1 |  |  |  | Single-Speed |  |  |  | 12200 | 818 | 14.9 | 11.2 | 16500 | 948 | 5.1 | 4.2 | Federally-Regulated Commercial & Industrial Equipment | 04/27/2016 |  | 02/08/2019
FHP Manufacturing Company | Aquarius | EP012-1HZ/VT |  | Ground-Water-Source | WBAHP: Heat Pump Packaged Unit | Heat Pump | 208 | 1 |  |  |  | Single-Speed |  |  |  | 14600 | 643 | 22.7 | 16.2 | 13000 | 886 | 4.3 | 3.6 | Non Federally-Regulated | 04/27/2016 |  | 02/08/2019
FHP Manufacturing Company | Aquarius | EP012-1HZ/VT |  | Ground-Source | WBAHP: Heat Pump Packaged Unit | Heat Pump | 208 | 1 |  |  |  | Single-Speed |  |  |  | 13000 | 742 | 17.5 | 13.4 | 10000 | 814 | 3.6 | 3.1 | Non Federally-Regulated | 04/27/2016 |  | 02/08/2019
FHP Manufacturing Company | Aquarius | EP048-4HZ/VT |  | Water-Source | WBAHP: Heat Pump Packaged Unit | Heat Pump | 460 | 3 |  |  |  | Single-Speed |  |  |  | 47400 | 2755 | 17.2 | 11.2 | 50000 | 2764 | 5.3 | 4.2 | Federally-Regulated Commercial & Industrial Equipment | 04/27/2016 |  | 02/08/2019
FHP Manufacturing Company | Aquarius | EP048-4HZ/VT |  | Ground-Water-Source | WBAHP: Heat Pump Packaged Unit | Heat Pump | 460 | 3 |  |  |  | Single-Speed |  |  |  | 52900 | 2026 | 26.1 | 16.2 | 40500 | 2760 | 4.3 | 3.6 | Non Federally-Regulated | 04/27/2016 |  | 02/08/2019
FHP Manufacturing Company | Aquarius | EP048-4HZ/VT |  | Ground-Source | WBAHP: Heat Pump Packaged Unit | Heat Pump | 460 | 3 |  |  |  | Single-Speed |  |  |  | 49500 | 2475 | 20 | 13.4 | 33400 | 2645 | 3.7 | 3.1 | Non Federally-Regulated | 04/27/2016 |  | 02/08/2019
FHP Manufacturing Company | Aquarius | EP048-3HZ/VT |  | Water-Source | WBAHP: Heat Pump Packaged Unit | Heat Pump | 208 | 3 |  |  |  | Single-Speed |  |  |  | 47400 | 2755 | 17.2 | 11.2 | 50000 | 2764 | 5.3 | 4.2 | Federally-Regulated Commercial & Industrial Equipment | 04/27/2016 |  | 02/08/2019
FHP Manufacturing Company | Aquarius | EP048-3HZ/VT |  | Ground-Water-Source | WBAHP: Heat Pump Packaged Unit | Heat Pump | 208 | 3 |  |  |  | Single-Speed |  |  |  | 52900 | 2026 | 26.1 | 16.2 | 40500 | 2760 | 4.3 | 3.6 | Non Federally-Regulated | 04/27/2016 |  | 02/08/2019
FHP Manufacturing Company | Aquarius | EP048-3HZ/VT |  | Ground-Source | WBAHP: Heat Pump Packaged Unit | Heat Pump | 208 | 3 |  |  |  | Single-Speed |  |  |  | 49500 | 2475 | 20 | 13.4 | 33400 | 2645 | 3.7 | 3.1 | Non Federally-Regulated | 04/27/2016 |  | 02/08/2019
FHP Manufacturing Company | Aquarius | EP048-1HZ/VT |  | Water-Source | WBAHP: Heat Pump Packaged Unit | Heat Pump | 208 | 1 |  |  |  | Single-Speed |  |  |  | 47400 | 2755 | 17.2 | 11.2 | 50000 | 2764 | 5.3 | 4.2 | Federally-Regulated Commercial & Industrial Equipment | 12/07/2018 |  | 02/08/2019
FHP Manufacturing Company | Aquarius | EP048-1HZ/VT |  | Ground-Water-Source | WBAHP: Heat Pump Packaged Unit | Heat Pump | 208 | 1 |  |  |  | Single-Speed |  |  |  | 52900 | 2026 | 26.1 | 16.2 | 40500 | 2760 | 4.3 | 3.6 | Non Federally-Regulated | 12/07/2018 |  | 02/08/2019
FHP Manufacturing Company | Aquarius | EP048-1HZ/VT |  | Ground-Source | WBAHP: Heat Pump Packaged Unit | Heat Pump | 208 | 1 |  |  |  | Single-Speed |  |  |  | 49500 | 2475 | 20 | 13.4 | 33400 | 2645 | 3.7 | 3.1 | Non Federally-Regulated | 12/07/2018 |  | 02/08/2019
Enertech Global, LLC | Tetco | TBT060 | MCD060 | Ground-Source | WBAHP-C: Heat Pump Split Syste | Heat Pump | 208 | 1 | False |  |  | Single-Speed |  |  |  | 61000 | 3465 | 17.6 | 13.4 | 45500 | 3604 | 3.7 | 3.1 | Non Federally-Regulated | 11/19/2018 |  | 02/08/2019
Enertech Global, LLC | Tetco | TBT060 | ACD060 | Ground-Source | WBAHP-C: Heat Pump Split Syste | Heat Pump | 208 | 1 | False |  |  | Single-Speed |  |  |  | 61000 | 3465 | 17.6 | 13.4 | 45500 | 3604 | 3.7 | 3.1 | Non Federally-Regulated | 11/19/2018 |  | 02/08/2019
Enertech Global, LLC | Tetco | TBT060 | MPD060 | Ground-Source | WBAHP-CB: Heat Pump Split Syst | Heat Pump | 208 | 1 | False |  |  | Single-Speed |  |  |  | 62300 | 3539 | 17.6 | 13.4 | 45900 | 3635 | 3.7 | 3.1 | Non Federally-Regulated | 11/19/2018 |  | 02/08/2019
Enertech Global, LLC | Tetco | TBT024 | MPD024 | Ground-Source | WBAHP-CB: Heat Pump Split Syst | Heat Pump | 208 | 1 | False |  |  | Dual-Speed |  |  |  | 24900 | 1439 | 17.3 | 13.4 | 18200 | 1568 | 3.4 | 3.1 | Non Federally-Regulated | 11/19/2018 |  | 02/08/2019
Enertech Global, LLC | Tetco | TBT024 | ACD024 | Ground-Source | WBAHP-C: Heat Pump Split Syste | Heat Pump | 208 | 1 | False |  |  | Dual-Speed |  |  |  | 24500 | 1392 | 17.6 | 13.4 | 17800 | 1449 | 3.6 | 3.1 | Non Federally-Regulated | 11/19/2018 |  | 02/08/2019
Enertech Global, LLC | Tetco | TYT048 |  | Ground-Water-Source | WBAHP: Heat Pump Packaged Unit | Heat Pump | 208 | 1 |  |  |  | Single-Speed |  |  |  | 57100 | 2179 | 26.2 | 16.2 | 49500 | 2789 | 5.2 | 3.6 | Non Federally-Regulated | 06/28/2016 |  | 02/08/2019
Enertech Global, LLC | Tetco | TYT048 |  | Ground-Source | WBAHP: Heat Pump Packaged Unit | Heat Pump | 208 | 1 |  |  |  | Single-Speed |  |  |  | 53300 | 2638 | 20.2 | 13.4 | 39900 | 2719 | 4.3 | 3.1 | Non Federally-Regulated | 11/19/2018 |  | 02/08/2019
Enertech Global, LLC | Tetco | TVT060 |  | Water-Source | WBAHP: Heat Pump Packaged Unit | Heat Pump | 208 | 1 |  |  |  | Single-Speed |  |  |  | 58600 | 3805 | 15.4 | 11.2 | 70500 | 4051 | 5.1 | 4.2 | Federally-Regulated Commercial & Industrial Equipment | 10/10/2017 |  | 02/08/2019
Enertech Global, LLC | Tetco | TVT060 |  | Ground-Water-Source | WBAHP: Heat Pump Packaged Unit | Heat Pump | 208 | 1 |  |  |  | Single-Speed |  |  |  | 64200 | 2918 | 22 | 16.2 | 57500 | 3744 | 4.5 | 3.6 | Non Federally-Regulated | 10/10/2017 |  | 02/08/2019
Enertech Global, LLC | Tetco | TVT060 |  | Ground-Source | WBAHP: Heat Pump Packaged Unit | Heat Pump | 208 | 1 |  |  |  | Single-Speed |  |  |  | 60900 | 3460 | 17.6 | 13.4 | 46300 | 3570 | 3.8 | 3.1 | Non Federally-Regulated | 11/19/2018 |  | 02/08/2019
Enertech Global, LLC | Tetco | TYT036 |  | Ground-Water-Source | WBAHP: Heat Pump Packaged Unit | Heat Pump | 208 | 1 |  |  |  | Single-Speed |  |  |  | 44300 | 1640 | 27 | 16.2 | 37500 | 1998 | 5.5 | 3.6 | Non Federally-Regulated | 06/28/2016 |  | 02/08/2019
Enertech Global, LLC | Tetco | TYT036 |  | Ground-Source | WBAHP: Heat Pump Packaged Unit | Heat Pump | 208 | 1 |  |  |  | Single-Speed |  |  |  | 41200 | 1971 | 20.9 | 13.4 | 29100 | 1895 | 4.5 | 3.1 | Non Federally-Regulated | 11/19/2018 |  | 02/08/2019
Enertech Global, LLC | Tetco | TVT036 |  | Water-Source | WBAHP: Heat Pump Packaged Unit | Heat Pump | 208 | 1 |  |  |  | Single-Speed |  |  |  | 35800 | 2324 | 15.4 | 11.2 | 45500 | 2614 | 5.1 | 4.2 | Federally-Regulated Commercial & Industrial Equipment | 02/16/2016 |  | 02/08/2019
Enertech Global, LLC | Tetco | TVT036 |  | Ground-Water-Source | WBAHP: Heat Pump Packaged Unit | Heat Pump | 208 | 1 |  |  |  | Single-Speed |  |  |  | 40000 | 1754 | 22.8 | 16.2 | 36900 | 2350 | 4.6 | 3.6 | Non Federally-Regulated | 02/16/2016 |  | 02/08/2019
Enertech Global, LLC | Tetco | TVT036 |  | Ground-Source | WBAHP: Heat Pump Packaged Unit | Heat Pump | 208 | 1 |  |  |  | Single-Speed |  |  |  | 37400 | 2112 | 17.7 | 13.4 | 29500 | 2216 | 3.9 | 3.1 | Non Federally-Regulated | 11/19/2018 |  | 02/08/2019
Enertech Global, LLC | Tetco | TYT024 |  | Ground-Water-Source | WBAHP: Heat Pump Packaged Unit | Heat Pump | 208 | 1 |  |  |  | Single-Speed |  |  |  | 29200 | 1136 | 25.7 | 16.2 | 23400 | 1293 | 5.3 | 3.6 | Non Federally-Regulated | 02/23/2016 |  | 02/08/2019
Enertech Global, LLC | Tetco | TYT024 |  | Ground-Source | WBAHP: Heat Pump Packaged Unit | Heat Pump | 208 | 1 |  |  |  | Single-Speed |  |  |  | 27100 | 1361 | 19.9 | 13.4 | 19000 | 1294 | 4.3 | 3.1 | Non Federally-Regulated | 11/19/2018 |  | 02/08/2019
Enertech Global, LLC | Tetco | TVT024 |  | Water-Source | WBAHP: Heat Pump Packaged Unit | Heat Pump | 208 | 1 |  |  |  | Single-Speed |  |  |  | 24600 | 1527 | 16.1 | 11.2 | 29100 | 1640 | 5.2 | 4.2 | Federally-Regulated Commercial & Industrial Equipment | 02/16/2016 |  | 02/08/2019
Enertech Global, LLC | Tetco | TVT024 |  | Ground-Water-Source | WBAHP: Heat Pump Packaged Unit | Heat Pump | 208 | 1 |  |  |  | Single-Speed |  |  |  | 27600 | 1159 | 23.8 | 16.2 | 23900 | 1522 | 4.6 | 3.6 | Non Federally-Regulated | 02/16/2016 |  | 02/08/2019
Enertech Global, LLC | Tetco | TVT024 |  | Ground-Source | WBAHP: Heat Pump Packaged Unit | Heat Pump | 208 | 1 |  |  |  | Single-Speed |  |  |  | 25800 | 1387 | 18.6 | 13.4 | 19400 | 1421 | 4 | 3.1 | Non Federally-Regulated | 11/19/2018 |  | 02/08/2019
Enertech Global, LLC | Tetco | TVS036*****1 |  | Water-Source | WBAHP: Heat Pump Packaged Unit | Heat Pump | 208 | 1 |  |  |  | Single-Speed |  |  |  | 37100 | 2262 | 16.4 | 11.2 | 46200 | 2507 | 5.4 | 4.2 | Federally-Regulated Commercial & Industrial Equipment | 02/16/2016 |  | 02/08/2019
Enertech Global, LLC | Tetco | TVS036*****1 |  | Ground-Water-Source | WBAHP: Heat Pump Packaged Unit | Heat Pump | 208 | 1 |  |  |  | Single-Speed |  |  |  | 41600 | 1631 | 25.5 | 16.2 | 36900 | 2253 | 4.8 | 3.6 | Non Federally-Regulated | 02/16/2016 |  | 02/08/2019
Enertech Global, LLC | Tetco | TVS036*****1 |  | Ground-Source | WBAHP: Heat Pump Packaged Unit | Heat Pump | 208 | 1 |  |  |  | Single-Speed |  |  |  | 38800 | 2020 | 19.2 | 13.4 | 29600 | 2224 | 3.9 | 3.1 | Non Federally-Regulated | 11/19/2018 |  | 02/08/2019
Enertech Global, LLC | Tetco | TVS036 |  | Water-Source | WBAHP: Heat Pump Packaged Unit | Heat Pump | 208 | 1 |  |  |  | Single-Speed |  |  |  | 36000 | 2322 | 15.5 | 11.2 | 46500 | 2620 | 5.2 | 4.2 | Federally-Regulated Commercial & Industrial Equipment | 06/28/2016 |  | 02/08/2019
Enertech Global, LLC | Tetco | TVS036 |  | Ground-Water-Source | WBAHP: Heat Pump Packaged Unit | Heat Pump | 208 | 1 |  |  |  | Single-Speed |  |  |  | 40500 | 1723 | 23.5 | 16.2 | 37600 | 2395 | 4.6 | 3.6 | Non Federally-Regulated | 06/28/2016 |  | 02/08/2019
Enertech Global, LLC | Tetco | TVS036 |  | Ground-Source | WBAHP: Heat Pump Packaged Unit | Heat Pump | 208 | 1 |  |  |  | Single-Speed |  |  |  | 37800 | 2100 | 18 | 13.4 | 30200 | 2269 | 3.9 | 3.1 | Non Federally-Regulated | 11/19/2018 |  | 02/08/2019
Enertech Global, LLC | Tetco | TBT048 | MCD060 | Ground-Source | WBAHP-C: Heat Pump Split Syste | Heat Pump | 208 | 1 | False |  |  | Single-Speed |  |  |  | 50800 | 2645 | 19.2 | 13.4 | 37200 | 2725 | 4 | 3.1 | Non Federally-Regulated | 11/19/2018 |  | 02/08/2019
Enertech Global, LLC | Tetco | TBT048 | ACD060 | Ground-Source | WBAHP-C: Heat Pump Split Syste | Heat Pump | 208 | 1 | False |  |  | Single-Speed |  |  |  | 50800 | 2645 | 19.2 | 13.4 | 37200 | 2725 | 4 | 3.1 | Non Federally-Regulated | 11/19/2018 |  | 02/08/2019
Enertech Global, LLC | Tetco | TBT048 | MPD060 | Ground-Source | WBAHP-CB: Heat Pump Split Syst | Heat Pump | 208 | 1 | False |  |  | Single-Speed |  |  |  | 51500 | 2587 | 19.9 | 13.4 | 37300 | 2802 | 3.9 | 3.1 | Non Federally-Regulated | 11/19/2018 |  | 02/08/2019
Enertech Global, LLC | Tetco | TVS048*****1 |  | Water-Source | WBAHP: Heat Pump Packaged Unit | Heat Pump | 208 | 1 |  |  |  | Single-Speed |  |  |  | 49900 | 2884 | 17.3 | 11.2 | 58400 | 3111 | 5.5 | 4.2 | Federally-Regulated Commercial & Industrial Equipment | 10/10/2017 |  | 02/08/2019
Enertech Global, LLC | Tetco | TVS048*****1 |  | Ground-Water-Source | WBAHP: Heat Pump Packaged Unit | Heat Pump | 208 | 1 |  |  |  | Single-Speed |  |  |  | 54900 | 2079 | 26.4 | 16.2 | 47500 | 2900 | 4.8 | 3.6 | Non Federally-Regulated | 10/10/2017 |  | 02/08/2019
Enertech Global, LLC | Tetco | TVS048*****1 |  | Ground-Source | WBAHP: Heat Pump Packaged Unit | Heat Pump | 208 | 1 |  |  |  | Single-Speed |  |  |  | 51600 | 2567 | 20.1 | 13.4 | 38700 | 2908 | 3.9 | 3.1 | Non Federally-Regulated | 11/19/2018 |  | 02/08/2019
Enertech Global, LLC | Tetco | TVS048 |  | Water-Source | WBAHP: Heat Pump Packaged Unit | Heat Pump | 208 | 1 |  |  |  | Single-Speed |  |  |  | 48500 | 3190 | 15.2 | 11.2 | 58900 | 3452 | 5 | 4.2 | Federally-Regulated Commercial & Industrial Equipment | 10/10/2017 |  | 02/08/2019
Enertech Global, LLC | Tetco | TVS048 |  | Ground-Water-Source | WBAHP: Heat Pump Packaged Unit | Heat Pump | 208 | 1 |  |  |  | Single-Speed |  |  |  | 53400 | 2362 | 22.6 | 16.2 | 48100 | 3203 | 4.4 | 3.6 | Non Federally-Regulated | 10/10/2017 |  | 02/08/2019
Enertech Global, LLC | Tetco | TVS048 |  | Ground-Source | WBAHP: Heat Pump Packaged Unit | Heat Pump | 208 | 1 |  |  |  | Single-Speed |  |  |  | 50500 | 2869 | 17.6 | 13.4 | 39600 | 3223 | 3.6 | 3.1 | Non Federally-Regulated | 11/19/2018 |  | 02/08/2019
Enertech Global, LLC | Tetco | TBT036 | ACD036 | Ground-Source | WBAHP-C: Heat Pump Split Syste | Heat Pump | 208 | 1 | False |  |  | Single-Speed |  |  |  | 33900 | 1948 | 17.4 | 13.4 | 27900 | 2209 | 3.7 | 3.1 | Non Federally-Regulated | 11/19/2018 |  | 02/08/2019
Enertech Global, LLC | Tetco | TBT036 | MCD036 | Ground-Source | WBAHP-C: Heat Pump Split Syste | Heat Pump | 208 | 1 | False |  |  | Single-Speed |  |  |  | 33900 | 1948 | 17.4 | 13.4 | 27900 | 2209 | 3.7 | 3.1 | Non Federally-Regulated | 11/19/2018 |  | 02/08/2019
Enertech Global, LLC | Tetco | TBT036 | MPD036 | Ground-Source | WBAHP-CB: Heat Pump Split Syst | Heat Pump | 208 | 1 | False |  |  | Single-Speed |  |  |  | 35200 | 2058 | 17.1 | 13.4 | 28700 | 2213 | 3.8 | 3.1 | Non Federally-Regulated | 11/19/2018 |  | 02/08/2019
Enertech Global, LLC | Tetco | TVS015*****1 |  | Water-Source | WBAHP: Heat Pump Packaged Unit | Heat Pump | 208 | 1 |  |  |  | Single-Speed |  |  |  | 15200 | 808 | 18.8 | 11.2 | 17700 | 810 | 6.4 | 4.2 | Federally-Regulated Commercial & Industrial Equipment | 10/10/2017 |  | 02/08/2019
Enertech Global, LLC | Tetco | TVS015*****1 |  | Ground-Water-Source | WBAHP: Heat Pump Packaged Unit | Heat Pump | 208 | 1 |  |  |  | Single-Speed |  |  |  | 17400 | 550 | 31.6 | 16.2 | 14400 | 781 | 5.4 | 3.6 | Non Federally-Regulated | 10/10/2017 |  | 02/08/2019
Enertech Global, LLC | Tetco | TVS015*****1 |  | Ground-Source | WBAHP: Heat Pump Packaged Unit | Heat Pump | 208 | 1 |  |  |  | Single-Speed |  |  |  | 16000 | 717 | 22.3 | 13.4 | 11500 | 783 | 4.3 | 3.1 | Non Federally-Regulated | 11/19/2018 |  | 02/08/2019
Enertech Global, LLC | Tetco | TVS015 |  | Water-Source | WBAHP: Heat Pump Packaged Unit | Heat Pump | 208 | 1 |  |  |  | Single-Speed |  |  |  | 15100 | 862 | 17.5 | 11.2 | 17900 | 874 | 6 | 4.2 | Federally-Regulated Commercial & Industrial Equipment | 10/10/2017 |  | 02/08/2019
Enertech Global, LLC | Tetco | TVS015 |  | Ground-Water-Source | WBAHP: Heat Pump Packaged Unit | Heat Pump | 208 | 1 |  |  |  | Single-Speed |  |  |  | 17500 | 607 | 28.8 | 16.2 | 14600 | 838 | 5.1 | 3.6 | Non Federally-Regulated | 10/10/2017 |  | 02/08/2019
Enertech Global, LLC | Tetco | TVS015 |  | Ground-Source | WBAHP: Heat Pump Packaged Unit | Heat Pump | 208 | 1 |  |  |  | Single-Speed |  |  |  | 16000 | 808 | 19.8 | 13.4 | 11600 | 829 | 4.1 | 3.1 | Non Federally-Regulated | 11/19/2018 |  | 02/08/2019
Enertech Global, LLC | Tetco | TVS060*****1 |  | Water-Source | WBAHP: Heat Pump Packaged Unit | Heat Pump | 208 | 1 |  |  |  | Single-Speed |  |  |  | 58800 | 3721 | 15.8 | 11.2 | 70900 | 3995 | 5.2 | 4.2 | Federally-Regulated Commercial & Industrial Equipment | 06/28/2016 |  | 02/08/2019
Enertech Global, LLC | Tetco | TVS060*****1 |  | Ground-Source | WBAHP: Heat Pump Packaged Unit | Heat Pump | 208 | 1 |  |  |  | Single-Speed |  |  |  | 61500 | 3379 | 18.2 | 13.4 | 46300 | 3570 | 3.8 | 3.1 | Non Federally-Regulated | 11/19/2018 |  | 02/08/2019
Enertech Global, LLC | Tetco | TVS009 |  | Water-Source | WBAHP: Heat Pump Packaged Unit | Heat Pump | 208 | 1 |  |  |  | Single-Speed |  |  |  | 10200 | 680 | 15 | 11.2 | 13000 | 732 | 5.2 | 4.2 | Federally-Regulated Commercial & Industrial Equipment | 04/01/2016 |  | 02/08/2019
Enertech Global, LLC | Tetco | TVS009 |  | Ground-Water-Source | WBAHP: Heat Pump Packaged Unit | Heat Pump | 208 | 1 |  |  |  | Single-Speed |  |  |  | 11900 | 538 | 22.1 | 16.2 | 10600 | 706 | 4.4 | 3.6 | Non Federally-Regulated | 04/01/2016 |  | 02/08/2019
Enertech Global, LLC | Tetco | TVS009 |  | Ground-Source | WBAHP: Heat Pump Packaged Unit | Heat Pump | 208 | 1 |  |  |  | Single-Speed |  |  |  | 10900 | 626 | 17.4 | 13.4 | 8500 | 691 | 3.6 | 3.1 | Non Federally-Regulated | 11/19/2018 |  | 02/08/2019
Enertech Global, LLC | Tetco | TCT048D |  | Ground-Water-Source | WBAHP: Heat Pump Packaged Unit | Heat Pump | 208 | 1 |  |  |  | Single-Speed |  |  |  | 53100 | 2435 | 21.8 | 16.2 | 46700 | 2975 | 4.6 | 3.6 | Non Federally-Regulated | 11/30/2016 |  | 02/08/2019
Enertech Global, LLC | Tetco | TCT048D |  | Ground-Source | WBAHP: Heat Pump Packaged Unit | Heat Pump | 208 | 1 |  |  |  | Single-Speed |  |  |  | 49000 | 2865 | 17.1 | 13.4 | 38000 | 2855 | 3.9 | 3.1 | Non Federally-Regulated | 11/19/2018 |  | 02/08/2019
Enertech Global, LLC | Tetco | TXT048D |  | Ground-Water-Source | WBAHP: Heat Pump Packaged Unit | Heat Pump | 208 | 1 |  |  |  | Single-Speed |  |  |  | 53100 | 2402 | 22.1 | 16.2 | 47400 | 3019 | 4.6 | 3.6 | Non Federally-Regulated | 11/30/2016 |  | 02/08/2019
Enertech Global, LLC | Tetco | TXT048D |  | Ground-Source | WBAHP: Heat Pump Packaged Unit | Heat Pump | 208 | 1 |  |  |  | Single-Speed |  |  |  | 49000 | 2865 | 17.1 | 13.4 | 38200 | 2870 | 3.9 | 3.1 | Non Federally-Regulated | 11/19/2018 |  | 02/08/2019
Enertech Global, LLC | Tetco | TVS012 |  | Water-Source | WBAHP: Heat Pump Packaged Unit | Heat Pump | 208 | 1 |  |  |  | Single-Speed |  |  |  | 11400 | 735 | 15.5 | 11.2 | 14600 | 855 | 5 | 4.2 | Federally-Regulated Commercial & Industrial Equipment | 02/23/2016 |  | 02/08/2019
Enertech Global, LLC | Tetco | TVS012 |  | Ground-Water-Source | WBAHP: Heat Pump Packaged Unit | Heat Pump | 208 | 1 |  |  |  | Single-Speed |  |  |  | 13400 | 556 | 24.1 | 16.2 | 12100 | 824 | 4.3 | 3.6 | Non Federally-Regulated | 02/23/2016 |  | 02/08/2019
Enertech Global, LLC | Tetco | TVS012 |  | Ground-Source | WBAHP: Heat Pump Packaged Unit | Heat Pump | 208 | 1 |  |  |  | Single-Speed |  |  |  | 11900 | 657 | 18.1 | 13.4 | 9400 | 765 | 3.6 | 3.1 | Non Federally-Regulated | 11/19/2018 |  | 02/08/2019
Enertech Global, LLC | Tetco | TVS042 |  | Water-Source | WBAHP: Heat Pump Packaged Unit | Heat Pump | 208 | 1 |  |  |  | Single-Speed |  |  |  | 41800 | 2612 | 16 | 11.2 | 48500 | 2538 | 5.6 | 4.2 | Federally-Regulated Commercial & Industrial Equipment | 06/28/2016 |  | 02/08/2019
Enertech Global, LLC | Tetco | TVS042 |  | Ground-Water-Source | WBAHP: Heat Pump Packaged Unit | Heat Pump | 208 | 1 |  |  |  | Single-Speed |  |  |  | 46700 | 1913 | 24.4 | 16.2 | 39200 | 2444 | 4.7 | 3.6 | Non Federally-Regulated | 06/28/2016 |  | 02/08/2019
Enertech Global, LLC | Tetco | TVS042 |  | Ground-Source | WBAHP: Heat Pump Packaged Unit | Heat Pump | 208 | 1 |  |  |  | Single-Speed |  |  |  | 43600 | 2344 | 18.6 | 13.4 | 32000 | 2467 | 3.8 | 3.1 | Non Federally-Regulated | 11/19/2018 |  | 02/08/2019
Enertech Global, LLC | Tetco | TVS042*****1 |  | Water-Source | WBAHP: Heat Pump Packaged Unit | Heat Pump | 208 | 1 |  |  |  | Single-Speed |  |  |  | 42900 | 2344 | 18.3 | 11.2 | 47800 | 2374 | 5.9 | 4.2 | Federally-Regulated Commercial & Industrial Equipment | 06/28/2016 |  | 02/08/2019
Enertech Global, LLC | Tetco | TVS042*****1 |  | Ground-Water-Source | WBAHP: Heat Pump Packaged Unit | Heat Pump | 208 | 1 |  |  |  | Single-Speed |  |  |  | 47700 | 1679 | 28.4 | 16.2 | 38300 | 2244 | 5 | 3.6 | Non Federally-Regulated | 06/28/2016 |  | 02/08/2019
Enertech Global, LLC | Tetco | TVS042*****1 |  | Ground-Source | WBAHP: Heat Pump Packaged Unit | Heat Pump | 208 | 1 |  |  |  | Single-Speed |  |  |  | 44400 | 2094 | 21.2 | 13.4 | 31100 | 2223 | 4.1 | 3.1 | Non Federally-Regulated | 11/19/2018 |  | 02/08/2019
Enertech Global, LLC | Tetco | TVS024*****1 |  | Water-Source | WBAHP: Heat Pump Packaged Unit | Heat Pump | 208 | 1 |  |  |  | Single-Speed |  |  |  | 25900 | 1407 | 18.4 | 11.2 | 29800 | 1480 | 5.9 | 4.2 | Federally-Regulated Commercial & Industrial Equipment | 02/16/2016 |  | 02/08/2019
Enertech Global, LLC | Tetco | TVS024*****1 |  | Ground-Water-Source | WBAHP: Heat Pump Packaged Unit | Heat Pump | 208 | 1 |  |  |  | Single-Speed |  |  |  | 29400 | 996 | 29.5 | 16.2 | 24000 | 1379 | 5.1 | 3.6 | Non Federally-Regulated | 02/16/2016 |  | 02/08/2019
Enertech Global, LLC | Tetco | TVS024*****1 |  | Ground-Source | WBAHP: Heat Pump Packaged Unit | Heat Pump | 208 | 1 |  |  |  | Single-Speed |  |  |  | 27000 | 1250 | 21.6 | 13.4 | 19300 | 1346 | 4.2 | 3.1 | Non Federally-Regulated | 11/19/2018 |  | 02/08/2019
Enertech Global, LLC | Tetco | TVS024 |  | Water-Source | WBAHP: Heat Pump Packaged Unit | Heat Pump | 208 | 1 |  |  |  | Single-Speed |  |  |  | 24800 | 1476 | 16.8 | 11.2 | 30000 | 1570 | 5.6 | 4.2 | Federally-Regulated Commercial & Industrial Equipment | 06/28/2016 |  | 02/08/2019
Enertech Global, LLC | Tetco | TVS024 |  | Ground-Water-Source | WBAHP: Heat Pump Packaged Unit | Heat Pump | 208 | 1 |  |  |  | Single-Speed |  |  |  | 28100 | 1080 | 26 | 16.2 | 24200 | 1447 | 4.9 | 3.6 | Non Federally-Regulated | 06/28/2016 |  | 02/08/2019
Enertech Global, LLC | Tetco | TVS024 |  | Ground-Source | WBAHP: Heat Pump Packaged Unit | Heat Pump | 208 | 1 |  |  |  | Single-Speed |  |  |  | 26000 | 1319 | 19.7 | 13.4 | 19400 | 1421 | 4 | 3.1 | Non Federally-Regulated | 11/19/2018 |  | 02/08/2019
Enertech Global, LLC | Tetco | TCT036D |  | Ground-Water-Source | WBAHP: Heat Pump Packaged Unit | Heat Pump | 208 | 1 |  |  |  | Single-Speed |  |  |  | 41700 | 1774 | 23.5 | 16.2 | 36700 | 2151 | 5 | 3.6 | Non Federally-Regulated | 11/30/2016 |  | 02/08/2019
Enertech Global, LLC | Tetco | TCT036D |  | Ground-Source | WBAHP: Heat Pump Packaged Unit | Heat Pump | 208 | 1 |  |  |  | Single-Speed |  |  |  | 38600 | 2109 | 18.3 | 13.4 | 28600 | 2044 | 4.1 | 3.1 | Non Federally-Regulated | 11/19/2018 |  | 02/08/2019
Enertech Global, LLC | Tetco | TXT036D |  | Ground-Water-Source | WBAHP: Heat Pump Packaged Unit | Heat Pump | 208 | 1 |  |  |  | Single-Speed |  |  |  | 42200 | 1758 | 24 | 16.2 | 37000 | 2126 | 5.1 | 3.6 | Non Federally-Regulated | 11/30/2016 |  | 02/08/2019
Enertech Global, LLC | Tetco | TXT036D |  | Ground-Source | WBAHP: Heat Pump Packaged Unit | Heat Pump | 208 | 1 |  |  |  | Single-Speed |  |  |  | 38900 | 2125 | 18.3 | 13.4 | 29200 | 2037 | 4.2 | 3.1 | Non Federally-Regulated | 11/19/2018 |  | 02/08/2019
Enertech Global, LLC | Tetco | TVS006 |  | Water-Source | WBAHP: Heat Pump Packaged Unit | Heat Pump | 208 | 1 |  |  |  | Single-Speed |  |  |  | 6800 | 425 | 16 | 11.2 | 8400 | 447 | 5.5 | 4.2 | Federally-Regulated Commercial & Industrial Equipment | 07/11/2016 |  | 02/08/2019
Enertech Global, LLC | Tetco | TVS006 |  | Ground-Water-Source | WBAHP: Heat Pump Packaged Unit | Heat Pump | 208 | 1 |  |  |  | Single-Speed |  |  |  | 7800 | 302 | 25.8 | 16.2 | 7000 | 445 | 4.6 | 3.6 | Non Federally-Regulated | 07/11/2016 |  | 02/08/2019
Enertech Global, LLC | Tetco | TVS006 |  | Ground-Source | WBAHP: Heat Pump Packaged Unit | Heat Pump | 208 | 1 |  |  |  | Single-Speed |  |  |  | 7200 | 387 | 18.6 | 13.4 | 5600 | 443 | 3.7 | 3.1 | Non Federally-Regulated | 11/19/2018 |  | 02/08/2019
Enertech Global, LLC | Tetco | TYT060 |  | Ground-Source | WBAHP: Heat Pump Packaged Unit | Heat Pump | 208 | 1 |  |  |  | Single-Speed |  |  |  | 64300 | 3331 | 19.3 | 13.4 | 49200 | 3516 | 4.1 | 3.1 | Non Federally-Regulated | 11/19/2018 |  | 02/08/2019
Enertech Global, LLC | Tetco | TVS018*****1 |  | Water-Source | WBAHP: Heat Pump Packaged Unit | Heat Pump | 208 | 1 |  |  |  | Single-Speed |  |  |  | 20700 | 1101 | 18.8 | 11.2 | 23700 | 1120 | 6.2 | 4.2 | Federally-Regulated Commercial & Industrial Equipment | 02/16/2016 |  | 02/08/2019
Enertech Global, LLC | Tetco | TVS018*****1 |  | Ground-Water-Source | WBAHP: Heat Pump Packaged Unit | Heat Pump | 208 | 1 |  |  |  | Single-Speed |  |  |  | 23200 | 760 | 30.5 | 16.2 | 19600 | 1083 | 5.3 | 3.6 | Non Federally-Regulated | 02/16/2016 |  | 02/08/2019
Enertech Global, LLC | Tetco | TVS018*****1 |  | Ground-Source | WBAHP: Heat Pump Packaged Unit | Heat Pump | 208 | 1 |  |  |  | Single-Speed |  |  |  | 21700 | 977 | 22.2 | 13.4 | 15700 | 1122 | 4.1 | 3.1 | Non Federally-Regulated | 11/19/2018 |  | 02/08/2019
Enertech Global, LLC | Tetco | TVS018 |  | Ground-Source | WBAHP: Heat Pump Packaged Unit | Heat Pump | 208 | 1 |  |  |  | Single-Speed |  |  |  | 21400 | 1070 | 20 | 13.4 | 16300 | 1224 | 3.9 | 3.1 | Non Federally-Regulated | 11/19/2018 |  | 02/08/2019
Enertech Global, LLC | Tetco | TVS030*****1 |  | Water-Source | WBAHP: Heat Pump Packaged Unit | Heat Pump | 208 | 1 |  |  |  | Single-Speed |  |  |  | 30100 | 1710 | 17.6 | 11.2 | 36200 | 1798 | 5.9 | 4.2 | Federally-Regulated Commercial & Industrial Equipment | 02/16/2016 |  | 02/08/2019
Enertech Global, LLC | Tetco | TVS030*****1 |  | Ground-Water-Source | WBAHP: Heat Pump Packaged Unit | Heat Pump | 208 | 1 |  |  |  | Single-Speed |  |  |  | 34000 | 1236 | 27.5 | 16.2 | 29200 | 1677 | 5.1 | 3.6 | Non Federally-Regulated | 02/16/2016 |  | 02/08/2019
Enertech Global, LLC | Tetco | TVS030*****1 |  | Ground-Source | WBAHP: Heat Pump Packaged Unit | Heat Pump | 208 | 1 |  |  |  | Single-Speed |  |  |  | 31400 | 1539 | 20.4 | 13.4 | 23200 | 1618 | 4.2 | 3.1 | Non Federally-Regulated | 11/19/2018 |  | 02/08/2019
Enertech Global, LLC | Tetco | TVS030 |  | Water-Source | WBAHP: Heat Pump Packaged Unit | Heat Pump | 208 | 1 |  |  |  | Single-Speed |  |  |  | 28600 | 1798 | 15.9 | 11.2 | 34900 | 1894 | 5.4 | 4.2 | Federally-Regulated Commercial & Industrial Equipment | 10/10/2017 |  | 02/08/2019
Enertech Global, LLC | Tetco | TVS030 |  | Ground-Water-Source | WBAHP: Heat Pump Packaged Unit | Heat Pump | 208 | 1 |  |  |  | Single-Speed |  |  |  | 31000 | 1324 | 23.4 | 16.2 | 28700 | 1789 | 4.7 | 3.6 | Non Federally-Regulated | 10/10/2017 |  | 02/08/2019
Enertech Global, LLC | Tetco | TVS030 |  | Ground-Source | WBAHP: Heat Pump Packaged Unit | Heat Pump | 208 | 1 |  |  |  | Single-Speed |  |  |  | 30100 | 1627 | 18.5 | 13.4 | 22300 | 1675 | 3.9 | 3.1 | Non Federally-Regulated | 11/19/2018 |  | 02/08/2019
Enertech Global, LLC | Tetco | TCT024D |  | Ground-Water-Source | WBAHP: Heat Pump Packaged Unit | Heat Pump | 208 | 1 |  |  |  | Single-Speed |  |  |  | 28900 | 1111 | 26 | 16.2 | 24300 | 1396 | 5.1 | 3.6 | Non Federally-Regulated | 11/30/2016 |  | 02/08/2019
Enertech Global, LLC | Tetco | TCT024D |  | Ground-Source | WBAHP: Heat Pump Packaged Unit | Heat Pump | 208 | 1 |  |  |  | Single-Speed |  |  |  | 26500 | 1325 | 20 | 13.4 | 19700 | 1374 | 4.2 | 3.1 | Non Federally-Regulated | 11/19/2018 |  | 02/08/2019
Enertech Global, LLC | Tetco | TXT024D |  | Ground-Water-Source | WBAHP: Heat Pump Packaged Unit | Heat Pump | 208 | 1 |  |  |  | Single-Speed |  |  |  | 29600 | 1100 | 26.9 | 16.2 | 24700 | 1392 | 5.2 | 3.6 | Non Federally-Regulated | 11/30/2016 |  | 02/08/2019
Enertech Global, LLC | Tetco | TXT024D |  | Ground-Source | WBAHP: Heat Pump Packaged Unit | Heat Pump | 208 | 1 |  |  |  | Single-Speed |  |  |  | 27200 | 1339 | 20.3 | 13.4 | 19800 | 1349 | 4.3 | 3.1 | Non Federally-Regulated | 11/19/2018 |  | 02/08/2019
Enertech Global, LLC | Tetco | TCT060D |  | Ground-Source | WBAHP: Heat Pump Packaged Unit | Heat Pump | 208 | 1 |  |  |  | Single-Speed |  |  |  | 61300 | 3522 | 17.4 | 13.4 | 46500 | 3683 | 3.7 | 3.1 | Non Federally-Regulated | 11/19/2018 |  | 02/08/2019
Enertech Global, LLC | Tetco | TXT060D |  | Ground-Source | WBAHP: Heat Pump Packaged Unit | Heat Pump | 208 | 1 |  |  |  | Single-Speed |  |  |  | 63000 | 3539 | 17.8 | 13.4 | 47700 | 3778 | 3.7 | 3.1 | Non Federally-Regulated | 11/19/2018 |  | 02/08/2019
Enertech Global, LLC | Tetco | TST060A | MCD060 | Ground-Source | WBAHP-C: Heat Pump Split Syste | Heat Pump | 208 | 1 | False |  |  | Single-Speed |  |  |  | 60600 | 3607 | 16.8 | 13.4 | 44100 | 3590 | 3.6 | 3.1 | Non Federally-Regulated | 11/19/2018 |  | 02/08/2019
Enertech Global, LLC | Tetco | TST060A | ACD060 | Ground-Water-Source | WBAHP-C: Heat Pump Split Syste | Heat Pump | 208 | 1 | False |  |  | Single-Speed |  |  |  | 61100 | 3039 | 20.1 | 16.2 | 53300 | 3809 | 4.1 | 3.6 | Non Federally-Regulated | 08/08/2017 |  | 02/08/2019
Enertech Global, LLC | Tetco | TST060A | ACD060 | Ground-Source | WBAHP-C: Heat Pump Split Syste | Heat Pump | 208 | 1 | False |  |  | Single-Speed |  |  |  | 60600 | 3607 | 16.8 | 13.4 | 44100 | 3590 | 3.6 | 3.1 | Non Federally-Regulated | 11/19/2018 |  | 02/08/2019
Enertech Global, LLC | Tetco | TST060A | MPD060 | Ground-Source | WBAHP-CB: Heat Pump Split Syst | Heat Pump | 208 | 1 | False |  |  | Single-Speed |  |  |  | 62200 | 3702 | 16.8 | 13.4 | 44200 | 3701 | 3.5 | 3.1 | Non Federally-Regulated | 11/19/2018 |  | 02/08/2019
Enertech Global, LLC | Tetco | TBS018 | MPD024 | Ground-Source | WBAHP-CB: Heat Pump Split Syst | Heat Pump | 208 | 1 | False |  |  | Single-Speed |  |  |  | 20400 | 1079 | 18.9 | 13.4 | 14600 | 1188 | 3.6 | 3.1 | Non Federally-Regulated | 11/19/2018 |  | 02/08/2019
Enertech Global, LLC | Tetco | TBS018 | ACD024 | Ground-Source | WBAHP-C: Heat Pump Split Syste | Heat Pump | 208 | 1 | False |  |  | Single-Speed |  |  |  | 20100 | 1080 | 18.6 | 13.4 | 14700 | 1196 | 3.6 | 3.1 | Non Federally-Regulated | 11/19/2018 |  | 02/08/2019
Enertech Global, LLC | Tetco | TBS018 | MCD024 | Ground-Source | WBAHP-C: Heat Pump Split Syste | Heat Pump | 208 | 1 | False |  |  | Single-Speed |  |  |  | 20100 | 1080 | 18.6 | 13.4 | 14700 | 1196 | 3.6 | 3.1 | Non Federally-Regulated | 11/19/2018 |  | 02/08/2019
Enertech Global, LLC | Tetco | TST048A | MCD060 | Ground-Source | WBAHP-C: Heat Pump Split Syste | Heat Pump | 208 | 1 | False |  |  | Single-Speed |  |  |  | 51900 | 2820 | 18.4 | 13.4 | 36700 | 2757 | 3.9 | 3.1 | Non Federally-Regulated | 11/19/2018 |  | 02/08/2019
Enertech Global, LLC | Tetco | TST048A | ACD060 | Ground-Water-Source | WBAHP-C: Heat Pump Split Syste | Heat Pump | 208 | 1 | False |  |  | Single-Speed |  |  |  | 54700 | 2347 | 23.3 | 16.2 | 45500 | 2898 | 4.6 | 3.6 | Non Federally-Regulated | 08/08/2017 |  | 02/08/2019
Enertech Global, LLC | Tetco | TST048A | ACD060 | Ground-Source | WBAHP-C: Heat Pump Split Syste | Heat Pump | 208 | 1 | False |  |  | Single-Speed |  |  |  | 51900 | 2820 | 18.4 | 13.4 | 36700 | 2757 | 3.9 | 3.1 | Non Federally-Regulated | 11/19/2018 |  | 02/08/2019
Enertech Global, LLC | Tetco | TST048A | MPD060 | Ground-Water-Source | WBAHP-CB: Heat Pump Split Syst | Heat Pump | 208 | 1 | False |  |  | Single-Speed |  |  |  | 55400 | 2308 | 24 | 16.2 | 44400 | 2891 | 4.5 | 3.6 | Non Federally-Regulated | 08/08/2017 |  | 02/08/2019
Enertech Global, LLC | Tetco | TST048A | MPD060 | Ground-Source | WBAHP-CB: Heat Pump Split Syst | Heat Pump | 208 | 1 | False |  |  | Single-Speed |  |  |  | 52000 | 2780 | 18.7 | 13.4 | 35900 | 2768 | 3.8 | 3.1 | Non Federally-Regulated | 11/19/2018 |  | 02/08/2019
Enertech Global, LLC | Tetco | TST024A | MCD024 | Ground-Source | WBAHP-C: Heat Pump Split Syste | Heat Pump | 208 | 1 | False |  |  | Single-Speed |  |  |  | 25300 | 1497 | 16.9 | 13.4 | 18100 | 1433 | 3.7 | 3.1 | Non Federally-Regulated | 11/19/2018 |  | 02/08/2019
Enertech Global, LLC | Tetco | TST024A | ACD024 | Ground-Water-Source | WBAHP-C: Heat Pump Split Syste | Heat Pump | 208 | 1 | False |  |  | Single-Speed |  |  |  | 27300 | 1246 | 21.9 | 16.2 | 23100 | 1538 | 4.4 | 3.6 | Non Federally-Regulated | 08/08/2017 |  | 02/08/2019
Enertech Global, LLC | Tetco | TST024A | ACD024 | Ground-Source | WBAHP-C: Heat Pump Split Syste | Heat Pump | 208 | 1 | False |  |  | Single-Speed |  |  |  | 25300 | 1497 | 16.9 | 13.4 | 18100 | 1433 | 3.7 | 3.1 | Non Federally-Regulated | 11/19/2018 |  | 02/08/2019
Enertech Global, LLC | Tetco | TST036A | MCD036 | Ground-Source | WBAHP-C: Heat Pump Split Syste | Heat Pump | 208 | 1 | False |  |  | Single-Speed |  |  |  | 36700 | 2171 | 16.9 | 13.4 | 28000 | 2159 | 3.8 | 3.1 | Non Federally-Regulated | 11/19/2018 |  | 02/08/2019
Enertech Global, LLC | Tetco | TST036A | ACD036 | Ground-Water-Source | WBAHP-C: Heat Pump Split Syste | Heat Pump | 208 | 1 | False |  |  | Single-Speed |  |  |  | 38800 | 1813 | 21.4 | 16.2 | 35700 | 2325 | 4.5 | 3.6 | Non Federally-Regulated | 08/08/2017 |  | 02/08/2019
Enertech Global, LLC | Tetco | TST036A | ACD036 | Ground-Source | WBAHP-C: Heat Pump Split Syste | Heat Pump | 208 | 1 | False |  |  | Single-Speed |  |  |  | 36700 | 2171 | 16.9 | 13.4 | 28000 | 2159 | 3.8 | 3.1 | Non Federally-Regulated | 11/19/2018 |  | 02/08/2019
Enertech Global, LLC | Tetco | TST036A | MPD036 | Ground-Water-Source | WBAHP-CB: Heat Pump Split Syst | Heat Pump | 208 | 1 | False |  |  | Single-Speed |  |  |  | 40000 | 1851 | 21.6 | 16.2 | 35800 | 2440 | 4.3 | 3.6 | Non Federally-Regulated | 08/08/2017 |  | 02/08/2019
Enertech Global, LLC | Tetco | TST036A | MPD036 | Ground-Source | WBAHP-CB: Heat Pump Split Syst | Heat Pump | 208 | 1 | False |  |  | Single-Speed |  |  |  | 37400 | 2294 | 16.3 | 13.4 | 28000 | 2279 | 3.6 | 3.1 | Non Federally-Regulated | 11/19/2018 |  | 02/08/2019
Waterfurnace International, Inc. | SYCAMORE | 141/142A036**1*(1,2) |  | Ground-Source | WBAHP: Heat Pump Packaged Unit | Heat Pump | 208 | 1 |  |  |  | Variable-Speed |  |  |  | 36000 | 1636 | 22 | 13.4 | 32000 | 2679 | 3.5 | 3.1 | Non Federally-Regulated | 11/14/2018 |  | 02/08/2019
Waterfurnace International, Inc. | SYCAMORE | 141/142A060**1*1 |  | Ground-Source | WBAHP: Heat Pump Packaged Unit | Heat Pump | 208 | 1 |  |  |  | Variable-Speed |  |  |  | 56000 | 2886 | 19.4 | 13.4 | 51000 | 4270 | 3.5 | 3.1 | Non Federally-Regulated | 11/14/2018 |  | 02/08/2019
Waterfurnace International, Inc. | SYCAMORE | 141/142A048**1*1 |  | Ground-Source | WBAHP: Heat Pump Packaged Unit | Heat Pump | 208 | 1 |  |  |  | Variable-Speed |  |  |  | 46000 | 2119 | 21.7 | 13.4 | 43000 | 3500 | 3.6 | 3.1 | Non Federally-Regulated | 11/14/2018 |  | 02/08/2019
Waterfurnace International, Inc. | MAGNOLIA PLUS | 12(1,2)A060 |  | Water-Source | WBAHP: Heat Pump Packaged Unit | Heat Pump | 208 | 1 |  |  |  | Dual-Speed |  |  |  | 57200 | 4000 | 14.3 | 11.2 | 69000 | 4493 | 4.5 | 4.2 | Federally-Regulated Commercial & Industrial Equipment | 02/16/2016 |  | 02/08/2019
Waterfurnace International, Inc. | MAGNOLIA PLUS | 12(1,2)A060 |  | Ground-Water-Source | WBAHP: Heat Pump Packaged Unit | Heat Pump | 208 | 1 |  |  |  | Dual-Speed |  |  |  | 64100 | 3096 | 20.7 | 16.2 | 56500 | 4139 | 4 | 3.6 | Non Federally-Regulated | 02/16/2016 |  | 02/08/2019
Waterfurnace International, Inc. | MAGNOLIA PLUS | 12(1,2)A060 |  | Ground-Source | WBAHP: Heat Pump Packaged Unit | Heat Pump | 208 | 1 |  |  |  | Dual-Speed |  |  |  | 59900 | 3630 | 16.5 | 13.4 | 45300 | 3904 | 3.4 | 3.1 | Non Federally-Regulated | 11/14/2018 |  | 02/08/2019
Waterfurnace International, Inc. | MAGNOLIA PLUS | 12(1,2)A072 |  | Water-Source | WBAHP: Heat Pump Packaged Unit | Heat Pump | 208 | 1 |  |  |  | Dual-Speed |  |  |  | 64400 | 4472 | 14.4 | 11.2 | 82800 | 5392 | 4.5 | 4.2 | Federally-Regulated Commercial & Industrial Equipment | 02/16/2016 |  | 02/08/2019
Waterfurnace International, Inc. | MAGNOLIA PLUS | 12(1,2)A048 |  | Water-Source | WBAHP: Heat Pump Packaged Unit | Heat Pump | 208 | 1 |  |  |  | Dual-Speed |  |  |  | 46500 | 3141 | 14.8 | 11.2 | 53900 | 3290 | 4.8 | 4.2 | Federally-Regulated Commercial & Industrial Equipment | 02/16/2016 |  | 02/08/2019
Waterfurnace International, Inc. | MAGNOLIA PLUS | 12(1,2)A048 |  | Ground-Water-Source | WBAHP: Heat Pump Packaged Unit | Heat Pump | 208 | 1 |  |  |  | Dual-Speed |  |  |  | 52300 | 2399 | 21.8 | 16.2 | 45000 | 3067 | 4.3 | 3.6 | Non Federally-Regulated | 02/16/2016 |  | 02/08/2019
Waterfurnace International, Inc. | MAGNOLIA PLUS | 12(1,2)A048 |  | Ground-Source | WBAHP: Heat Pump Packaged Unit | Heat Pump | 208 | 1 |  |  |  | Dual-Speed |  |  |  | 49000 | 3043 | 16.1 | 13.4 | 36000 | 2851 | 3.7 | 3.1 | Non Federally-Regulated | 11/14/2018 |  | 02/08/2019
Waterfurnace International, Inc. | MAGNOLIA PLUS | 12(1,2)A036 |  | Water-Source | WBAHP: Heat Pump Packaged Unit | Heat Pump | 208 | 1 |  |  |  | Dual-Speed |  |  |  | 33700 | 2496 | 13.5 | 11.2 | 42500 | 2650 | 4.7 | 4.2 | Federally-Regulated Commercial & Industrial Equipment | 02/16/2016 |  | 02/08/2019
Waterfurnace International, Inc. | MAGNOLIA PLUS | 12(1,2)A036 |  | Ground-Water-Source | WBAHP: Heat Pump Packaged Unit | Heat Pump | 208 | 1 |  |  |  | Dual-Speed |  |  |  | 38000 | 1928 | 19.7 | 16.2 | 35500 | 2477 | 4.2 | 3.6 | Non Federally-Regulated | 02/16/2016 |  | 02/08/2019
Waterfurnace International, Inc. | MAGNOLIA PLUS | 12(1,2)A036 |  | Ground-Source | WBAHP: Heat Pump Packaged Unit | Heat Pump | 208 | 1 |  |  |  | Dual-Speed |  |  |  | 35100 | 2264 | 15.5 | 13.4 | 26000 | 2116 | 3.6 | 3.1 | Non Federally-Regulated | 11/14/2018 |  | 02/08/2019
Waterfurnace International, Inc. | MAGNOLIA PLUS | 12(1,2)A024 |  | Water-Source | WBAHP: Heat Pump Packaged Unit | Heat Pump | 208 | 1 |  |  |  | Dual-Speed |  |  |  | 22000 | 1582 | 13.9 | 11.2 | 28300 | 1692 | 4.9 | 4.2 | Federally-Regulated Commercial & Industrial Equipment | 02/16/2016 |  | 02/08/2019
Waterfurnace International, Inc. | MAGNOLIA PLUS | 12(1,2)A024 |  | Ground-Water-Source | WBAHP: Heat Pump Packaged Unit | Heat Pump | 208 | 1 |  |  |  | Dual-Speed |  |  |  | 25100 | 1218 | 20.6 | 16.2 | 23500 | 1565 | 4.4 | 3.6 | Non Federally-Regulated | 02/16/2016 |  | 02/08/2019
Waterfurnace International, Inc. | MAGNOLIA PLUS | 12(1,2)A024 |  | Ground-Source | WBAHP: Heat Pump Packaged Unit | Heat Pump | 208 | 1 |  |  |  | Dual-Speed |  |  |  | 23100 | 1480 | 15.6 | 13.4 | 18900 | 1457 | 3.8 | 3.1 | Non Federally-Regulated | 11/14/2018 |  | 02/08/2019
Waterfurnace International, Inc. | ASTON | 101/102H022**1*(0,3)***** |  | Ground-Source | WBAHP: Heat Pump Packaged Unit | Heat Pump | 208 | 1 |  |  |  | Single-Speed |  |  |  | 17700 | 1092 | 16.2 | 13.4 | 15000 | 1156 | 3.8 | 3.1 | Non Federally-Regulated | 11/14/2018 |  | 02/08/2019
Waterfurnace International, Inc. | ASTON | 101/102A022**1*(0,3) |  | Ground-Source | WBAHP: Heat Pump Packaged Unit | Heat Pump | 208 | 1 |  |  |  | Single-Speed |  |  |  | 21500 | 1048 | 20.5 | 13.4 | 14200 | 1124 | 3.7 | 3.1 | Non Federally-Regulated | 11/14/2018 |  | 02/08/2019
Enertech Global, LLC | GEOCOMFORT | GBT060 | MCD060 | Ground-Source | WBAHP-C: Heat Pump Split Syste | Heat Pump | 208 | 1 | False |  |  | Single-Speed |  |  |  | 61000 | 3465 | 17.6 | 13.4 | 45500 | 3604 | 3.7 | 3.1 | Non Federally-Regulated | 11/16/2018 |  | 02/08/2019
Enertech Global, LLC | GEOCOMFORT | GBT060 | ACD060 | Ground-Source | WBAHP-C: Heat Pump Split Syste | Heat Pump | 208 | 1 | False |  |  | Single-Speed |  |  |  | 61000 | 3465 | 17.6 | 13.4 | 45500 | 3604 | 3.7 | 3.1 | Non Federally-Regulated | 11/16/2018 |  | 02/08/2019
Enertech Global, LLC | GEOCOMFORT | GBT060 | MPD060 | Ground-Source | WBAHP-CB: Heat Pump Split Syst | Heat Pump | 208 | 1 | False |  |  | Single-Speed |  |  |  | 62300 | 3539 | 17.6 | 13.4 | 45900 | 3635 | 3.7 | 3.1 | Non Federally-Regulated | 11/16/2018 |  | 02/08/2019
Enertech Global, LLC | GEOCOMFORT | GBT024 | MPD024 | Ground-Source | WBAHP-CB: Heat Pump Split Syst | Heat Pump | 208 | 1 | False |  |  | Dual-Speed |  |  |  | 24900 | 1439 | 17.3 | 13.4 | 18200 | 1568 | 3.4 | 3.1 | Non Federally-Regulated | 11/16/2018 |  | 02/08/2019
Enertech Global, LLC | GEOCOMFORT | GBT024 | ACD024 | Ground-Source | WBAHP-C: Heat Pump Split Syste | Heat Pump | 208 | 1 | False |  |  | Dual-Speed |  |  |  | 24500 | 1392 | 17.6 | 13.4 | 17800 | 1449 | 3.6 | 3.1 | Non Federally-Regulated | 11/16/2018 |  | 02/08/2019
Enertech Global, LLC | GEOCOMFORT | GBT024 | MCD024 | Ground-Source | WBAHP-C: Heat Pump Split Syste | Heat Pump | 208 | 1 | False |  |  | Dual-Speed |  |  |  | 24500 | 1392 | 17.6 | 13.4 | 17800 | 1449 | 3.6 | 3.1 | Non Federally-Regulated | 11/16/2018 |  | 02/08/2019
Enertech Global, LLC | GEOCOMFORT | GYT048 |  | Ground-Water-Source | WBAHP: Heat Pump Packaged Unit | Heat Pump | 208 | 1 |  |  |  | Single-Speed |  |  |  | 57100 | 2179 | 26.2 | 16.2 | 49500 | 2789 | 5.2 | 3.6 | Non Federally-Regulated | 06/28/2016 |  | 02/08/2019
Enertech Global, LLC | GEOCOMFORT | GYT048 |  | Ground-Source | WBAHP: Heat Pump Packaged Unit | Heat Pump | 208 | 1 |  |  |  | Single-Speed |  |  |  | 53300 | 2638 | 20.2 | 13.4 | 39900 | 2719 | 4.3 | 3.1 | Non Federally-Regulated | 11/16/2018 |  | 02/08/2019
Enertech Global, LLC | GEOCOMFORT | GVT060 |  | Water-Source | WBAHP: Heat Pump Packaged Unit | Heat Pump | 208 | 1 |  |  |  | Single-Speed |  |  |  | 58600 | 3805 | 15.4 | 11.2 | 70500 | 4051 | 5.1 | 4.2 | Federally-Regulated Commercial & Industrial Equipment | 10/10/2017 |  | 02/08/2019
Enertech Global, LLC | GEOCOMFORT | GVT060 |  | Ground-Water-Source | WBAHP: Heat Pump Packaged Unit | Heat Pump | 208 | 1 |  |  |  | Single-Speed |  |  |  | 64200 | 2918 | 22 | 16.2 | 57500 | 3744 | 4.5 | 3.6 | Non Federally-Regulated | 10/10/2017 |  | 02/08/2019
Enertech Global, LLC | GEOCOMFORT | GVT060 |  | Ground-Source | WBAHP: Heat Pump Packaged Unit | Heat Pump | 208 | 1 |  |  |  | Single-Speed |  |  |  | 60900 | 3460 | 17.6 | 13.4 | 46300 | 3570 | 3.8 | 3.1 | Non Federally-Regulated | 11/16/2018 |  | 02/08/2019
Enertech Global, LLC | GEOCOMFORT | GYT036 |  | Ground-Water-Source | WBAHP: Heat Pump Packaged Unit | Heat Pump | 208 | 1 |  |  |  | Single-Speed |  |  |  | 44300 | 1640 | 27 | 16.2 | 37500 | 1998 | 5.5 | 3.6 | Non Federally-Regulated | 06/28/2016 |  | 02/08/2019
Enertech Global, LLC | GEOCOMFORT | GYT036 |  | Ground-Source | WBAHP: Heat Pump Packaged Unit | Heat Pump | 208 | 1 |  |  |  | Single-Speed |  |  |  | 41200 | 1971 | 20.9 | 13.4 | 29100 | 1895 | 4.5 | 3.1 | Non Federally-Regulated | 11/16/2018 |  | 02/08/2019
Enertech Global, LLC | GEOCOMFORT | GVT036 |  | Water-Source | WBAHP: Heat Pump Packaged Unit | Heat Pump | 208 | 1 |  |  |  | Single-Speed |  |  |  | 35800 | 2324 | 15.4 | 11.2 | 45500 | 2614 | 5.1 | 4.2 | Federally-Regulated Commercial & Industrial Equipment | 02/16/2016 |  | 02/08/2019
Enertech Global, LLC | GEOCOMFORT | GVT036 |  | Ground-Water-Source | WBAHP: Heat Pump Packaged Unit | Heat Pump | 208 | 1 |  |  |  | Single-Speed |  |  |  | 40000 | 1754 | 22.8 | 16.2 | 36900 | 2350 | 4.6 | 3.6 | Non Federally-Regulated | 02/16/2016 |  | 02/08/2019
Enertech Global, LLC | GEOCOMFORT | GVT036 |  | Ground-Source | WBAHP: Heat Pump Packaged Unit | Heat Pump | 208 | 1 |  |  |  | Single-Speed |  |  |  | 37400 | 2112 | 17.7 | 13.4 | 29500 | 2216 | 3.9 | 3.1 | Non Federally-Regulated | 11/16/2018 |  | 02/08/2019
Enertech Global, LLC | GEOCOMFORT | GYT024 |  | Ground-Water-Source | WBAHP: Heat Pump Packaged Unit | Heat Pump | 208 | 1 |  |  |  | Single-Speed |  |  |  | 29200 | 1136 | 25.7 | 16.2 | 23400 | 1293 | 5.3 | 3.6 | Non Federally-Regulated | 02/23/2016 |  | 02/08/2019
Enertech Global, LLC | GEOCOMFORT | GYT024 |  | Ground-Source | WBAHP: Heat Pump Packaged Unit | Heat Pump | 208 | 1 |  |  |  | Single-Speed |  |  |  | 27100 | 1361 | 19.9 | 13.4 | 19000 | 1294 | 4.3 | 3.1 | Non Federally-Regulated | 11/16/2018 |  | 02/08/2019
Enertech Global, LLC | GEOCOMFORT | GVT024 |  | Water-Source | WBAHP: Heat Pump Packaged Unit | Heat Pump | 208 | 1 |  |  |  | Single-Speed |  |  |  | 24600 | 1527 | 16.1 | 11.2 | 29100 | 1640 | 5.2 | 4.2 | Federally-Regulated Commercial & Industrial Equipment | 02/16/2016 |  | 02/08/2019
Enertech Global, LLC | GEOCOMFORT | GVT024 |  | Ground-Water-Source | WBAHP: Heat Pump Packaged Unit | Heat Pump | 208 | 1 |  |  |  | Single-Speed |  |  |  | 27600 | 1159 | 23.8 | 16.2 | 23900 | 1522 | 4.6 | 3.6 | Non Federally-Regulated | 02/16/2016 |  | 02/08/2019
Enertech Global, LLC | GEOCOMFORT | GVT024 |  | Ground-Source | WBAHP: Heat Pump Packaged Unit | Heat Pump | 208 | 1 |  |  |  | Single-Speed |  |  |  | 25800 | 1387 | 18.6 | 13.4 | 19400 | 1421 | 4 | 3.1 | Non Federally-Regulated | 11/16/2018 |  | 02/08/2019
Enertech Global, LLC | GEOCOMFORT | GVS036*****1 |  | Water-Source | WBAHP: Heat Pump Packaged Unit | Heat Pump | 208 | 1 |  |  |  | Single-Speed |  |  |  | 37100 | 2262 | 16.4 | 11.2 | 46200 | 2507 | 5.4 | 4.2 | Federally-Regulated Commercial & Industrial Equipment | 02/16/2016 |  | 02/08/2019
Enertech Global, LLC | GEOCOMFORT | GVS036*****1 |  | Ground-Water-Source | WBAHP: Heat Pump Packaged Unit | Heat Pump | 208 | 1 |  |  |  | Single-Speed |  |  |  | 41600 | 1631 | 25.5 | 16.2 | 36900 | 2253 | 4.8 | 3.6 | Non Federally-Regulated | 02/16/2016 |  | 02/08/2019
Enertech Global, LLC | GEOCOMFORT | GVS036*****1 |  | Ground-Source | WBAHP: Heat Pump Packaged Unit | Heat Pump | 208 | 1 |  |  |  | Single-Speed |  |  |  | 38800 | 2020 | 19.2 | 13.4 | 29600 | 2224 | 3.9 | 3.1 | Non Federally-Regulated | 11/16/2018 |  | 02/08/2019
Enertech Global, LLC | GEOCOMFORT | GVS036 |  | Water-Source | WBAHP: Heat Pump Packaged Unit | Heat Pump | 208 | 1 |  |  |  | Single-Speed |  |  |  | 36000 | 2322 | 15.5 | 11.2 | 46500 | 2620 | 5.2 | 4.2 | Federally-Regulated Commercial & Industrial Equipment | 06/28/2016 |  | 02/08/2019
Enertech Global, LLC | GEOCOMFORT | GVS036 |  | Ground-Water-Source | WBAHP: Heat Pump Packaged Unit | Heat Pump | 208 | 1 |  |  |  | Single-Speed |  |  |  | 40500 | 1723 | 23.5 | 16.2 | 37600 | 2395 | 4.6 | 3.6 | Non Federally-Regulated | 06/28/2016 |  | 02/08/2019
Enertech Global, LLC | GEOCOMFORT | GVS036 |  | Ground-Source | WBAHP: Heat Pump Packaged Unit | Heat Pump | 208 | 1 |  |  |  | Single-Speed |  |  |  | 37800 | 2100 | 18 | 13.4 | 30200 | 2269 | 3.9 | 3.1 | Non Federally-Regulated | 11/16/2018 |  | 02/08/2019
Enertech Global, LLC | GEOCOMFORT | GBT048 | MCD060 | Ground-Source | WBAHP-C: Heat Pump Split Syste | Heat Pump | 208 | 1 | False |  |  | Single-Speed |  |  |  | 50800 | 2645 | 19.2 | 13.4 | 37200 | 2725 | 4 | 3.1 | Non Federally-Regulated | 11/16/2018 |  | 02/08/2019
Enertech Global, LLC | GEOCOMFORT | GBT048 | ACD060 | Ground-Source | WBAHP-C: Heat Pump Split Syste | Heat Pump | 208 | 1 | False |  |  | Single-Speed |  |  |  | 50800 | 2645 | 19.2 | 13.4 | 37200 | 2725 | 4 | 3.1 | Non Federally-Regulated | 11/16/2018 |  | 02/08/2019
Enertech Global, LLC | GEOCOMFORT | GBT048 | MPD060 | Ground-Source | WBAHP-CB: Heat Pump Split Syst | Heat Pump | 208 | 1 | False |  |  | Single-Speed |  |  |  | 51500 | 2587 | 19.9 | 13.4 | 37300 | 2802 | 3.9 | 3.1 | Non Federally-Regulated | 11/16/2018 |  | 02/08/2019
Enertech Global, LLC | GEOCOMFORT | GVS048*****1 |  | Water-Source | WBAHP: Heat Pump Packaged Unit | Heat Pump | 208 | 1 |  |  |  | Single-Speed |  |  |  | 49900 | 2884 | 17.3 | 11.2 | 58400 | 3111 | 5.5 | 4.2 | Federally-Regulated Commercial & Industrial Equipment | 10/10/2017 |  | 02/08/2019
Enertech Global, LLC | GEOCOMFORT | GVS048*****1 |  | Ground-Water-Source | WBAHP: Heat Pump Packaged Unit | Heat Pump | 208 | 1 |  |  |  | Single-Speed |  |  |  | 54900 | 2079 | 26.4 | 16.2 | 47500 | 2900 | 4.8 | 3.6 | Non Federally-Regulated | 10/10/2017 |  | 02/08/2019
Enertech Global, LLC | GEOCOMFORT | GVS048*****1 |  | Ground-Source | WBAHP: Heat Pump Packaged Unit | Heat Pump | 208 | 1 |  |  |  | Single-Speed |  |  |  | 51600 | 2567 | 20.1 | 13.4 | 38700 | 2908 | 3.9 | 3.1 | Non Federally-Regulated | 11/16/2018 |  | 02/08/2019
Enertech Global, LLC | GEOCOMFORT | GVS048 |  | Water-Source | WBAHP: Heat Pump Packaged Unit | Heat Pump | 208 | 1 |  |  |  | Single-Speed |  |  |  | 48500 | 3190 | 15.2 | 11.2 | 58900 | 3452 | 5 | 4.2 | Federally-Regulated Commercial & Industrial Equipment | 10/10/2017 |  | 02/08/2019
Enertech Global, LLC | GEOCOMFORT | GVS048 |  | Ground-Water-Source | WBAHP: Heat Pump Packaged Unit | Heat Pump | 208 | 1 |  |  |  | Single-Speed |  |  |  | 53400 | 2362 | 22.6 | 16.2 | 48100 | 3203 | 4.4 | 3.6 | Non Federally-Regulated | 10/10/2017 |  | 02/08/2019
Enertech Global, LLC | GEOCOMFORT | GVS048 |  | Ground-Source | WBAHP: Heat Pump Packaged Unit | Heat Pump | 208 | 1 |  |  |  | Single-Speed |  |  |  | 50500 | 2869 | 17.6 | 13.4 | 39600 | 3223 | 3.6 | 3.1 | Non Federally-Regulated | 11/16/2018 |  | 02/08/2019
Enertech Global, LLC | GEOCOMFORT | GBT036 | ACD036 | Ground-Source | WBAHP-C: Heat Pump Split Syste | Heat Pump | 208 | 1 | False |  |  | Single-Speed |  |  |  | 33900 | 1948 | 17.4 | 13.4 | 27900 | 2209 | 3.7 | 3.1 | Non Federally-Regulated | 11/16/2018 |  | 02/08/2019
Enertech Global, LLC | GEOCOMFORT | GBT036 | MCD036 | Ground-Source | WBAHP-C: Heat Pump Split Syste | Heat Pump | 208 | 1 | False |  |  | Single-Speed |  |  |  | 33900 | 1948 | 17.4 | 13.4 | 27900 | 2209 | 3.7 | 3.1 | Non Federally-Regulated | 11/16/2018 |  | 02/08/2019
Enertech Global, LLC | GEOCOMFORT | GBT036 | MPD036 | Ground-Source | WBAHP-CB: Heat Pump Split Syst | Heat Pump | 208 | 1 | False |  |  | Single-Speed |  |  |  | 35200 | 2058 | 17.1 | 13.4 | 28700 | 2213 | 3.8 | 3.1 | Non Federally-Regulated | 11/16/2018 |  | 02/08/2019
Enertech Global, LLC | GEOCOMFORT | GVS015*****1 |  | Water-Source | WBAHP: Heat Pump Packaged Unit | Heat Pump | 208 | 1 |  |  |  | Single-Speed |  |  |  | 15200 | 808 | 18.8 | 11.2 | 17700 | 810 | 6.4 | 4.2 | Federally-Regulated Commercial & Industrial Equipment | 10/10/2017 |  | 02/08/2019
Enertech Global, LLC | GEOCOMFORT | GVS015*****1 |  | Ground-Water-Source | WBAHP: Heat Pump Packaged Unit | Heat Pump | 208 | 1 |  |  |  | Single-Speed |  |  |  | 17400 | 550 | 31.6 | 16.2 | 14400 | 781 | 5.4 | 3.6 | Non Federally-Regulated | 10/10/2017 |  | 02/08/2019
Enertech Global, LLC | GEOCOMFORT | GVS015*****1 |  | Ground-Source | WBAHP: Heat Pump Packaged Unit | Heat Pump | 208 | 1 |  |  |  | Single-Speed |  |  |  | 16000 | 717 | 22.3 | 13.4 | 11500 | 783 | 4.3 | 3.1 | Non Federally-Regulated | 11/16/2018 |  | 02/08/2019
Enertech Global, LLC | GEOCOMFORT | GVS015 |  | Water-Source | WBAHP: Heat Pump Packaged Unit | Heat Pump | 208 | 1 |  |  |  | Single-Speed |  |  |  | 15100 | 862 | 17.5 | 11.2 | 17900 | 874 | 6 | 4.2 | Federally-Regulated Commercial & Industrial Equipment | 10/10/2017 |  | 02/08/2019
Enertech Global, LLC | GEOCOMFORT | GVS015 |  | Ground-Water-Source | WBAHP: Heat Pump Packaged Unit | Heat Pump | 208 | 1 |  |  |  | Single-Speed |  |  |  | 17500 | 607 | 28.8 | 16.2 | 14600 | 838 | 5.1 | 3.6 | Non Federally-Regulated | 10/10/2017 |  | 02/08/2019
Enertech Global, LLC | GEOCOMFORT | GVS015 |  | Ground-Source | WBAHP: Heat Pump Packaged Unit | Heat Pump | 208 | 1 |  |  |  | Single-Speed |  |  |  | 16000 | 808 | 19.8 | 13.4 | 11600 | 829 | 4.1 | 3.1 | Non Federally-Regulated | 11/16/2018 |  | 02/08/2019
Enertech Global, LLC | GEOCOMFORT | GVS060*****1 |  | Water-Source | WBAHP: Heat Pump Packaged Unit | Heat Pump | 208 | 1 |  |  |  | Single-Speed |  |  |  | 58800 | 3721 | 15.8 | 11.2 | 70900 | 3995 | 5.2 | 4.2 | Federally-Regulated Commercial & Industrial Equipment | 06/28/2016 |  | 02/08/2019
Enertech Global, LLC | GEOCOMFORT | GVS060*****1 |  | Ground-Source | WBAHP: Heat Pump Packaged Unit | Heat Pump | 208 | 1 |  |  |  | Single-Speed |  |  |  | 61500 | 3379 | 18.2 | 13.4 | 46300 | 3570 | 3.8 | 3.1 | Non Federally-Regulated | 11/16/2018 |  | 02/08/2019
Enertech Global, LLC | GEOCOMFORT | GVS009 |  | Water-Source | WBAHP: Heat Pump Packaged Unit | Heat Pump | 208 | 1 |  |  |  | Single-Speed |  |  |  | 10200 | 680 | 15 | 11.2 | 13000 | 732 | 5.2 | 4.2 | Federally-Regulated Commercial & Industrial Equipment | 04/01/2016 |  | 02/08/2019
Enertech Global, LLC | GEOCOMFORT | GVS009 |  | Ground-Water-Source | WBAHP: Heat Pump Packaged Unit | Heat Pump | 208 | 1 |  |  |  | Single-Speed |  |  |  | 11900 | 538 | 22.1 | 16.2 | 10600 | 706 | 4.4 | 3.6 | Non Federally-Regulated | 04/01/2016 |  | 02/08/2019
Enertech Global, LLC | GEOCOMFORT | GVS009 |  | Ground-Source | WBAHP: Heat Pump Packaged Unit | Heat Pump | 208 | 1 |  |  |  | Single-Speed |  |  |  | 10900 | 626 | 17.4 | 13.4 | 8500 | 691 | 3.6 | 3.1 | Non Federally-Regulated | 11/16/2018 |  | 02/08/2019
Enertech Global, LLC | GEOCOMFORT | GCT048D |  | Ground-Water-Source | WBAHP: Heat Pump Packaged Unit | Heat Pump | 208 | 1 |  |  |  | Single-Speed |  |  |  | 53100 | 2435 | 21.8 | 16.2 | 46700 | 2975 | 4.6 | 3.6 | Non Federally-Regulated | 11/30/2016 |  | 02/08/2019
Enertech Global, LLC | GEOCOMFORT | GCT048D |  | Ground-Source | WBAHP: Heat Pump Packaged Unit | Heat Pump | 208 | 1 |  |  |  | Single-Speed |  |  |  | 49000 | 2865 | 17.1 | 13.4 | 38000 | 2855 | 3.9 | 3.1 | Non Federally-Regulated | 11/16/2018 |  | 02/08/2019
Enertech Global, LLC | GEOCOMFORT | GXT048D |  | Ground-Water-Source | WBAHP: Heat Pump Packaged Unit | Heat Pump | 208 | 1 |  |  |  | Single-Speed |  |  |  | 53100 | 2402 | 22.1 | 16.2 | 47400 | 3019 | 4.6 | 3.6 | Non Federally-Regulated | 11/30/2016 |  | 02/08/2019
Enertech Global, LLC | GEOCOMFORT | GXT048D |  | Ground-Source | WBAHP: Heat Pump Packaged Unit | Heat Pump | 208 | 1 |  |  |  | Single-Speed |  |  |  | 49000 | 2865 | 17.1 | 13.4 | 38200 | 2870 | 3.9 | 3.1 | Non Federally-Regulated | 11/16/2018 |  | 02/08/2019
Enertech Global, LLC | GEOCOMFORT | GVS012 |  | Water-Source | WBAHP: Heat Pump Packaged Unit | Heat Pump | 208 | 1 |  |  |  | Single-Speed |  |  |  | 11400 | 735 | 15.5 | 11.2 | 14600 | 855 | 5 | 4.2 | Federally-Regulated Commercial & Industrial Equipment | 02/23/2016 |  | 02/08/2019
Enertech Global, LLC | GEOCOMFORT | GVS012 |  | Ground-Water-Source | WBAHP: Heat Pump Packaged Unit | Heat Pump | 208 | 1 |  |  |  | Single-Speed |  |  |  | 13400 | 556 | 24.1 | 16.2 | 12100 | 824 | 4.3 | 3.6 | Non Federally-Regulated | 02/23/2016 |  | 02/08/2019
Enertech Global, LLC | GEOCOMFORT | GVS012 |  | Ground-Source | WBAHP: Heat Pump Packaged Unit | Heat Pump | 208 | 1 |  |  |  | Single-Speed |  |  |  | 11900 | 657 | 18.1 | 13.4 | 9400 | 765 | 3.6 | 3.1 | Non Federally-Regulated | 11/16/2018 |  | 02/08/2019
Enertech Global, LLC | GEOCOMFORT | GVS042 |  | Water-Source | WBAHP: Heat Pump Packaged Unit | Heat Pump | 208 | 1 |  |  |  | Single-Speed |  |  |  | 41800 | 2612 | 16 | 11.2 | 48500 | 2538 | 5.6 | 4.2 | Federally-Regulated Commercial & Industrial Equipment | 06/28/2016 |  | 02/08/2019
Enertech Global, LLC | GEOCOMFORT | GVS042 |  | Ground-Water-Source | WBAHP: Heat Pump Packaged Unit | Heat Pump | 208 | 1 |  |  |  | Single-Speed |  |  |  | 46700 | 1913 | 24.4 | 16.2 | 39200 | 2444 | 4.7 | 3.6 | Non Federally-Regulated | 06/28/2016 |  | 02/08/2019
Enertech Global, LLC | GEOCOMFORT | GVS042 |  | Ground-Source | WBAHP: Heat Pump Packaged Unit | Heat Pump | 208 | 1 |  |  |  | Single-Speed |  |  |  | 43600 | 2344 | 18.6 | 13.4 | 32000 | 2467 | 3.8 | 3.1 | Non Federally-Regulated | 11/16/2018 |  | 02/08/2019
Enertech Global, LLC | GEOCOMFORT | GVS042*****1 |  | Water-Source | WBAHP: Heat Pump Packaged Unit | Heat Pump | 208 | 1 |  |  |  | Single-Speed |  |  |  | 42900 | 2344 | 18.3 | 11.2 | 47800 | 2374 | 5.9 | 4.2 | Federally-Regulated Commercial & Industrial Equipment | 06/28/2016 |  | 02/08/2019
Enertech Global, LLC | GEOCOMFORT | GVS042*****1 |  | Ground-Water-Source | WBAHP: Heat Pump Packaged Unit | Heat Pump | 208 | 1 |  |  |  | Single-Speed |  |  |  | 47700 | 1679 | 28.4 | 16.2 | 38300 | 2244 | 5 | 3.6 | Non Federally-Regulated | 06/28/2016 |  | 02/08/2019
Enertech Global, LLC | GEOCOMFORT | GVS042*****1 |  | Ground-Source | WBAHP: Heat Pump Packaged Unit | Heat Pump | 208 | 1 |  |  |  | Single-Speed |  |  |  | 44400 | 2094 | 21.2 | 13.4 | 31100 | 2223 | 4.1 | 3.1 | Non Federally-Regulated | 11/16/2018 |  | 02/08/2019
Enertech Global, LLC | GEOCOMFORT | GVS024*****1 |  | Water-Source | WBAHP: Heat Pump Packaged Unit | Heat Pump | 208 | 1 |  |  |  | Single-Speed |  |  |  | 25900 | 1407 | 18.4 | 11.2 | 29800 | 1480 | 5.9 | 4.2 | Federally-Regulated Commercial & Industrial Equipment | 02/16/2016 |  | 02/08/2019
Enertech Global, LLC | GEOCOMFORT | GVS024*****1 |  | Ground-Water-Source | WBAHP: Heat Pump Packaged Unit | Heat Pump | 208 | 1 |  |  |  | Single-Speed |  |  |  | 29400 | 996 | 29.5 | 16.2 | 24000 | 1379 | 5.1 | 3.6 | Non Federally-Regulated | 02/16/2016 |  | 02/08/2019
Enertech Global, LLC | GEOCOMFORT | GVS024*****1 |  | Ground-Source | WBAHP: Heat Pump Packaged Unit | Heat Pump | 208 | 1 |  |  |  | Single-Speed |  |  |  | 27000 | 1250 | 21.6 | 13.4 | 19300 | 1346 | 4.2 | 3.1 | Non Federally-Regulated | 11/16/2018 |  | 02/08/2019
Enertech Global, LLC | GEOCOMFORT | GVS024 |  | Water-Source | WBAHP: Heat Pump Packaged Unit | Heat Pump | 208 | 1 |  |  |  | Single-Speed |  |  |  | 24800 | 1476 | 16.8 | 11.2 | 30000 | 1570 | 5.6 | 4.2 | Federally-Regulated Commercial & Industrial Equipment | 06/28/2016 |  | 02/08/2019
Enertech Global, LLC | GEOCOMFORT | GVS024 |  | Ground-Water-Source | WBAHP: Heat Pump Packaged Unit | Heat Pump | 208 | 1 |  |  |  | Single-Speed |  |  |  | 28100 | 1080 | 26 | 16.2 | 24200 | 1447 | 4.9 | 3.6 | Non Federally-Regulated | 06/28/2016 |  | 02/08/2019
Enertech Global, LLC | GEOCOMFORT | GVS024 |  | Ground-Source | WBAHP: Heat Pump Packaged Unit | Heat Pump | 208 | 1 |  |  |  | Single-Speed |  |  |  | 26000 | 1319 | 19.7 | 13.4 | 19400 | 1421 | 4 | 3.1 | Non Federally-Regulated | 11/16/2018 |  | 02/08/2019
Enertech Global, LLC | GEOCOMFORT | GCT036D |  | Ground-Water-Source | WBAHP: Heat Pump Packaged Unit | Heat Pump | 208 | 1 |  |  |  | Single-Speed |  |  |  | 41700 | 1774 | 23.5 | 16.2 | 36700 | 2151 | 5 | 3.6 | Non Federally-Regulated | 11/30/2016 |  | 02/08/2019
Enertech Global, LLC | GEOCOMFORT | GCT036D |  | Ground-Source | WBAHP: Heat Pump Packaged Unit | Heat Pump | 208 | 1 |  |  |  | Single-Speed |  |  |  | 38600 | 2109 | 18.3 | 13.4 | 28600 | 2044 | 4.1 | 3.1 | Non Federally-Regulated | 11/16/2018 |  | 02/08/2019
Enertech Global, LLC | GEOCOMFORT | GXT036D |  | Ground-Water-Source | WBAHP: Heat Pump Packaged Unit | Heat Pump | 208 | 1 |  |  |  | Single-Speed |  |  |  | 42200 | 1758 | 24 | 16.2 | 37000 | 2126 | 5.1 | 3.6 | Non Federally-Regulated | 11/30/2016 |  | 02/08/2019
Enertech Global, LLC | GEOCOMFORT | GXT036D |  | Ground-Source | WBAHP: Heat Pump Packaged Unit | Heat Pump | 208 | 1 |  |  |  | Single-Speed |  |  |  | 38900 | 2125 | 18.3 | 13.4 | 29200 | 2037 | 4.2 | 3.1 | Non Federally-Regulated | 11/16/2018 |  | 02/08/2019
Enertech Global, LLC | GEOCOMFORT | GVS006 |  | Water-Source | WBAHP: Heat Pump Packaged Unit | Heat Pump | 208 | 1 |  |  |  | Single-Speed |  |  |  | 6800 | 425 | 16 | 11.2 | 8400 | 447 | 5.5 | 4.2 | Federally-Regulated Commercial & Industrial Equipment | 07/11/2016 |  | 02/08/2019
Enertech Global, LLC | GEOCOMFORT | GVS006 |  | Ground-Water-Source | WBAHP: Heat Pump Packaged Unit | Heat Pump | 208 | 1 |  |  |  | Single-Speed |  |  |  | 7800 | 302 | 25.8 | 16.2 | 7000 | 445 | 4.6 | 3.6 | Non Federally-Regulated | 07/11/2016 |  | 02/08/2019
Enertech Global, LLC | GEOCOMFORT | GVS006 |  | Ground-Source | WBAHP: Heat Pump Packaged Unit | Heat Pump | 208 | 1 |  |  |  | Single-Speed |  |  |  | 7200 | 387 | 18.6 | 13.4 | 5600 | 443 | 3.7 | 3.1 | Non Federally-Regulated | 11/16/2018 |  | 02/08/2019
Enertech Global, LLC | GEOCOMFORT | GYT060 |  | Ground-Source | WBAHP: Heat Pump Packaged Unit | Heat Pump | 208 | 1 |  |  |  | Single-Speed |  |  |  | 64300 | 3331 | 19.3 | 13.4 | 49200 | 3516 | 4.1 | 3.1 | Non Federally-Regulated | 11/16/2018 |  | 02/08/2019
Enertech Global, LLC | GEOCOMFORT | GVS018*****1 |  | Water-Source | WBAHP: Heat Pump Packaged Unit | Heat Pump | 208 | 1 |  |  |  | Single-Speed |  |  |  | 20700 | 1101 | 18.8 | 11.2 | 23700 | 1120 | 6.2 | 4.2 | Federally-Regulated Commercial & Industrial Equipment | 02/16/2016 |  | 02/08/2019
Enertech Global, LLC | GEOCOMFORT | GVS018*****1 |  | Ground-Water-Source | WBAHP: Heat Pump Packaged Unit | Heat Pump | 208 | 1 |  |  |  | Single-Speed |  |  |  | 23200 | 760 | 30.5 | 16.2 | 19600 | 1083 | 5.3 | 3.6 | Non Federally-Regulated | 02/16/2016 |  | 02/08/2019
Enertech Global, LLC | GEOCOMFORT | GVS018*****1 |  | Ground-Source | WBAHP: Heat Pump Packaged Unit | Heat Pump | 208 | 1 |  |  |  | Single-Speed |  |  |  | 21700 | 977 | 22.2 | 13.4 | 15700 | 1122 | 4.1 | 3.1 | Non Federally-Regulated | 11/16/2018 |  | 02/08/2019
Enertech Global, LLC | GEOCOMFORT | GVS018 |  | Ground-Source | WBAHP: Heat Pump Packaged Unit | Heat Pump | 208 | 1 |  |  |  | Single-Speed |  |  |  | 21400 | 1070 | 20 | 13.4 | 16300 | 1224 | 3.9 | 3.1 | Non Federally-Regulated | 11/16/2018 |  | 02/08/2019
Enertech Global, LLC | GEOCOMFORT | GVS030*****1 |  | Water-Source | WBAHP: Heat Pump Packaged Unit | Heat Pump | 208 | 1 |  |  |  | Single-Speed |  |  |  | 30100 | 1710 | 17.6 | 11.2 | 36200 | 1798 | 5.9 | 4.2 | Federally-Regulated Commercial & Industrial Equipment | 02/16/2016 |  | 02/08/2019
Enertech Global, LLC | GEOCOMFORT | GVS030*****1 |  | Ground-Water-Source | WBAHP: Heat Pump Packaged Unit | Heat Pump | 208 | 1 |  |  |  | Single-Speed |  |  |  | 34000 | 1236 | 27.5 | 16.2 | 29200 | 1677 | 5.1 | 3.6 | Non Federally-Regulated | 02/16/2016 |  | 02/08/2019
Enertech Global, LLC | GEOCOMFORT | GVS030*****1 |  | Ground-Source | WBAHP: Heat Pump Packaged Unit | Heat Pump | 208 | 1 |  |  |  | Single-Speed |  |  |  | 31400 | 1539 | 20.4 | 13.4 | 23200 | 1618 | 4.2 | 3.1 | Non Federally-Regulated | 11/16/2018 |  | 02/08/2019
Enertech Global, LLC | GEOCOMFORT | GVS030 |  | Water-Source | WBAHP: Heat Pump Packaged Unit | Heat Pump | 208 | 1 |  |  |  | Single-Speed |  |  |  | 28600 | 1798 | 15.9 | 11.2 | 34900 | 1894 | 5.4 | 4.2 | Federally-Regulated Commercial & Industrial Equipment | 10/10/2017 |  | 02/08/2019
Enertech Global, LLC | GEOCOMFORT | GVS030 |  | Ground-Water-Source | WBAHP: Heat Pump Packaged Unit | Heat Pump | 208 | 1 |  |  |  | Single-Speed |  |  |  | 31000 | 1324 | 23.4 | 16.2 | 28700 | 1789 | 4.7 | 3.6 | Non Federally-Regulated | 10/10/2017 |  | 02/08/2019
Enertech Global, LLC | GEOCOMFORT | GVS030 |  | Ground-Source | WBAHP: Heat Pump Packaged Unit | Heat Pump | 208 | 1 |  |  |  | Single-Speed |  |  |  | 30100 | 1627 | 18.5 | 13.4 | 22300 | 1675 | 3.9 | 3.1 | Non Federally-Regulated | 11/16/2018 |  | 02/08/2019
Enertech Global, LLC | GEOCOMFORT | GCT024D |  | Ground-Water-Source | WBAHP: Heat Pump Packaged Unit | Heat Pump | 208 | 1 |  |  |  | Single-Speed |  |  |  | 28900 | 1111 | 26 | 16.2 | 24300 | 1396 | 5.1 | 3.6 | Non Federally-Regulated | 11/30/2016 |  | 02/08/2019
Enertech Global, LLC | GEOCOMFORT | GCT024D |  | Ground-Source | WBAHP: Heat Pump Packaged Unit | Heat Pump | 208 | 1 |  |  |  | Single-Speed |  |  |  | 26500 | 1325 | 20 | 13.4 | 19700 | 1374 | 4.2 | 3.1 | Non Federally-Regulated | 11/16/2018 |  | 02/08/2019
Enertech Global, LLC | GEOCOMFORT | GXT024D |  | Ground-Water-Source | WBAHP: Heat Pump Packaged Unit | Heat Pump | 208 | 1 |  |  |  | Single-Speed |  |  |  | 29600 | 1100 | 26.9 | 16.2 | 24700 | 1392 | 5.2 | 3.6 | Non Federally-Regulated | 11/30/2016 |  | 02/08/2019
Enertech Global, LLC | GEOCOMFORT | GXT024D |  | Ground-Source | WBAHP: Heat Pump Packaged Unit | Heat Pump | 208 | 1 |  |  |  | Single-Speed |  |  |  | 27200 | 1339 | 20.3 | 13.4 | 19800 | 1349 | 4.3 | 3.1 | Non Federally-Regulated | 11/16/2018 |  | 02/08/2019
Enertech Global, LLC | GEOCOMFORT | GCT060D |  | Ground-Source | WBAHP: Heat Pump Packaged Unit | Heat Pump | 208 | 1 |  |  |  | Single-Speed |  |  |  | 61300 | 3522 | 17.4 | 13.4 | 46500 | 3683 | 3.7 | 3.1 | Non Federally-Regulated | 11/16/2018 |  | 02/08/2019
Enertech Global, LLC | GEOCOMFORT | GXT060D |  | Ground-Source | WBAHP: Heat Pump Packaged Unit | Heat Pump | 208 | 1 |  |  |  | Single-Speed |  |  |  | 63000 | 3539 | 17.8 | 13.4 | 47700 | 3778 | 3.7 | 3.1 | Non Federally-Regulated | 11/16/2018 |  | 02/08/2019
Enertech Global, LLC | GEOCOMFORT | GST060A | MCD060 | Ground-Source | WBAHP-C: Heat Pump Split Syste | Heat Pump | 208 | 1 | False |  |  | Single-Speed |  |  |  | 60600 | 3607 | 16.8 | 13.4 | 44100 | 3590 | 3.6 | 3.1 | Non Federally-Regulated | 11/16/2018 |  | 02/08/2019
Enertech Global, LLC | GEOCOMFORT | GST060A | ACD060 | Ground-Water-Source | WBAHP-C: Heat Pump Split Syste | Heat Pump | 208 | 1 | False |  |  | Single-Speed |  |  |  | 61100 | 3039 | 20.1 | 16.2 | 53300 | 3809 | 4.1 | 3.6 | Non Federally-Regulated | 08/08/2017 |  | 02/08/2019
Enertech Global, LLC | GEOCOMFORT | GST060A | ACD060 | Ground-Source | WBAHP-C: Heat Pump Split Syste | Heat Pump | 208 | 1 | False |  |  | Single-Speed |  |  |  | 60600 | 3607 | 16.8 | 13.4 | 44100 | 3590 | 3.6 | 3.1 | Non Federally-Regulated | 11/16/2018 |  | 02/08/2019
Enertech Global, LLC | GEOCOMFORT | GBS018 | MPD024 | Ground-Source | WBAHP-CB: Heat Pump Split Syst | Heat Pump | 208 | 1 | False |  |  | Single-Speed |  |  |  | 20400 | 1079 | 18.9 | 13.4 | 14600 | 1188 | 3.6 | 3.1 | Non Federally-Regulated | 11/16/2018 |  | 02/08/2019
Enertech Global, LLC | GEOCOMFORT | GBS018 | ACD024 | Ground-Source | WBAHP-C: Heat Pump Split Syste | Heat Pump | 208 | 1 | False |  |  | Single-Speed |  |  |  | 20100 | 1080 | 18.6 | 13.4 | 14700 | 1196 | 3.6 | 3.1 | Non Federally-Regulated | 11/16/2018 |  | 02/08/2019
Enertech Global, LLC | GEOCOMFORT | GBS018 | MCD024 | Ground-Source | WBAHP-C: Heat Pump Split Syste | Heat Pump | 208 | 1 | False |  |  | Single-Speed |  |  |  | 20100 | 1080 | 18.6 | 13.4 | 14700 | 1196 | 3.6 | 3.1 | Non Federally-Regulated | 11/16/2018 |  | 02/08/2019
Enertech Global, LLC | GEOCOMFORT | GST048A | MCD060 | Ground-Source | WBAHP-C: Heat Pump Split Syste | Heat Pump | 208 | 1 | False |  |  | Single-Speed |  |  |  | 51900 | 2820 | 18.4 | 13.4 | 36700 | 2757 | 3.9 | 3.1 | Non Federally-Regulated | 11/16/2018 |  | 02/08/2019
Enertech Global, LLC | GEOCOMFORT | GST048A | ACD060 | Ground-Water-Source | WBAHP-C: Heat Pump Split Syste | Heat Pump | 208 | 1 | False |  |  | Single-Speed |  |  |  | 54700 | 2347 | 23.3 | 16.2 | 45500 | 2898 | 4.6 | 3.6 | Non Federally-Regulated | 08/08/2017 |  | 02/08/2019
Enertech Global, LLC | GEOCOMFORT | GST048A | ACD060 | Ground-Source | WBAHP-C: Heat Pump Split Syste | Heat Pump | 208 | 1 | False |  |  | Single-Speed |  |  |  | 51900 | 2820 | 18.4 | 13.4 | 36700 | 2757 | 3.9 | 3.1 | Non Federally-Regulated | 11/16/2018 |  | 02/08/2019
Enertech Global, LLC | GEOCOMFORT | GST048A | MPD060 | Ground-Water-Source | WBAHP-CB: Heat Pump Split Syst | Heat Pump | 208 | 1 | False |  |  | Single-Speed |  |  |  | 55400 | 2308 | 24 | 16.2 | 44400 | 2891 | 4.5 | 3.6 | Non Federally-Regulated | 08/08/2017 |  | 02/08/2019
Enertech Global, LLC | GEOCOMFORT | GST048A | MPD060 | Ground-Source | WBAHP-CB: Heat Pump Split Syst | Heat Pump | 208 | 1 | False |  |  | Single-Speed |  |  |  | 52000 | 2780 | 18.7 | 13.4 | 35900 | 2768 | 3.8 | 3.1 | Non Federally-Regulated | 11/16/2018 |  | 02/08/2019
Enertech Global, LLC | GEOCOMFORT | GST024A | MCD024 | Ground-Source | WBAHP-C: Heat Pump Split Syste | Heat Pump | 208 | 1 | False |  |  | Single-Speed |  |  |  | 25300 | 1497 | 16.9 | 13.4 | 18100 | 1433 | 3.7 | 3.1 | Non Federally-Regulated | 11/16/2018 |  | 02/08/2019
Enertech Global, LLC | GEOCOMFORT | GST024A | ACD024 | Ground-Water-Source | WBAHP-C: Heat Pump Split Syste | Heat Pump | 208 | 1 | False |  |  | Single-Speed |  |  |  | 27300 | 1246 | 21.9 | 16.2 | 23100 | 1538 | 4.4 | 3.6 | Non Federally-Regulated | 08/08/2017 |  | 02/08/2019
Enertech Global, LLC | GEOCOMFORT | GST024A | ACD024 | Ground-Source | WBAHP-C: Heat Pump Split Syste | Heat Pump | 208 | 1 | False |  |  | Single-Speed |  |  |  | 25300 | 1497 | 16.9 | 13.4 | 18100 | 1433 | 3.7 | 3.1 | Non Federally-Regulated | 11/16/2018 |  | 02/08/2019
Enertech Global, LLC | GEOCOMFORT | GST036A | MCD036 | Ground-Source | WBAHP-C: Heat Pump Split Syste | Heat Pump | 208 | 1 | False |  |  | Single-Speed |  |  |  | 36700 | 2171 | 16.9 | 13.4 | 28000 | 2159 | 3.8 | 3.1 | Non Federally-Regulated | 11/16/2018 |  | 02/08/2019
Enertech Global, LLC | GEOCOMFORT | GST036A | ACD036 | Ground-Water-Source | WBAHP-C: Heat Pump Split Syste | Heat Pump | 208 | 1 | False |  |  | Single-Speed |  |  |  | 38800 | 1813 | 21.4 | 16.2 | 35700 | 2325 | 4.5 | 3.6 | Non Federally-Regulated | 08/08/2017 |  | 02/08/2019
Enertech Global, LLC | GEOCOMFORT | GST036A | ACD036 | Ground-Source | WBAHP-C: Heat Pump Split Syste | Heat Pump | 208 | 1 | False |  |  | Single-Speed |  |  |  | 36700 | 2171 | 16.9 | 13.4 | 28000 | 2159 | 3.8 | 3.1 | Non Federally-Regulated | 11/16/2018 |  | 02/08/2019
Enertech Global, LLC | GEOCOMFORT | GST036A | MPD036 | Ground-Water-Source | WBAHP-CB: Heat Pump Split Syst | Heat Pump | 208 | 1 | False |  |  | Single-Speed |  |  |  | 40000 | 1851 | 21.6 | 16.2 | 35800 | 2440 | 4.3 | 3.6 | Non Federally-Regulated | 08/08/2017 |  | 02/08/2019
Enertech Global, LLC | GEOCOMFORT | GST036A | MPD036 | Ground-Source | WBAHP-CB: Heat Pump Split Syst | Heat Pump | 208 | 1 | False |  |  | Single-Speed |  |  |  | 37400 | 2294 | 16.3 | 13.4 | 28000 | 2279 | 3.6 | 3.1 | Non Federally-Regulated | 11/16/2018 |  | 02/08/2019
Enertech Global, LLC | GEOCOMFORT | GST060A | MPD060 | Ground-Source | WBAHP-CB: Heat Pump Split Syst | Heat Pump | 208 | 1 | False |  |  | Single-Speed |  |  |  | 62200 | 3702 | 16.8 | 13.4 | 44200 | 3701 | 3.5 | 3.1 | Non Federally-Regulated | 11/16/2018 |  | 02/08/2019
Enertech Global, LLC | Hydron Module | HBT060 | MCD060 | Ground-Source | WBAHP-C: Heat Pump Split Syste | Heat Pump | 208 | 1 | False |  |  | Single-Speed |  |  |  | 61000 | 3465 | 17.6 | 13.4 | 45500 | 3604 | 3.7 | 3.1 | Non Federally-Regulated | 11/19/2018 |  | 02/08/2019
Enertech Global, LLC | Hydron Module | HBT060 | ACD060 | Ground-Source | WBAHP-C: Heat Pump Split Syste | Heat Pump | 208 | 1 | False |  |  | Single-Speed |  |  |  | 61000 | 3465 | 17.6 | 13.4 | 45500 | 3604 | 3.7 | 3.1 | Non Federally-Regulated | 11/19/2018 |  | 02/08/2019
Enertech Global, LLC | Hydron Module | HBT060 | MPD060 | Ground-Source | WBAHP-CB: Heat Pump Split Syst | Heat Pump | 208 | 1 | False |  |  | Single-Speed |  |  |  | 62300 | 3539 | 17.6 | 13.4 | 45900 | 3635 | 3.7 | 3.1 | Non Federally-Regulated | 11/19/2018 |  | 02/08/2019
Enertech Global, LLC | Hydron Module | HBT024 | MPD024 | Ground-Source | WBAHP-CB: Heat Pump Split Syst | Heat Pump | 208 | 1 | False |  |  | Dual-Speed |  |  |  | 24900 | 1439 | 17.3 | 13.4 | 18200 | 1568 | 3.4 | 3.1 | Non Federally-Regulated | 11/19/2018 |  | 02/08/2019
Enertech Global, LLC | Hydron Module | HBT024 | ACD024 | Ground-Source | WBAHP-C: Heat Pump Split Syste | Heat Pump | 208 | 1 | False |  |  | Dual-Speed |  |  |  | 24500 | 1392 | 17.6 | 13.4 | 17800 | 1449 | 3.6 | 3.1 | Non Federally-Regulated | 11/19/2018 |  | 02/08/2019
Enertech Global, LLC | Hydron Module | HBT024 | MCD024 | Ground-Source | WBAHP-C: Heat Pump Split Syste | Heat Pump | 208 | 1 | False |  |  | Dual-Speed |  |  |  | 24500 | 1392 | 17.6 | 13.4 | 17800 | 1449 | 3.6 | 3.1 | Non Federally-Regulated | 11/19/2018 |  | 02/08/2019
Enertech Global, LLC | Hydron Module | HYT048 |  | Ground-Water-Source | WBAHP: Heat Pump Packaged Unit | Heat Pump | 208 | 1 |  |  |  | Single-Speed |  |  |  | 57100 | 2179 | 26.2 | 16.2 | 49500 | 2789 | 5.2 | 3.6 | Non Federally-Regulated | 06/28/2016 |  | 02/08/2019
Enertech Global, LLC | Hydron Module | HYT048 |  | Ground-Source | WBAHP: Heat Pump Packaged Unit | Heat Pump | 208 | 1 |  |  |  | Single-Speed |  |  |  | 53300 | 2638 | 20.2 | 13.4 | 39900 | 2719 | 4.3 | 3.1 | Non Federally-Regulated | 11/19/2018 |  | 02/08/2019
Enertech Global, LLC | Hydron Module | HVT060 |  | Water-Source | WBAHP: Heat Pump Packaged Unit | Heat Pump | 208 | 1 |  |  |  | Single-Speed |  |  |  | 58600 | 3805 | 15.4 | 11.2 | 70500 | 4051 | 5.1 | 4.2 | Federally-Regulated Commercial & Industrial Equipment | 10/10/2017 |  | 02/08/2019
Enertech Global, LLC | Hydron Module | HVT060 |  | Ground-Water-Source | WBAHP: Heat Pump Packaged Unit | Heat Pump | 208 | 1 |  |  |  | Single-Speed |  |  |  | 64200 | 2918 | 22 | 16.2 | 57500 | 3744 | 4.5 | 3.6 | Non Federally-Regulated | 10/10/2017 |  | 02/08/2019
Enertech Global, LLC | Hydron Module | HVT060 |  | Ground-Source | WBAHP: Heat Pump Packaged Unit | Heat Pump | 208 | 1 |  |  |  | Single-Speed |  |  |  | 60900 | 3460 | 17.6 | 13.4 | 46300 | 3570 | 3.8 | 3.1 | Non Federally-Regulated | 11/19/2018 |  | 02/08/2019
Enertech Global, LLC | Hydron Module | HYT036 |  | Ground-Water-Source | WBAHP: Heat Pump Packaged Unit | Heat Pump | 208 | 1 |  |  |  | Single-Speed |  |  |  | 44300 | 1640 | 27 | 16.2 | 37500 | 1998 | 5.5 | 3.6 | Non Federally-Regulated | 06/28/2016 |  | 02/08/2019
Enertech Global, LLC | Hydron Module | HYT036 |  | Ground-Source | WBAHP: Heat Pump Packaged Unit | Heat Pump | 208 | 1 |  |  |  | Single-Speed |  |  |  | 41200 | 1971 | 20.9 | 13.4 | 29100 | 1895 | 4.5 | 3.1 | Non Federally-Regulated | 11/19/2018 |  | 02/08/2019
Enertech Global, LLC | Hydron Module | HVT036 |  | Water-Source | WBAHP: Heat Pump Packaged Unit | Heat Pump | 208 | 1 |  |  |  | Single-Speed |  |  |  | 35800 | 2324 | 15.4 | 11.2 | 45500 | 2614 | 5.1 | 4.2 | Federally-Regulated Commercial & Industrial Equipment | 02/16/2016 |  | 02/08/2019
Enertech Global, LLC | Hydron Module | HVT036 |  | Ground-Water-Source | WBAHP: Heat Pump Packaged Unit | Heat Pump | 208 | 1 |  |  |  | Single-Speed |  |  |  | 40000 | 1754 | 22.8 | 16.2 | 36900 | 2350 | 4.6 | 3.6 | Non Federally-Regulated | 02/16/2016 |  | 02/08/2019
Enertech Global, LLC | Hydron Module | HVT036 |  | Ground-Source | WBAHP: Heat Pump Packaged Unit | Heat Pump | 208 | 1 |  |  |  | Single-Speed |  |  |  | 37400 | 2112 | 17.7 | 13.4 | 29500 | 2216 | 3.9 | 3.1 | Non Federally-Regulated | 11/19/2018 |  | 02/08/2019
Enertech Global, LLC | Hydron Module | HYT024 |  | Ground-Water-Source | WBAHP: Heat Pump Packaged Unit | Heat Pump | 208 | 1 |  |  |  | Single-Speed |  |  |  | 29200 | 1136 | 25.7 | 16.2 | 23400 | 1293 | 5.3 | 3.6 | Non Federally-Regulated | 02/23/2016 |  | 02/08/2019
Enertech Global, LLC | Hydron Module | HYT024 |  | Ground-Source | WBAHP: Heat Pump Packaged Unit | Heat Pump | 208 | 1 |  |  |  | Single-Speed |  |  |  | 27100 | 1361 | 19.9 | 13.4 | 19000 | 1294 | 4.3 | 3.1 | Non Federally-Regulated | 11/19/2018 |  | 02/08/2019
Enertech Global, LLC | Hydron Module | HVT024 |  | Water-Source | WBAHP: Heat Pump Packaged Unit | Heat Pump | 208 | 1 |  |  |  | Single-Speed |  |  |  | 24600 | 1527 | 16.1 | 11.2 | 29100 | 1640 | 5.2 | 4.2 | Federally-Regulated Commercial & Industrial Equipment | 02/16/2016 |  | 02/08/2019
Enertech Global, LLC | Hydron Module | HVT024 |  | Ground-Water-Source | WBAHP: Heat Pump Packaged Unit | Heat Pump | 208 | 1 |  |  |  | Single-Speed |  |  |  | 27600 | 1159 | 23.8 | 16.2 | 23900 | 1522 | 4.6 | 3.6 | Non Federally-Regulated | 02/16/2016 |  | 02/08/2019
Enertech Global, LLC | Hydron Module | HVT024 |  | Ground-Source | WBAHP: Heat Pump Packaged Unit | Heat Pump | 208 | 1 |  |  |  | Single-Speed |  |  |  | 25800 | 1387 | 18.6 | 13.4 | 19400 | 1421 | 4 | 3.1 | Non Federally-Regulated | 11/19/2018 |  | 02/08/2019
Enertech Global, LLC | Hydron Module | HVS036*****1 |  | Water-Source | WBAHP: Heat Pump Packaged Unit | Heat Pump | 208 | 1 |  |  |  | Single-Speed |  |  |  | 37100 | 2262 | 16.4 | 11.2 | 46200 | 2507 | 5.4 | 4.2 | Federally-Regulated Commercial & Industrial Equipment | 02/16/2016 |  | 02/08/2019
Enertech Global, LLC | Hydron Module | HVS036*****1 |  | Ground-Water-Source | WBAHP: Heat Pump Packaged Unit | Heat Pump | 208 | 1 |  |  |  | Single-Speed |  |  |  | 41600 | 1631 | 25.5 | 16.2 | 36900 | 2253 | 4.8 | 3.6 | Non Federally-Regulated | 02/16/2016 |  | 02/08/2019
Enertech Global, LLC | Hydron Module | HVS036*****1 |  | Ground-Source | WBAHP: Heat Pump Packaged Unit | Heat Pump | 208 | 1 |  |  |  | Single-Speed |  |  |  | 38800 | 2020 | 19.2 | 13.4 | 29600 | 2224 | 3.9 | 3.1 | Non Federally-Regulated | 11/19/2018 |  | 02/08/2019
Enertech Global, LLC | Hydron Module | HVS036 |  | Water-Source | WBAHP: Heat Pump Packaged Unit | Heat Pump | 208 | 1 |  |  |  | Single-Speed |  |  |  | 36000 | 2322 | 15.5 | 11.2 | 46500 | 2620 | 5.2 | 4.2 | Federally-Regulated Commercial & Industrial Equipment | 06/28/2016 |  | 02/08/2019
Enertech Global, LLC | Hydron Module | HVS036 |  | Ground-Water-Source | WBAHP: Heat Pump Packaged Unit | Heat Pump | 208 | 1 |  |  |  | Single-Speed |  |  |  | 40500 | 1723 | 23.5 | 16.2 | 37600 | 2395 | 4.6 | 3.6 | Non Federally-Regulated | 06/28/2016 |  | 02/08/2019
Enertech Global, LLC | Hydron Module | HVS036 |  | Ground-Source | WBAHP: Heat Pump Packaged Unit | Heat Pump | 208 | 1 |  |  |  | Single-Speed |  |  |  | 37800 | 2100 | 18 | 13.4 | 30200 | 2269 | 3.9 | 3.1 | Non Federally-Regulated | 11/19/2018 |  | 02/08/2019
Enertech Global, LLC | Hydron Module | HBT048 | MCD060 | Ground-Source | WBAHP-C: Heat Pump Split Syste | Heat Pump | 208 | 1 | False |  |  | Single-Speed |  |  |  | 50800 | 2645 | 19.2 | 13.4 | 37200 | 2725 | 4 | 3.1 | Non Federally-Regulated | 11/19/2018 |  | 02/08/2019
Enertech Global, LLC | Hydron Module | HBT048 | ACD060 | Ground-Source | WBAHP-C: Heat Pump Split Syste | Heat Pump | 208 | 1 | False |  |  | Single-Speed |  |  |  | 50800 | 2645 | 19.2 | 13.4 | 37200 | 2725 | 4 | 3.1 | Non Federally-Regulated | 11/19/2018 |  | 02/08/2019
Enertech Global, LLC | Hydron Module | HBT048 | MPD060 | Ground-Source | WBAHP-CB: Heat Pump Split Syst | Heat Pump | 208 | 1 | False |  |  | Single-Speed |  |  |  | 51500 | 2587 | 19.9 | 13.4 | 37300 | 2802 | 3.9 | 3.1 | Non Federally-Regulated | 11/19/2018 |  | 02/08/2019
Enertech Global, LLC | Hydron Module | HVS048*****1 |  | Water-Source | WBAHP: Heat Pump Packaged Unit | Heat Pump | 208 | 1 |  |  |  | Single-Speed |  |  |  | 49900 | 2884 | 17.3 | 11.2 | 58400 | 3111 | 5.5 | 4.2 | Federally-Regulated Commercial & Industrial Equipment | 10/10/2017 |  | 02/08/2019
Enertech Global, LLC | Hydron Module | HVS048*****1 |  | Ground-Water-Source | WBAHP: Heat Pump Packaged Unit | Heat Pump | 208 | 1 |  |  |  | Single-Speed |  |  |  | 54900 | 2079 | 26.4 | 16.2 | 47500 | 2900 | 4.8 | 3.6 | Non Federally-Regulated | 10/10/2017 |  | 02/08/2019
Enertech Global, LLC | Hydron Module | HVS048*****1 |  | Ground-Source | WBAHP: Heat Pump Packaged Unit | Heat Pump | 208 | 1 |  |  |  | Single-Speed |  |  |  | 51600 | 2567 | 20.1 | 13.4 | 38700 | 2908 | 3.9 | 3.1 | Non Federally-Regulated | 11/19/2018 |  | 02/08/2019
Enertech Global, LLC | Hydron Module | HVS048 |  | Water-Source | WBAHP: Heat Pump Packaged Unit | Heat Pump | 208 | 1 |  |  |  | Single-Speed |  |  |  | 48500 | 3190 | 15.2 | 11.2 | 58900 | 3452 | 5 | 4.2 | Federally-Regulated Commercial & Industrial Equipment | 10/10/2017 |  | 02/08/2019
Enertech Global, LLC | Hydron Module | HVS048 |  | Ground-Water-Source | WBAHP: Heat Pump Packaged Unit | Heat Pump | 208 | 1 |  |  |  | Single-Speed |  |  |  | 53400 | 2362 | 22.6 | 16.2 | 48100 | 3203 | 4.4 | 3.6 | Non Federally-Regulated | 10/10/2017 |  | 02/08/2019
Enertech Global, LLC | Hydron Module | HVS048 |  | Ground-Source | WBAHP: Heat Pump Packaged Unit | Heat Pump | 208 | 1 |  |  |  | Single-Speed |  |  |  | 50500 | 2869 | 17.6 | 13.4 | 39600 | 3223 | 3.6 | 3.1 | Non Federally-Regulated | 11/19/2018 |  | 02/08/2019
Enertech Global, LLC | Hydron Module | HBT036 | ACD036 | Ground-Source | WBAHP-C: Heat Pump Split Syste | Heat Pump | 208 | 1 | False |  |  | Single-Speed |  |  |  | 33900 | 1948 | 17.4 | 13.4 | 27900 | 2209 | 3.7 | 3.1 | Non Federally-Regulated | 11/19/2018 |  | 02/08/2019
Enertech Global, LLC | Hydron Module | HBT036 | MCD036 | Ground-Source | WBAHP-C: Heat Pump Split Syste | Heat Pump | 208 | 1 | False |  |  | Single-Speed |  |  |  | 33900 | 1948 | 17.4 | 13.4 | 27900 | 2209 | 3.7 | 3.1 | Non Federally-Regulated | 11/19/2018 |  | 02/08/2019
Enertech Global, LLC | Hydron Module | HBT036 | MPD036 | Ground-Source | WBAHP-CB: Heat Pump Split Syst | Heat Pump | 208 | 1 | False |  |  | Single-Speed |  |  |  | 35200 | 2058 | 17.1 | 13.4 | 28700 | 2213 | 3.8 | 3.1 | Non Federally-Regulated | 11/19/2018 |  | 02/08/2019
Enertech Global, LLC | Hydron Module | HVS015*****1 |  | Water-Source | WBAHP: Heat Pump Packaged Unit | Heat Pump | 208 | 1 |  |  |  | Single-Speed |  |  |  | 15200 | 808 | 18.8 | 11.2 | 17700 | 810 | 6.4 | 4.2 | Federally-Regulated Commercial & Industrial Equipment | 10/10/2017 |  | 02/08/2019
Enertech Global, LLC | Hydron Module | HVS015*****1 |  | Ground-Water-Source | WBAHP: Heat Pump Packaged Unit | Heat Pump | 208 | 1 |  |  |  | Single-Speed |  |  |  | 17400 | 550 | 31.6 | 16.2 | 14400 | 781 | 5.4 | 3.6 | Non Federally-Regulated | 10/10/2017 |  | 02/08/2019
Enertech Global, LLC | Hydron Module | HVS015*****1 |  | Ground-Source | WBAHP: Heat Pump Packaged Unit | Heat Pump | 208 | 1 |  |  |  | Single-Speed |  |  |  | 16000 | 717 | 22.3 | 13.4 | 11500 | 783 | 4.3 | 3.1 | Non Federally-Regulated | 11/19/2018 |  | 02/08/2019
Enertech Global, LLC | Hydron Module | HVS015 |  | Water-Source | WBAHP: Heat Pump Packaged Unit | Heat Pump | 208 | 1 |  |  |  | Single-Speed |  |  |  | 15100 | 862 | 17.5 | 11.2 | 17900 | 874 | 6 | 4.2 | Federally-Regulated Commercial & Industrial Equipment | 10/10/2017 |  | 02/08/2019
Enertech Global, LLC | Hydron Module | HVS015 |  | Ground-Water-Source | WBAHP: Heat Pump Packaged Unit | Heat Pump | 208 | 1 |  |  |  | Single-Speed |  |  |  | 17500 | 607 | 28.8 | 16.2 | 14600 | 838 | 5.1 | 3.6 | Non Federally-Regulated | 10/10/2017 |  | 02/08/2019
Enertech Global, LLC | Hydron Module | HVS015 |  | Ground-Source | WBAHP: Heat Pump Packaged Unit | Heat Pump | 208 | 1 |  |  |  | Single-Speed |  |  |  | 16000 | 808 | 19.8 | 13.4 | 11600 | 829 | 4.1 | 3.1 | Non Federally-Regulated | 11/19/2018 |  | 02/08/2019
Enertech Global, LLC | Hydron Module | HVS060*****1 |  | Water-Source | WBAHP: Heat Pump Packaged Unit | Heat Pump | 208 | 1 |  |  |  | Single-Speed |  |  |  | 58800 | 3721 | 15.8 | 11.2 | 70900 | 3995 | 5.2 | 4.2 | Federally-Regulated Commercial & Industrial Equipment | 06/28/2016 |  | 02/08/2019
Enertech Global, LLC | Hydron Module | HVS060*****1 |  | Ground-Source | WBAHP: Heat Pump Packaged Unit | Heat Pump | 208 | 1 |  |  |  | Single-Speed |  |  |  | 61500 | 3379 | 18.2 | 13.4 | 46300 | 3570 | 3.8 | 3.1 | Non Federally-Regulated | 11/19/2018 |  | 02/08/2019
Enertech Global, LLC | Hydron Module | HVS009 |  | Water-Source | WBAHP: Heat Pump Packaged Unit | Heat Pump | 208 | 1 |  |  |  | Single-Speed |  |  |  | 10200 | 680 | 15 | 11.2 | 13000 | 732 | 5.2 | 4.2 | Federally-Regulated Commercial & Industrial Equipment | 04/01/2016 |  | 02/08/2019
Enertech Global, LLC | Hydron Module | HVS009 |  | Ground-Water-Source | WBAHP: Heat Pump Packaged Unit | Heat Pump | 208 | 1 |  |  |  | Single-Speed |  |  |  | 11900 | 538 | 22.1 | 16.2 | 10600 | 706 | 4.4 | 3.6 | Non Federally-Regulated | 04/01/2016 |  | 02/08/2019
Enertech Global, LLC | Hydron Module | HVS009 |  | Ground-Source | WBAHP: Heat Pump Packaged Unit | Heat Pump | 208 | 1 |  |  |  | Single-Speed |  |  |  | 10900 | 626 | 17.4 | 13.4 | 8500 | 691 | 3.6 | 3.1 | Non Federally-Regulated | 11/19/2018 |  | 02/08/2019
Enertech Global, LLC | Hydron Module | HCT048D |  | Ground-Water-Source | WBAHP: Heat Pump Packaged Unit | Heat Pump | 208 | 1 |  |  |  | Single-Speed |  |  |  | 53100 | 2435 | 21.8 | 16.2 | 46700 | 2975 | 4.6 | 3.6 | Non Federally-Regulated | 11/30/2016 |  | 02/08/2019
Enertech Global, LLC | Hydron Module | HCT048D |  | Ground-Source | WBAHP: Heat Pump Packaged Unit | Heat Pump | 208 | 1 |  |  |  | Single-Speed |  |  |  | 49000 | 2865 | 17.1 | 13.4 | 38000 | 2855 | 3.9 | 3.1 | Non Federally-Regulated | 11/19/2018 |  | 02/08/2019
Enertech Global, LLC | Hydron Module | HXT048D |  | Ground-Water-Source | WBAHP: Heat Pump Packaged Unit | Heat Pump | 208 | 1 |  |  |  | Single-Speed |  |  |  | 53100 | 2402 | 22.1 | 16.2 | 47400 | 3019 | 4.6 | 3.6 | Non Federally-Regulated | 11/30/2016 |  | 02/08/2019
Enertech Global, LLC | Hydron Module | HXT048D |  | Ground-Source | WBAHP: Heat Pump Packaged Unit | Heat Pump | 208 | 1 |  |  |  | Single-Speed |  |  |  | 49000 | 2865 | 17.1 | 13.4 | 38200 | 2870 | 3.9 | 3.1 | Non Federally-Regulated | 11/19/2018 |  | 02/08/2019
Enertech Global, LLC | Hydron Module | HVS012 |  | Water-Source | WBAHP: Heat Pump Packaged Unit | Heat Pump | 208 | 1 |  |  |  | Single-Speed |  |  |  | 11400 | 735 | 15.5 | 11.2 | 14600 | 855 | 5 | 4.2 | Federally-Regulated Commercial & Industrial Equipment | 02/23/2016 |  | 02/08/2019
Enertech Global, LLC | Hydron Module | HVS012 |  | Ground-Water-Source | WBAHP: Heat Pump Packaged Unit | Heat Pump | 208 | 1 |  |  |  | Single-Speed |  |  |  | 13400 | 556 | 24.1 | 16.2 | 12100 | 824 | 4.3 | 3.6 | Non Federally-Regulated | 02/23/2016 |  | 02/08/2019
Enertech Global, LLC | Hydron Module | HVS012 |  | Ground-Source | WBAHP: Heat Pump Packaged Unit | Heat Pump | 208 | 1 |  |  |  | Single-Speed |  |  |  | 11900 | 657 | 18.1 | 13.4 | 9400 | 765 | 3.6 | 3.1 | Non Federally-Regulated | 11/19/2018 |  | 02/08/2019
Enertech Global, LLC | Hydron Module | HVS042 |  | Water-Source | WBAHP: Heat Pump Packaged Unit | Heat Pump | 208 | 1 |  |  |  | Single-Speed |  |  |  | 41800 | 2612 | 16 | 11.2 | 48500 | 2538 | 5.6 | 4.2 | Federally-Regulated Commercial & Industrial Equipment | 06/28/2016 |  | 02/08/2019
Enertech Global, LLC | Hydron Module | HVS042 |  | Ground-Water-Source | WBAHP: Heat Pump Packaged Unit | Heat Pump | 208 | 1 |  |  |  | Single-Speed |  |  |  | 46700 | 1913 | 24.4 | 16.2 | 39200 | 2444 | 4.7 | 3.6 | Non Federally-Regulated | 06/28/2016 |  | 02/08/2019
Enertech Global, LLC | Hydron Module | HVS042 |  | Ground-Source | WBAHP: Heat Pump Packaged Unit | Heat Pump | 208 | 1 |  |  |  | Single-Speed |  |  |  | 43600 | 2344 | 18.6 | 13.4 | 32000 | 2467 | 3.8 | 3.1 | Non Federally-Regulated | 11/19/2018 |  | 02/08/2019
Enertech Global, LLC | Hydron Module | HVS042*****1 |  | Water-Source | WBAHP: Heat Pump Packaged Unit | Heat Pump | 208 | 1 |  |  |  | Single-Speed |  |  |  | 42900 | 2344 | 18.3 | 11.2 | 47800 | 2374 | 5.9 | 4.2 | Federally-Regulated Commercial & Industrial Equipment | 06/28/2016 |  | 02/08/2019
Enertech Global, LLC | Hydron Module | HVS042*****1 |  | Ground-Water-Source | WBAHP: Heat Pump Packaged Unit | Heat Pump | 208 | 1 |  |  |  | Single-Speed |  |  |  | 47700 | 1679 | 28.4 | 16.2 | 38300 | 2244 | 5 | 3.6 | Non Federally-Regulated | 06/28/2016 |  | 02/08/2019
Enertech Global, LLC | Hydron Module | HVS042*****1 |  | Ground-Source | WBAHP: Heat Pump Packaged Unit | Heat Pump | 208 | 1 |  |  |  | Single-Speed |  |  |  | 44400 | 2094 | 21.2 | 13.4 | 31100 | 2223 | 4.1 | 3.1 | Non Federally-Regulated | 11/19/2018 |  | 02/08/2019
Enertech Global, LLC | Hydron Module | HVS024*****1 |  | Water-Source | WBAHP: Heat Pump Packaged Unit | Heat Pump | 208 | 1 |  |  |  | Single-Speed |  |  |  | 25900 | 1407 | 18.4 | 11.2 | 29800 | 1480 | 5.9 | 4.2 | Federally-Regulated Commercial & Industrial Equipment | 02/16/2016 |  | 02/08/2019
Enertech Global, LLC | Hydron Module | HVS024*****1 |  | Ground-Water-Source | WBAHP: Heat Pump Packaged Unit | Heat Pump | 208 | 1 |  |  |  | Single-Speed |  |  |  | 29400 | 996 | 29.5 | 16.2 | 24000 | 1379 | 5.1 | 3.6 | Non Federally-Regulated | 02/16/2016 |  | 02/08/2019
Enertech Global, LLC | Hydron Module | HVS024*****1 |  | Ground-Source | WBAHP: Heat Pump Packaged Unit | Heat Pump | 208 | 1 |  |  |  | Single-Speed |  |  |  | 27000 | 1250 | 21.6 | 13.4 | 19300 | 1346 | 4.2 | 3.1 | Non Federally-Regulated | 11/19/2018 |  | 02/08/2019
Enertech Global, LLC | Hydron Module | HVS024 |  | Water-Source | WBAHP: Heat Pump Packaged Unit | Heat Pump | 208 | 1 |  |  |  | Single-Speed |  |  |  | 24800 | 1476 | 16.8 | 11.2 | 30000 | 1570 | 5.6 | 4.2 | Federally-Regulated Commercial & Industrial Equipment | 06/28/2016 |  | 02/08/2019
Enertech Global, LLC | Hydron Module | HVS024 |  | Ground-Water-Source | WBAHP: Heat Pump Packaged Unit | Heat Pump | 208 | 1 |  |  |  | Single-Speed |  |  |  | 28100 | 1080 | 26 | 16.2 | 24200 | 1447 | 4.9 | 3.6 | Non Federally-Regulated | 06/28/2016 |  | 02/08/2019
Enertech Global, LLC | Hydron Module | HVS024 |  | Ground-Source | WBAHP: Heat Pump Packaged Unit | Heat Pump | 208 | 1 |  |  |  | Single-Speed |  |  |  | 26000 | 1319 | 19.7 | 13.4 | 19400 | 1421 | 4 | 3.1 | Non Federally-Regulated | 11/19/2018 |  | 02/08/2019
Enertech Global, LLC | Hydron Module | HCT036D |  | Ground-Water-Source | WBAHP: Heat Pump Packaged Unit | Heat Pump | 208 | 1 |  |  |  | Single-Speed |  |  |  | 41700 | 1774 | 23.5 | 16.2 | 36700 | 2151 | 5 | 3.6 | Non Federally-Regulated | 11/30/2016 |  | 02/08/2019
Enertech Global, LLC | Hydron Module | HCT036D |  | Ground-Source | WBAHP: Heat Pump Packaged Unit | Heat Pump | 208 | 1 |  |  |  | Single-Speed |  |  |  | 38600 | 2109 | 18.3 | 13.4 | 28600 | 2044 | 4.1 | 3.1 | Non Federally-Regulated | 11/19/2018 |  | 02/08/2019
Enertech Global, LLC | Hydron Module | HXT036D |  | Ground-Water-Source | WBAHP: Heat Pump Packaged Unit | Heat Pump | 208 | 1 |  |  |  | Single-Speed |  |  |  | 42200 | 1758 | 24 | 16.2 | 37000 | 2126 | 5.1 | 3.6 | Non Federally-Regulated | 11/30/2016 |  | 02/08/2019
Enertech Global, LLC | Hydron Module | HXT036D |  | Ground-Source | WBAHP: Heat Pump Packaged Unit | Heat Pump | 208 | 1 |  |  |  | Single-Speed |  |  |  | 38900 | 2125 | 18.3 | 13.4 | 29200 | 2037 | 4.2 | 3.1 | Non Federally-Regulated | 11/19/2018 |  | 02/08/2019
Enertech Global, LLC | Hydron Module | HVS006 |  | Water-Source | WBAHP: Heat Pump Packaged Unit | Heat Pump | 208 | 1 |  |  |  | Single-Speed |  |  |  | 6800 | 425 | 16 | 11.2 | 8400 | 447 | 5.5 | 4.2 | Federally-Regulated Commercial & Industrial Equipment | 07/11/2016 |  | 02/08/2019
Enertech Global, LLC | Hydron Module | HVS006 |  | Ground-Water-Source | WBAHP: Heat Pump Packaged Unit | Heat Pump | 208 | 1 |  |  |  | Single-Speed |  |  |  | 7800 | 302 | 25.8 | 16.2 | 7000 | 445 | 4.6 | 3.6 | Non Federally-Regulated | 07/11/2016 |  | 02/08/2019
Enertech Global, LLC | Hydron Module | HVS006 |  | Ground-Source | WBAHP: Heat Pump Packaged Unit | Heat Pump | 208 | 1 |  |  |  | Single-Speed |  |  |  | 7200 | 387 | 18.6 | 13.4 | 5600 | 443 | 3.7 | 3.1 | Non Federally-Regulated | 11/19/2018 |  | 02/08/2019
Enertech Global, LLC | Hydron Module | HYT060 |  | Ground-Source | WBAHP: Heat Pump Packaged Unit | Heat Pump | 208 | 1 |  |  |  | Single-Speed |  |  |  | 64300 | 3331 | 19.3 | 13.4 | 49200 | 3516 | 4.1 | 3.1 | Non Federally-Regulated | 11/19/2018 |  | 02/08/2019
Enertech Global, LLC | Hydron Module | HVS018*****1 |  | Water-Source | WBAHP: Heat Pump Packaged Unit | Heat Pump | 208 | 1 |  |  |  | Single-Speed |  |  |  | 20700 | 1101 | 18.8 | 11.2 | 23700 | 1120 | 6.2 | 4.2 | Federally-Regulated Commercial & Industrial Equipment | 02/16/2016 |  | 02/08/2019
Enertech Global, LLC | Hydron Module | HVS018*****1 |  | Ground-Water-Source | WBAHP: Heat Pump Packaged Unit | Heat Pump | 208 | 1 |  |  |  | Single-Speed |  |  |  | 23200 | 760 | 30.5 | 16.2 | 19600 | 1083 | 5.3 | 3.6 | Non Federally-Regulated | 02/16/2016 |  | 02/08/2019
Enertech Global, LLC | Hydron Module | HVS018*****1 |  | Ground-Source | WBAHP: Heat Pump Packaged Unit | Heat Pump | 208 | 1 |  |  |  | Single-Speed |  |  |  | 21700 | 977 | 22.2 | 13.4 | 15700 | 1122 | 4.1 | 3.1 | Non Federally-Regulated | 11/19/2018 |  | 02/08/2019
Enertech Global, LLC | Hydron Module | HVS018 |  | Ground-Source | WBAHP: Heat Pump Packaged Unit | Heat Pump | 208 | 1 |  |  |  | Single-Speed |  |  |  | 21400 | 1070 | 20 | 13.4 | 16300 | 1224 | 3.9 | 3.1 | Non Federally-Regulated | 11/19/2018 |  | 02/08/2019
Enertech Global, LLC | Hydron Module | HVS030*****1 |  | Water-Source | WBAHP: Heat Pump Packaged Unit | Heat Pump | 208 | 1 |  |  |  | Single-Speed |  |  |  | 30100 | 1710 | 17.6 | 11.2 | 36200 | 1798 | 5.9 | 4.2 | Federally-Regulated Commercial & Industrial Equipment | 02/16/2016 |  | 02/08/2019
Enertech Global, LLC | Hydron Module | HVS030*****1 |  | Ground-Water-Source | WBAHP: Heat Pump Packaged Unit | Heat Pump | 208 | 1 |  |  |  | Single-Speed |  |  |  | 34000 | 1236 | 27.5 | 16.2 | 29200 | 1677 | 5.1 | 3.6 | Non Federally-Regulated | 02/16/2016 |  | 02/08/2019
Enertech Global, LLC | Hydron Module | HVS030*****1 |  | Ground-Source | WBAHP: Heat Pump Packaged Unit | Heat Pump | 208 | 1 |  |  |  | Single-Speed |  |  |  | 31400 | 1539 | 20.4 | 13.4 | 23200 | 1618 | 4.2 | 3.1 | Non Federally-Regulated | 11/19/2018 |  | 02/08/2019
Enertech Global, LLC | Hydron Module | HVS030 |  | Water-Source | WBAHP: Heat Pump Packaged Unit | Heat Pump | 208 | 1 |  |  |  | Single-Speed |  |  |  | 28600 | 1798 | 15.9 | 11.2 | 34900 | 1894 | 5.4 | 4.2 | Federally-Regulated Commercial & Industrial Equipment | 10/10/2017 |  | 02/08/2019
Enertech Global, LLC | Hydron Module | HVS030 |  | Ground-Water-Source | WBAHP: Heat Pump Packaged Unit | Heat Pump | 208 | 1 |  |  |  | Single-Speed |  |  |  | 31000 | 1324 | 23.4 | 16.2 | 28700 | 1789 | 4.7 | 3.6 | Non Federally-Regulated | 10/10/2017 |  | 02/08/2019
Enertech Global, LLC | Hydron Module | HVS030 |  | Ground-Source | WBAHP: Heat Pump Packaged Unit | Heat Pump | 208 | 1 |  |  |  | Single-Speed |  |  |  | 30100 | 1627 | 18.5 | 13.4 | 22300 | 1675 | 3.9 | 3.1 | Non Federally-Regulated | 11/19/2018 |  | 02/08/2019
Enertech Global, LLC | Hydron Module | HCT024D |  | Ground-Water-Source | WBAHP: Heat Pump Packaged Unit | Heat Pump | 208 | 1 |  |  |  | Single-Speed |  |  |  | 28900 | 1111 | 26 | 16.2 | 24300 | 1396 | 5.1 | 3.6 | Non Federally-Regulated | 11/30/2016 |  | 02/08/2019
Enertech Global, LLC | Hydron Module | HCT024D |  | Ground-Source | WBAHP: Heat Pump Packaged Unit | Heat Pump | 208 | 1 |  |  |  | Single-Speed |  |  |  | 26500 | 1325 | 20 | 13.4 | 19700 | 1374 | 4.2 | 3.1 | Non Federally-Regulated | 11/19/2018 |  | 02/08/2019
Enertech Global, LLC | Hydron Module | HXT024D |  | Ground-Water-Source | WBAHP: Heat Pump Packaged Unit | Heat Pump | 208 | 1 |  |  |  | Single-Speed |  |  |  | 29600 | 1100 | 26.9 | 16.2 | 24700 | 1392 | 5.2 | 3.6 | Non Federally-Regulated | 11/30/2016 |  | 02/08/2019
Enertech Global, LLC | Hydron Module | HXT024D |  | Ground-Source | WBAHP: Heat Pump Packaged Unit | Heat Pump | 208 | 1 |  |  |  | Single-Speed |  |  |  | 27200 | 1339 | 20.3 | 13.4 | 19800 | 1349 | 4.3 | 3.1 | Non Federally-Regulated | 11/19/2018 |  | 02/08/2019
Enertech Global, LLC | Hydron Module | HCT060D |  | Ground-Source | WBAHP: Heat Pump Packaged Unit | Heat Pump | 208 | 1 |  |  |  | Single-Speed |  |  |  | 61300 | 3522 | 17.4 | 13.4 | 46500 | 3683 | 3.7 | 3.1 | Non Federally-Regulated | 11/19/2018 |  | 02/08/2019
Enertech Global, LLC | Hydron Module | HXT060D |  | Ground-Source | WBAHP: Heat Pump Packaged Unit | Heat Pump | 208 | 1 |  |  |  | Single-Speed |  |  |  | 63000 | 3539 | 17.8 | 13.4 | 47700 | 3778 | 3.7 | 3.1 | Non Federally-Regulated | 11/19/2018 |  | 02/08/2019
Enertech Global, LLC | Hydron Module | HST060A | MCD060 | Ground-Source | WBAHP-C: Heat Pump Split Syste | Heat Pump | 208 | 1 | False |  |  | Single-Speed |  |  |  | 60600 | 3607 | 16.8 | 13.4 | 44100 | 3590 | 3.6 | 3.1 | Non Federally-Regulated | 11/19/2018 |  | 02/08/2019
Enertech Global, LLC | Hydron Module | HST060A | ACD060 | Ground-Water-Source | WBAHP-C: Heat Pump Split Syste | Heat Pump | 208 | 1 | False |  |  | Single-Speed |  |  |  | 61100 | 3039 | 20.1 | 16.2 | 53300 | 3809 | 4.1 | 3.6 | Non Federally-Regulated | 08/08/2017 |  | 02/08/2019
Enertech Global, LLC | Hydron Module | HST060A | ACD060 | Ground-Source | WBAHP-C: Heat Pump Split Syste | Heat Pump | 208 | 1 | False |  |  | Single-Speed |  |  |  | 60600 | 3607 | 16.8 | 13.4 | 44100 | 3590 | 3.6 | 3.1 | Non Federally-Regulated | 11/19/2018 |  | 02/08/2019
Enertech Global, LLC | Hydron Module | HST060A | MPD060 | Ground-Source | WBAHP-CB: Heat Pump Split Syst | Heat Pump | 208 | 1 | False |  |  | Single-Speed |  |  |  | 62200 | 3702 | 16.8 | 13.4 | 44200 | 3701 | 3.5 | 3.1 | Non Federally-Regulated | 11/19/2018 |  | 02/08/2019
Enertech Global, LLC | Hydron Module | HBS018 | MPD024 | Ground-Source | WBAHP-CB: Heat Pump Split Syst | Heat Pump | 208 | 1 | False |  |  | Single-Speed |  |  |  | 20400 | 1079 | 18.9 | 13.4 | 14600 | 1188 | 3.6 | 3.1 | Non Federally-Regulated | 11/19/2018 |  | 02/08/2019
Enertech Global, LLC | Hydron Module | HBS018 | ACD024 | Ground-Source | WBAHP-C: Heat Pump Split Syste | Heat Pump | 208 | 1 | False |  |  | Single-Speed |  |  |  | 20100 | 1080 | 18.6 | 13.4 | 14700 | 1196 | 3.6 | 3.1 | Non Federally-Regulated | 11/19/2018 |  | 02/08/2019
Enertech Global, LLC | Hydron Module | HBS018 | MCD024 | Ground-Source | WBAHP-C: Heat Pump Split Syste | Heat Pump | 208 | 1 | False |  |  | Single-Speed |  |  |  | 20100 | 1080 | 18.6 | 13.4 | 14700 | 1196 | 3.6 | 3.1 | Non Federally-Regulated | 11/19/2018 |  | 02/08/2019
Enertech Global, LLC | Hydron Module | HST048A | MCD060 | Ground-Source | WBAHP-C: Heat Pump Split Syste | Heat Pump | 208 | 1 | False |  |  | Single-Speed |  |  |  | 51900 | 2820 | 18.4 | 13.4 | 36700 | 2757 | 3.9 | 3.1 | Non Federally-Regulated | 11/19/2018 |  | 02/08/2019
Enertech Global, LLC | Hydron Module | HST048A | ACD060 | Ground-Water-Source | WBAHP-C: Heat Pump Split Syste | Heat Pump | 208 | 1 | False |  |  | Single-Speed |  |  |  | 54700 | 2347 | 23.3 | 16.2 | 45500 | 2898 | 4.6 | 3.6 | Non Federally-Regulated | 08/08/2017 |  | 02/08/2019
Enertech Global, LLC | Hydron Module | HST048A | ACD060 | Ground-Source | WBAHP-C: Heat Pump Split Syste | Heat Pump | 208 | 1 | False |  |  | Single-Speed |  |  |  | 51900 | 2820 | 18.4 | 13.4 | 36700 | 2757 | 3.9 | 3.1 | Non Federally-Regulated | 11/19/2018 |  | 02/08/2019
Enertech Global, LLC | Hydron Module | HST048A | MPD060 | Ground-Water-Source | WBAHP-CB: Heat Pump Split Syst | Heat Pump | 208 | 1 | False |  |  | Single-Speed |  |  |  | 55400 | 2308 | 24 | 16.2 | 44400 | 2891 | 4.5 | 3.6 | Non Federally-Regulated | 08/08/2017 |  | 02/08/2019
Enertech Global, LLC | Hydron Module | HST048A | MPD060 | Ground-Source | WBAHP-CB: Heat Pump Split Syst | Heat Pump | 208 | 1 | False |  |  | Single-Speed |  |  |  | 52000 | 2780 | 18.7 | 13.4 | 35900 | 2768 | 3.8 | 3.1 | Non Federally-Regulated | 11/19/2018 |  | 02/08/2019
Enertech Global, LLC | Hydron Module | HST024A | MCD024 | Ground-Source | WBAHP-C: Heat Pump Split Syste | Heat Pump | 208 | 1 | False |  |  | Single-Speed |  |  |  | 25300 | 1497 | 16.9 | 13.4 | 18100 | 1433 | 3.7 | 3.1 | Non Federally-Regulated | 11/19/2018 |  | 02/08/2019
Enertech Global, LLC | Hydron Module | HST024A | ACD024 | Ground-Water-Source | WBAHP-C: Heat Pump Split Syste | Heat Pump | 208 | 1 | False |  |  | Single-Speed |  |  |  | 27300 | 1246 | 21.9 | 16.2 | 23100 | 1538 | 4.4 | 3.6 | Non Federally-Regulated | 08/08/2017 |  | 02/08/2019
Enertech Global, LLC | Hydron Module | HST024A | ACD024 | Ground-Source | WBAHP-C: Heat Pump Split Syste | Heat Pump | 208 | 1 | False |  |  | Single-Speed |  |  |  | 25300 | 1497 | 16.9 | 13.4 | 18100 | 1433 | 3.7 | 3.1 | Non Federally-Regulated | 11/19/2018 |  | 02/08/2019
Enertech Global, LLC | Hydron Module | HST036A | MCD036 | Ground-Source | WBAHP-C: Heat Pump Split Syste | Heat Pump | 208 | 1 | False |  |  | Single-Speed |  |  |  | 36700 | 2171 | 16.9 | 13.4 | 28000 | 2159 | 3.8 | 3.1 | Non Federally-Regulated | 11/19/2018 |  | 02/08/2019
Enertech Global, LLC | Hydron Module | HST036A | ACD036 | Ground-Water-Source | WBAHP-C: Heat Pump Split Syste | Heat Pump | 208 | 1 | False |  |  | Single-Speed |  |  |  | 38800 | 1813 | 21.4 | 16.2 | 35700 | 2325 | 4.5 | 3.6 | Non Federally-Regulated | 08/08/2017 |  | 02/08/2019
Enertech Global, LLC | Hydron Module | HST036A | ACD036 | Ground-Source | WBAHP-C: Heat Pump Split Syste | Heat Pump | 208 | 1 | False |  |  | Single-Speed |  |  |  | 36700 | 2171 | 16.9 | 13.4 | 28000 | 2159 | 3.8 | 3.1 | Non Federally-Regulated | 11/19/2018 |  | 02/08/2019
Enertech Global, LLC | Hydron Module | HST036A | MPD036 | Ground-Water-Source | WBAHP-CB: Heat Pump Split Syst | Heat Pump | 208 | 1 | False |  |  | Single-Speed |  |  |  | 40000 | 1851 | 21.6 | 16.2 | 35800 | 2440 | 4.3 | 3.6 | Non Federally-Regulated | 08/08/2017 |  | 02/08/2019
Enertech Global, LLC | Hydron Module | HST036A | MPD036 | Ground-Source | WBAHP-CB: Heat Pump Split Syst | Heat Pump | 208 | 1 | False |  |  | Single-Speed |  |  |  | 37400 | 2294 | 16.3 | 13.4 | 28000 | 2279 | 3.6 | 3.1 | Non Federally-Regulated | 11/19/2018 |  | 02/08/2019
The Whalen Company | Whalen | VP-C-1204-*D |  | Water-Source | WBAC: Cooling Only Packaged Un | Heat Pump | 208 | 1 |  |  |  | Single-Speed |  |  |  | 32600 | 2397 | 13.6 | 12 |  |  |  |  | Federally-Regulated Commercial & Industrial Equipment | 04/27/2016 |  | 02/08/2019
The Whalen Company | Whalen | VP-C-0404-*G |  | Water-Source | WBAC: Cooling Only Packaged Un | Heat Pump | 208 | 1 |  |  |  | Single-Speed |  |  |  | 11700 | 847 | 13.8 | 11.2 |  |  |  |  | Federally-Regulated Commercial & Industrial Equipment | 04/27/2016 |  | 02/08/2019
The Whalen Company | Whalen | VP-A-0204-*S |  | Water-Source | WBAHP: Heat Pump Packaged Unit | Heat Pump | 208 | 1 |  |  |  | Single-Speed |  |  |  | 6200 | 476 | 13 | 11.2 | 8000 | 468 | 5 | 4.2 | Federally-Regulated Commercial & Industrial Equipment | 04/27/2016 |  | 02/08/2019
The Whalen Company | Whalen | VP-A-0204-*S |  | Ground-Source | WBAHP: Heat Pump Packaged Unit | Heat Pump | 208 | 1 |  |  |  | Single-Speed |  |  |  | 6600 | 471 | 14 | 13.4 | 4600 | 434 | 3.1 | 3.1 | Non Federally-Regulated | 04/27/2016 |  | 02/08/2019
The Whalen Company | Whalen | VP-A-0304-*G |  | Water-Source | WBAHP: Heat Pump Packaged Unit | Heat Pump | 208 | 1 |  |  |  | Single-Speed |  |  |  | 9300 | 645 | 14.4 | 11.2 | 11500 | 624 | 5.4 | 4.2 | Federally-Regulated Commercial & Industrial Equipment | 11/30/2016 |  | 02/08/2019
The Whalen Company | Whalen | VP-A-0304-*G |  | Ground-Source | WBAHP: Heat Pump Packaged Unit | Heat Pump | 208 | 1 |  |  |  | Single-Speed |  |  |  | 9650 | 626 | 15.4 | 13.4 | 6850 | 608 | 3.3 | 3.1 | Non Federally-Regulated | 11/30/2016 |  | 02/08/2019
The Whalen Company | Whalen | VP-A-0204-*G |  | Water-Source | WBAHP: Heat Pump Packaged Unit | Heat Pump | 208 | 1 |  |  |  | Single-Speed |  |  |  | 6200 | 469 | 13.2 | 11.2 | 8000 | 442 | 5.3 | 4.2 | Federally-Regulated Commercial & Industrial Equipment | 11/30/2016 |  | 02/08/2019
The Whalen Company | Whalen | VP-A-0204-*G |  | Ground-Source | WBAHP: Heat Pump Packaged Unit | Heat Pump | 208 | 1 |  |  |  | Single-Speed |  |  |  | 6600 | 464 | 14.2 | 13.4 | 4600 | 421 | 3.2 | 3.1 | Non Federally-Regulated | 11/30/2016 |  | 02/08/2019
The Whalen Company | Whalen | VP-B-0204-*G |  | Water-Source | WBAC: Cooling Only Packaged Un | Heat Pump | 208 | 1 |  |  |  | Single-Speed |  |  |  | 6200 | 469 | 13.2 | 11.2 |  |  |  |  | Federally-Regulated Commercial & Industrial Equipment | 04/27/2016 |  | 02/08/2019
The Whalen Company | Whalen | VP-B-0304-*S |  | Water-Source | WBAC: Cooling Only Packaged Un | Heat Pump | 208 | 1 |  |  |  | Single-Speed |  |  |  | 9300 | 673 | 13.8 | 11.2 |  |  |  |  | Federally-Regulated Commercial & Industrial Equipment | 04/27/2016 |  | 02/08/2019
The Whalen Company | Whalen | VP-B-0304-*G |  | Water-Source | WBAC: Cooling Only Packaged Un | Heat Pump | 208 | 1 |  |  |  | Single-Speed |  |  |  | 9300 | 645 | 14.4 | 11.2 |  |  |  |  | Federally-Regulated Commercial & Industrial Equipment | 04/27/2016 |  | 02/08/2019
The Whalen Company | Whalen | VP-B-0204-*S |  | Water-Source | WBAC: Cooling Only Packaged Un | Heat Pump | 208 | 1 |  |  |  | Single-Speed |  |  |  | 6200 | 476 | 13 | 11.2 |  |  |  |  | Federally-Regulated Commercial & Industrial Equipment | 04/27/2016 |  | 02/08/2019
The Whalen Company | Whalen | VP-B-0404-*S |  | Water-Source | WBAC: Cooling Only Packaged Un | Heat Pump | 208 | 1 |  |  |  | Single-Speed |  |  |  | 11800 | 855 | 13.8 | 11.2 |  |  |  |  | Federally-Regulated Commercial & Industrial Equipment | 04/27/2016 |  | 02/08/2019
The Whalen Company | Whalen | VP-B-0404-*G |  | Water-Source | WBAC: Cooling Only Packaged Un | Heat Pump | 208 | 1 |  |  |  | Single-Speed |  |  |  | 12000 | 857 | 14 | 11.2 |  |  |  |  | Federally-Regulated Commercial & Industrial Equipment | 04/27/2016 |  | 02/08/2019
The Whalen Company | Whalen | VP-B-1204-*D |  | Water-Source | WBAC: Cooling Only Packaged Un | Heat Pump | 208 | 1 |  |  |  | Single-Speed |  |  |  | 36500 | 2607 | 14 | 12 |  |  |  |  | Federally-Regulated Commercial & Industrial Equipment | 08/22/2016 |  | 02/08/2019
The Whalen Company | Whalen | VP-A-0404-*G |  | Water-Source | WBAHP: Heat Pump Packaged Unit | Heat Pump | 208 | 1 |  |  |  | Single-Speed |  |  |  | 12000 | 857 | 14 | 11.2 | 14500 | 817 | 5.2 | 4.2 | Federally-Regulated Commercial & Industrial Equipment | 11/30/2016 |  | 02/08/2019
The Whalen Company | Whalen | VP-A-0404-*G |  | Ground-Source | WBAHP: Heat Pump Packaged Unit | Heat Pump | 208 | 1 |  |  |  | Single-Speed |  |  |  | 12700 | 793 | 16 | 13.4 | 9400 | 834 | 3.3 | 3.1 | Non Federally-Regulated | 11/30/2016 |  | 02/08/2019
The Whalen Company | Whalen | VP-A-1204-*D |  | Water-Source | WBAHP: Heat Pump Packaged Unit | Heat Pump | 208 | 1 |  |  |  | Single-Speed |  |  |  | 36500 | 2607 | 14 | 11.2 | 44500 | 2608 | 5 | 4.2 | Federally-Regulated Commercial & Industrial Equipment | 08/22/2016 |  | 02/08/2019
The Whalen Company | Whalen | VP-A-1204-*D |  | Ground-Source | WBAHP: Heat Pump Packaged Unit | Heat Pump | 208 | 1 |  |  |  | Single-Speed |  |  |  | 37000 | 2466 | 15 | 13.4 | 26800 | 2454 | 3.2 | 3.1 | Non Federally-Regulated | 08/22/2016 |  | 02/08/2019
The Whalen Company | Whalen | VP-A-1004-*D |  | Water-Source | WBAHP: Heat Pump Packaged Unit | Heat Pump | 208 | 1 |  |  |  | Single-Speed |  |  |  | 29200 | 2056 | 14.2 | 11.2 | 35900 | 2104 | 5 | 4.2 | Federally-Regulated Commercial & Industrial Equipment | 11/30/2016 |  | 02/08/2019
The Whalen Company | Whalen | VP-A-1004-*D |  | Ground-Source | WBAHP: Heat Pump Packaged Unit | Heat Pump | 208 | 1 |  |  |  | Single-Speed |  |  |  | 29700 | 1916 | 15.5 | 13.4 | 22000 | 2014 | 3.2 | 3.1 | Non Federally-Regulated | 11/30/2016 |  | 02/08/2019
The Whalen Company | Whalen | VP-B-1004-*D |  | Water-Source | WBAC: Cooling Only Packaged Un | Both Heat Pump and Electric Re | 208 | 1 |  |  |  | Single-Speed |  |  |  | 29200 | 2056 | 14.2 | 12 |  |  |  |  | Federally-Regulated Commercial & Industrial Equipment | 04/27/2016 |  | 02/08/2019
The Whalen Company | Whalen | VP-B-0814-*D |  | Water-Source | WBAC: Cooling Only Packaged Un | Heat Pump | 208 | 1 |  |  |  | Single-Speed |  |  |  | 24500 | 1689 | 14.5 | 12 |  |  |  |  | Federally-Regulated Commercial & Industrial Equipment | 04/27/2016 |  | 02/08/2019
Trane | Trane | GEVE0097 |  | Ground-Water-Source | WBAHP: Heat Pump Packaged Unit | Heat Pump | 265 | 1 |  |  | No Match | Single-Speed |  |  |  | 10000 | 552 | 18.1 | 16.2 | 9300 | 634 | 4.3 | 3.6 | Non Federally-Regulated | 06/14/2011 |  | 02/28/2019
Trane | Trane | EXHF0364 |  | Ground-Water-Source | WBAHP: Heat Pump Packaged Unit | Heat Pump | 460 | 3 |  |  | No Match | Single-Speed |  |  |  | 39700 | 1539 | 25.8 | 16.2 | 36500 | 2229 | 4.8 | 3.6 | Non Federally-Regulated | 09/03/2012 |  | 02/28/2019
Trane | Trane | GEHE0307 |  | Ground-Source | WBAHP: Heat Pump Packaged Unit | Heat Pump | 265 | 1 |  |  | No Match | Single-Speed |  |  |  | 29500 | 1879 | 15.7 | 13.4 | 22800 | 1965 | 3.4 | 3.1 | Non Federally-Regulated | 06/14/2011 |  | 02/28/2019
Trane | Trane | EXHF0603 |  | Water-Source | WBAHP: Heat Pump Packaged Unit | Heat Pump | 208 | 3 |  |  | No Match | Single-Speed |  |  |  | 58600 | 3907 | 15 | 12 | 77800 | 4653 | 4.9 | 4.2 | Federally-Regulated Commercial & Industrial Equipment | 09/03/2012 |  | 02/28/2019
Trane | Trane | GETE0187 |  | Ground-Source | WBAHP-O: Heat Pump Packaged Un | Heat Pump | 265 | 1 |  |  | No Match | Single-Speed |  |  |  | 18700 | 1308 | 14.3 | 13.4 | 14800 | 1314 | 3.3 | 3.1 | Non Federally-Regulated | 01/09/2014 |  | 02/28/2019
Trane | Trane | GEVE0092 |  | Ground-Source | WBAHP: Heat Pump Packaged Unit | Heat Pump | 230 | 1 |  |  | No Match | Single-Speed |  |  |  | 9100 | 623 | 14.6 | 13.4 | 7200 | 603 | 3.5 | 3.1 | Non Federally-Regulated | 06/14/2011 |  | 02/28/2019
Trane | Trane | GEVE0367 |  | Water-Source | WBAHP: Heat Pump Packaged Unit | Heat Pump | 265 | 1 |  |  | No Match | Single-Speed |  |  |  | 36300 | 2420 | 15 | 12 | 46200 | 2708 | 5 | 4.2 | Federally-Regulated Commercial & Industrial Equipment | 06/14/2011 |  | 02/28/2019
Trane | Trane | EXVF0703 |  | Ground-Source | WBAHP: Heat Pump Packaged Unit | Heat Pump | 208 | 3 |  |  | No Match | Single-Speed | 3316 | 864 | 0 | 68600 | 3920 | 17.5 | 13.4 | 52300 | 4508 | 3.4 | 3.1 | Non Federally-Regulated | 09/03/2012 |  | 02/28/2019
Trane | Trane | EXVF0241 |  | Ground-Source | WBAHP: Heat Pump Packaged Unit | Heat Pump | 208 | 1 |  |  | No Match | Single-Speed |  |  |  | 25500 | 1349 | 18.9 | 13.4 | 19200 | 1481 | 3.8 | 3.1 | Non Federally-Regulated | 09/03/2012 |  | 02/28/2019
Trane | Trane | GEVE0304 |  | Ground-Water-Source | WBAHP: Heat Pump Packaged Unit | Heat Pump | 460 | 3 |  |  | No Match | Single-Speed |  |  |  | 31900 | 1477 | 21.6 | 16.2 | 29300 | 1997 | 4.3 | 3.6 | Non Federally-Regulated | 06/14/2011 |  | 02/28/2019
Trane | Trane | GEHE0122 |  | Water-Source | WBAHP: Heat Pump Packaged Unit | Heat Pump | 230 | 1 |  |  | No Match | Single-Speed |  |  |  | 11700 | 836 | 14 | 11.2 | 14600 | 873 | 4.9 | 4.2 | Federally-Regulated Commercial & Industrial Equipment | 06/14/2011 |  | 02/28/2019
Trane | Trane | GEHE0097 |  | Ground-Water-Source | WBAHP: Heat Pump Packaged Unit | Heat Pump | 265 | 1 |  |  | No Match | Single-Speed |  |  |  | 10100 | 561 | 18 | 16.2 | 9300 | 649 | 4.2 | 3.6 | Non Federally-Regulated | 06/14/2011 |  | 02/28/2019
Trane | Trane | EXHF0484 |  | Water-Source | WBAHP: Heat Pump Packaged Unit | Heat Pump | 460 | 3 |  |  | No Match | Single-Speed |  |  |  | 47800 | 2969 | 16.1 | 12 | 60000 | 3318 | 5.3 | 4.2 | Federally-Regulated Commercial & Industrial Equipment | 09/03/2012 |  | 02/28/2019
Trane | Trane | EXVF0604 |  | Ground-Source | WBAHP: Heat Pump Packaged Unit | Heat Pump | 460 | 3 |  |  | No Match | Single-Speed |  |  |  | 62400 | 3586 | 17.4 | 13.4 | 50400 | 3787 | 3.9 | 3.1 | Non Federally-Regulated | 09/03/2012 |  | 02/28/2019
Trane | Trane | GEVE0302 |  | Ground-Source | WBAHP: Heat Pump Packaged Unit | Heat Pump | 230 | 1 |  |  | No Match | Single-Speed |  |  |  | 29900 | 1812 | 16.5 | 13.4 | 23200 | 1889 | 3.6 | 3.1 | Non Federally-Regulated | 06/14/2011 |  | 02/28/2019
Trane | Trane | GEHE0308 |  | Ground-Water-Source | WBAHP: Heat Pump Packaged Unit | Heat Pump | 230 | 3 |  |  | No Match | Single-Speed |  |  |  | 32000 | 1569 | 20.4 | 16.2 | 29800 | 2130 | 4.1 | 3.6 | Non Federally-Regulated | 06/14/2011 |  | 02/28/2019
Trane | Trane | EXVF0704 |  | Ground-Source | WBAHP: Heat Pump Packaged Unit | Heat Pump | 460 | 3 |  |  | No Match | Single-Speed | 3316 | 864 | 0 | 68600 | 3920 | 17.5 | 13.4 | 52300 | 4508 | 3.4 | 3.1 | Non Federally-Regulated | 09/03/2012 |  | 02/28/2019
Trane | Trane | EXVF0702 |  | Ground-Water-Source | WBAHP: Heat Pump Packaged Unit | Heat Pump | 230 | 1 |  |  | No Match | Single-Speed | 2716 | 864 | 0 | 70500 | 3234 | 21.8 | 16.2 | 69000 | 4815 | 4.2 | 3.6 | Non Federally-Regulated | 09/03/2012 |  | 02/28/2019
Trane | Trane | GEVE0244 |  | Ground-Water-Source | WBAHP: Heat Pump Packaged Unit | Heat Pump | 460 | 3 |  |  | No Match | Single-Speed |  |  |  | 26900 | 1201 | 22.4 | 16.2 | 24600 | 1677 | 4.3 | 3.6 | Non Federally-Regulated | 06/14/2011 |  | 02/28/2019
Trane | Trane | GECE0097 |  | Water-Source | WBAHP-O: Heat Pump Packaged Un | Heat Pump | 265 | 1 |  |  | No Match | Single-Speed |  |  |  | 8800 | 672 | 13.1 | 11.2 | 10900 | 626 | 5.1 | 4.2 | Federally-Regulated Commercial & Industrial Equipment | 06/14/2011 |  | 02/28/2019
Trane | Trane | GEHE0308 |  | Ground-Source | WBAHP: Heat Pump Packaged Unit | Heat Pump | 230 | 3 |  |  | No Match | Single-Speed |  |  |  | 29500 | 1879 | 15.7 | 13.4 | 22800 | 1965 | 3.4 | 3.1 | Non Federally-Regulated | 06/14/2011 |  | 02/28/2019
Trane | Trane | GERE0482 |  | Water-Source | WBAHP: Heat Pump Packaged Unit | Heat Pump | 230 | 1 |  |  | No Match | Single-Speed |  |  |  | 51500 | 3259 | 15.8 | 12 | 52700 | 3286 | 4.7 | 4.2 | Federally-Regulated Commercial & Industrial Equipment | 01/10/2012 |  | 02/28/2019
Trane | Trane | GEHE0092 |  | Water-Source | WBAHP: Heat Pump Packaged Unit | Heat Pump | 230 | 1 |  |  | No Match | Single-Speed |  |  |  | 8800 | 677 | 13 | 11.2 | 11300 | 676 | 4.9 | 4.2 | Federally-Regulated Commercial & Industrial Equipment | 06/14/2011 |  | 02/28/2019
Trane | Trane | GEVE0362 |  | Water-Source | WBAHP: Heat Pump Packaged Unit | Heat Pump | 230 | 1 |  |  | No Match | Single-Speed |  |  |  | 36300 | 2420 | 15 | 12 | 46200 | 2708 | 5 | 4.2 | Federally-Regulated Commercial & Industrial Equipment | 06/14/2011 |  | 02/28/2019
Trane | Trane | GEVE0424 |  | Ground-Water-Source | WBAHP: Heat Pump Packaged Unit | Heat Pump | 460 | 3 |  |  | No Match | Single-Speed |  |  |  | 45900 | 2239 | 20.5 | 16.2 | 42800 | 3059 | 4.1 | 3.6 | Non Federally-Regulated | 06/14/2011 |  | 02/28/2019
Trane | Trane | GEVE0488 |  | Water-Source | WBAHP: Heat Pump Packaged Unit | Heat Pump | 230 | 3 |  |  | No Match | Single-Speed |  |  |  | 49500 | 3511 | 14.1 | 12 | 51400 | 3275 | 4.6 | 4.2 | Federally-Regulated Commercial & Industrial Equipment | 06/14/2011 |  | 02/28/2019
Trane | Trane | GEVE0603 |  | Water-Source | WBAHP: Heat Pump Packaged Unit | Heat Pump | 208 | 3 |  |  | No Match | Single-Speed |  |  |  | 61600 | 4400 | 14 | 12 | 71700 | 4378 | 4.8 | 4.2 | Federally-Regulated Commercial & Industrial Equipment | 06/14/2011 |  | 02/28/2019
Trane | Trane | EXHF0702 |  | Ground-Source | WBAHP: Heat Pump Packaged Unit | Heat Pump | 230 | 1 |  |  | No Match | Single-Speed | 3320 | 970 | 0 | 68500 | 4053 | 16.9 | 13.4 | 52600 | 4671 | 3.3 | 3.1 | Non Federally-Regulated | 09/03/2012 |  | 02/28/2019
Trane | Trane | EXVF0301 |  | Water-Source | WBAHP: Heat Pump Packaged Unit | Heat Pump | 208 | 1 |  |  | No Match | Single-Speed |  |  |  | 30100 | 1730 | 17.4 | 12 | 35900 | 1846 | 5.7 | 4.2 | Federally-Regulated Commercial & Industrial Equipment | 09/03/2012 |  | 02/28/2019
Trane | Trane | EXVF0242 |  | Water-Source | WBAHP: Heat Pump Packaged Unit | Heat Pump | 230 | 1 |  |  | No Match | Single-Speed |  |  |  | 24600 | 1473 | 16.7 | 12 | 29000 | 1634 | 5.2 | 4.2 | Federally-Regulated Commercial & Industrial Equipment | 09/03/2012 |  | 02/28/2019
Trane | Trane | GETB015 |  | Water-Source | WBAHP: Heat Pump Packaged Unit | Heat Pump | 208 | 1 |  |  | No Match | Single-Speed |  |  |  | 14800 | 1113 | 13.3 | 11.2 | 18700 | 1192 | 4.6 | 4.2 | Federally-Regulated Commercial & Industrial Equipment | 08/27/2008 |  | 02/28/2019
Trane | Trane | GEVE0368 |  | Water-Source | WBAHP: Heat Pump Packaged Unit | Heat Pump | 230 | 3 |  |  | No Match | Single-Speed |  |  |  | 36300 | 2420 | 15 | 12 | 46200 | 2708 | 5 | 4.2 | Federally-Regulated Commercial & Industrial Equipment | 06/14/2011 |  | 02/28/2019
Trane | Trane | GECE0150 |  | Ground-Water-Source | WBAHP-O: Heat Pump Packaged Un | Heat Pump | 115 | 1 |  |  | No Match | Single-Speed |  |  |  | 16100 | 805 | 20 | 16.2 | 14800 | 1058 | 4.1 | 3.6 | Non Federally-Regulated | 06/14/2011 |  | 02/28/2019
Trane | Trane | EXHF0182 |  | Water-Source | WBAHP: Heat Pump Packaged Unit | Heat Pump | 230 | 1 |  |  | No Match | Single-Speed |  |  |  | 19300 | 1156 | 16.7 | 12 | 23300 | 1339 | 5.1 | 4.2 | Federally-Regulated Commercial & Industrial Equipment | 09/03/2012 |  | 02/28/2019
Trane | Trane | EXHF0703 |  | Water-Source | WBAHP: Heat Pump Packaged Unit | Heat Pump | 208 | 3 |  |  | No Match | Single-Speed | 3660 | 970 | 0 | 66600 | 4297 | 15.5 | 12 | 82100 | 5347 | 4.5 | 4.2 | Federally-Regulated Commercial & Industrial Equipment | 09/03/2012 |  | 02/28/2019
Trane | Trane | EXVF0187 |  | Ground-Water-Source | WBAHP: Heat Pump Packaged Unit | Heat Pump | 265 | 1 |  |  | No Match | Single-Speed |  |  |  | 20600 | 844 | 24.4 | 16.2 | 19300 | 1203 | 4.7 | 3.6 | Non Federally-Regulated | 09/03/2012 |  | 02/28/2019
Trane | Trane | EXVF0363 |  | Water-Source | WBAHP: Heat Pump Packaged Unit | Heat Pump | 208 | 3 |  |  | No Match | Single-Speed |  |  |  | 34800 | 2071 | 16.8 | 12 | 44800 | 2387 | 5.5 | 4.2 | Federally-Regulated Commercial & Industrial Equipment | 09/03/2012 |  | 02/28/2019
Trane | Trane | GETE009 |  | Ground-Source | WBAHP-O: Heat Pump Packaged Un | Heat Pump | 208 | 1 |  |  | No Match | Single-Speed |  |  |  | 8800 | 591 | 14.9 | 13.4 | 6600 | 604 | 3.2 | 3.1 | Non Federally-Regulated | 01/09/2014 |  | 02/28/2019
Trane | Trane | GETE0152 |  | Water-Source | WBAHP-O: Heat Pump Packaged Un | Heat Pump | 230 | 1 |  |  | No Match | Single-Speed |  |  |  | 14700 | 1122 | 13.1 | 11.2 | 17700 | 1128 | 4.6 | 4.2 | Federally-Regulated Commercial & Industrial Equipment | 01/09/2014 |  | 02/28/2019
Trane | Trane | EXVF0428 |  | Ground-Water-Source | WBAHP: Heat Pump Packaged Unit | Heat Pump | 230 | 3 |  |  | No Match | Single-Speed |  |  |  | 45400 | 1940 | 23.4 | 16.2 | 42300 | 2695 | 4.6 | 3.6 | Non Federally-Regulated | 09/03/2012 |  | 02/28/2019
Trane | Trane | GEVE0422 |  | Ground-Source | WBAHP: Heat Pump Packaged Unit | Heat Pump | 208 | 1 |  |  | No Match | Single-Speed |  |  |  | 43100 | 2694 | 16 | 13.4 | 33800 | 2830 | 3.5 | 3.1 | Non Federally-Regulated | 06/14/2011 |  | 02/28/2019
Trane | Trane | GETE0182 |  | Water-Source | WBAHP-O: Heat Pump Packaged Un | Heat Pump | 230 | 1 |  |  | No Match | Single-Speed |  |  |  | 18100 | 1392 | 13 | 12 | 22900 | 1491 | 4.5 | 4.2 | Federally-Regulated Commercial & Industrial Equipment | 01/09/2014 |  | 02/28/2019
Trane | Trane | EXVF0602 |  | Water-Source | WBAHP: Heat Pump Packaged Unit | Heat Pump | 230 | 1 |  |  | No Match | Single-Speed |  |  |  | 59700 | 3852 | 15.5 | 12 | 79800 | 4586 | 5.1 | 4.2 | Federally-Regulated Commercial & Industrial Equipment | 09/03/2012 |  | 02/28/2019
Trane | Trane | EXHF0423 |  | Ground-Source | WBAHP: Heat Pump Packaged Unit | Heat Pump | 208 | 3 |  |  | No Match | Single-Speed |  |  |  | 43700 | 2362 | 18.5 | 13.4 | 34200 | 2570 | 3.9 | 3.1 | Non Federally-Regulated | 09/03/2012 |  | 02/28/2019
Trane | Trane | EXVF0482 |  | Ground-Source | WBAHP: Heat Pump Packaged Unit | Heat Pump | 230 | 1 |  |  | No Match | Single-Speed |  |  |  | 49000 | 2649 | 18.5 | 13.4 | 37800 | 2702 | 4.1 | 3.1 | Non Federally-Regulated | 09/03/2012 |  | 02/28/2019
Trane | Trane | GEVE0367 |  | Ground-Water-Source | WBAHP: Heat Pump Packaged Unit | Heat Pump | 265 | 1 |  |  | No Match | Single-Speed |  |  |  | 40100 | 1759 | 22.8 | 16.2 | 38100 | 2538 | 4.4 | 3.6 | Non Federally-Regulated | 06/14/2011 |  | 02/28/2019
Trane | Trane | GEVE0182 |  | Water-Source | WBAHP: Heat Pump Packaged Unit | Heat Pump | 230 | 1 |  |  | No Match | Single-Speed |  |  |  | 17800 | 1359 | 13.1 | 12 | 22200 | 1355 | 4.8 | 4.2 | Federally-Regulated Commercial & Industrial Equipment | 06/14/2011 |  | 02/28/2019
Trane | Trane | GEHE0423 |  | Ground-Water-Source | WBAHP: Heat Pump Packaged Unit | Heat Pump | 208 | 3 |  |  | No Match | Single-Speed |  |  |  | 45900 | 2354 | 19.5 | 16.2 | 42900 | 3143 | 4 | 3.6 | Non Federally-Regulated | 06/14/2011 |  | 02/28/2019
Trane | Trane | EXHF0701 |  | Water-Source | WBAHP: Heat Pump Packaged Unit | Heat Pump | 208 | 1 |  |  | No Match | Single-Speed | 3660 | 970 | 0 | 66600 | 4297 | 15.5 | 12 | 82100 | 5347 | 4.5 | 4.2 | Federally-Regulated Commercial & Industrial Equipment | 09/03/2012 |  | 02/28/2019
Trane | Trane | GEVE0090 |  | Ground-Water-Source | WBAHP: Heat Pump Packaged Unit | Heat Pump | 115 | 1 |  |  | No Match | Single-Speed |  |  |  | 10000 | 552 | 18.1 | 16.2 | 9300 | 634 | 4.3 | 3.6 | Non Federally-Regulated | 06/14/2011 |  | 02/28/2019
Trane | Trane | GERE0605 |  | Ground-Source | WBAHP: Heat Pump Packaged Unit | Heat Pump | 575 | 3 |  |  | No Match | Single-Speed |  |  |  | 63500 | 3757 | 16.9 | 13.4 | 47900 | 3900 | 3.6 | 3.1 | Non Federally-Regulated | 01/10/2012 |  | 02/28/2019
Trane | Trane | GEHE0243 |  | Water-Source | WBAHP: Heat Pump Packaged Unit | Heat Pump | 208 | 3 |  |  | No Match | Single-Speed |  |  |  | 24000 | 1667 | 14.4 | 12 | 29700 | 1852 | 4.7 | 4.2 | Federally-Regulated Commercial & Industrial Equipment | 06/14/2011 |  | 02/28/2019
Trane | Trane | EXVF0602 |  | Ground-Water-Source | WBAHP: Heat Pump Packaged Unit | Heat Pump | 230 | 1 |  |  | No Match | Single-Speed |  |  |  | 64900 | 2950 | 22 | 16.2 | 64600 | 4207 | 4.5 | 3.6 | Non Federally-Regulated | 09/03/2012 |  | 02/28/2019
Trane | Trane | GEHE0092 |  | Ground-Water-Source | WBAHP: Heat Pump Packaged Unit | Heat Pump | 230 | 1 |  |  | No Match | Single-Speed |  |  |  | 10100 | 561 | 18 | 16.2 | 9300 | 649 | 4.2 | 3.6 | Non Federally-Regulated | 06/14/2011 |  | 02/28/2019
Trane | Trane | GETE0122 |  | Ground-Water-Source | WBAHP-O: Heat Pump Packaged Un | Heat Pump | 230 | 1 |  |  | No Match | Single-Speed |  |  |  | 13100 | 693 | 18.9 | 16.2 | 11800 | 865 | 4 | 3.6 | Non Federally-Regulated | 01/09/2014 |  | 02/28/2019
Trane | Trane | EXVF0181 |  | Ground-Water-Source | WBAHP: Heat Pump Packaged Unit | Heat Pump | 208 | 1 |  |  | No Match | Single-Speed |  |  |  | 20600 | 844 | 24.4 | 16.2 | 19300 | 1203 | 4.7 | 3.6 | Non Federally-Regulated | 09/03/2012 |  | 02/28/2019
Trane | Trane | EXHF0608 |  | Ground-Source | WBAHP: Heat Pump Packaged Unit | Heat Pump | 230 | 3 |  |  | No Match | Single-Speed |  |  |  | 61400 | 3591 | 17.1 | 13.4 | 50400 | 3887 | 3.8 | 3.1 | Non Federally-Regulated | 09/03/2012 |  | 02/28/2019
Trane | Trane | GEHE0092 |  | Ground-Source | WBAHP: Heat Pump Packaged Unit | Heat Pump | 230 | 1 |  |  | No Match | Single-Speed |  |  |  | 9300 | 641 | 14.5 | 13.4 | 7200 | 621 | 3.4 | 3.1 | Non Federally-Regulated | 06/14/2011 |  | 02/28/2019
Trane | Trane | GECE0157 |  | Ground-Source | WBAHP-O: Heat Pump Packaged Un | Heat Pump | 265 | 1 |  |  | No Match | Single-Speed |  |  |  | 15300 | 975 | 15.7 | 13.4 | 12000 | 1034 | 3.4 | 3.1 | Non Federally-Regulated | 06/14/2011 |  | 02/28/2019
Trane | Trane | GEHE0120 |  | Ground-Water-Source | WBAHP: Heat Pump Packaged Unit | Heat Pump | 115 | 1 |  |  | No Match | Single-Speed |  |  |  | 12700 | 635 | 20 | 16.2 | 12000 | 837 | 4.2 | 3.6 | Non Federally-Regulated | 06/14/2011 |  | 02/28/2019
Trane | Trane | GERE0483 |  | Ground-Water-Source | WBAHP: Heat Pump Packaged Unit | Heat Pump | 208 | 3 |  |  | No Match | Single-Speed |  |  |  | 58000 | 2387 | 24.3 | 16.2 | 45500 | 3101 | 4.3 | 3.6 | Non Federally-Regulated | 01/10/2012 |  | 02/28/2019
Trane | Trane | EXVF0307 |  | Ground-Water-Source | WBAHP: Heat Pump Packaged Unit | Heat Pump | 265 | 1 |  |  | No Match | Single-Speed |  |  |  | 33000 | 1315 | 25.1 | 16.2 | 29000 | 1771 | 4.8 | 3.6 | Non Federally-Regulated | 09/03/2012 |  | 02/28/2019
Trane | Trane | GECE0092 |  | Water-Source | WBAHP-O: Heat Pump Packaged Un | Heat Pump | 230 | 1 |  |  | No Match | Single-Speed |  |  |  | 8800 | 672 | 13.1 | 11.2 | 10900 | 626 | 5.1 | 4.2 | Federally-Regulated Commercial & Industrial Equipment | 06/14/2011 |  | 02/28/2019
Trane | Trane | EXHF0422 |  | Ground-Water-Source | WBAHP: Heat Pump Packaged Unit | Heat Pump | 230 | 1 |  |  | No Match | Single-Speed |  |  |  | 45800 | 1966 | 23.3 | 16.2 | 43100 | 2688 | 4.7 | 3.6 | Non Federally-Regulated | 09/03/2012 |  | 02/28/2019
Trane | Trane | GERE0365 |  | Ground-Source | WBAHP: Heat Pump Packaged Unit | Heat Pump | 575 | 3 |  |  | No Match | Single-Speed |  |  |  | 40000 | 2273 | 17.6 | 13.4 | 29800 | 2426 | 3.6 | 3.1 | Non Federally-Regulated | 01/10/2012 |  | 02/28/2019
Trane | Trane | EXHF0608 |  | Water-Source | WBAHP: Heat Pump Packaged Unit | Heat Pump | 230 | 3 |  |  | No Match | Single-Speed |  |  |  | 58600 | 3907 | 15 | 12 | 77800 | 4653 | 4.9 | 4.2 | Federally-Regulated Commercial & Industrial Equipment | 09/03/2012 |  | 02/28/2019
Trane | Trane | EXVF0247 |  | Ground-Water-Source | WBAHP: Heat Pump Packaged Unit | Heat Pump | 265 | 1 |  |  | No Match | Single-Speed |  |  |  | 26700 | 1060 | 25.2 | 16.2 | 24800 | 1546 | 4.7 | 3.6 | Non Federally-Regulated | 09/03/2012 |  | 02/28/2019
Trane | Trane | GEVE0244 |  | Water-Source | WBAHP: Heat Pump Packaged Unit | Heat Pump | 460 | 3 |  |  | No Match | Single-Speed |  |  |  | 24700 | 1680 | 14.7 | 12 | 29500 | 1801 | 4.8 | 4.2 | Federally-Regulated Commercial & Industrial Equipment | 06/14/2011 |  | 02/28/2019
Trane | Trane | EXHF0483 |  | Ground-Water-Source | WBAHP: Heat Pump Packaged Unit | Heat Pump | 208 | 3 |  |  | No Match | Single-Speed |  |  |  | 52000 | 2281 | 22.8 | 16.2 | 48800 | 3043 | 4.7 | 3.6 | Non Federally-Regulated | 09/03/2012 |  | 02/28/2019
Trane | Trane | GEHE0097 |  | Water-Source | WBAHP: Heat Pump Packaged Unit | Heat Pump | 265 | 1 |  |  | No Match | Single-Speed |  |  |  | 8800 | 677 | 13 | 11.2 | 11300 | 676 | 4.9 | 4.2 | Federally-Regulated Commercial & Industrial Equipment | 06/14/2011 |  | 02/28/2019
Trane | Trane | GETE0182 |  | Ground-Source | WBAHP-O: Heat Pump Packaged Un | Heat Pump | 230 | 1 |  |  | No Match | Single-Speed |  |  |  | 18700 | 1308 | 14.3 | 13.4 | 14800 | 1314 | 3.3 | 3.1 | Non Federally-Regulated | 01/09/2014 |  | 02/28/2019
Trane | Trane | EXHF0701 |  | Ground-Source | WBAHP: Heat Pump Packaged Unit | Heat Pump | 208 | 1 |  |  | No Match | Single-Speed | 3320 | 970 | 0 | 68500 | 4053 | 16.9 | 13.4 | 52600 | 4671 | 3.3 | 3.1 | Non Federally-Regulated | 09/03/2012 |  | 02/28/2019
Trane | Trane | GEHE0362 |  | Ground-Source | WBAHP: Heat Pump Packaged Unit | Heat Pump | 230 | 1 |  |  | No Match | Single-Speed |  |  |  | 36600 | 2245 | 16.3 | 13.4 | 28200 | 2504 | 3.3 | 3.1 | Non Federally-Regulated | 06/14/2011 |  | 02/28/2019
Trane | Trane | EXHF0307 |  | Ground-Water-Source | WBAHP: Heat Pump Packaged Unit | Heat Pump | 265 | 1 |  |  | No Match | Single-Speed |  |  |  | 33700 | 1387 | 24.3 | 16.2 | 29600 | 1886 | 4.6 | 3.6 | Non Federally-Regulated | 09/03/2012 |  | 02/28/2019
Trane | Trane | EXVF0484 |  | Ground-Source | WBAHP: Heat Pump Packaged Unit | Heat Pump | 460 | 3 |  |  | No Match | Single-Speed |  |  |  | 49000 | 2649 | 18.5 | 13.4 | 37800 | 2702 | 4.1 | 3.1 | Non Federally-Regulated | 09/03/2012 |  | 02/28/2019
Trane | Trane | GECE0120 |  | Ground-Source | WBAHP-O: Heat Pump Packaged Un | Heat Pump | 115 | 1 |  |  | No Match | Single-Speed |  |  |  | 11900 | 788 | 15.1 | 13.4 | 9500 | 819 | 3.4 | 3.1 | Non Federally-Regulated | 06/14/2011 |  | 02/28/2019
Trane | Trane | GEHE0187 |  | Ground-Water-Source | WBAHP: Heat Pump Packaged Unit | Heat Pump | 265 | 1 |  |  | No Match | Single-Speed |  |  |  | 19500 | 1000 | 19.5 | 16.2 | 18100 | 1263 | 4.2 | 3.6 | Non Federally-Regulated | 06/14/2011 |  | 02/28/2019
Trane | Trane | GECE0090 |  | Ground-Water-Source | WBAHP-O: Heat Pump Packaged Un | Heat Pump | 115 | 1 |  |  | No Match | Single-Speed |  |  |  | 9900 | 547 | 18.1 | 16.2 | 9500 | 647 | 4.3 | 3.6 | Non Federally-Regulated | 06/14/2011 |  | 02/28/2019
Trane | Trane | GEVE0187 |  | Ground-Water-Source | WBAHP: Heat Pump Packaged Unit | Heat Pump | 265 | 1 |  |  | No Match | Single-Speed |  |  |  | 19400 | 1010 | 19.2 | 16.2 | 18400 | 1315 | 4.1 | 3.6 | Non Federally-Regulated | 06/14/2011 |  | 02/28/2019
Trane | Trane | GEHE0484 |  | Water-Source | WBAHP: Heat Pump Packaged Unit | Heat Pump | 460 | 3 |  |  | No Match | Single-Speed |  |  |  | 49700 | 3576 | 13.9 | 12 | 58200 | 3554 | 4.8 | 4.2 | Federally-Regulated Commercial & Industrial Equipment | 06/14/2011 |  | 02/28/2019
Trane | Trane | EXVF0247 |  | Water-Source | WBAHP: Heat Pump Packaged Unit | Heat Pump | 265 | 1 |  |  | No Match | Single-Speed |  |  |  | 24600 | 1473 | 16.7 | 12 | 29000 | 1634 | 5.2 | 4.2 | Federally-Regulated Commercial & Industrial Equipment | 09/03/2012 |  | 02/28/2019
Trane | Trane | GERE0603 |  | Ground-Source | WBAHP: Heat Pump Packaged Unit | Heat Pump | 208 | 3 |  |  | No Match | Single-Speed |  |  |  | 63500 | 3757 | 16.9 | 13.4 | 47900 | 3900 | 3.6 | 3.1 | Non Federally-Regulated | 01/10/2012 |  | 02/28/2019
Trane | Trane | GEHE0424 |  | Water-Source | WBAHP: Heat Pump Packaged Unit | Heat Pump | 460 | 3 |  |  | No Match | Single-Speed |  |  |  | 41500 | 3051 | 13.6 | 12 | 51900 | 3307 | 4.6 | 4.2 | Federally-Regulated Commercial & Industrial Equipment | 06/14/2011 |  | 02/28/2019
Trane | Trane | GECE0122 |  | Ground-Water-Source | WBAHP-O: Heat Pump Packaged Un | Heat Pump | 230 | 1 |  |  | No Match | Single-Speed |  |  |  | 12800 | 650 | 19.7 | 16.2 | 11900 | 851 | 4.1 | 3.6 | Non Federally-Regulated | 06/14/2011 |  | 02/28/2019
Trane | Trane | GECE0122 |  | Water-Source | WBAHP-O: Heat Pump Packaged Un | Heat Pump | 230 | 1 |  |  | No Match | Single-Speed |  |  |  | 11500 | 852 | 13.5 | 11.2 | 14600 | 873 | 4.9 | 4.2 | Federally-Regulated Commercial & Industrial Equipment | 06/14/2011 |  | 02/28/2019
Trane | Trane | EXHF0182 |  | Ground-Water-Source | WBAHP: Heat Pump Packaged Unit | Heat Pump | 230 | 1 |  |  | No Match | Single-Speed |  |  |  | 20600 | 824 | 25 | 16.2 | 19100 | 1244 | 4.5 | 3.6 | Non Federally-Regulated | 09/03/2012 |  | 02/28/2019
Trane | Trane | EXHF0424 |  | Ground-Water-Source | WBAHP: Heat Pump Packaged Unit | Heat Pump | 460 | 3 |  |  | No Match | Single-Speed |  |  |  | 45800 | 1966 | 23.3 | 16.2 | 43100 | 2688 | 4.7 | 3.6 | Non Federally-Regulated | 09/03/2012 |  | 02/28/2019
Trane | Trane | GEHE0090 |  | Water-Source | WBAHP: Heat Pump Packaged Unit | Heat Pump | 115 | 1 |  |  | No Match | Single-Speed |  |  |  | 8800 | 677 | 13 | 11.2 | 11300 | 676 | 4.9 | 4.2 | Federally-Regulated Commercial & Industrial Equipment | 06/14/2011 |  | 02/28/2019
Trane | Trane | GERE0484 |  | Ground-Water-Source | WBAHP: Heat Pump Packaged Unit | Heat Pump | 460 | 3 |  |  | No Match | Single-Speed |  |  |  | 58000 | 2387 | 24.3 | 16.2 | 45500 | 3101 | 4.3 | 3.6 | Non Federally-Regulated | 01/10/2012 |  | 02/28/2019
Trane | Trane | GEVE0604 |  | Ground-Source | WBAHP: Heat Pump Packaged Unit | Heat Pump | 460 | 3 |  |  | No Match | Single-Speed |  |  |  | 64100 | 4031 | 15.9 | 13.4 | 46800 | 3919 | 3.5 | 3.1 | Non Federally-Regulated | 06/14/2011 |  | 02/28/2019
Trane | Trane | GETE018 |  | Ground-Water-Source | WBAHP-O: Heat Pump Packaged Un | Heat Pump | 208 | 1 |  |  | No Match | Single-Speed |  |  |  | 19500 | 1083 | 18 | 16.2 | 17900 | 1418 | 3.7 | 3.6 | Non Federally-Regulated | 01/09/2014 |  | 02/28/2019
Trane | Trane | EXHF0302 |  | Water-Source | WBAHP: Heat Pump Packaged Unit | Heat Pump | 230 | 1 |  |  | No Match | Single-Speed |  |  |  | 30500 | 1815 | 16.8 | 12 | 36200 | 1965 | 5.4 | 4.2 | Federally-Regulated Commercial & Industrial Equipment | 09/03/2012 |  | 02/28/2019
Trane | Trane | EXHF0242 |  | Water-Source | WBAHP: Heat Pump Packaged Unit | Heat Pump | 230 | 1 |  |  | No Match | Single-Speed |  |  |  | 23800 | 1488 | 16 | 12 | 27700 | 1691 | 4.8 | 4.2 | Federally-Regulated Commercial & Industrial Equipment | 09/03/2012 |  | 02/28/2019
Trane | Trane | GEVE0307 |  | Ground-Water-Source | WBAHP: Heat Pump Packaged Unit | Heat Pump | 265 | 1 |  |  | No Match | Single-Speed |  |  |  | 31900 | 1477 | 21.6 | 16.2 | 29300 | 1997 | 4.3 | 3.6 | Non Federally-Regulated | 06/14/2011 |  | 02/28/2019
Trane | Trane | GEVE0120 |  | Ground-Water-Source | WBAHP: Heat Pump Packaged Unit | Heat Pump | 115 | 1 |  |  | No Match | Single-Speed |  |  |  | 12800 | 615 | 20.8 | 16.2 | 12200 | 832 | 4.3 | 3.6 | Non Federally-Regulated | 06/14/2011 |  | 02/28/2019
Trane | Trane | GEHE0242 |  | Water-Source | WBAHP: Heat Pump Packaged Unit | Heat Pump | 230 | 1 |  |  | No Match | Single-Speed |  |  |  | 24000 | 1667 | 14.4 | 12 | 29700 | 1852 | 4.7 | 4.2 | Federally-Regulated Commercial & Industrial Equipment | 06/14/2011 |  | 02/28/2019
Trane | Trane | EXHF0428 |  | Water-Source | WBAHP: Heat Pump Packaged Unit | Heat Pump | 230 | 3 |  |  | No Match | Single-Speed |  |  |  | 42500 | 2530 | 16.8 | 12 | 52400 | 2898 | 5.3 | 4.2 | Federally-Regulated Commercial & Industrial Equipment | 09/03/2012 |  | 02/28/2019
Trane | Trane | GERE0365 |  | Water-Source | WBAHP: Heat Pump Packaged Unit | Heat Pump | 575 | 3 |  |  | No Match | Single-Speed |  |  |  | 38200 | 2616 | 14.6 | 12 | 41400 | 2696 | 4.5 | 4.2 | Federally-Regulated Commercial & Industrial Equipment | 01/10/2012 |  | 02/28/2019
Trane | Trane | GEVE0422 |  | Water-Source | WBAHP: Heat Pump Packaged Unit | Heat Pump | 208 | 1 |  |  | No Match | Single-Speed |  |  |  | 41000 | 2950 | 13.9 | 12 | 51700 | 3224 | 4.7 | 4.2 | Federally-Regulated Commercial & Industrial Equipment | 06/14/2011 |  | 02/28/2019
Trane | Trane | GECE0152 |  | Ground-Water-Source | WBAHP-O: Heat Pump Packaged Un | Heat Pump | 230 | 1 |  |  | No Match | Single-Speed |  |  |  | 16100 | 805 | 20 | 16.2 | 14800 | 1058 | 4.1 | 3.6 | Non Federally-Regulated | 06/14/2011 |  | 02/28/2019
Trane | Trane | GECE0187 |  | Water-Source | WBAHP-O: Heat Pump Packaged Un | Heat Pump | 265 | 1 |  |  | No Match | Single-Speed |  |  |  | 16500 | 1231 | 13.4 | 11.2 | 20800 | 1270 | 4.8 | 4.2 | Federally-Regulated Commercial & Industrial Equipment | 06/14/2011 |  | 02/28/2019
Trane | Trane | GEVE0482 |  | Water-Source | WBAHP: Heat Pump Packaged Unit | Heat Pump | 230 | 1 |  |  | No Match | Single-Speed |  |  |  | 49500 | 3511 | 14.1 | 12 | 51400 | 3275 | 4.6 | 4.2 | Federally-Regulated Commercial & Industrial Equipment | 06/14/2011 |  | 02/28/2019
Trane | Trane | GETE0367 |  | Ground-Source | WBAHP-O: Heat Pump Packaged Un | Heat Pump | 265 | 1 |  |  | No Match | Single-Speed |  |  |  | 35100 | 2404 | 14.6 | 13.4 | 27300 | 2500 | 3.2 | 3.1 | Non Federally-Regulated | 01/09/2014 |  | 02/28/2019
Trane | Trane | GERE0481 |  | Water-Source | WBAHP: Heat Pump Packaged Unit | Heat Pump | 208 | 1 |  |  | No Match | Single-Speed |  |  |  | 51500 | 3259 | 15.8 | 12 | 52700 | 3286 | 4.7 | 4.2 | Federally-Regulated Commercial & Industrial Equipment | 01/10/2012 |  | 02/28/2019
Trane | Trane | GERE0363 |  | Ground-Water-Source | WBAHP: Heat Pump Packaged Unit | Heat Pump | 208 | 3 |  |  | No Match | Single-Speed |  |  |  | 43800 | 1833 | 23.9 | 16.2 | 36100 | 2519 | 4.2 | 3.6 | Non Federally-Regulated | 01/10/2012 |  | 02/28/2019
Trane | Trane | GERE0484 |  | Ground-Source | WBAHP: Heat Pump Packaged Unit | Heat Pump | 460 | 3 |  |  | No Match | Single-Speed |  |  |  | 53500 | 2908 | 18.4 | 13.4 | 37900 | 3085 | 3.6 | 3.1 | Non Federally-Regulated | 01/10/2012 |  | 02/28/2019
Trane | Trane | EXVF0307 |  | Ground-Source | WBAHP: Heat Pump Packaged Unit | Heat Pump | 265 | 1 |  |  | No Match | Single-Speed |  |  |  | 31100 | 1611 | 19.3 | 13.4 | 22500 | 1691 | 3.9 | 3.1 | Non Federally-Regulated | 09/03/2012 |  | 02/28/2019
Trane | Trane | GEHE0363 |  | Water-Source | WBAHP: Heat Pump Packaged Unit | Heat Pump | 208 | 3 |  |  | No Match | Single-Speed |  |  |  | 35200 | 2479 | 14.2 | 12 | 44100 | 2810 | 4.6 | 4.2 | Federally-Regulated Commercial & Industrial Equipment | 06/14/2011 |  | 02/28/2019
Trane | Trane | GEVE0428 |  | Ground-Source | WBAHP: Heat Pump Packaged Unit | Heat Pump | 230 | 3 |  |  | No Match | Single-Speed |  |  |  | 43100 | 2694 | 16 | 13.4 | 33800 | 2830 | 3.5 | 3.1 | Non Federally-Regulated | 06/14/2011 |  | 02/28/2019
Trane | Trane | GEHE0484 |  | Ground-Water-Source | WBAHP: Heat Pump Packaged Unit | Heat Pump | 460 | 3 |  |  | No Match | Single-Speed |  |  |  | 55700 | 2704 | 20.6 | 16.2 | 49300 | 3440 | 4.2 | 3.6 | Non Federally-Regulated | 06/14/2011 |  | 02/28/2019
Trane | Trane | GECE0187 |  | Ground-Water-Source | WBAHP-O: Heat Pump Packaged Un | Heat Pump | 265 | 1 |  |  | No Match | Single-Speed |  |  |  | 17700 | 937 | 18.9 | 16.2 | 17000 | 1215 | 4.1 | 3.6 | Non Federally-Regulated | 06/14/2011 |  | 02/28/2019
Trane | Trane | EXHF0187 |  | Water-Source | WBAHP: Heat Pump Packaged Unit | Heat Pump | 265 | 1 |  |  | No Match | Single-Speed |  |  |  | 19300 | 1156 | 16.7 | 12 | 23300 | 1339 | 5.1 | 4.2 | Federally-Regulated Commercial & Industrial Equipment | 09/03/2012 |  | 02/28/2019
Trane | Trane | GEHE0422 |  | Water-Source | WBAHP: Heat Pump Packaged Unit | Heat Pump | 230 | 1 |  |  | No Match | Single-Speed |  |  |  | 41500 | 3051 | 13.6 | 12 | 51900 | 3307 | 4.6 | 4.2 | Federally-Regulated Commercial & Industrial Equipment | 06/14/2011 |  | 02/28/2019
Trane | Trane | EXHF0307 |  | Ground-Source | WBAHP: Heat Pump Packaged Unit | Heat Pump | 265 | 1 |  |  | No Match | Single-Speed |  |  |  | 31600 | 1690 | 18.7 | 13.4 | 22700 | 1798 | 3.7 | 3.1 | Non Federally-Regulated | 09/03/2012 |  | 02/28/2019
Trane | Trane | EXHE018 |  | Ground-Source | WBAHP: Heat Pump Packaged Unit | Heat Pump | 208 | 3 |  |  | No Match | Single-Speed |  |  |  | 19100 | 1110 | 17.2 | 13.4 | 13900 | 1132 | 3.6 | 3.1 | Non Federally-Regulated | 04/30/2009 |  | 02/28/2019
Trane | Trane | EXHF0301 |  | Ground-Water-Source | WBAHP: Heat Pump Packaged Unit | Heat Pump | 208 | 1 |  |  | No Match | Single-Speed |  |  |  | 33700 | 1387 | 24.3 | 16.2 | 29600 | 1886 | 4.6 | 3.6 | Non Federally-Regulated | 09/03/2012 |  | 02/28/2019
Trane | Trane | GEHE0488 |  | Ground-Water-Source | WBAHP: Heat Pump Packaged Unit | Heat Pump | 230 | 3 |  |  | No Match | Single-Speed |  |  |  | 55700 | 2704 | 20.6 | 16.2 | 49300 | 3440 | 4.2 | 3.6 | Non Federally-Regulated | 06/14/2011 |  | 02/28/2019
Trane | Trane | GEHE0157 |  | Water-Source | WBAHP: Heat Pump Packaged Unit | Heat Pump | 265 | 1 |  |  | No Match | Single-Speed |  |  |  | 14300 | 1059 | 13.5 | 11.2 | 18300 | 1192 | 4.5 | 4.2 | Federally-Regulated Commercial & Industrial Equipment | 06/14/2011 |  | 02/28/2019
Trane | Trane | GEVE0157 |  | Ground-Source | WBAHP: Heat Pump Packaged Unit | Heat Pump | 265 | 1 |  |  | No Match | Single-Speed |  |  |  | 14800 | 949 | 15.6 | 13.4 | 11700 | 980 | 3.5 | 3.1 | Non Federally-Regulated | 06/14/2011 |  | 02/28/2019
Trane | Trane | GEVE0483 |  | Water-Source | WBAHP: Heat Pump Packaged Unit | Heat Pump | 208 | 3 |  |  | No Match | Single-Speed |  |  |  | 49500 | 3511 | 14.1 | 12 | 51400 | 3275 | 4.6 | 4.2 | Federally-Regulated Commercial & Industrial Equipment | 06/14/2011 |  | 02/28/2019
Trane | Trane | GETE0247 |  | Ground-Water-Source | WBAHP-O: Heat Pump Packaged Un | Heat Pump | 265 | 1 |  |  | No Match | Single-Speed |  |  |  | 25600 | 1376 | 18.6 | 16.2 | 23600 | 1773 | 3.9 | 3.6 | Non Federally-Regulated | 01/09/2014 |  | 02/28/2019
Trane | Trane | GECE0150 |  | Ground-Source | WBAHP-O: Heat Pump Packaged Un | Heat Pump | 115 | 1 |  |  | No Match | Single-Speed |  |  |  | 15300 | 975 | 15.7 | 13.4 | 12000 | 1034 | 3.4 | 3.1 | Non Federally-Regulated | 06/14/2011 |  | 02/28/2019
Trane | Trane | GEVE0484 |  | Ground-Water-Source | WBAHP: Heat Pump Packaged Unit | Heat Pump | 460 | 3 |  |  | No Match | Single-Speed |  |  |  | 55200 | 2641 | 20.9 | 16.2 | 43000 | 3151 | 4 | 3.6 | Non Federally-Regulated | 06/14/2011 |  | 02/28/2019
Trane | Trane | EXVF0482 |  | Water-Source | WBAHP: Heat Pump Packaged Unit | Heat Pump | 230 | 1 |  |  | No Match | Single-Speed |  |  |  | 47500 | 2879 | 16.5 | 12 | 57500 | 3180 | 5.3 | 4.2 | Federally-Regulated Commercial & Industrial Equipment | 09/03/2012 |  | 02/28/2019
Trane | Trane | GERE0364 |  | Ground-Source | WBAHP: Heat Pump Packaged Unit | Heat Pump | 460 | 3 |  |  | No Match | Single-Speed |  |  |  | 40000 | 2273 | 17.6 | 13.4 | 29800 | 2426 | 3.6 | 3.1 | Non Federally-Regulated | 01/10/2012 |  | 02/28/2019
Trane | Trane | GEHE0182 |  | Water-Source | WBAHP: Heat Pump Packaged Unit | Heat Pump | 230 | 1 |  |  | No Match | Single-Speed |  |  |  | 18000 | 1353 | 13.3 | 12 | 21900 | 1337 | 4.8 | 4.2 | Federally-Regulated Commercial & Industrial Equipment | 06/14/2011 |  | 02/28/2019
Trane | Trane | GEVE0304 |  | Ground-Source | WBAHP: Heat Pump Packaged Unit | Heat Pump | 460 | 3 |  |  | No Match | Single-Speed |  |  |  | 29900 | 1812 | 16.5 | 13.4 | 23200 | 1889 | 3.6 | 3.1 | Non Federally-Regulated | 06/14/2011 |  | 02/28/2019
Trane | Trane | EXVF0247 |  | Ground-Source | WBAHP: Heat Pump Packaged Unit | Heat Pump | 265 | 1 |  |  | No Match | Single-Speed |  |  |  | 25500 | 1349 | 18.9 | 13.4 | 19200 | 1481 | 3.8 | 3.1 | Non Federally-Regulated | 09/03/2012 |  | 02/28/2019
Trane | Trane | EXVF0362 |  | Ground-Source | WBAHP: Heat Pump Packaged Unit | Heat Pump | 230 | 1 |  |  | No Match | Single-Speed |  |  |  | 36000 | 1935 | 18.6 | 13.4 | 28000 | 2159 | 3.8 | 3.1 | Non Federally-Regulated | 09/03/2012 |  | 02/28/2019
Trane | Trane | EXHF0367 |  | Water-Source | WBAHP: Heat Pump Packaged Unit | Heat Pump | 265 | 1 |  |  | No Match | Single-Speed |  |  |  | 35200 | 2071 | 17 | 12 | 44400 | 2410 | 5.4 | 4.2 | Federally-Regulated Commercial & Industrial Equipment | 09/03/2012 |  | 02/28/2019
Trane | Trane | GERE0368 |  | Water-Source | WBAHP: Heat Pump Packaged Unit | Heat Pump | 230 | 3 |  |  | No Match | Single-Speed |  |  |  | 38200 | 2616 | 14.6 | 12 | 41400 | 2696 | 4.5 | 4.2 | Federally-Regulated Commercial & Industrial Equipment | 01/10/2012 |  | 02/28/2019
Trane | Trane | GECE0187 |  | Ground-Source | WBAHP-O: Heat Pump Packaged Un | Heat Pump | 265 | 1 |  |  | No Match | Single-Speed |  |  |  | 16900 | 1150 | 14.7 | 13.4 | 13400 | 1190 | 3.3 | 3.1 | Non Federally-Regulated | 06/14/2011 |  | 02/28/2019
Trane | Trane | GETE0157 |  | Water-Source | WBAHP-O: Heat Pump Packaged Un | Heat Pump | 265 | 1 |  |  | No Match | Single-Speed |  |  |  | 14700 | 1122 | 13.1 | 11.2 | 17700 | 1128 | 4.6 | 4.2 | Federally-Regulated Commercial & Industrial Equipment | 01/09/2014 |  | 02/28/2019
Trane | Trane | EXVF0423 |  | Ground-Water-Source | WBAHP: Heat Pump Packaged Unit | Heat Pump | 208 | 3 |  |  | No Match | Single-Speed |  |  |  | 45400 | 1940 | 23.4 | 16.2 | 42300 | 2695 | 4.6 | 3.6 | Non Federally-Regulated | 09/03/2012 |  | 02/28/2019
Trane | Trane | GEVE0307 |  | Ground-Source | WBAHP: Heat Pump Packaged Unit | Heat Pump | 265 | 1 |  |  | No Match | Single-Speed |  |  |  | 29900 | 1812 | 16.5 | 13.4 | 23200 | 1889 | 3.6 | 3.1 | Non Federally-Regulated | 06/14/2011 |  | 02/28/2019
Trane | Trane | GEHE0482 |  | Ground-Water-Source | WBAHP: Heat Pump Packaged Unit | Heat Pump | 230 | 1 |  |  | No Match | Single-Speed |  |  |  | 55700 | 2704 | 20.6 | 16.2 | 49300 | 3440 | 4.2 | 3.6 | Non Federally-Regulated | 06/14/2011 |  | 02/28/2019
Trane | Trane | GERE0488 |  | Ground-Water-Source | WBAHP: Heat Pump Packaged Unit | Heat Pump | 230 | 3 |  |  | No Match | Single-Speed |  |  |  | 58000 | 2387 | 24.3 | 16.2 | 45500 | 3101 | 4.3 | 3.6 | Non Federally-Regulated | 01/10/2012 |  | 02/28/2019
Trane | Trane | EXHF0604 |  | Ground-Source | WBAHP: Heat Pump Packaged Unit | Heat Pump | 460 | 3 |  |  | No Match | Single-Speed |  |  |  | 61400 | 3591 | 17.1 | 13.4 | 50400 | 3887 | 3.8 | 3.1 | Non Federally-Regulated | 09/03/2012 |  | 02/28/2019
Trane | Trane | EXHF0603 |  | Ground-Water-Source | WBAHP: Heat Pump Packaged Unit | Heat Pump | 208 | 3 |  |  | No Match | Single-Speed |  |  |  | 64700 | 2941 | 22 | 16.2 | 64100 | 4270 | 4.4 | 3.6 | Non Federally-Regulated | 09/03/2012 |  | 02/28/2019
Trane | Trane | GEHE0247 |  | Ground-Source | WBAHP: Heat Pump Packaged Unit | Heat Pump | 265 | 1 |  |  | No Match | Single-Speed |  |  |  | 25100 | 1494 | 16.8 | 13.4 | 19300 | 1664 | 3.4 | 3.1 | Non Federally-Regulated | 06/14/2011 |  | 02/28/2019
Trane | Trane | GERE0363 |  | Water-Source | WBAHP: Heat Pump Packaged Unit | Heat Pump | 208 | 3 |  |  | No Match | Single-Speed |  |  |  | 38200 | 2616 | 14.6 | 12 | 41400 | 2696 | 4.5 | 4.2 | Federally-Regulated Commercial & Industrial Equipment | 01/10/2012 |  | 02/28/2019
Trane | Trane | EXHF0368 |  | Ground-Water-Source | WBAHP: Heat Pump Packaged Unit | Heat Pump | 230 | 3 |  |  | No Match | Single-Speed |  |  |  | 39700 | 1539 | 25.8 | 16.2 | 36500 | 2229 | 4.8 | 3.6 | Non Federally-Regulated | 09/03/2012 |  | 02/28/2019
Trane | Trane | GECE0122 |  | Ground-Source | WBAHP-O: Heat Pump Packaged Un | Heat Pump | 230 | 1 |  |  | No Match | Single-Speed |  |  |  | 11900 | 788 | 15.1 | 13.4 | 9500 | 819 | 3.4 | 3.1 | Non Federally-Regulated | 06/14/2011 |  | 02/28/2019
Trane | Trane | EXVF0422 |  | Ground-Water-Source | WBAHP: Heat Pump Packaged Unit | Heat Pump | 230 | 1 |  |  | No Match | Single-Speed |  |  |  | 45400 | 1940 | 23.4 | 16.2 | 42300 | 2695 | 4.6 | 3.6 | Non Federally-Regulated | 09/03/2012 |  | 02/28/2019
Trane | Trane | EXVF0708 |  | Ground-Source | WBAHP: Heat Pump Packaged Unit | Heat Pump | 230 | 3 |  |  | No Match | Single-Speed | 3316 | 864 | 0 | 68600 | 3920 | 17.5 | 13.4 | 52300 | 4508 | 3.4 | 3.1 | Non Federally-Regulated | 09/03/2012 |  | 02/28/2019
Trane | Trane | EXHF0301 |  | Water-Source | WBAHP: Heat Pump Packaged Unit | Heat Pump | 208 | 1 |  |  | No Match | Single-Speed |  |  |  | 30500 | 1815 | 16.8 | 12 | 36200 | 1965 | 5.4 | 4.2 | Federally-Regulated Commercial & Industrial Equipment | 09/03/2012 |  | 02/28/2019
Trane | Trane | GEHE0090 |  | Ground-Water-Source | WBAHP: Heat Pump Packaged Unit | Heat Pump | 115 | 1 |  |  | No Match | Single-Speed |  |  |  | 10100 | 561 | 18 | 16.2 | 9300 | 649 | 4.2 | 3.6 | Non Federally-Regulated | 06/14/2011 |  | 02/28/2019
Trane | Trane | GEHE0362 |  | Water-Source | WBAHP: Heat Pump Packaged Unit | Heat Pump | 230 | 1 |  |  | No Match | Single-Speed |  |  |  | 35200 | 2479 | 14.2 | 12 | 44100 | 2810 | 4.6 | 4.2 | Federally-Regulated Commercial & Industrial Equipment | 06/14/2011 |  | 02/28/2019
Trane | Trane | GETE0127 |  | Water-Source | WBAHP-O: Heat Pump Packaged Un | Heat Pump | 265 | 1 |  |  | No Match | Single-Speed |  |  |  | 11900 | 881 | 13.5 | 11.2 | 14100 | 898 | 4.6 | 4.2 | Federally-Regulated Commercial & Industrial Equipment | 01/09/2014 |  | 02/28/2019
Trane | Trane | GEVE0603 |  | Ground-Source | WBAHP: Heat Pump Packaged Unit | Heat Pump | 208 | 3 |  |  | No Match | Single-Speed |  |  |  | 64100 | 4031 | 15.9 | 13.4 | 46800 | 3919 | 3.5 | 3.1 | Non Federally-Regulated | 06/14/2011 |  | 02/28/2019
Trane | Trane | GEHE0483 |  | Ground-Water-Source | WBAHP: Heat Pump Packaged Unit | Heat Pump | 208 | 3 |  |  | No Match | Single-Speed |  |  |  | 55700 | 2704 | 20.6 | 16.2 | 49300 | 3440 | 4.2 | 3.6 | Non Federally-Regulated | 06/14/2011 |  | 02/28/2019
Trane | Trane | GEVE0483 |  | Ground-Source | WBAHP: Heat Pump Packaged Unit | Heat Pump | 208 | 3 |  |  | No Match | Single-Speed |  |  |  | 51300 | 3167 | 16.2 | 13.4 | 34200 | 2948 | 3.4 | 3.1 | Non Federally-Regulated | 06/14/2011 |  | 02/28/2019
Trane | Trane | GEHE0122 |  | Ground-Source | WBAHP: Heat Pump Packaged Unit | Heat Pump | 230 | 1 |  |  | No Match | Single-Speed |  |  |  | 12000 | 779 | 15.4 | 13.4 | 9300 | 802 | 3.4 | 3.1 | Non Federally-Regulated | 06/14/2011 |  | 02/28/2019
Trane | Trane | GETE0097 |  | Ground-Water-Source | WBAHP-O: Heat Pump Packaged Un | Heat Pump | 265 | 1 |  |  | No Match | Single-Speed |  |  |  | 9700 | 527 | 18.4 | 16.2 | 8700 | 671 | 3.8 | 3.6 | Non Federally-Regulated | 01/09/2014 |  | 02/28/2019
Trane | Trane | GECE0097 |  | Ground-Source | WBAHP-O: Heat Pump Packaged Un | Heat Pump | 265 | 1 |  |  | No Match | Single-Speed |  |  |  | 9100 | 623 | 14.6 | 13.4 | 7100 | 612 | 3.4 | 3.1 | Non Federally-Regulated | 06/14/2011 |  | 02/28/2019
Trane | Trane | GEHE0362 |  | Ground-Water-Source | WBAHP: Heat Pump Packaged Unit | Heat Pump | 230 | 1 |  |  | No Match | Single-Speed |  |  |  | 39400 | 1824 | 21.6 | 16.2 | 36000 | 2573 | 4.1 | 3.6 | Non Federally-Regulated | 06/14/2011 |  | 02/28/2019
Trane | Trane | EXVF0361 |  | Ground-Source | WBAHP: Heat Pump Packaged Unit | Heat Pump | 208 | 1 |  |  | No Match | Single-Speed |  |  |  | 36000 | 1935 | 18.6 | 13.4 | 28000 | 2159 | 3.8 | 3.1 | Non Federally-Regulated | 09/03/2012 |  | 02/28/2019
Trane | Trane | EXHF0703 |  | Ground-Source | WBAHP: Heat Pump Packaged Unit | Heat Pump | 208 | 3 |  |  | No Match | Single-Speed | 970 | 970 | 0 | 68500 | 4053 | 16.9 | 13.4 | 52600 | 4671 | 3.3 | 3.1 | Non Federally-Regulated | 09/03/2012 |  | 02/28/2019
Trane | Trane | GECE0097 |  | Ground-Water-Source | WBAHP-O: Heat Pump Packaged Un | Heat Pump | 265 | 1 |  |  | No Match | Single-Speed |  |  |  | 9900 | 547 | 18.1 | 16.2 | 9500 | 647 | 4.3 | 3.6 | Non Federally-Regulated | 06/14/2011 |  | 02/28/2019
Trane | Trane | EXHF0362 |  | Ground-Source | WBAHP: Heat Pump Packaged Unit | Heat Pump | 230 | 1 |  |  | No Match | Single-Speed |  |  |  | 36700 | 1921 | 19.1 | 13.4 | 28200 | 2175 | 3.8 | 3.1 | Non Federally-Regulated | 09/03/2012 |  | 02/28/2019
Trane | Trane | GEVE0152 |  | Water-Source | WBAHP: Heat Pump Packaged Unit | Heat Pump | 230 | 1 |  |  | No Match | Single-Speed |  |  |  | 14400 | 1043 | 13.8 | 11.2 | 18300 | 1095 | 4.9 | 4.2 | Federally-Regulated Commercial & Industrial Equipment | 06/14/2011 |  | 02/28/2019
Trane | Trane | EXVF0483 |  | Ground-Source | WBAHP: Heat Pump Packaged Unit | Heat Pump | 208 | 3 |  |  | No Match | Single-Speed |  |  |  | 49000 | 2649 | 18.5 | 13.4 | 37800 | 2702 | 4.1 | 3.1 | Non Federally-Regulated | 09/03/2012 |  | 02/28/2019
Trane | Trane | GEVE0368 |  | Ground-Source | WBAHP: Heat Pump Packaged Unit | Heat Pump | 230 | 3 |  |  | No Match | Single-Speed |  |  |  | 37600 | 2186 | 17.2 | 13.4 | 30100 | 2520 | 3.5 | 3.1 | Non Federally-Regulated | 06/14/2011 |  | 02/28/2019
Trane | Trane | GEHE0424 |  | Ground-Source | WBAHP: Heat Pump Packaged Unit | Heat Pump | 460 | 3 |  |  | No Match | Single-Speed |  |  |  | 43100 | 2799 | 15.4 | 13.4 | 34100 | 2939 | 3.4 | 3.1 | Non Federally-Regulated | 06/14/2011 |  | 02/28/2019
Trane | Trane | GEHE0247 |  | Ground-Water-Source | WBAHP: Heat Pump Packaged Unit | Heat Pump | 265 | 1 |  |  | No Match | Single-Speed |  |  |  | 26800 | 1229 | 21.8 | 16.2 | 24900 | 1738 | 4.2 | 3.6 | Non Federally-Regulated | 06/14/2011 |  | 02/28/2019
Trane | Trane | GETE012 |  | Ground-Source | WBAHP-O: Heat Pump Packaged Un | Heat Pump | 208 | 1 |  |  | No Match | Single-Speed |  |  |  | 12300 | 815 | 15.1 | 13.4 | 9000 | 824 | 3.2 | 3.1 | Non Federally-Regulated | 01/09/2014 |  | 02/28/2019
Trane | Trane | GETE0152 |  | Ground-Source | WBAHP-O: Heat Pump Packaged Un | Heat Pump | 230 | 1 |  |  | No Match | Single-Speed |  |  |  | 15400 | 1041 | 14.8 | 13.4 | 11800 | 1048 | 3.3 | 3.1 | Non Federally-Regulated | 01/09/2014 |  | 02/28/2019
Trane | Trane | EXHF0241 |  | Ground-Water-Source | WBAHP: Heat Pump Packaged Unit | Heat Pump | 208 | 1 |  |  | No Match | Single-Speed |  |  |  | 25900 | 1088 | 23.8 | 16.2 | 24100 | 1570 | 4.5 | 3.6 | Non Federally-Regulated | 09/03/2012 |  | 02/28/2019
Trane | Trane | GEVE0090 |  | Water-Source | WBAHP: Heat Pump Packaged Unit | Heat Pump | 115 | 1 |  |  | No Match | Single-Speed |  |  |  | 8800 | 677 | 13 | 11.2 | 11300 | 649 | 5.1 | 4.2 | Federally-Regulated Commercial & Industrial Equipment | 06/14/2011 |  | 02/28/2019
Trane | Trane | GETB012 |  | Water-Source | WBAHP: Heat Pump Packaged Unit | Heat Pump | 208 | 1 |  |  | No Match | Single-Speed |  |  |  | 11000 | 909 | 12.1 | 11.2 | 13800 | 941 | 4.3 | 4.2 | Federally-Regulated Commercial & Industrial Equipment | 08/27/2008 |  | 02/28/2019
Trane | Trane | GEHE0603 |  | Water-Source | WBAHP: Heat Pump Packaged Unit | Heat Pump | 208 | 3 |  |  | No Match | Single-Speed |  |  |  | 59700 | 4455 | 13.4 | 12 | 70500 | 4592 | 4.5 | 4.2 | Federally-Regulated Commercial & Industrial Equipment | 06/14/2011 |  | 02/28/2019
Trane | Trane | EXVF0608 |  | Water-Source | WBAHP: Heat Pump Packaged Unit | Heat Pump | 230 | 3 |  |  | No Match | Single-Speed |  |  |  | 59700 | 3852 | 15.5 | 12 | 79800 | 4586 | 5.1 | 4.2 | Federally-Regulated Commercial & Industrial Equipment | 09/03/2012 |  | 02/28/2019
Trane | Trane | GEVE0187 |  | Ground-Source | WBAHP: Heat Pump Packaged Unit | Heat Pump | 265 | 1 |  |  | No Match | Single-Speed |  |  |  | 18300 | 1245 | 14.7 | 13.4 | 14500 | 1214 | 3.5 | 3.1 | Non Federally-Regulated | 06/14/2011 |  | 02/28/2019
Trane | Trane | EXHF0421 |  | Ground-Source | WBAHP: Heat Pump Packaged Unit | Heat Pump | 208 | 1 |  |  | No Match | Single-Speed |  |  |  | 43700 | 2362 | 18.5 | 13.4 | 34200 | 2570 | 3.9 | 3.1 | Non Federally-Regulated | 09/03/2012 |  | 02/28/2019
Trane | Trane | EXVF0484 |  | Ground-Water-Source | WBAHP: Heat Pump Packaged Unit | Heat Pump | 460 | 3 |  |  | No Match | Single-Speed |  |  |  | 51700 | 2154 | 24 | 16.2 | 48200 | 2883 | 4.9 | 3.6 | Non Federally-Regulated | 09/03/2012 |  | 02/28/2019
Trane | Trane | EXHF0482 |  | Ground-Water-Source | WBAHP: Heat Pump Packaged Unit | Heat Pump | 230 | 1 |  |  | No Match | Single-Speed |  |  |  | 52000 | 2281 | 22.8 | 16.2 | 48800 | 3043 | 4.7 | 3.6 | Non Federally-Regulated | 09/03/2012 |  | 02/28/2019
Trane | Trane | EXHF0708 |  | Ground-Water-Source | WBAHP: Heat Pump Packaged Unit | Heat Pump | 230 | 3 |  |  | No Match | Single-Speed | 2720 | 970 | 0 | 70900 | 3360 | 21.1 | 16.2 | 68900 | 4925 | 4.1 | 3.6 | Non Federally-Regulated | 09/03/2012 |  | 02/28/2019
Trane | Trane | EXVF0702 |  | Water-Source | WBAHP: Heat Pump Packaged Unit | Heat Pump | 230 | 1 |  |  | No Match | Single-Speed | 3656 | 864 | 0 | 66700 | 4195 | 15.9 | 12 | 83000 | 5176 | 4.7 | 4.2 | Federally-Regulated Commercial & Industrial Equipment | 09/03/2012 |  | 02/28/2019
Trane | Trane | EXVF0601 |  | Water-Source | WBAHP: Heat Pump Packaged Unit | Heat Pump | 208 | 1 |  |  | No Match | Single-Speed |  |  |  | 59700 | 3852 | 15.5 | 12 | 79800 | 4586 | 5.1 | 4.2 | Federally-Regulated Commercial & Industrial Equipment | 09/03/2012 |  | 02/28/2019
Trane | Trane | GEHE0604 |  | Water-Source | WBAHP: Heat Pump Packaged Unit | Heat Pump | 460 | 3 |  |  | No Match | Single-Speed |  |  |  | 59700 | 4455 | 13.4 | 12 | 70500 | 4592 | 4.5 | 4.2 | Federally-Regulated Commercial & Industrial Equipment | 06/14/2011 |  | 02/28/2019
Trane | Trane | EXVF0488 |  | Water-Source | WBAHP: Heat Pump Packaged Unit | Heat Pump | 230 | 3 |  |  | No Match | Single-Speed |  |  |  | 47500 | 2879 | 16.5 | 12 | 57500 | 3180 | 5.3 | 4.2 | Federally-Regulated Commercial & Industrial Equipment | 09/03/2012 |  | 02/28/2019
Trane | Trane | GECE0182 |  | Water-Source | WBAHP-O: Heat Pump Packaged Un | Heat Pump | 230 | 1 |  |  | No Match | Single-Speed |  |  |  | 16500 | 1231 | 13.4 | 11.2 | 20800 | 1270 | 4.8 | 4.2 | Federally-Regulated Commercial & Industrial Equipment | 06/14/2011 |  | 02/28/2019
Trane | Trane | EXHF0482 |  | Ground-Source | WBAHP: Heat Pump Packaged Unit | Heat Pump | 230 | 1 |  |  | No Match | Single-Speed |  |  |  | 49100 | 2774 | 17.7 | 13.4 | 38000 | 2856 | 3.9 | 3.1 | Non Federally-Regulated | 09/03/2012 |  | 02/28/2019
Trane | Trane | GETE012 |  | Ground-Water-Source | WBAHP-O: Heat Pump Packaged Un | Heat Pump | 208 | 1 |  |  | No Match | Single-Speed |  |  |  | 13100 | 693 | 18.9 | 16.2 | 11800 | 865 | 4 | 3.6 | Non Federally-Regulated | 01/09/2014 |  | 02/28/2019
Trane | Trane | GEHE0097 |  | Ground-Source | WBAHP: Heat Pump Packaged Unit | Heat Pump | 265 | 1 |  |  | No Match | Single-Speed |  |  |  | 9300 | 641 | 14.5 | 13.4 | 7200 | 621 | 3.4 | 3.1 | Non Federally-Regulated | 06/14/2011 |  | 02/28/2019
Trane | Trane | EXHF0481 |  | Ground-Water-Source | WBAHP: Heat Pump Packaged Unit | Heat Pump | 208 | 1 |  |  | No Match | Single-Speed |  |  |  | 52000 | 2281 | 22.8 | 16.2 | 48800 | 3043 | 4.7 | 3.6 | Non Federally-Regulated | 09/03/2012 |  | 02/28/2019
Trane | Trane | GECE0157 |  | Water-Source | WBAHP-O: Heat Pump Packaged Un | Heat Pump | 265 | 1 |  |  | No Match | Single-Speed |  |  |  | 14700 | 1073 | 13.7 | 11.2 | 17900 | 1093 | 4.8 | 4.2 | Federally-Regulated Commercial & Industrial Equipment | 06/14/2011 |  | 02/28/2019
Trane | Trane | EXVF0187 |  | Ground-Source | WBAHP: Heat Pump Packaged Unit | Heat Pump | 265 | 1 |  |  | No Match | Single-Speed |  |  |  | 19700 | 1071 | 18.4 | 13.4 | 14400 | 1141 | 3.7 | 3.1 | Non Federally-Regulated | 09/03/2012 |  | 02/28/2019
Trane | Trane | GEHE0242 |  | Ground-Source | WBAHP: Heat Pump Packaged Unit | Heat Pump | 230 | 1 |  |  | No Match | Single-Speed |  |  |  | 25100 | 1494 | 16.8 | 13.4 | 19300 | 1664 | 3.4 | 3.1 | Non Federally-Regulated | 06/14/2011 |  | 02/28/2019
Trane | Trane | GERE0365 |  | Ground-Water-Source | WBAHP: Heat Pump Packaged Unit | Heat Pump | 575 | 3 |  |  | No Match | Single-Speed |  |  |  | 43800 | 1833 | 23.9 | 16.2 | 36100 | 2519 | 4.2 | 3.6 | Non Federally-Regulated | 01/10/2012 |  | 02/28/2019
Trane | Trane | GEHE0604 |  | Ground-Source | WBAHP: Heat Pump Packaged Unit | Heat Pump | 460 | 3 |  |  | No Match | Single-Speed |  |  |  | 62200 | 4039 | 15.4 | 13.4 | 46400 | 4000 | 3.4 | 3.1 | Non Federally-Regulated | 06/14/2011 |  | 02/28/2019
Trane | Trane | EXVF0424 |  | Ground-Water-Source | WBAHP: Heat Pump Packaged Unit | Heat Pump | 460 | 3 |  |  | No Match | Single-Speed |  |  |  | 45400 | 1940 | 23.4 | 16.2 | 42300 | 2695 | 4.6 | 3.6 | Non Federally-Regulated | 09/03/2012 |  | 02/28/2019
Trane | Trane | EXVF0701 |  | Ground-Water-Source | WBAHP: Heat Pump Packaged Unit | Heat Pump | 208 | 1 |  |  | No Match | Single-Speed | 2716 | 864 | 0 | 70500 | 3234 | 21.8 | 16.2 | 69000 | 4815 | 4.2 | 3.6 | Non Federally-Regulated | 09/03/2012 |  | 02/28/2019
Trane | Trane | EXHE018 |  | Ground-Water-Source | WBAHP: Heat Pump Packaged Unit | Heat Pump | 208 | 3 |  |  | No Match | Single-Speed |  |  |  | 19800 | 876 | 22.6 | 16.2 | 18100 | 1206 | 4.4 | 3.6 | Non Federally-Regulated | 04/30/2009 |  | 02/28/2019
Trane | Trane | EXHF0362 |  | Ground-Water-Source | WBAHP: Heat Pump Packaged Unit | Heat Pump | 230 | 1 |  |  | No Match | Single-Speed |  |  |  | 39700 | 1539 | 25.8 | 16.2 | 36500 | 2229 | 4.8 | 3.6 | Non Federally-Regulated | 09/03/2012 |  | 02/28/2019
Trane | Trane | GETE036 |  | Water-Source | WBAHP-O: Heat Pump Packaged Un | Heat Pump | 208 | 1 |  |  | No Match | Single-Speed |  |  |  | 33700 | 2592 | 13 | 12 | 41300 | 2815 | 4.3 | 4.2 | Federally-Regulated Commercial & Industrial Equipment | 01/09/2014 |  | 02/28/2019
Trane | Trane | GEHE0152 |  | Ground-Source | WBAHP: Heat Pump Packaged Unit | Heat Pump | 230 | 1 |  |  | No Match | Single-Speed |  |  |  | 14800 | 961 | 15.4 | 13.4 | 12100 | 1075 | 3.3 | 3.1 | Non Federally-Regulated | 06/14/2011 |  | 02/28/2019
Trane | Trane | EXHF0483 |  | Ground-Source | WBAHP: Heat Pump Packaged Unit | Heat Pump | 208 | 3 |  |  | No Match | Single-Speed |  |  |  | 49100 | 2774 | 17.7 | 13.4 | 38000 | 2856 | 3.9 | 3.1 | Non Federally-Regulated | 09/03/2012 |  | 02/28/2019
Trane | Trane | GEVE0363 |  | Water-Source | WBAHP: Heat Pump Packaged Unit | Heat Pump | 208 | 3 |  |  | No Match | Single-Speed |  |  |  | 36300 | 2420 | 15 | 12 | 46200 | 2708 | 5 | 4.2 | Federally-Regulated Commercial & Industrial Equipment | 06/14/2011 |  | 02/28/2019
Trane | Trane | GEVE0157 |  | Ground-Water-Source | WBAHP: Heat Pump Packaged Unit | Heat Pump | 265 | 1 |  |  | No Match | Single-Speed |  |  |  | 15900 | 746 | 21.3 | 16.2 | 15000 | 1047 | 4.2 | 3.6 | Non Federally-Regulated | 06/14/2011 |  | 02/28/2019
Trane | Trane | GETE036 |  | Ground-Water-Source | WBAHP-O: Heat Pump Packaged Un | Heat Pump | 208 | 1 |  |  | No Match | Single-Speed |  |  |  | 37900 | 2027 | 18.7 | 16.2 | 34400 | 2725 | 3.7 | 3.6 | Non Federally-Regulated | 01/09/2014 |  | 02/28/2019
Trane | Trane | EXVF0241 |  | Ground-Water-Source | WBAHP: Heat Pump Packaged Unit | Heat Pump | 208 | 1 |  |  | No Match | Single-Speed |  |  |  | 26700 | 1060 | 25.2 | 16.2 | 24800 | 1546 | 4.7 | 3.6 | Non Federally-Regulated | 09/03/2012 |  | 02/28/2019
Trane | Trane | EXHF0367 |  | Ground-Water-Source | WBAHP: Heat Pump Packaged Unit | Heat Pump | 265 | 1 |  |  | No Match | Single-Speed |  |  |  | 39700 | 1539 | 25.8 | 16.2 | 36500 | 2229 | 4.8 | 3.6 | Non Federally-Regulated | 09/03/2012 |  | 02/28/2019
Trane | Trane | EXVF0604 |  | Water-Source | WBAHP: Heat Pump Packaged Unit | Heat Pump | 460 | 3 |  |  | No Match | Single-Speed |  |  |  | 59700 | 3852 | 15.5 | 12 | 79800 | 4586 | 5.1 | 4.2 | Federally-Regulated Commercial & Industrial Equipment | 09/03/2012 |  | 02/28/2019
Trane | Trane | GEHE0428 |  | Water-Source | WBAHP: Heat Pump Packaged Unit | Heat Pump | 230 | 3 |  |  | No Match | Single-Speed |  |  |  | 41500 | 3051 | 13.6 | 12 | 51900 | 3307 | 4.6 | 4.2 | Federally-Regulated Commercial & Industrial Equipment | 06/14/2011 |  | 02/28/2019
Trane | Trane | GEVE0423 |  | Water-Source | WBAHP: Heat Pump Packaged Unit | Heat Pump | 208 | 3 |  |  | No Match | Single-Speed |  |  |  | 41000 | 2950 | 13.9 | 12 | 51700 | 3224 | 4.7 | 4.2 | Federally-Regulated Commercial & Industrial Equipment | 06/14/2011 |  | 02/28/2019
Trane | Trane | EXVF0424 |  | Water-Source | WBAHP: Heat Pump Packaged Unit | Heat Pump | 460 | 3 |  |  | No Match | Single-Speed |  |  |  | 42200 | 2527 | 16.7 | 12 | 51100 | 2880 | 5.2 | 4.2 | Federally-Regulated Commercial & Industrial Equipment | 09/03/2012 |  | 02/28/2019
Trane | Trane | GEHE0482 |  | Water-Source | WBAHP: Heat Pump Packaged Unit | Heat Pump | 230 | 1 |  |  | No Match | Single-Speed |  |  |  | 49700 | 3576 | 13.9 | 12 | 58200 | 3554 | 4.8 | 4.2 | Federally-Regulated Commercial & Industrial Equipment | 06/14/2011 |  | 02/28/2019
Trane | Trane | GEHE0602 |  | Water-Source | WBAHP: Heat Pump Packaged Unit | Heat Pump | 230 | 1 |  |  | No Match | Single-Speed |  |  |  | 59700 | 4455 | 13.4 | 12 | 70500 | 4592 | 4.5 | 4.2 | Federally-Regulated Commercial & Industrial Equipment | 06/14/2011 |  | 02/28/2019
Trane | Trane | GERE0368 |  | Ground-Source | WBAHP: Heat Pump Packaged Unit | Heat Pump | 230 | 3 |  |  | No Match | Single-Speed |  |  |  | 40000 | 2273 | 17.6 | 13.4 | 29800 | 2426 | 3.6 | 3.1 | Non Federally-Regulated | 01/10/2012 |  | 02/28/2019
Trane | Trane | EXVF0708 |  | Water-Source | WBAHP: Heat Pump Packaged Unit | Heat Pump | 230 | 3 |  |  | No Match | Single-Speed | 3656 | 864 | 0 | 66700 | 4195 | 15.9 | 12 | 83000 | 5176 | 4.7 | 4.2 | Federally-Regulated Commercial & Industrial Equipment | 09/03/2012 |  | 02/28/2019
Trane | Trane | EXHF0702 |  | Ground-Water-Source | WBAHP: Heat Pump Packaged Unit | Heat Pump | 230 | 1 |  |  | No Match | Single-Speed | 2720 | 970 | 0 | 70900 | 3360 | 21.1 | 16.2 | 68900 | 4925 | 4.1 | 3.6 | Non Federally-Regulated | 09/03/2012 |  | 02/28/2019
Trane | Trane | EXVF0423 |  | Ground-Source | WBAHP: Heat Pump Packaged Unit | Heat Pump | 208 | 3 |  |  | No Match | Single-Speed |  |  |  | 43400 | 2346 | 18.5 | 13.4 | 33400 | 2510 | 3.9 | 3.1 | Non Federally-Regulated | 09/03/2012 |  | 02/28/2019
Trane | Trane | EXVF0361 |  | Ground-Water-Source | WBAHP: Heat Pump Packaged Unit | Heat Pump | 208 | 1 |  |  | No Match | Single-Speed |  |  |  | 38600 | 1582 | 24.4 | 16.2 | 36600 | 2189 | 4.9 | 3.6 | Non Federally-Regulated | 09/03/2012 |  | 02/28/2019
Trane | Trane | EXVF0702 |  | Ground-Source | WBAHP: Heat Pump Packaged Unit | Heat Pump | 230 | 1 |  |  | No Match | Single-Speed | 3316 | 864 | 0 | 68600 | 3920 | 17.5 | 13.4 | 52300 | 4508 | 3.4 | 3.1 | Non Federally-Regulated | 09/03/2012 |  | 02/28/2019
Trane | Trane | GEVE0423 |  | Ground-Source | WBAHP: Heat Pump Packaged Unit | Heat Pump | 208 | 3 |  |  | No Match | Single-Speed |  |  |  | 43100 | 2694 | 16 | 13.4 | 33800 | 2830 | 3.5 | 3.1 | Non Federally-Regulated | 06/14/2011 |  | 02/28/2019
Trane | Trane | GERE0483 |  | Ground-Source | WBAHP: Heat Pump Packaged Unit | Heat Pump | 208 | 3 |  |  | No Match | Single-Speed |  |  |  | 53500 | 2908 | 18.4 | 13.4 | 37900 | 3085 | 3.6 | 3.1 | Non Federally-Regulated | 01/10/2012 |  | 02/28/2019
Trane | Trane | GEHE0247 |  | Water-Source | WBAHP: Heat Pump Packaged Unit | Heat Pump | 265 | 1 |  |  | No Match | Single-Speed |  |  |  | 24000 | 1667 | 14.4 | 12 | 29700 | 1852 | 4.7 | 4.2 | Federally-Regulated Commercial & Industrial Equipment | 06/14/2011 |  | 02/28/2019
Trane | Trane | GEHE0422 |  | Ground-Source | WBAHP: Heat Pump Packaged Unit | Heat Pump | 230 | 1 |  |  | No Match | Single-Speed |  |  |  | 43100 | 2799 | 15.4 | 13.4 | 34100 | 2939 | 3.4 | 3.1 | Non Federally-Regulated | 06/14/2011 |  | 02/28/2019
Trane | Trane | GEHE0243 |  | Ground-Source | WBAHP: Heat Pump Packaged Unit | Heat Pump | 208 | 3 |  |  | No Match | Single-Speed |  |  |  | 25100 | 1494 | 16.8 | 13.4 | 19300 | 1664 | 3.4 | 3.1 | Non Federally-Regulated | 06/14/2011 |  | 02/28/2019
Trane | Trane | GEHE0302 |  | Ground-Source | WBAHP: Heat Pump Packaged Unit | Heat Pump | 230 | 1 |  |  | No Match | Single-Speed |  |  |  | 29500 | 1879 | 15.7 | 13.4 | 22800 | 1965 | 3.4 | 3.1 | Non Federally-Regulated | 06/14/2011 |  | 02/28/2019
Trane | Trane | GETE0362 |  | Water-Source | WBAHP-O: Heat Pump Packaged Un | Heat Pump | 230 | 1 |  |  | No Match | Single-Speed |  |  |  | 33700 | 2592 | 13 | 12 | 41300 | 2815 | 4.3 | 4.2 | Federally-Regulated Commercial & Industrial Equipment | 01/09/2014 |  | 02/28/2019
Trane | Trane | EXHF0368 |  | Water-Source | WBAHP: Heat Pump Packaged Unit | Heat Pump | 230 | 3 |  |  | No Match | Single-Speed |  |  |  | 35200 | 2071 | 17 | 12 | 44400 | 2410 | 5.4 | 4.2 | Federally-Regulated Commercial & Industrial Equipment | 09/03/2012 |  | 02/28/2019
Trane | Trane | EXHF0481 |  | Ground-Source | WBAHP: Heat Pump Packaged Unit | Heat Pump | 208 | 1 |  |  | No Match | Single-Speed |  |  |  | 49100 | 2774 | 17.7 | 13.4 | 38000 | 2856 | 3.9 | 3.1 | Non Federally-Regulated | 09/03/2012 |  | 02/28/2019
Trane | Trane | EXHF0247 |  | Ground-Source | WBAHP: Heat Pump Packaged Unit | Heat Pump | 265 | 1 |  |  | No Match | Single-Speed |  |  |  | 24700 | 1372 | 18 | 13.4 | 18800 | 1531 | 3.6 | 3.1 | Non Federally-Regulated | 09/03/2012 |  | 02/28/2019
Trane | Trane | EXHF0702 |  | Water-Source | WBAHP: Heat Pump Packaged Unit | Heat Pump | 230 | 1 |  |  | No Match | Single-Speed | 3660 | 970 | 0 | 66600 | 4297 | 15.5 | 12 | 82100 | 5347 | 4.5 | 4.2 | Federally-Regulated Commercial & Industrial Equipment | 09/03/2012 |  | 02/28/2019
Trane | Trane | GEHE0303 |  | Water-Source | WBAHP: Heat Pump Packaged Unit | Heat Pump | 208 | 3 |  |  | No Match | Single-Speed |  |  |  | 28200 | 2043 | 13.8 | 12 | 35700 | 2275 | 4.6 | 4.2 | Federally-Regulated Commercial & Industrial Equipment | 06/14/2011 |  | 02/28/2019
Trane | Trane | GEHE0368 |  | Water-Source | WBAHP: Heat Pump Packaged Unit | Heat Pump | 230 | 3 |  |  | No Match | Multiple-Speed |  |  |  | 35200 | 2479 | 14.2 | 12 | 44100 | 2810 | 4.6 | 4.2 | Federally-Regulated Commercial & Industrial Equipment | 06/14/2011 |  | 02/28/2019
Trane | Trane | GEVE0367 |  | Ground-Source | WBAHP: Heat Pump Packaged Unit | Heat Pump | 265 | 1 |  |  | No Match | Single-Speed |  |  |  | 37600 | 2186 | 17.2 | 13.4 | 30100 | 2520 | 3.5 | 3.1 | Non Federally-Regulated | 06/14/2011 |  | 02/28/2019
Trane | Trane | GEVE0152 |  | Ground-Water-Source | WBAHP: Heat Pump Packaged Unit | Heat Pump | 230 | 1 |  |  | No Match | Single-Speed |  |  |  | 15900 | 746 | 21.3 | 16.2 | 15000 | 1047 | 4.2 | 3.6 | Non Federally-Regulated | 06/14/2011 |  | 02/28/2019
Trane | Trane | GEVE0363 |  | Ground-Water-Source | WBAHP: Heat Pump Packaged Unit | Heat Pump | 208 | 3 |  |  | No Match | Single-Speed |  |  |  | 40100 | 1759 | 22.8 | 16.2 | 38100 | 2538 | 4.4 | 3.6 | Non Federally-Regulated | 06/14/2011 |  | 02/28/2019
Trane | Trane | EXHF0602 |  | Water-Source | WBAHP: Heat Pump Packaged Unit | Heat Pump | 230 | 1 |  |  | No Match | Single-Speed |  |  |  | 58600 | 3907 | 15 | 12 | 77800 | 4653 | 4.9 | 4.2 | Federally-Regulated Commercial & Industrial Equipment | 09/03/2012 |  | 02/28/2019
Trane | Trane | GECE0152 |  | Water-Source | WBAHP-O: Heat Pump Packaged Un | Heat Pump | 230 | 1 |  |  | No Match | Single-Speed |  |  |  | 14700 | 1073 | 13.7 | 11.2 | 17900 | 1093 | 4.8 | 4.2 | Federally-Regulated Commercial & Industrial Equipment | 06/14/2011 |  | 02/28/2019
Trane | Trane | GEVE0187 |  | Water-Source | WBAHP: Heat Pump Packaged Unit | Heat Pump | 265 | 1 |  |  | No Match | Single-Speed |  |  |  | 17800 | 1359 | 13.1 | 12 | 22200 | 1355 | 4.8 | 4.2 | Federally-Regulated Commercial & Industrial Equipment | 06/14/2011 |  | 02/28/2019
Trane | Trane | GERE0488 |  | Water-Source | WBAHP: Heat Pump Packaged Unit | Heat Pump | 230 | 3 |  |  | No Match | Single-Speed |  |  |  | 51500 | 3259 | 15.8 | 12 | 52700 | 3286 | 4.7 | 4.2 | Federally-Regulated Commercial & Industrial Equipment | 01/10/2012 |  | 02/28/2019
Trane | Trane | GEHE0307 |  | Water-Source | WBAHP: Heat Pump Packaged Unit | Heat Pump | 265 | 1 |  |  | No Match | Single-Speed |  |  |  | 28200 | 2043 | 13.8 | 12 | 35700 | 2275 | 4.6 | 4.2 | Federally-Regulated Commercial & Industrial Equipment | 06/14/2011 |  | 02/28/2019
Trane | Trane | EXHF0182 |  | Ground-Source | WBAHP: Heat Pump Packaged Unit | Heat Pump | 230 | 1 |  |  | No Match | Single-Speed |  |  |  | 19800 | 1059 | 18.7 | 13.4 | 14200 | 1156 | 3.6 | 3.1 | Non Federally-Regulated | 09/03/2012 |  | 02/28/2019
Trane | Trane | GEVE0364 |  | Ground-Water-Source | WBAHP: Heat Pump Packaged Unit | Heat Pump | 460 | 3 |  |  | No Match | Single-Speed |  |  |  | 40100 | 1759 | 22.8 | 16.2 | 38100 | 2538 | 4.4 | 3.6 | Non Federally-Regulated | 06/14/2011 |  | 02/28/2019
Trane | Trane | GEVE0097 |  | Water-Source | WBAHP: Heat Pump Packaged Unit | Heat Pump | 265 | 1 |  |  | No Match | Single-Speed |  |  |  | 8800 | 677 | 13 | 11.2 | 11300 | 649 | 5.1 | 4.2 | Federally-Regulated Commercial & Industrial Equipment | 06/14/2011 |  | 02/28/2019
Trane | Trane | GEVE0122 |  | Ground-Water-Source | WBAHP: Heat Pump Packaged Unit | Heat Pump | 230 | 1 |  |  | No Match | Single-Speed |  |  |  | 12800 | 615 | 20.8 | 16.2 | 12200 | 832 | 4.3 | 3.6 | Non Federally-Regulated | 06/14/2011 |  | 02/28/2019
Trane | Trane | EXHF0364 |  | Water-Source | WBAHP: Heat Pump Packaged Unit | Heat Pump | 460 | 3 |  |  | No Match | Single-Speed |  |  |  | 35200 | 2071 | 17 | 12 | 44400 | 2410 | 5.4 | 4.2 | Federally-Regulated Commercial & Industrial Equipment | 09/03/2012 |  | 02/28/2019
Trane | Trane | GETE0127 |  | Ground-Source | WBAHP-O: Heat Pump Packaged Un | Heat Pump | 265 | 1 |  |  | No Match | Single-Speed |  |  |  | 12300 | 815 | 15.1 | 13.4 | 9000 | 824 | 3.2 | 3.1 | Non Federally-Regulated | 01/09/2014 |  | 02/28/2019
Trane | Trane | EXHF0307 |  | Water-Source | WBAHP: Heat Pump Packaged Unit | Heat Pump | 265 | 1 |  |  | No Match | Single-Speed |  |  |  | 30500 | 1815 | 16.8 | 12 | 36200 | 1965 | 5.4 | 4.2 | Federally-Regulated Commercial & Industrial Equipment | 09/03/2012 |  | 02/28/2019
Trane | Trane | EXHF0424 |  | Water-Source | WBAHP: Heat Pump Packaged Unit | Heat Pump | 460 | 3 |  |  | No Match | Single-Speed |  |  |  | 42500 | 2530 | 16.8 | 12 | 52400 | 2898 | 5.3 | 4.2 | Federally-Regulated Commercial & Industrial Equipment | 09/03/2012 |  | 02/28/2019
Trane | Trane | EXVF0361 |  | Water-Source | WBAHP: Heat Pump Packaged Unit | Heat Pump | 208 | 1 |  |  | No Match | Single-Speed |  |  |  | 34800 | 2071 | 16.8 | 12 | 44800 | 2387 | 5.5 | 4.2 | Federally-Regulated Commercial & Industrial Equipment | 09/03/2012 |  | 02/28/2019
Trane | Trane | GERE0488 |  | Ground-Source | WBAHP: Heat Pump Packaged Unit | Heat Pump | 230 | 3 |  |  | No Match | Single-Speed |  |  |  | 53500 | 2908 | 18.4 | 13.4 | 37900 | 3085 | 3.6 | 3.1 | Non Federally-Regulated | 01/10/2012 |  | 02/28/2019
Trane | Trane | EXHF0601 |  | Water-Source | WBAHP: Heat Pump Packaged Unit | Heat Pump | 208 | 1 |  |  | No Match | Single-Speed |  |  |  | 58600 | 3907 | 15 | 12 | 77800 | 4653 | 4.9 | 4.2 | Federally-Regulated Commercial & Industrial Equipment | 09/03/2012 |  | 02/28/2019
Trane | Trane | EXHF0481 |  | Water-Source | WBAHP: Heat Pump Packaged Unit | Heat Pump | 208 | 1 |  |  | No Match | Single-Speed |  |  |  | 47800 | 2969 | 16.1 | 12 | 60000 | 3318 | 5.3 | 4.2 | Federally-Regulated Commercial & Industrial Equipment | 09/03/2012 |  | 02/28/2019
Trane | Trane | EXHF0421 |  | Ground-Water-Source | WBAHP: Heat Pump Packaged Unit | Heat Pump | 208 | 1 |  |  | No Match | Single-Speed |  |  |  | 45800 | 1966 | 23.3 | 16.2 | 43100 | 2688 | 4.7 | 3.6 | Non Federally-Regulated | 09/03/2012 |  | 02/28/2019
Trane | Trane | GERE0485 |  | Ground-Source | WBAHP: Heat Pump Packaged Unit | Heat Pump | 575 | 3 |  |  | No Match | Single-Speed |  |  |  | 53500 | 2908 | 18.4 | 13.4 | 37900 | 3085 | 3.6 | 3.1 | Non Federally-Regulated | 01/10/2012 |  | 02/28/2019
Trane | Trane | EXVF0704 |  | Water-Source | WBAHP: Heat Pump Packaged Unit | Heat Pump | 460 | 3 |  |  | No Match | Single-Speed | 3656 | 864 | 0 | 66700 | 4195 | 15.9 | 12 | 83000 | 5176 | 4.7 | 4.2 | Federally-Regulated Commercial & Industrial Equipment | 09/03/2012 |  | 02/28/2019
Trane | Trane | GERE0484 |  | Water-Source | WBAHP: Heat Pump Packaged Unit | Heat Pump | 460 | 3 |  |  | No Match | Single-Speed |  |  |  | 51500 | 3259 | 15.8 | 12 | 52700 | 3286 | 4.7 | 4.2 | Federally-Regulated Commercial & Industrial Equipment | 01/10/2012 |  | 02/28/2019
Trane | Trane | EXHF0703 |  | Ground-Water-Source | WBAHP: Heat Pump Packaged Unit | Heat Pump | 208 | 3 |  |  | No Match | Single-Speed | 2720 | 970 | 0 | 70900 | 3360 | 21.1 | 16.2 | 68900 | 4925 | 4.1 | 3.6 | Non Federally-Regulated | 09/03/2012 |  | 02/28/2019
Trane | Trane | GERE0363 |  | Ground-Source | WBAHP: Heat Pump Packaged Unit | Heat Pump | 208 | 3 |  |  | No Match | Single-Speed |  |  |  | 40000 | 2273 | 17.6 | 13.4 | 29800 | 2426 | 3.6 | 3.1 | Non Federally-Regulated | 01/10/2012 |  | 02/28/2019
Trane | Trane | EXHF0302 |  | Ground-Water-Source | WBAHP: Heat Pump Packaged Unit | Heat Pump | 230 | 1 |  |  | No Match | Single-Speed |  |  |  | 33700 | 1387 | 24.3 | 16.2 | 29600 | 1886 | 4.6 | 3.6 | Non Federally-Regulated | 09/03/2012 |  | 02/28/2019
Trane | Trane | EXVF0364 |  | Water-Source | WBAHP: Heat Pump Packaged Unit | Heat Pump | 460 | 3 |  |  | No Match | Single-Speed |  |  |  | 34800 | 2071 | 16.8 | 12 | 44800 | 2387 | 5.5 | 4.2 | Federally-Regulated Commercial & Industrial Equipment | 09/03/2012 |  | 02/28/2019
Trane | Trane | EXVF0364 |  | Ground-Source | WBAHP: Heat Pump Packaged Unit | Heat Pump | 460 | 3 |  |  | No Match | Single-Speed |  |  |  | 36000 | 1935 | 18.6 | 13.4 | 28000 | 2159 | 3.8 | 3.1 | Non Federally-Regulated | 09/03/2012 |  | 02/28/2019
Trane | Trane | EXHF0488 |  | Ground-Water-Source | WBAHP: Heat Pump Packaged Unit | Heat Pump | 230 | 3 |  |  | No Match | Single-Speed |  |  |  | 52000 | 2281 | 22.8 | 16.2 | 48800 | 3043 | 4.7 | 3.6 | Non Federally-Regulated | 09/03/2012 |  | 02/28/2019
Trane | Trane | GEHE0483 |  | Ground-Source | WBAHP: Heat Pump Packaged Unit | Heat Pump | 208 | 3 |  |  | No Match | Single-Speed |  |  |  | 51800 | 3258 | 15.9 | 13.4 | 38700 | 3151 | 3.6 | 3.1 | Non Federally-Regulated | 06/14/2011 |  | 02/28/2019
Trane | Trane | GETE0367 |  | Ground-Water-Source | WBAHP-O: Heat Pump Packaged Un | Heat Pump | 265 | 1 |  |  | No Match | Single-Speed |  |  |  | 37900 | 2027 | 18.7 | 16.2 | 34400 | 2725 | 3.7 | 3.6 | Non Federally-Regulated | 01/09/2014 |  | 02/28/2019
Trane | Trane | EXVF0608 |  | Ground-Source | WBAHP: Heat Pump Packaged Unit | Heat Pump | 230 | 3 |  |  | No Match | Single-Speed |  |  |  | 62400 | 3586 | 17.4 | 13.4 | 50400 | 3787 | 3.9 | 3.1 | Non Federally-Regulated | 09/03/2012 |  | 02/28/2019
Trane | Trane | GEHE0302 |  | Water-Source | WBAHP: Heat Pump Packaged Unit | Heat Pump | 230 | 1 |  |  | No Match | Single-Speed |  |  |  | 28200 | 2043 | 13.8 | 12 | 35700 | 2275 | 4.6 | 4.2 | Federally-Regulated Commercial & Industrial Equipment | 06/14/2011 |  | 02/28/2019
Trane | Trane | GEHE0368 |  | Ground-Water-Source | WBAHP: Heat Pump Packaged Unit | Heat Pump | 230 | 3 |  |  | No Match | Multiple-Speed |  |  |  | 39400 | 1824 | 21.6 | 16.2 | 36000 | 2573 | 4.1 | 3.6 | Non Federally-Regulated | 06/14/2011 |  | 02/28/2019
Trane | Trane | EXHF0421 |  | Water-Source | WBAHP: Heat Pump Packaged Unit | Heat Pump | 208 | 1 |  |  | No Match | Single-Speed |  |  |  | 42500 | 2530 | 16.8 | 12 | 52400 | 2898 | 5.3 | 4.2 | Federally-Regulated Commercial & Industrial Equipment | 09/03/2012 |  | 02/28/2019
Trane | Trane | GETE018 |  | Water-Source | WBAHP-O: Heat Pump Packaged Un | Heat Pump | 208 | 1 |  |  | No Match | Single-Speed |  |  |  | 18100 | 1392 | 13 | 12 | 22900 | 1491 | 4.5 | 4.2 | Federally-Regulated Commercial & Industrial Equipment | 01/09/2014 |  | 02/28/2019
Trane | Trane | GETE0242 |  | Ground-Source | WBAHP-O: Heat Pump Packaged Un | Heat Pump | 230 | 1 |  |  | No Match | Single-Speed |  |  |  | 24300 | 1631 | 14.9 | 13.4 | 18700 | 1713 | 3.2 | 3.1 | Non Federally-Regulated | 01/09/2014 |  | 02/28/2019
Trane | Trane | GEVE0092 |  | Water-Source | WBAHP: Heat Pump Packaged Unit | Heat Pump | 230 | 1 |  |  | No Match | Single-Speed |  |  |  | 8800 | 677 | 13 | 11.2 | 11300 | 649 | 5.1 | 4.2 | Federally-Regulated Commercial & Industrial Equipment | 06/14/2011 |  | 02/28/2019
Trane | Trane | GEHE0304 |  | Ground-Water-Source | WBAHP: Heat Pump Packaged Unit | Heat Pump | 460 | 1 |  |  | No Match | Single-Speed |  |  |  | 32000 | 1569 | 20.4 | 16.2 | 29800 | 2130 | 4.1 | 3.6 | Non Federally-Regulated | 06/14/2011 |  | 02/28/2019
Trane | Trane | GEVE0428 |  | Ground-Water-Source | WBAHP: Heat Pump Packaged Unit | Heat Pump | 230 | 3 |  |  | No Match | Single-Speed |  |  |  | 45900 | 2239 | 20.5 | 16.2 | 42800 | 3059 | 4.1 | 3.6 | Non Federally-Regulated | 06/14/2011 |  | 02/28/2019
Trane | Trane | GERE0485 |  | Water-Source | WBAHP: Heat Pump Packaged Unit | Heat Pump | 575 | 3 |  |  | No Match | Single-Speed |  |  |  | 51500 | 3259 | 15.8 | 12 | 52700 | 3286 | 4.7 | 4.2 | Federally-Regulated Commercial & Industrial Equipment | 01/10/2012 |  | 02/28/2019
Trane | Trane | GEVE0303 |  | Water-Source | WBAHP: Heat Pump Packaged Unit | Heat Pump | 208 | 3 |  |  | No Match | Single-Speed |  |  |  | 28800 | 2000 | 14.4 | 12 | 34900 | 2087 | 4.9 | 4.2 | Federally-Regulated Commercial & Industrial Equipment | 06/14/2011 |  | 02/28/2019
Trane | Trane | GEHE0367 |  | Water-Source | WBAHP: Heat Pump Packaged Unit | Heat Pump | 265 | 1 |  |  | No Match | Single-Speed |  |  |  | 35200 | 2479 | 14.2 | 12 | 44100 | 2810 | 4.6 | 4.2 | Federally-Regulated Commercial & Industrial Equipment | 06/14/2011 |  | 02/28/2019
Trane | Trane | EXHF0708 |  | Water-Source | WBAHP: Heat Pump Packaged Unit | Heat Pump | 230 | 3 |  |  | No Match | Single-Speed | 3660 | 970 | 0 | 66600 | 4297 | 15.5 | 12 | 82100 | 5347 | 4.5 | 4.2 | Federally-Regulated Commercial & Industrial Equipment | 09/03/2012 |  | 02/28/2019
Trane | Trane | GEHE0304 |  | Ground-Source | WBAHP: Heat Pump Packaged Unit | Heat Pump | 460 | 1 |  |  | No Match | Single-Speed |  |  |  | 29500 | 1879 | 15.7 | 13.4 | 22800 | 1965 | 3.4 | 3.1 | Non Federally-Regulated | 06/14/2011 |  | 02/28/2019
Trane | Trane | EXVF0182 |  | Ground-Water-Source | WBAHP: Heat Pump Packaged Unit | Heat Pump | 230 | 1 |  |  | No Match | Single-Speed |  |  |  | 20600 | 844 | 24.4 | 16.2 | 19300 | 1203 | 4.7 | 3.6 | Non Federally-Regulated | 09/03/2012 |  | 02/28/2019
Trane | Trane | GEHE0248 |  | Ground-Source | WBAHP: Heat Pump Packaged Unit | Heat Pump | 230 | 3 |  |  | No Match | Single-Speed |  |  |  | 25100 | 1494 | 16.8 | 13.4 | 19300 | 1664 | 3.4 | 3.1 | Non Federally-Regulated | 06/14/2011 |  | 02/28/2019
Trane | Trane | GEVE0120 |  | Water-Source | WBAHP: Heat Pump Packaged Unit | Heat Pump | 115 | 1 |  |  | No Match | Single-Speed |  |  |  | 11600 | 829 | 14 | 11.2 | 14900 | 873 | 5 | 4.2 | Federally-Regulated Commercial & Industrial Equipment | 06/14/2011 |  | 02/28/2019
Trane | Trane | GEHE0423 |  | Ground-Source | WBAHP: Heat Pump Packaged Unit | Heat Pump | 208 | 3 |  |  | No Match | Single-Speed |  |  |  | 43100 | 2799 | 15.4 | 13.4 | 34100 | 2939 | 3.4 | 3.1 | Non Federally-Regulated | 06/14/2011 |  | 02/28/2019
Trane | Trane | EXHF0362 |  | Water-Source | WBAHP: Heat Pump Packaged Unit | Heat Pump | 230 | 1 |  |  | No Match | Single-Speed |  |  |  | 35200 | 2071 | 17 | 12 | 44400 | 2410 | 5.4 | 4.2 | Federally-Regulated Commercial & Industrial Equipment | 09/03/2012 |  | 02/28/2019
Trane | Trane | EXHF0363 |  | Ground-Source | WBAHP: Heat Pump Packaged Unit | Heat Pump | 208 | 3 |  |  | No Match | Single-Speed |  |  |  | 36700 | 1921 | 19.1 | 13.4 | 28200 | 2175 | 3.8 | 3.1 | Non Federally-Regulated | 09/03/2012 |  | 02/28/2019
Trane | Trane | GERE0608 |  | Ground-Source | WBAHP: Heat Pump Packaged Unit | Heat Pump | 230 | 3 |  |  | No Match | Single-Speed |  |  |  | 63500 | 3757 | 16.9 | 13.4 | 47900 | 3900 | 3.6 | 3.1 | Non Federally-Regulated | 01/10/2012 |  | 02/28/2019
Trane | Trane | GEHE0152 |  | Water-Source | WBAHP: Heat Pump Packaged Unit | Heat Pump | 230 | 1 |  |  | No Match | Single-Speed |  |  |  | 14300 | 1059 | 13.5 | 11.2 | 18300 | 1192 | 4.5 | 4.2 | Federally-Regulated Commercial & Industrial Equipment | 06/14/2011 |  | 02/28/2019
Trane | Trane | GETE012 |  | Water-Source | WBAHP-O: Heat Pump Packaged Un | Heat Pump | 208 | 1 |  |  | No Match | Single-Speed |  |  |  | 11900 | 881 | 13.5 | 11.2 | 14100 | 898 | 4.6 | 4.2 | Federally-Regulated Commercial & Industrial Equipment | 01/09/2014 |  | 02/28/2019
Trane | Trane | GEHE0127 |  | Water-Source | WBAHP: Heat Pump Packaged Unit | Heat Pump | 265 | 1 |  |  | No Match | Single-Speed |  |  |  | 11700 | 836 | 14 | 11.2 | 14600 | 873 | 4.9 | 4.2 | Federally-Regulated Commercial & Industrial Equipment | 06/14/2011 |  | 02/28/2019
Trane | Trane | EXHF0181 |  | Ground-Source | WBAHP: Heat Pump Packaged Unit | Heat Pump | 208 | 1 |  |  | No Match | Single-Speed |  |  |  | 19800 | 1059 | 18.7 | 13.4 | 14200 | 1156 | 3.6 | 3.1 | Non Federally-Regulated | 09/03/2012 |  | 02/28/2019
Trane | Trane | GEVE0248 |  | Ground-Source | WBAHP: Heat Pump Packaged Unit | Heat Pump | 230 | 3 |  |  | No Match | Single-Speed |  |  |  | 25500 | 1500 | 17 | 13.4 | 19500 | 1633 | 3.5 | 3.1 | Non Federally-Regulated | 06/14/2011 |  | 02/28/2019
Trane | Trane | GECE0182 |  | Ground-Source | WBAHP-O: Heat Pump Packaged Un | Heat Pump | 230 | 1 |  |  | No Match | Single-Speed |  |  |  | 16900 | 1150 | 14.7 | 13.4 | 13400 | 1190 | 3.3 | 3.1 | Non Federally-Regulated | 06/14/2011 |  | 02/28/2019
Trane | Trane | GERE0482 |  | Ground-Water-Source | WBAHP: Heat Pump Packaged Unit | Heat Pump | 230 | 1 |  |  | No Match | Single-Speed |  |  |  | 58000 | 2387 | 24.3 | 16.2 | 45500 | 3101 | 4.3 | 3.6 | Non Federally-Regulated | 01/10/2012 |  | 02/28/2019
Trane | Trane | EXHF0368 |  | Ground-Source | WBAHP: Heat Pump Packaged Unit | Heat Pump | 230 | 3 |  |  | No Match | Single-Speed |  |  |  | 36700 | 1921 | 19.1 | 13.4 | 28200 | 2175 | 3.8 | 3.1 | Non Federally-Regulated | 09/03/2012 |  | 02/28/2019
Trane | Trane | GEHE0364 |  | Ground-Water-Source | WBAHP: Heat Pump Packaged Unit | Heat Pump | 460 | 3 |  |  | No Match | Single-Speed |  |  |  | 39400 | 1824 | 21.6 | 16.2 | 36000 | 2573 | 4.1 | 3.6 | Non Federally-Regulated | 06/14/2011 |  | 02/28/2019
Trane | Trane | GEVE0127 |  | Ground-Source | WBAHP: Heat Pump Packaged Unit | Heat Pump | 265 | 1 |  |  | No Match | Single-Speed |  |  |  | 12000 | 759 | 15.8 | 13.4 | 9400 | 787 | 3.5 | 3.1 | Non Federally-Regulated | 06/14/2011 |  | 02/28/2019
Trane | Trane | EXVF0181 |  | Water-Source | WBAHP: Heat Pump Packaged Unit | Heat Pump | 208 | 1 |  |  | No Match | Single-Speed |  |  |  | 19000 | 1159 | 16.4 | 12 | 23700 | 1286 | 5.4 | 4.2 | Federally-Regulated Commercial & Industrial Equipment | 09/03/2012 |  | 02/28/2019
Trane | Trane | EXHF0488 |  | Water-Source | WBAHP: Heat Pump Packaged Unit | Heat Pump | 230 | 3 |  |  | No Match | Single-Speed |  |  |  | 47800 | 2969 | 16.1 | 12 | 60000 | 3318 | 5.3 | 4.2 | Federally-Regulated Commercial & Industrial Equipment | 09/03/2012 |  | 02/28/2019
Trane | Trane | EXHF0241 |  | Ground-Source | WBAHP: Heat Pump Packaged Unit | Heat Pump | 208 | 1 |  |  | No Match | Single-Speed |  |  |  | 24700 | 1372 | 18 | 13.4 | 18800 | 1531 | 3.6 | 3.1 | Non Federally-Regulated | 09/03/2012 |  | 02/28/2019
Trane | Trane | GEVE0488 |  | Ground-Source | WBAHP: Heat Pump Packaged Unit | Heat Pump | 230 | 3 |  |  | No Match | Single-Speed |  |  |  | 51300 | 3167 | 16.2 | 13.4 | 34200 | 2948 | 3.4 | 3.1 | Non Federally-Regulated | 06/14/2011 |  | 02/28/2019
Trane | Trane | GECE0090 |  | Water-Source | WBAHP-O: Heat Pump Packaged Un | Heat Pump | 115 | 1 |  |  | No Match | Single-Speed |  |  |  | 8800 | 672 | 13.1 | 11.2 | 10900 | 626 | 5.1 | 4.2 | Federally-Regulated Commercial & Industrial Equipment | 06/14/2011 |  | 02/28/2019
Trane | Trane | EXVF0484 |  | Water-Source | WBAHP: Heat Pump Packaged Unit | Heat Pump | 460 | 3 |  |  | No Match | Single-Speed |  |  |  | 47500 | 2879 | 16.5 | 12 | 57500 | 3180 | 5.3 | 4.2 | Federally-Regulated Commercial & Industrial Equipment | 09/03/2012 |  | 02/28/2019
Trane | Trane | GEHE0182 |  | Ground-Water-Source | WBAHP: Heat Pump Packaged Unit | Heat Pump | 230 | 1 |  |  | No Match | Single-Speed |  |  |  | 19500 | 1000 | 19.5 | 16.2 | 18100 | 1263 | 4.2 | 3.6 | Non Federally-Regulated | 06/14/2011 |  | 02/28/2019
Trane | Trane | GETE0127 |  | Ground-Water-Source | WBAHP-O: Heat Pump Packaged Un | Heat Pump | 265 | 1 |  |  | No Match | Single-Speed |  |  |  | 13100 | 693 | 18.9 | 16.2 | 11800 | 865 | 4 | 3.6 | Non Federally-Regulated | 01/09/2014 |  | 02/28/2019
Trane | Trane | GETE009 |  | Ground-Water-Source | WBAHP-O: Heat Pump Packaged Un | Heat Pump | 208 | 1 |  |  | No Match | Single-Speed |  |  |  | 9700 | 527 | 18.4 | 16.2 | 8700 | 671 | 3.8 | 3.6 | Non Federally-Regulated | 01/09/2014 |  | 02/28/2019
Trane | Trane | GETE0092 |  | Ground-Source | WBAHP-O: Heat Pump Packaged Un | Heat Pump | 230 | 1 |  |  | No Match | Single-Speed |  |  |  | 8800 | 591 | 14.9 | 13.4 | 6600 | 604 | 3.2 | 3.1 | Non Federally-Regulated | 01/09/2014 |  | 02/28/2019
Trane | Trane | GETE018 |  | Ground-Source | WBAHP-O: Heat Pump Packaged Un | Heat Pump | 208 | 1 |  |  | No Match | Single-Speed |  |  |  | 18700 | 1308 | 14.3 | 13.4 | 14800 | 1314 | 3.3 | 3.1 | Non Federally-Regulated | 01/09/2014 |  | 02/28/2019
Trane | Trane | EXVF0368 |  | Water-Source | WBAHP: Heat Pump Packaged Unit | Heat Pump | 230 | 3 |  |  | No Match | Single-Speed |  |  |  | 34800 | 2071 | 16.8 | 12 | 44800 | 2387 | 5.5 | 4.2 | Federally-Regulated Commercial & Industrial Equipment | 09/03/2012 |  | 02/28/2019
Trane | Trane | GETE0247 |  | Ground-Source | WBAHP-O: Heat Pump Packaged Un | Heat Pump | 265 | 1 |  |  | No Match | Single-Speed |  |  |  | 24300 | 1631 | 14.9 | 13.4 | 18700 | 1713 | 3.2 | 3.1 | Non Federally-Regulated | 01/09/2014 |  | 02/28/2019
Trane | Trane | EXHF0181 |  | Ground-Water-Source | WBAHP: Heat Pump Packaged Unit | Heat Pump | 208 | 1 |  |  | No Match | Single-Speed |  |  |  | 20600 | 824 | 25 | 16.2 | 19100 | 1244 | 4.5 | 3.6 | Non Federally-Regulated | 09/03/2012 |  | 02/28/2019
Trane | Trane | GEHE0603 |  | Ground-Source | WBAHP: Heat Pump Packaged Unit | Heat Pump | 208 | 3 |  |  | No Match | Single-Speed |  |  |  | 62200 | 4039 | 15.4 | 13.4 | 46400 | 4000 | 3.4 | 3.1 | Non Federally-Regulated | 06/14/2011 |  | 02/28/2019
Trane | Trane | GEHE0364 |  | Water-Source | WBAHP: Heat Pump Packaged Unit | Heat Pump | 460 | 3 |  |  | No Match | Single-Speed |  |  |  | 35200 | 2479 | 14.2 | 12 | 44100 | 2810 | 4.6 | 4.2 | Federally-Regulated Commercial & Industrial Equipment | 06/14/2011 |  | 02/28/2019
Trane | Trane | EXVF0421 |  | Ground-Water-Source | WBAHP: Heat Pump Packaged Unit | Heat Pump | 208 | 1 |  |  | No Match | Single-Speed |  |  |  | 45400 | 1940 | 23.4 | 16.2 | 42300 | 2695 | 4.6 | 3.6 | Non Federally-Regulated | 09/03/2012 |  | 02/28/2019
Trane | Trane | EXHF0482 |  | Water-Source | WBAHP: Heat Pump Packaged Unit | Heat Pump | 230 | 1 |  |  | No Match | Single-Speed |  |  |  | 47800 | 2969 | 16.1 | 12 | 60000 | 3318 | 5.3 | 4.2 | Federally-Regulated Commercial & Industrial Equipment | 09/03/2012 |  | 02/28/2019
Trane | Trane | GECE0120 |  | Ground-Water-Source | WBAHP-O: Heat Pump Packaged Un | Heat Pump | 115 | 1 |  |  | No Match | Single-Speed |  |  |  | 12800 | 650 | 19.7 | 16.2 | 11900 | 851 | 4.1 | 3.6 | Non Federally-Regulated | 06/14/2011 |  | 02/28/2019
Trane | Trane | GEVE0127 |  | Water-Source | WBAHP: Heat Pump Packaged Unit | Heat Pump | 265 | 1 |  |  | No Match | Single-Speed |  |  |  | 11600 | 829 | 14 | 11.2 | 14900 | 873 | 5 | 4.2 | Federally-Regulated Commercial & Industrial Equipment | 06/14/2011 |  | 02/28/2019
Trane | Trane | EXVF0362 |  | Ground-Water-Source | WBAHP: Heat Pump Packaged Unit | Heat Pump | 230 | 1 |  |  | No Match | Single-Speed |  |  |  | 38600 | 1582 | 24.4 | 16.2 | 36600 | 2189 | 4.9 | 3.6 | Non Federally-Regulated | 09/03/2012 |  | 02/28/2019
Trane | Trane | GETB018 |  | Water-Source | WBAHP: Heat Pump Packaged Unit | Heat Pump | 208 | 1 |  |  | No Match | Single-Speed |  |  |  | 17900 | 1492 | 12 | 12 | 21400 | 1459 | 4.3 | 4.2 | Federally-Regulated Commercial & Industrial Equipment | 08/27/2008 |  | 02/28/2019
Trane | Trane | GECE0157 |  | Ground-Water-Source | WBAHP-O: Heat Pump Packaged Un | Heat Pump | 265 | 1 |  |  | No Match | Single-Speed |  |  |  | 16100 | 805 | 20 | 16.2 | 14800 | 1058 | 4.1 | 3.6 | Non Federally-Regulated | 06/14/2011 |  | 02/28/2019
Trane | Trane | EXHF0424 |  | Ground-Source | WBAHP: Heat Pump Packaged Unit | Heat Pump | 460 | 3 |  |  | No Match | Single-Speed |  |  |  | 43700 | 2362 | 18.5 | 13.4 | 34200 | 2570 | 3.9 | 3.1 | Non Federally-Regulated | 09/03/2012 |  | 02/28/2019
Trane | Trane | GEVE0364 |  | Water-Source | WBAHP: Heat Pump Packaged Unit | Heat Pump | 460 | 3 |  |  | No Match | Single-Speed |  |  |  | 36300 | 2420 | 15 | 12 | 46200 | 2708 | 5 | 4.2 | Federally-Regulated Commercial & Industrial Equipment | 06/14/2011 |  | 02/28/2019
Trane | Trane | EXHF0367 |  | Ground-Source | WBAHP: Heat Pump Packaged Unit | Heat Pump | 265 | 1 |  |  | No Match | Single-Speed |  |  |  | 36700 | 1921 | 19.1 | 13.4 | 28200 | 2175 | 3.8 | 3.1 | Non Federally-Regulated | 09/03/2012 |  | 02/28/2019
Trane | Trane | EXHF0704 |  | Water-Source | WBAHP: Heat Pump Packaged Unit | Heat Pump | 460 | 3 |  |  | No Match | Single-Speed | 3660 | 970 | 0 | 66600 | 4297 | 15.5 | 12 | 82100 | 5347 | 4.5 | 4.2 | Federally-Regulated Commercial & Industrial Equipment | 09/03/2012 |  | 02/28/2019
Trane | Trane | GECE0127 |  | Ground-Source | WBAHP-O: Heat Pump Packaged Un | Heat Pump | 265 | 1 |  |  | No Match | Single-Speed |  |  |  | 11900 | 788 | 15.1 | 13.4 | 9500 | 819 | 3.4 | 3.1 | Non Federally-Regulated | 06/14/2011 |  | 02/28/2019
Trane | Trane | GEVE0424 |  | Water-Source | WBAHP: Heat Pump Packaged Unit | Heat Pump | 460 | 3 |  |  | No Match | Single-Speed |  |  |  | 41000 | 2950 | 13.9 | 12 | 51700 | 3224 | 4.7 | 4.2 | Federally-Regulated Commercial & Industrial Equipment | 06/14/2011 |  | 02/28/2019
Trane | Trane | EXVF0704 |  | Ground-Water-Source | WBAHP: Heat Pump Packaged Unit | Heat Pump | 460 | 3 |  |  | No Match | Single-Speed | 2716 | 864 | 0 | 70500 | 3234 | 21.8 | 16.2 | 69000 | 4815 | 4.2 | 3.6 | Non Federally-Regulated | 09/03/2012 |  | 02/28/2019
Trane | Trane | GERE0608 |  | Water-Source | WBAHP: Heat Pump Packaged Unit | Heat Pump | 230 | 3 |  |  | No Match | Single-Speed |  |  |  | 60900 | 4171 | 14.6 | 12 | 69500 | 4334 | 4.7 | 4.2 | Federally-Regulated Commercial & Industrial Equipment | 01/10/2012 |  | 02/28/2019
Trane | Trane | GERE0361 |  | Ground-Source | WBAHP: Heat Pump Packaged Unit | Heat Pump | 208 | 1 |  |  | No Match | Single-Speed |  |  |  | 40000 | 2273 | 17.6 | 13.4 | 29800 | 2426 | 3.6 | 3.1 | Non Federally-Regulated | 01/10/2012 |  | 02/28/2019
Trane | Trane | EXHF0603 |  | Ground-Source | WBAHP: Heat Pump Packaged Unit | Heat Pump | 208 | 3 |  |  | No Match | Single-Speed |  |  |  | 61400 | 3591 | 17.1 | 13.4 | 50400 | 3887 | 3.8 | 3.1 | Non Federally-Regulated | 09/03/2012 |  | 02/28/2019
Trane | Trane | GEVE0248 |  | Ground-Water-Source | WBAHP: Heat Pump Packaged Unit | Heat Pump | 230 | 3 |  |  | No Match | Single-Speed |  |  |  | 26900 | 1201 | 22.4 | 16.2 | 24600 | 1677 | 4.3 | 3.6 | Non Federally-Regulated | 06/14/2011 |  | 02/28/2019
Trane | Trane | GECE0090 |  | Ground-Source | WBAHP-O: Heat Pump Packaged Un | Heat Pump | 115 | 1 |  |  | No Match | Single-Speed |  |  |  | 9100 | 623 | 14.6 | 13.4 | 7100 | 612 | 3.4 | 3.1 | Non Federally-Regulated | 06/14/2011 |  | 02/28/2019
Trane | Trane | EXVF0368 |  | Ground-Water-Source | WBAHP: Heat Pump Packaged Unit | Heat Pump | 230 | 3 |  |  | No Match | Single-Speed |  |  |  | 38600 | 1582 | 24.4 | 16.2 | 36600 | 2189 | 4.9 | 3.6 | Non Federally-Regulated | 09/03/2012 |  | 02/28/2019
Trane | Trane | EXVF0608 |  | Ground-Water-Source | WBAHP: Heat Pump Packaged Unit | Heat Pump | 230 | 3 |  |  | No Match | Single-Speed |  |  |  | 64900 | 2950 | 22 | 16.2 | 64600 | 4207 | 4.5 | 3.6 | Non Federally-Regulated | 09/03/2012 |  | 02/28/2019
Trane | Trane | GEVE0248 |  | Water-Source | WBAHP: Heat Pump Packaged Unit | Heat Pump | 230 | 3 |  |  | No Match | Single-Speed |  |  |  | 24700 | 1680 | 14.7 | 12 | 29500 | 1801 | 4.8 | 4.2 | Federally-Regulated Commercial & Industrial Equipment | 06/14/2011 |  | 02/28/2019
Trane | Trane | EXHF0363 |  | Water-Source | WBAHP: Heat Pump Packaged Unit | Heat Pump | 208 | 3 |  |  | No Match | Single-Speed |  |  |  | 35200 | 2071 | 17 | 12 | 44400 | 2410 | 5.4 | 4.2 | Federally-Regulated Commercial & Industrial Equipment | 09/03/2012 |  | 02/28/2019
Trane | Trane | EXHF0601 |  | Ground-Source | WBAHP: Heat Pump Packaged Unit | Heat Pump | 208 | 1 |  |  | No Match | Single-Speed |  |  |  | 61400 | 3591 | 17.1 | 13.4 | 50400 | 3887 | 3.8 | 3.1 | Non Federally-Regulated | 09/03/2012 |  | 02/28/2019
Trane | Trane | EXHF0484 |  | Ground-Water-Source | WBAHP: Heat Pump Packaged Unit | Heat Pump | 460 | 3 |  |  | No Match | Single-Speed |  |  |  | 52000 | 2281 | 22.8 | 16.2 | 48800 | 3043 | 4.7 | 3.6 | Non Federally-Regulated | 09/03/2012 |  | 02/28/2019
Trane | Trane | EXHF0602 |  | Ground-Water-Source | WBAHP: Heat Pump Packaged Unit | Heat Pump | 230 | 1 |  |  | No Match | Single-Speed |  |  |  | 64700 | 2941 | 22 | 16.2 | 64100 | 4270 | 4.4 | 3.6 | Non Federally-Regulated | 09/03/2012 |  | 02/28/2019
Trane | Trane | GETE024 |  | Ground-Water-Source | WBAHP-O: Heat Pump Packaged Un | Heat Pump | 208 | 1 |  |  | No Match | Single-Speed |  |  |  | 25600 | 1376 | 18.6 | 16.2 | 23600 | 1773 | 3.9 | 3.6 | Non Federally-Regulated | 01/09/2014 |  | 02/28/2019
Trane | Trane | EXHF0247 |  | Ground-Water-Source | WBAHP: Heat Pump Packaged Unit | Heat Pump | 265 | 1 |  |  | No Match | Single-Speed |  |  |  | 25900 | 1088 | 23.8 | 16.2 | 24100 | 1570 | 4.5 | 3.6 | Non Federally-Regulated | 09/03/2012 |  | 02/28/2019
Trane | Trane | EXVF0181 |  | Ground-Source | WBAHP: Heat Pump Packaged Unit | Heat Pump | 208 | 1 |  |  | No Match | Single-Speed |  |  |  | 19700 | 1071 | 18.4 | 13.4 | 14400 | 1141 | 3.7 | 3.1 | Non Federally-Regulated | 09/03/2012 |  | 02/28/2019
Trane | Trane | GERE0362 |  | Water-Source | WBAHP: Heat Pump Packaged Unit | Heat Pump | 230 | 1 |  |  | No Match | Single-Speed |  |  |  | 38200 | 2616 | 14.6 | 12 | 41400 | 2696 | 4.5 | 4.2 | Federally-Regulated Commercial & Industrial Equipment | 01/10/2012 |  | 02/28/2019
Trane | Trane | GEVE0482 |  | Ground-Source | WBAHP: Heat Pump Packaged Unit | Heat Pump | 230 | 1 |  |  | No Match | Single-Speed |  |  |  | 51300 | 3167 | 16.2 | 13.4 | 34200 | 2948 | 3.4 | 3.1 | Non Federally-Regulated | 06/14/2011 |  | 02/28/2019
Trane | Trane | EXVF0428 |  | Ground-Source | WBAHP: Heat Pump Packaged Unit | Heat Pump | 230 | 3 |  |  | No Match | Single-Speed |  |  |  | 43400 | 2346 | 18.5 | 13.4 | 33400 | 2510 | 3.9 | 3.1 | Non Federally-Regulated | 09/03/2012 |  | 02/28/2019
Trane | Trane | GETE036 |  | Ground-Source | WBAHP-O: Heat Pump Packaged Un | Heat Pump | 208 | 1 |  |  | No Match | Single-Speed |  |  |  | 35100 | 2404 | 14.6 | 13.4 | 27300 | 2500 | 3.2 | 3.1 | Non Federally-Regulated | 01/09/2014 |  | 02/28/2019
Trane | Trane | EXVF0428 |  | Water-Source | WBAHP: Heat Pump Packaged Unit | Heat Pump | 230 | 3 |  |  | No Match | Single-Speed |  |  |  | 42200 | 2527 | 16.7 | 12 | 51100 | 2880 | 5.2 | 4.2 | Federally-Regulated Commercial & Industrial Equipment | 09/03/2012 |  | 02/28/2019
Trane | Trane | GEVE0247 |  | Water-Source | WBAHP: Heat Pump Packaged Unit | Heat Pump | 265 | 1 |  |  | No Match | Single-Speed |  |  |  | 24700 | 1680 | 14.7 | 12 | 29500 | 1801 | 4.8 | 4.2 | Federally-Regulated Commercial & Industrial Equipment | 06/14/2011 |  | 02/28/2019
Trane | Trane | EXVF0422 |  | Ground-Source | WBAHP: Heat Pump Packaged Unit | Heat Pump | 230 | 1 |  |  | No Match | Single-Speed |  |  |  | 43400 | 2346 | 18.5 | 13.4 | 33400 | 2510 | 3.9 | 3.1 | Non Federally-Regulated | 09/03/2012 |  | 02/28/2019
Trane | Trane | GEHE0244 |  | Ground-Water-Source | WBAHP: Heat Pump Packaged Unit | Heat Pump | 460 | 3 |  |  | No Match | Single-Speed |  |  |  | 26800 | 1229 | 21.8 | 16.2 | 24900 | 1738 | 4.2 | 3.6 | Non Federally-Regulated | 06/14/2011 |  | 02/28/2019
Trane | Trane | GEHE0304 |  | Water-Source | WBAHP: Heat Pump Packaged Unit | Heat Pump | 460 | 1 |  |  | No Match | Single-Speed |  |  |  | 28200 | 2043 | 13.8 | 12 | 35700 | 2275 | 4.6 | 4.2 | Federally-Regulated Commercial & Industrial Equipment | 06/14/2011 |  | 02/28/2019
Trane | Trane | EXVF0708 |  | Ground-Water-Source | WBAHP: Heat Pump Packaged Unit | Heat Pump | 230 | 3 |  |  | No Match | Single-Speed | 2716 | 864 | 0 | 70500 | 3234 | 21.8 | 16.2 | 69000 | 4815 | 4.2 | 3.6 | Non Federally-Regulated | 09/03/2012 |  | 02/28/2019
Trane | Trane | GEVE0182 |  | Ground-Water-Source | WBAHP: Heat Pump Packaged Unit | Heat Pump | 230 | 1 |  |  | No Match | Single-Speed |  |  |  | 19400 | 1010 | 19.2 | 16.2 | 18400 | 1315 | 4.1 | 3.6 | Non Federally-Regulated | 06/14/2011 |  | 02/28/2019
Trane | Trane | GEHE0244 |  | Ground-Source | WBAHP: Heat Pump Packaged Unit | Heat Pump | 460 | 3 |  |  | No Match | Single-Speed |  |  |  | 25100 | 1494 | 16.8 | 13.4 | 19300 | 1664 | 3.4 | 3.1 | Non Federally-Regulated | 06/14/2011 |  | 02/28/2019
Trane | Trane | EXVF0242 |  | Ground-Water-Source | WBAHP: Heat Pump Packaged Unit | Heat Pump | 230 | 1 |  |  | No Match | Single-Speed |  |  |  | 26700 | 1060 | 25.2 | 16.2 | 24800 | 1546 | 4.7 | 3.6 | Non Federally-Regulated | 09/03/2012 |  | 02/28/2019
Trane | Trane | GEHE0488 |  | Water-Source | WBAHP: Heat Pump Packaged Unit | Heat Pump | 230 | 3 |  |  | No Match | Single-Speed |  |  |  | 49700 | 3576 | 13.9 | 12 | 58200 | 3554 | 4.8 | 4.2 | Federally-Regulated Commercial & Industrial Equipment | 06/14/2011 |  | 02/28/2019
Trane | Trane | EXVF0302 |  | Ground-Source | WBAHP: Heat Pump Packaged Unit | Heat Pump | 230 | 1 |  |  | No Match | Single-Speed |  |  |  | 31100 | 1611 | 19.3 | 13.4 | 22500 | 1691 | 3.9 | 3.1 | Non Federally-Regulated | 09/03/2012 |  | 02/28/2019
Trane | Trane | EXHF0704 |  | Ground-Source | WBAHP: Heat Pump Packaged Unit | Heat Pump | 460 | 3 |  |  | No Match | Single-Speed | 3320 | 970 | 0 | 68500 | 4053 | 16.9 | 13.4 | 52600 | 4671 | 3.3 | 3.1 | Non Federally-Regulated | 09/03/2012 |  | 02/28/2019
Trane | Trane | GECE0092 |  | Ground-Source | WBAHP-O: Heat Pump Packaged Un | Heat Pump | 230 | 1 |  |  | No Match | Single-Speed |  |  |  | 9100 | 623 | 14.6 | 13.4 | 7100 | 612 | 3.4 | 3.1 | Non Federally-Regulated | 06/14/2011 |  | 02/28/2019
Trane | Trane | GEVE0182 |  | Ground-Source | WBAHP: Heat Pump Packaged Unit | Heat Pump | 230 | 1 |  |  | No Match | Single-Speed |  |  |  | 18300 | 1245 | 14.7 | 13.4 | 14500 | 1214 | 3.5 | 3.1 | Non Federally-Regulated | 06/14/2011 |  | 02/28/2019
Trane | Trane | EXHF0242 |  | Ground-Water-Source | WBAHP: Heat Pump Packaged Unit | Heat Pump | 230 | 1 |  |  | No Match | Single-Speed |  |  |  | 25900 | 1088 | 23.8 | 16.2 | 24100 | 1570 | 4.5 | 3.6 | Non Federally-Regulated | 09/03/2012 |  | 02/28/2019
Trane | Trane | GEHE0303 |  | Ground-Water-Source | WBAHP: Heat Pump Packaged Unit | Heat Pump | 208 | 3 |  |  | No Match | Single-Speed |  |  |  | 32000 | 1569 | 20.4 | 16.2 | 29800 | 2130 | 4.1 | 3.6 | Non Federally-Regulated | 06/14/2011 |  | 02/28/2019
Trane | Trane | GEHE0367 |  | Ground-Source | WBAHP: Heat Pump Packaged Unit | Heat Pump | 265 | 1 |  |  | No Match | Single-Speed |  |  |  | 36600 | 2245 | 16.3 | 13.4 | 28200 | 2504 | 3.3 | 3.1 | Non Federally-Regulated | 06/14/2011 |  | 02/28/2019
Trane | Trane | EXVF0182 |  | Ground-Source | WBAHP: Heat Pump Packaged Unit | Heat Pump | 230 | 1 |  |  | No Match | Single-Speed |  |  |  | 19700 | 1071 | 18.4 | 13.4 | 14400 | 1141 | 3.7 | 3.1 | Non Federally-Regulated | 09/03/2012 |  | 02/28/2019
Trane | Trane | GERE0362 |  | Ground-Source | WBAHP: Heat Pump Packaged Unit | Heat Pump | 230 | 1 |  |  | No Match | Single-Speed |  |  |  | 40000 | 2273 | 17.6 | 13.4 | 29800 | 2426 | 3.6 | 3.1 | Non Federally-Regulated | 01/10/2012 |  | 02/28/2019
Trane | Trane | EXHF0302 |  | Ground-Source | WBAHP: Heat Pump Packaged Unit | Heat Pump | 230 | 1 |  |  | No Match | Single-Speed |  |  |  | 31600 | 1690 | 18.7 | 13.4 | 22700 | 1798 | 3.7 | 3.1 | Non Federally-Regulated | 09/03/2012 |  | 02/28/2019
Trane | Trane | EXVF0182 |  | Water-Source | WBAHP: Heat Pump Packaged Unit | Heat Pump | 230 | 1 |  |  | No Match | Single-Speed |  |  |  | 19000 | 1159 | 16.4 | 12 | 23700 | 1286 | 5.4 | 4.2 | Federally-Regulated Commercial & Industrial Equipment | 09/03/2012 |  | 02/28/2019
Trane | Trane | GEVE0092 |  | Ground-Water-Source | WBAHP: Heat Pump Packaged Unit | Heat Pump | 230 | 1 |  |  | No Match | Single-Speed |  |  |  | 10000 | 552 | 18.1 | 16.2 | 9300 | 634 | 4.3 | 3.6 | Non Federally-Regulated | 06/14/2011 |  | 02/28/2019
Trane | Trane | GETE0242 |  | Water-Source | WBAHP-O: Heat Pump Packaged Un | Heat Pump | 230 | 1 |  |  | No Match | Single-Speed |  |  |  | 23300 | 1779 | 13.1 | 12 | 26600 | 1813 | 4.3 | 4.2 | Federally-Regulated Commercial & Industrial Equipment | 01/09/2014 |  | 02/28/2019
Trane | Trane | EXHF0423 |  | Water-Source | WBAHP: Heat Pump Packaged Unit | Heat Pump | 208 | 3 |  |  | No Match | Single-Speed |  |  |  | 42500 | 2530 | 16.8 | 12 | 52400 | 2898 | 5.3 | 4.2 | Federally-Regulated Commercial & Industrial Equipment | 09/03/2012 |  | 02/28/2019
Trane | Trane | EXVF0483 |  | Ground-Water-Source | WBAHP: Heat Pump Packaged Unit | Heat Pump | 208 | 3 |  |  | No Match | Single-Speed |  |  |  | 51700 | 2154 | 24 | 16.2 | 48200 | 2883 | 4.9 | 3.6 | Non Federally-Regulated | 09/03/2012 |  | 02/28/2019
Trane | Trane | EXVF0368 |  | Ground-Source | WBAHP: Heat Pump Packaged Unit | Heat Pump | 230 | 3 |  |  | No Match | Single-Speed |  |  |  | 36000 | 1935 | 18.6 | 13.4 | 28000 | 2159 | 3.8 | 3.1 | Non Federally-Regulated | 09/03/2012 |  | 02/28/2019
Trane | Trane | EXHF0704 |  | Ground-Water-Source | WBAHP: Heat Pump Packaged Unit | Heat Pump | 460 | 3 |  |  | No Match | Single-Speed | 2720 | 970 | 0 | 70900 | 3360 | 21.1 | 16.2 | 68900 | 4925 | 4.1 | 3.6 | Non Federally-Regulated | 09/03/2012 |  | 02/28/2019
Trane | Trane | GECE0150 |  | Water-Source | WBAHP-O: Heat Pump Packaged Un | Heat Pump | 115 | 1 |  |  | No Match | Single-Speed |  |  |  | 14700 | 1073 | 13.7 | 11.2 | 17900 | 1093 | 4.8 | 4.2 | Federally-Regulated Commercial & Industrial Equipment | 06/14/2011 |  | 02/28/2019
Trane | Trane | GEVE0242 |  | Ground-Source | WBAHP: Heat Pump Packaged Unit | Heat Pump | 230 | 1 |  |  | No Match | Single-Speed |  |  |  | 25500 | 1500 | 17 | 13.4 | 19500 | 1633 | 3.5 | 3.1 | Non Federally-Regulated | 06/14/2011 |  | 02/28/2019
Trane | Trane | GETE0247 |  | Water-Source | WBAHP-O: Heat Pump Packaged Un | Heat Pump | 265 | 1 |  |  | No Match | Single-Speed |  |  |  | 23300 | 1779 | 13.1 | 12 | 26600 | 1813 | 4.3 | 4.2 | Federally-Regulated Commercial & Industrial Equipment | 01/09/2014 |  | 02/28/2019
Trane | Trane | EXHF0422 |  | Water-Source | WBAHP: Heat Pump Packaged Unit | Heat Pump | 230 | 1 |  |  | No Match | Single-Speed |  |  |  | 42500 | 2530 | 16.8 | 12 | 52400 | 2898 | 5.3 | 4.2 | Federally-Regulated Commercial & Industrial Equipment | 09/03/2012 |  | 02/28/2019
Trane | Trane | EXVF0703 |  | Ground-Water-Source | WBAHP: Heat Pump Packaged Unit | Heat Pump | 208 | 3 |  |  | No Match | Single-Speed | 2716 | 864 | 0 | 70500 | 3234 | 21.8 | 16.2 | 69000 | 4815 | 4.2 | 3.6 | Non Federally-Regulated | 09/03/2012 |  | 02/28/2019
Trane | Trane | GEVE0120 |  | Ground-Source | WBAHP: Heat Pump Packaged Unit | Heat Pump | 115 | 1 |  |  | No Match | Single-Speed |  |  |  | 12000 | 759 | 15.8 | 13.4 | 9400 | 787 | 3.5 | 3.1 | Non Federally-Regulated | 06/14/2011 |  | 02/28/2019
Trane | Trane | GEVE0243 |  | Ground-Water-Source | WBAHP: Heat Pump Packaged Unit | Heat Pump | 208 | 3 |  |  | No Match | Single-Speed |  |  |  | 26900 | 1201 | 22.4 | 16.2 | 24600 | 1677 | 4.3 | 3.6 | Non Federally-Regulated | 06/14/2011 |  | 02/28/2019
Trane | Trane | EXHF0483 |  | Water-Source | WBAHP: Heat Pump Packaged Unit | Heat Pump | 208 | 3 |  |  | No Match | Single-Speed |  |  |  | 47800 | 2969 | 16.1 | 12 | 60000 | 3318 | 5.3 | 4.2 | Federally-Regulated Commercial & Industrial Equipment | 09/03/2012 |  | 02/28/2019
Trane | Trane | GEHE0482 |  | Ground-Source | WBAHP: Heat Pump Packaged Unit | Heat Pump | 230 | 1 |  |  | No Match | Single-Speed |  |  |  | 51800 | 3258 | 15.9 | 13.4 | 38700 | 3151 | 3.6 | 3.1 | Non Federally-Regulated | 06/14/2011 |  | 02/28/2019
Trane | Trane | GEHE0187 |  | Ground-Source | WBAHP: Heat Pump Packaged Unit | Heat Pump | 265 | 1 |  |  | No Match | Single-Speed |  |  |  | 18500 | 1242 | 14.9 | 13.4 | 14300 | 1233 | 3.4 | 3.1 | Non Federally-Regulated | 06/14/2011 |  | 02/28/2019
Trane | Trane | EXHF0242 |  | Ground-Source | WBAHP: Heat Pump Packaged Unit | Heat Pump | 230 | 1 |  |  | No Match | Single-Speed |  |  |  | 24700 | 1372 | 18 | 13.4 | 18800 | 1531 | 3.6 | 3.1 | Non Federally-Regulated | 09/03/2012 |  | 02/28/2019
Trane | Trane | GERE0362 |  | Ground-Water-Source | WBAHP: Heat Pump Packaged Unit | Heat Pump | 230 | 1 |  |  | No Match | Single-Speed |  |  |  | 43800 | 1833 | 23.9 | 16.2 | 36100 | 2519 | 4.2 | 3.6 | Non Federally-Regulated | 01/10/2012 |  | 02/28/2019
Trane | Trane | GEVE0482 |  | Ground-Water-Source | WBAHP: Heat Pump Packaged Unit | Heat Pump | 230 | 1 |  |  | No Match | Single-Speed |  |  |  | 55200 | 2641 | 20.9 | 16.2 | 43000 | 3151 | 4 | 3.6 | Non Federally-Regulated | 06/14/2011 |  | 02/28/2019
Trane | Trane | EXVF0488 |  | Ground-Source | WBAHP: Heat Pump Packaged Unit | Heat Pump | 230 | 3 |  |  | No Match | Single-Speed |  |  |  | 49000 | 2649 | 18.5 | 13.4 | 37800 | 2702 | 4.1 | 3.1 | Non Federally-Regulated | 09/03/2012 |  | 02/28/2019
Trane | Trane | GEVE0244 |  | Ground-Source | WBAHP: Heat Pump Packaged Unit | Heat Pump | 460 | 3 |  |  | No Match | Single-Speed |  |  |  | 25500 | 1500 | 17 | 13.4 | 19500 | 1633 | 3.5 | 3.1 | Non Federally-Regulated | 06/14/2011 |  | 02/28/2019
Trane | Trane | EXVF0421 |  | Ground-Source | WBAHP: Heat Pump Packaged Unit | Heat Pump | 208 | 1 |  |  | No Match | Single-Speed |  |  |  | 43400 | 2346 | 18.5 | 13.4 | 33400 | 2510 | 3.9 | 3.1 | Non Federally-Regulated | 09/03/2012 |  | 02/28/2019
Trane | Trane | GEHE0608 |  | Water-Source | WBAHP: Heat Pump Packaged Unit | Heat Pump | 230 | 3 |  |  | No Match | Single-Speed |  |  |  | 59700 | 4455 | 13.4 | 12 | 70500 | 4592 | 4.5 | 4.2 | Federally-Regulated Commercial & Industrial Equipment | 06/14/2011 |  | 02/28/2019
Trane | Trane | EXVF0601 |  | Ground-Source | WBAHP: Heat Pump Packaged Unit | Heat Pump | 208 | 1 |  |  | No Match | Single-Speed |  |  |  | 62400 | 3586 | 17.4 | 13.4 | 50400 | 3787 | 3.9 | 3.1 | Non Federally-Regulated | 09/03/2012 |  | 02/28/2019
Trane | Trane | EXHF0364 |  | Ground-Source | WBAHP: Heat Pump Packaged Unit | Heat Pump | 460 | 3 |  |  | No Match | Single-Speed |  |  |  | 36700 | 1921 | 19.1 | 13.4 | 28200 | 2175 | 3.8 | 3.1 | Non Federally-Regulated | 09/03/2012 |  | 02/28/2019
Trane | Trane | EXVF0603 |  | Ground-Source | WBAHP: Heat Pump Packaged Unit | Heat Pump | 208 | 3 |  |  | No Match | Single-Speed |  |  |  | 62400 | 3586 | 17.4 | 13.4 | 50400 | 3787 | 3.9 | 3.1 | Non Federally-Regulated | 09/03/2012 |  | 02/28/2019
Trane | Trane | GEVE0302 |  | Water-Source | WBAHP: Heat Pump Packaged Unit | Heat Pump | 230 | 1 |  |  | No Match | Single-Speed |  |  |  | 28800 | 2000 | 14.4 | 12 | 34900 | 2087 | 4.9 | 4.2 | Federally-Regulated Commercial & Industrial Equipment | 06/14/2011 |  | 02/28/2019
Trane | Trane | GEVE0363 |  | Ground-Source | WBAHP: Heat Pump Packaged Unit | Heat Pump | 208 | 3 |  |  | No Match | Single-Speed |  |  |  | 37600 | 2186 | 17.2 | 13.4 | 30100 | 2520 | 3.5 | 3.1 | Non Federally-Regulated | 06/14/2011 |  | 02/28/2019
Trane | Trane | GEHE0157 |  | Ground-Source | WBAHP: Heat Pump Packaged Unit | Heat Pump | 265 | 1 |  |  | No Match | Single-Speed |  |  |  | 14800 | 961 | 15.4 | 13.4 | 12100 | 1075 | 3.3 | 3.1 | Non Federally-Regulated | 06/14/2011 |  | 02/28/2019
Trane | Trane | GEVE0484 |  | Water-Source | WBAHP: Heat Pump Packaged Unit | Heat Pump | 460 | 3 |  |  | No Match | Single-Speed |  |  |  | 49500 | 3511 | 14.1 | 12 | 51400 | 3275 | 4.6 | 4.2 | Federally-Regulated Commercial & Industrial Equipment | 06/14/2011 |  | 02/28/2019
Trane | Trane | GECE0152 |  | Ground-Source | WBAHP-O: Heat Pump Packaged Un | Heat Pump | 230 | 1 |  |  | No Match | Single-Speed |  |  |  | 15300 | 975 | 15.7 | 13.4 | 12000 | 1034 | 3.4 | 3.1 | Non Federally-Regulated | 06/14/2011 |  | 02/28/2019
Trane | Trane | GEHE0120 |  | Water-Source | WBAHP: Heat Pump Packaged Unit | Heat Pump | 115 | 1 |  |  | No Match | Single-Speed |  |  |  | 11700 | 836 | 14 | 11.2 | 14600 | 873 | 4.9 | 4.2 | Federally-Regulated Commercial & Industrial Equipment | 06/14/2011 |  | 02/28/2019
Trane | Trane | EXVF0601 |  | Ground-Water-Source | WBAHP: Heat Pump Packaged Unit | Heat Pump | 208 | 1 |  |  | No Match | Single-Speed |  |  |  | 64900 | 2950 | 22 | 16.2 | 64600 | 4207 | 4.5 | 3.6 | Non Federally-Regulated | 09/03/2012 |  | 02/28/2019
Trane | Trane | GETE0097 |  | Water-Source | WBAHP-O: Heat Pump Packaged Un | Heat Pump | 265 | 1 |  |  | No Match | Single-Speed |  |  |  | 8200 | 641 | 12.8 | 11.2 | 10800 | 688 | 4.6 | 4.2 | Federally-Regulated Commercial & Industrial Equipment | 01/09/2014 |  | 02/28/2019
Trane | Trane | GETE0362 |  | Ground-Water-Source | WBAHP-O: Heat Pump Packaged Un | Heat Pump | 230 | 1 |  |  | No Match | Single-Speed |  |  |  | 37900 | 2027 | 18.7 | 16.2 | 34400 | 2725 | 3.7 | 3.6 | Non Federally-Regulated | 01/09/2014 |  | 02/28/2019
Trane | Trane | GERE0481 |  | Ground-Water-Source | WBAHP: Heat Pump Packaged Unit | Heat Pump | 208 | 1 |  |  | No Match | Single-Speed |  |  |  | 58000 | 2387 | 24.3 | 16.2 | 45500 | 3101 | 4.3 | 3.6 | Non Federally-Regulated | 01/10/2012 |  | 02/28/2019
Trane | Trane | GEHE0308 |  | Water-Source | WBAHP: Heat Pump Packaged Unit | Heat Pump | 230 | 3 |  |  | No Match | Single-Speed |  |  |  | 28200 | 2043 | 13.8 | 12 | 35700 | 2275 | 4.6 | 4.2 | Federally-Regulated Commercial & Industrial Equipment | 06/14/2011 |  | 02/28/2019
Trane | Trane | EXVF0422 |  | Water-Source | WBAHP: Heat Pump Packaged Unit | Heat Pump | 230 | 1 |  |  | No Match | Single-Speed |  |  |  | 42200 | 2527 | 16.7 | 12 | 51100 | 2880 | 5.2 | 4.2 | Federally-Regulated Commercial & Industrial Equipment | 09/03/2012 |  | 02/28/2019
Trane | Trane | GEHE0127 |  | Ground-Source | WBAHP: Heat Pump Packaged Unit | Heat Pump | 265 | 1 |  |  | No Match | Single-Speed |  |  |  | 12000 | 779 | 15.4 | 13.4 | 9300 | 802 | 3.4 | 3.1 | Non Federally-Regulated | 06/14/2011 |  | 02/28/2019
Trane | Trane | GECE0127 |  | Water-Source | WBAHP-O: Heat Pump Packaged Un | Heat Pump | 265 | 1 |  |  | No Match | Single-Speed |  |  |  | 11500 | 852 | 13.5 | 11.2 | 14600 | 873 | 4.9 | 4.2 | Federally-Regulated Commercial & Industrial Equipment | 06/14/2011 |  | 02/28/2019
Trane | Trane | GEVE0090 |  | Ground-Source | WBAHP: Heat Pump Packaged Unit | Heat Pump | 115 | 1 |  |  | No Match | Single-Speed |  |  |  | 9100 | 623 | 14.6 | 13.4 | 7200 | 603 | 3.5 | 3.1 | Non Federally-Regulated | 06/14/2011 |  | 02/28/2019
Trane | Trane | GEVE0368 |  | Ground-Water-Source | WBAHP: Heat Pump Packaged Unit | Heat Pump | 230 | 3 |  |  | No Match | Single-Speed |  |  |  | 40100 | 1759 | 22.8 | 16.2 | 38100 | 2538 | 4.4 | 3.6 | Non Federally-Regulated | 06/14/2011 |  | 02/28/2019
Trane | Trane | EXVF0424 |  | Ground-Source | WBAHP: Heat Pump Packaged Unit | Heat Pump | 460 | 3 |  |  | No Match | Single-Speed |  |  |  | 43400 | 2346 | 18.5 | 13.4 | 33400 | 2510 | 3.9 | 3.1 | Non Federally-Regulated | 09/03/2012 |  | 02/28/2019
Trane | Trane | GEHE0363 |  | Ground-Water-Source | WBAHP: Heat Pump Packaged Unit | Heat Pump | 208 | 3 |  |  | No Match | Single-Speed |  |  |  | 39400 | 1824 | 21.6 | 16.2 | 36000 | 2573 | 4.1 | 3.6 | Non Federally-Regulated | 06/14/2011 |  | 02/28/2019
Trane | Trane | GEVE0602 |  | Ground-Source | WBAHP: Heat Pump Packaged Unit | Heat Pump | 230 | 1 |  |  | No Match | Single-Speed |  |  |  | 64100 | 4031 | 15.9 | 13.4 | 46800 | 3919 | 3.5 | 3.1 | Non Federally-Regulated | 06/14/2011 |  | 02/28/2019
Trane | Trane | GETE024 |  | Ground-Source | WBAHP-O: Heat Pump Packaged Un | Heat Pump | 208 | 1 |  |  | No Match | Single-Speed |  |  |  | 24300 | 1631 | 14.9 | 13.4 | 18700 | 1713 | 3.2 | 3.1 | Non Federally-Regulated | 01/09/2014 |  | 02/28/2019
Trane | Trane | EXHF0181 |  | Water-Source | WBAHP: Heat Pump Packaged Unit | Heat Pump | 208 | 1 |  |  | No Match | Single-Speed |  |  |  | 19300 | 1156 | 16.7 | 12 | 23300 | 1339 | 5.1 | 4.2 | Federally-Regulated Commercial & Industrial Equipment | 09/03/2012 |  | 02/28/2019
Trane | Trane | GEHE0120 |  | Ground-Source | WBAHP: Heat Pump Packaged Unit | Heat Pump | 115 | 1 |  |  | No Match | Single-Speed |  |  |  | 12000 | 779 | 15.4 | 13.4 | 9300 | 802 | 3.4 | 3.1 | Non Federally-Regulated | 06/14/2011 |  | 02/28/2019
Trane | Trane | GEVE0242 |  | Water-Source | WBAHP: Heat Pump Packaged Unit | Heat Pump | 230 | 1 |  |  | No Match | Single-Speed |  |  |  | 24700 | 1680 | 14.7 | 12 | 29500 | 1801 | 4.8 | 4.2 | Federally-Regulated Commercial & Industrial Equipment | 06/14/2011 |  | 02/28/2019
Trane | Trane | GERE0604 |  | Water-Source | WBAHP: Heat Pump Packaged Unit | Heat Pump | 460 | 3 |  |  | No Match | Single-Speed |  |  |  | 60900 | 4171 | 14.6 | 12 | 69500 | 4334 | 4.7 | 4.2 | Federally-Regulated Commercial & Industrial Equipment | 01/10/2012 |  | 02/28/2019
Trane | Trane | EXHF0187 |  | Ground-Source | WBAHP: Heat Pump Packaged Unit | Heat Pump | 265 | 1 |  |  | No Match | Single-Speed |  |  |  | 19800 | 1059 | 18.7 | 13.4 | 14200 | 1156 | 3.6 | 3.1 | Non Federally-Regulated | 09/03/2012 |  | 02/28/2019
Trane | Trane | GERE0361 |  | Water-Source | WBAHP: Heat Pump Packaged Unit | Heat Pump | 208 | 1 |  |  | No Match | Single-Speed |  |  |  | 38200 | 2616 | 14.6 | 12 | 41400 | 2696 | 4.5 | 4.2 | Federally-Regulated Commercial & Industrial Equipment | 01/10/2012 |  | 02/28/2019
Trane | Trane | GEVE0488 |  | Ground-Water-Source | WBAHP: Heat Pump Packaged Unit | Heat Pump | 230 | 3 |  |  | No Match | Single-Speed |  |  |  | 55200 | 2641 | 20.9 | 16.2 | 43000 | 3151 | 4 | 3.6 | Non Federally-Regulated | 06/14/2011 |  | 02/28/2019
Trane | Trane | GEVE0608 |  | Ground-Source | WBAHP: Heat Pump Packaged Unit | Heat Pump | 230 | 3 |  |  | No Match | Single-Speed |  |  |  | 64100 | 4031 | 15.9 | 13.4 | 46800 | 3919 | 3.5 | 3.1 | Non Federally-Regulated | 06/14/2011 |  | 02/28/2019
Trane | Trane | EXVF0603 |  | Water-Source | WBAHP: Heat Pump Packaged Unit | Heat Pump | 208 | 3 |  |  | No Match | Single-Speed |  |  |  | 59700 | 3852 | 15.5 | 12 | 79800 | 4586 | 5.1 | 4.2 | Federally-Regulated Commercial & Industrial Equipment | 09/03/2012 |  | 02/28/2019
Trane | Trane | GETE0122 |  | Water-Source | WBAHP-O: Heat Pump Packaged Un | Heat Pump | 230 | 1 |  |  | No Match | Single-Speed |  |  |  | 11900 | 881 | 13.5 | 11.2 | 14100 | 898 | 4.6 | 4.2 | Federally-Regulated Commercial & Industrial Equipment | 01/09/2014 |  | 02/28/2019
Trane | Trane | GETE0097 |  | Ground-Source | WBAHP-O: Heat Pump Packaged Un | Heat Pump | 265 | 1 |  |  | No Match | Single-Speed |  |  |  | 8800 | 591 | 14.9 | 13.4 | 6600 | 604 | 3.2 | 3.1 | Non Federally-Regulated | 01/09/2014 |  | 02/28/2019
Trane | Trane | EXHF0187 |  | Ground-Water-Source | WBAHP: Heat Pump Packaged Unit | Heat Pump | 265 | 1 |  |  | No Match | Single-Speed |  |  |  | 20600 | 824 | 25 | 16.2 | 19100 | 1244 | 4.5 | 3.6 | Non Federally-Regulated | 09/03/2012 |  | 02/28/2019
Trane | Trane | GEHE0363 |  | Ground-Source | WBAHP: Heat Pump Packaged Unit | Heat Pump | 208 | 3 |  |  | No Match | Single-Speed |  |  |  | 36600 | 2245 | 16.3 | 13.4 | 28200 | 2504 | 3.3 | 3.1 | Non Federally-Regulated | 06/14/2011 |  | 02/28/2019
Trane | Trane | EXHF0488 |  | Ground-Source | WBAHP: Heat Pump Packaged Unit | Heat Pump | 230 | 3 |  |  | No Match | Single-Speed |  |  |  | 49100 | 2774 | 17.7 | 13.4 | 38000 | 2856 | 3.9 | 3.1 | Non Federally-Regulated | 09/03/2012 |  | 02/28/2019
Trane | Trane | GEVE0303 |  | Ground-Water-Source | WBAHP: Heat Pump Packaged Unit | Heat Pump | 208 | 3 |  |  | No Match | Single-Speed |  |  |  | 31900 | 1477 | 21.6 | 16.2 | 29300 | 1997 | 4.3 | 3.6 | Non Federally-Regulated | 06/14/2011 |  | 02/28/2019
Trane | Trane | GEVE0308 |  | Ground-Water-Source | WBAHP: Heat Pump Packaged Unit | Heat Pump | 230 | 3 |  |  | No Match | Single-Speed |  |  |  | 31900 | 1477 | 21.6 | 16.2 | 29300 | 1997 | 4.3 | 3.6 | Non Federally-Regulated | 06/14/2011 |  | 02/28/2019
Trane | Trane | EXHF0604 |  | Water-Source | WBAHP: Heat Pump Packaged Unit | Heat Pump | 460 | 3 |  |  | No Match | Single-Speed |  |  |  | 58600 | 3907 | 15 | 12 | 77800 | 4653 | 4.9 | 4.2 | Federally-Regulated Commercial & Industrial Equipment | 09/03/2012 |  | 02/28/2019
Trane | Trane | EXVF0241 |  | Water-Source | WBAHP: Heat Pump Packaged Unit | Heat Pump | 208 | 1 |  |  | No Match | Single-Speed |  |  |  | 24600 | 1473 | 16.7 | 12 | 29000 | 1634 | 5.2 | 4.2 | Federally-Regulated Commercial & Industrial Equipment | 09/03/2012 |  | 02/28/2019
Trane | Trane | GERE0368 |  | Ground-Water-Source | WBAHP: Heat Pump Packaged Unit | Heat Pump | 230 | 3 |  |  | No Match | Single-Speed |  |  |  | 43800 | 1833 | 23.9 | 16.2 | 36100 | 2519 | 4.2 | 3.6 | Non Federally-Regulated | 01/10/2012 |  | 02/28/2019
Trane | Trane | EXHF0361 |  | Ground-Water-Source | WBAHP: Heat Pump Packaged Unit | Heat Pump | 208 | 1 |  |  | No Match | Single-Speed |  |  |  | 39700 | 1539 | 25.8 | 16.2 | 36500 | 2229 | 4.8 | 3.6 | Non Federally-Regulated | 09/03/2012 |  | 02/28/2019
Trane | Trane | GERE0483 |  | Water-Source | WBAHP: Heat Pump Packaged Unit | Heat Pump | 208 | 3 |  |  | No Match | Single-Speed |  |  |  | 51500 | 3259 | 15.8 | 12 | 52700 | 3286 | 4.7 | 4.2 | Federally-Regulated Commercial & Industrial Equipment | 01/10/2012 |  | 02/28/2019
Trane | Trane | GEHE0423 |  | Water-Source | WBAHP: Heat Pump Packaged Unit | Heat Pump | 208 | 3 |  |  | No Match | Single-Speed |  |  |  | 41500 | 3051 | 13.6 | 12 | 51900 | 3307 | 4.6 | 4.2 | Federally-Regulated Commercial & Industrial Equipment | 06/14/2011 |  | 02/28/2019
Trane | Trane | GEHE0367 |  | Ground-Water-Source | WBAHP: Heat Pump Packaged Unit | Heat Pump | 265 | 1 |  |  | No Match | Single-Speed |  |  |  | 39400 | 1824 | 21.6 | 16.2 | 36000 | 2573 | 4.1 | 3.6 | Non Federally-Regulated | 06/14/2011 |  | 02/28/2019
Trane | Trane | EXHF0604 |  | Ground-Water-Source | WBAHP: Heat Pump Packaged Unit | Heat Pump | 460 | 3 |  |  | No Match | Single-Speed |  |  |  | 64700 | 2941 | 22 | 16.2 | 64100 | 4270 | 4.4 | 3.6 | Non Federally-Regulated | 09/03/2012 |  | 02/28/2019
Trane | Trane | EXVF0367 |  | Ground-Source | WBAHP: Heat Pump Packaged Unit | Heat Pump | 265 | 1 |  |  | No Match | Single-Speed |  |  |  | 36000 | 1935 | 18.6 | 13.4 | 28000 | 2159 | 3.8 | 3.1 | Non Federally-Regulated | 09/03/2012 |  | 02/28/2019
Trane | Trane | GETB009 |  | Water-Source | WBAHP: Heat Pump Packaged Unit | Heat Pump | 208 | 1 |  |  | No Match | Single-Speed |  |  |  | 8500 | 630 | 13.5 | 11.2 | 10900 | 680 | 4.7 | 4.2 | Federally-Regulated Commercial & Industrial Equipment | 08/27/2008 |  | 02/28/2019
Trane | Trane | GECE0120 |  | Water-Source | WBAHP-O: Heat Pump Packaged Un | Heat Pump | 115 | 1 |  |  | No Match | Single-Speed |  |  |  | 11500 | 852 | 13.5 | 11.2 | 14600 | 873 | 4.9 | 4.2 | Federally-Regulated Commercial & Industrial Equipment | 06/14/2011 |  | 02/28/2019
Trane | Trane | GETE009 |  | Water-Source | WBAHP-O: Heat Pump Packaged Un | Heat Pump | 208 | 1 |  |  | No Match | Single-Speed |  |  |  | 8200 | 641 | 12.8 | 11.2 | 10800 | 688 | 4.6 | 4.2 | Federally-Regulated Commercial & Industrial Equipment | 01/09/2014 |  | 02/28/2019
Trane | Trane | GETE015 |  | Ground-Source | WBAHP-O: Heat Pump Packaged Un | Heat Pump | 208 | 1 |  |  | No Match | Single-Speed |  |  |  | 15400 | 1041 | 14.8 | 13.4 | 11800 | 1048 | 3.3 | 3.1 | Non Federally-Regulated | 01/09/2014 |  | 02/28/2019
Trane | Trane | GERE0482 |  | Ground-Source | WBAHP: Heat Pump Packaged Unit | Heat Pump | 230 | 1 |  |  | No Match | Single-Speed |  |  |  | 53500 | 2908 | 18.4 | 13.4 | 37900 | 3085 | 3.6 | 3.1 | Non Federally-Regulated | 01/10/2012 |  | 02/28/2019
Trane | Trane | GEVE0308 |  | Water-Source | WBAHP: Heat Pump Packaged Unit | Heat Pump | 230 | 3 |  |  | No Match | Single-Speed |  |  |  | 28800 | 2000 | 14.4 | 12 | 34900 | 2087 | 4.9 | 4.2 | Federally-Regulated Commercial & Industrial Equipment | 06/14/2011 |  | 02/28/2019
Trane | Trane | GEHE0302 |  | Ground-Water-Source | WBAHP: Heat Pump Packaged Unit | Heat Pump | 230 | 1 |  |  | No Match | Single-Speed |  |  |  | 32000 | 1569 | 20.4 | 16.2 | 29800 | 2130 | 4.1 | 3.6 | Non Federally-Regulated | 06/14/2011 |  | 02/28/2019
Trane | Trane | EXVF0604 |  | Ground-Water-Source | WBAHP: Heat Pump Packaged Unit | Heat Pump | 460 | 3 |  |  | No Match | Single-Speed |  |  |  | 64900 | 2950 | 22 | 16.2 | 64600 | 4207 | 4.5 | 3.6 | Non Federally-Regulated | 09/03/2012 |  | 02/28/2019
Trane | Trane | GEVE0307 |  | Water-Source | WBAHP: Heat Pump Packaged Unit | Heat Pump | 265 | 1 |  |  | No Match | Single-Speed |  |  |  | 28800 | 2000 | 14.4 | 12 | 34900 | 2087 | 4.9 | 4.2 | Federally-Regulated Commercial & Industrial Equipment | 06/14/2011 |  | 02/28/2019
Trane | Trane | GEHE0244 |  | Water-Source | WBAHP: Heat Pump Packaged Unit | Heat Pump | 460 | 3 |  |  | No Match | Single-Speed |  |  |  | 24000 | 1667 | 14.4 | 12 | 29700 | 1852 | 4.7 | 4.2 | Federally-Regulated Commercial & Industrial Equipment | 06/14/2011 |  | 02/28/2019
Trane | Trane | GEVE0423 |  | Ground-Water-Source | WBAHP: Heat Pump Packaged Unit | Heat Pump | 208 | 3 |  |  | No Match | Single-Speed |  |  |  | 45900 | 2239 | 20.5 | 16.2 | 42800 | 3059 | 4.1 | 3.6 | Non Federally-Regulated | 06/14/2011 |  | 02/28/2019
Trane | Trane | EXVF0302 |  | Water-Source | WBAHP: Heat Pump Packaged Unit | Heat Pump | 230 | 1 |  |  | No Match | Single-Speed |  |  |  | 30100 | 1730 | 17.4 | 12 | 35900 | 1846 | 5.7 | 4.2 | Federally-Regulated Commercial & Industrial Equipment | 09/03/2012 |  | 02/28/2019
Trane | Trane | EXVF0363 |  | Ground-Source | WBAHP: Heat Pump Packaged Unit | Heat Pump | 208 | 3 |  |  | No Match | Single-Speed |  |  |  | 36000 | 1935 | 18.6 | 13.4 | 28000 | 2159 | 3.8 | 3.1 | Non Federally-Regulated | 09/03/2012 |  | 02/28/2019
Trane | Trane | EXHF0361 |  | Water-Source | WBAHP: Heat Pump Packaged Unit | Heat Pump | 208 | 1 |  |  | No Match | Single-Speed |  |  |  | 35200 | 2071 | 17 | 12 | 44400 | 2410 | 5.4 | 4.2 | Federally-Regulated Commercial & Industrial Equipment | 09/03/2012 |  | 02/28/2019
Trane | Trane | EXVF0602 |  | Ground-Source | WBAHP: Heat Pump Packaged Unit | Heat Pump | 230 | 1 |  |  | No Match | Single-Speed |  |  |  | 62400 | 3586 | 17.4 | 13.4 | 50400 | 3787 | 3.9 | 3.1 | Non Federally-Regulated | 09/03/2012 |  | 02/28/2019
Trane | Trane | GERE0361 |  | Ground-Water-Source | WBAHP: Heat Pump Packaged Unit | Heat Pump | 208 | 1 |  |  | No Match | Single-Speed |  |  |  | 43800 | 1833 | 23.9 | 16.2 | 36100 | 2519 | 4.2 | 3.6 | Non Federally-Regulated | 01/10/2012 |  | 02/28/2019
Trane | Trane | EXHF0484 |  | Ground-Source | WBAHP: Heat Pump Packaged Unit | Heat Pump | 460 | 3 |  |  | No Match | Single-Speed |  |  |  | 49100 | 2774 | 17.7 | 13.4 | 38000 | 2856 | 3.9 | 3.1 | Non Federally-Regulated | 09/03/2012 |  | 02/28/2019
Trane | Trane | GEHE0488 |  | Ground-Source | WBAHP: Heat Pump Packaged Unit | Heat Pump | 230 | 3 |  |  | No Match | Single-Speed |  |  |  | 51800 | 3258 | 15.9 | 13.4 | 38700 | 3151 | 3.6 | 3.1 | Non Federally-Regulated | 06/14/2011 |  | 02/28/2019
Trane | Trane | GEVE0157 |  | Water-Source | WBAHP: Heat Pump Packaged Unit | Heat Pump | 265 | 1 |  |  | No Match | Single-Speed |  |  |  | 14400 | 1043 | 13.8 | 11.2 | 18300 | 1095 | 4.9 | 4.2 | Federally-Regulated Commercial & Industrial Equipment | 06/14/2011 |  | 02/28/2019
Trane | Trane | GEVE0608 |  | Water-Source | WBAHP: Heat Pump Packaged Unit | Heat Pump | 230 | 3 |  |  | No Match | Single-Speed |  |  |  | 61600 | 4400 | 14 | 12 | 71700 | 4378 | 4.8 | 4.2 | Federally-Regulated Commercial & Industrial Equipment | 06/14/2011 |  | 02/28/2019
Trane | Trane | GECE0127 |  | Ground-Water-Source | WBAHP-O: Heat Pump Packaged Un | Heat Pump | 265 | 1 |  |  | No Match | Single-Speed |  |  |  | 12800 | 650 | 19.7 | 16.2 | 11900 | 851 | 4.1 | 3.6 | Non Federally-Regulated | 06/14/2011 |  | 02/28/2019
Trane | Trane | EXVF0483 |  | Water-Source | WBAHP: Heat Pump Packaged Unit | Heat Pump | 208 | 3 |  |  | No Match | Single-Speed |  |  |  | 47500 | 2879 | 16.5 | 12 | 57500 | 3180 | 5.3 | 4.2 | Federally-Regulated Commercial & Industrial Equipment | 09/03/2012 |  | 02/28/2019
Trane | Trane | GEHE0424 |  | Ground-Water-Source | WBAHP: Heat Pump Packaged Unit | Heat Pump | 460 | 3 |  |  | No Match | Single-Speed |  |  |  | 45900 | 2354 | 19.5 | 16.2 | 42900 | 3143 | 4 | 3.6 | Non Federally-Regulated | 06/14/2011 |  | 02/28/2019
Trane | Trane | EXVF0423 |  | Water-Source | WBAHP: Heat Pump Packaged Unit | Heat Pump | 208 | 3 |  |  | No Match | Single-Speed |  |  |  | 42200 | 2527 | 16.7 | 12 | 51100 | 2880 | 5.2 | 4.2 | Federally-Regulated Commercial & Industrial Equipment | 09/03/2012 |  | 02/28/2019
Trane | Trane | EXHF0701 |  | Ground-Water-Source | WBAHP: Heat Pump Packaged Unit | Heat Pump | 208 | 1 |  |  | No Match | Single-Speed | 2720 | 970 | 0 | 70900 | 3360 | 21.1 | 16.2 | 68900 | 4925 | 4.1 | 3.6 | Non Federally-Regulated | 09/03/2012 |  | 02/28/2019
Trane | Trane | EXVF0481 |  | Ground-Water-Source | WBAHP: Heat Pump Packaged Unit | Heat Pump | 208 | 1 |  |  | No Match | Single-Speed |  |  |  | 51700 | 2154 | 24 | 16.2 | 48200 | 2883 | 4.9 | 3.6 | Non Federally-Regulated | 09/03/2012 |  | 02/28/2019
Trane | Trane | GETE0157 |  | Ground-Source | WBAHP-O: Heat Pump Packaged Un | Heat Pump | 265 | 1 |  |  | No Match | Single-Speed |  |  |  | 15400 | 1041 | 14.8 | 13.4 | 11800 | 1048 | 3.3 | 3.1 | Non Federally-Regulated | 01/09/2014 |  | 02/28/2019
Trane | Trane | GEHE0187 |  | Water-Source | WBAHP: Heat Pump Packaged Unit | Heat Pump | 265 | 1 |  |  | No Match | Single-Speed |  |  |  | 18000 | 1353 | 13.3 | 12 | 21900 | 1337 | 4.8 | 4.2 | Federally-Regulated Commercial & Industrial Equipment | 06/14/2011 |  | 02/28/2019
Trane | Trane | EXHF0247 |  | Water-Source | WBAHP: Heat Pump Packaged Unit | Heat Pump | 265 | 1 |  |  | No Match | Single-Speed |  |  |  | 23800 | 1488 | 16 | 12 | 27700 | 1691 | 4.8 | 4.2 | Federally-Regulated Commercial & Industrial Equipment | 09/03/2012 |  | 02/28/2019
Trane | Trane | GEVE0303 |  | Ground-Source | WBAHP: Heat Pump Packaged Unit | Heat Pump | 208 | 3 |  |  | No Match | Single-Speed |  |  |  | 29900 | 1812 | 16.5 | 13.4 | 23200 | 1889 | 3.6 | 3.1 | Non Federally-Regulated | 06/14/2011 |  | 02/28/2019
Trane | Trane | GETE0122 |  | Ground-Source | WBAHP-O: Heat Pump Packaged Un | Heat Pump | 230 | 1 |  |  | No Match | Single-Speed |  |  |  | 12300 | 815 | 15.1 | 13.4 | 9000 | 824 | 3.2 | 3.1 | Non Federally-Regulated | 01/09/2014 |  | 02/28/2019
Trane | Trane | EXVF0488 |  | Ground-Water-Source | WBAHP: Heat Pump Packaged Unit | Heat Pump | 230 | 3 |  |  | No Match | Single-Speed |  |  |  | 51700 | 2154 | 24 | 16.2 | 48200 | 2883 | 4.9 | 3.6 | Non Federally-Regulated | 09/03/2012 |  | 02/28/2019
Trane | Trane | GECE0182 |  | Ground-Water-Source | WBAHP-O: Heat Pump Packaged Un | Heat Pump | 230 | 1 |  |  | No Match | Single-Speed |  |  |  | 17700 | 937 | 18.9 | 16.2 | 17000 | 1215 | 4.1 | 3.6 | Non Federally-Regulated | 06/14/2011 |  | 02/28/2019
Trane | Trane | GEVE0247 |  | Ground-Source | WBAHP: Heat Pump Packaged Unit | Heat Pump | 265 | 1 |  |  | No Match | Single-Speed |  |  |  | 25500 | 1500 | 17 | 13.4 | 19500 | 1633 | 3.5 | 3.1 | Non Federally-Regulated | 06/14/2011 |  | 02/28/2019
Trane | Trane | GEHE0484 |  | Ground-Source | WBAHP: Heat Pump Packaged Unit | Heat Pump | 460 | 3 |  |  | No Match | Single-Speed |  |  |  | 51800 | 3258 | 15.9 | 13.4 | 38700 | 3151 | 3.6 | 3.1 | Non Federally-Regulated | 06/14/2011 |  | 02/28/2019
Trane | Trane | GEHE0122 |  | Ground-Water-Source | WBAHP: Heat Pump Packaged Unit | Heat Pump | 230 | 1 |  |  | No Match | Single-Speed |  |  |  | 12700 | 635 | 20 | 16.2 | 12000 | 837 | 4.2 | 3.6 | Non Federally-Regulated | 06/14/2011 |  | 02/28/2019
Trane | Trane | EXHF0361 |  | Ground-Source | WBAHP: Heat Pump Packaged Unit | Heat Pump | 208 | 1 |  |  | No Match | Single-Speed |  |  |  | 36700 | 1921 | 19.1 | 13.4 | 28200 | 2175 | 3.8 | 3.1 | Non Federally-Regulated | 09/03/2012 |  | 02/28/2019
Trane | Trane | EXVF0481 |  | Water-Source | WBAHP: Heat Pump Packaged Unit | Heat Pump | 208 | 1 |  |  | No Match | Single-Speed |  |  |  | 47500 | 2879 | 16.5 | 12 | 57500 | 3180 | 5.3 | 4.2 | Federally-Regulated Commercial & Industrial Equipment | 09/03/2012 |  | 02/28/2019
Trane | Trane | EXVF0421 |  | Water-Source | WBAHP: Heat Pump Packaged Unit | Heat Pump | 208 | 1 |  |  | No Match | Single-Speed |  |  |  | 42200 | 2527 | 16.7 | 12 | 51100 | 2880 | 5.2 | 4.2 | Federally-Regulated Commercial & Industrial Equipment | 09/03/2012 |  | 02/28/2019
Trane | Trane | EXVF0242 |  | Ground-Source | WBAHP: Heat Pump Packaged Unit | Heat Pump | 230 | 1 |  |  | No Match | Single-Speed |  |  |  | 25500 | 1349 | 18.9 | 13.4 | 19200 | 1481 | 3.8 | 3.1 | Non Federally-Regulated | 09/03/2012 |  | 02/28/2019
Trane | Trane | EXHF0301 |  | Ground-Source | WBAHP: Heat Pump Packaged Unit | Heat Pump | 208 | 1 |  |  | No Match | Single-Speed |  |  |  | 31600 | 1690 | 18.7 | 13.4 | 22700 | 1798 | 3.7 | 3.1 | Non Federally-Regulated | 09/03/2012 |  | 02/28/2019
Trane | Trane | GERE0605 |  | Water-Source | WBAHP: Heat Pump Packaged Unit | Heat Pump | 575 | 3 |  |  | No Match | Single-Speed |  |  |  | 60900 | 4171 | 14.6 | 12 | 69500 | 4334 | 4.7 | 4.2 | Federally-Regulated Commercial & Industrial Equipment | 01/10/2012 |  | 02/28/2019
Trane | Trane | GETE0362 |  | Ground-Source | WBAHP-O: Heat Pump Packaged Un | Heat Pump | 230 | 1 |  |  | No Match | Single-Speed |  |  |  | 35100 | 2404 | 14.6 | 13.4 | 27300 | 2500 | 3.2 | 3.1 | Non Federally-Regulated | 01/09/2014 |  | 02/28/2019
Trane | Trane | GEHE0303 |  | Ground-Source | WBAHP: Heat Pump Packaged Unit | Heat Pump | 208 | 3 |  |  | No Match | Single-Speed |  |  |  | 29500 | 1879 | 15.7 | 13.4 | 22800 | 1965 | 3.4 | 3.1 | Non Federally-Regulated | 06/14/2011 |  | 02/28/2019
Trane | Trane | GEVE0604 |  | Water-Source | WBAHP: Heat Pump Packaged Unit | Heat Pump | 460 | 3 |  |  | No Match | Single-Speed |  |  |  | 61600 | 4400 | 14 | 12 | 71700 | 4378 | 4.8 | 4.2 | Federally-Regulated Commercial & Industrial Equipment | 06/14/2011 |  | 02/28/2019
Trane | Trane | GEHE0428 |  | Ground-Water-Source | WBAHP: Heat Pump Packaged Unit | Heat Pump | 230 | 3 |  |  | No Match | Single-Speed |  |  |  | 45900 | 2354 | 19.5 | 16.2 | 42900 | 3143 | 4 | 3.6 | Non Federally-Regulated | 06/14/2011 |  | 02/28/2019
Trane | Trane | EXVF0367 |  | Water-Source | WBAHP: Heat Pump Packaged Unit | Heat Pump | 265 | 1 |  |  | No Match | Single-Speed |  |  |  | 34800 | 2071 | 16.8 | 12 | 44800 | 2387 | 5.5 | 4.2 | Federally-Regulated Commercial & Industrial Equipment | 09/03/2012 |  | 02/28/2019
Trane | Trane | GEVE0302 |  | Ground-Water-Source | WBAHP: Heat Pump Packaged Unit | Heat Pump | 230 | 1 |  |  | No Match | Single-Speed |  |  |  | 31900 | 1477 | 21.6 | 16.2 | 29300 | 1997 | 4.3 | 3.6 | Non Federally-Regulated | 06/14/2011 |  | 02/28/2019
Trane | Trane | GEVE0304 |  | Water-Source | WBAHP: Heat Pump Packaged Unit | Heat Pump | 460 | 3 |  |  | No Match | Single-Speed |  |  |  | 28800 | 2000 | 14.4 | 12 | 34900 | 2087 | 4.9 | 4.2 | Federally-Regulated Commercial & Industrial Equipment | 06/14/2011 |  | 02/28/2019
Trane | Trane | GEVE0362 |  | Ground-Water-Source | WBAHP: Heat Pump Packaged Unit | Heat Pump | 230 | 1 |  |  | No Match | Single-Speed |  |  |  | 40100 | 1759 | 22.8 | 16.2 | 38100 | 2538 | 4.4 | 3.6 | Non Federally-Regulated | 06/14/2011 |  | 02/28/2019
Trane | Trane | EXVF0367 |  | Ground-Water-Source | WBAHP: Heat Pump Packaged Unit | Heat Pump | 265 | 1 |  |  | No Match | Single-Speed |  |  |  | 38600 | 1582 | 24.4 | 16.2 | 36600 | 2189 | 4.9 | 3.6 | Non Federally-Regulated | 09/03/2012 |  | 02/28/2019
Trane | Trane | GERE0485 |  | Ground-Water-Source | WBAHP: Heat Pump Packaged Unit | Heat Pump | 575 | 3 |  |  | No Match | Single-Speed |  |  |  | 58000 | 2387 | 24.3 | 16.2 | 45500 | 3101 | 4.3 | 3.6 | Non Federally-Regulated | 01/10/2012 |  | 02/28/2019
Trane | Trane | GERE0603 |  | Water-Source | WBAHP: Heat Pump Packaged Unit | Heat Pump | 208 | 3 |  |  | No Match | Single-Speed |  |  |  | 60900 | 4171 | 14.6 | 12 | 69500 | 4334 | 4.7 | 4.2 | Federally-Regulated Commercial & Industrial Equipment | 01/10/2012 |  | 02/28/2019
Trane | Trane | GEHE0483 |  | Water-Source | WBAHP: Heat Pump Packaged Unit | Heat Pump | 208 | 3 |  |  | No Match | Single-Speed |  |  |  | 49700 | 3576 | 13.9 | 12 | 58200 | 3554 | 4.8 | 4.2 | Federally-Regulated Commercial & Industrial Equipment | 06/14/2011 |  | 02/28/2019
Trane | Trane | EXVF0302 |  | Ground-Water-Source | WBAHP: Heat Pump Packaged Unit | Heat Pump | 230 | 1 |  |  | No Match | Single-Speed |  |  |  | 33000 | 1315 | 25.1 | 16.2 | 29000 | 1771 | 4.8 | 3.6 | Non Federally-Regulated | 09/03/2012 |  | 02/28/2019
Trane | Trane | GETE015 |  | Water-Source | WBAHP-O: Heat Pump Packaged Un | Heat Pump | 208 | 1 |  |  | No Match | Single-Speed |  |  |  | 14700 | 1122 | 13.1 | 11.2 | 17700 | 1128 | 4.6 | 4.2 | Federally-Regulated Commercial & Industrial Equipment | 01/09/2014 |  | 02/28/2019
Trane | Trane | GEHE0242 |  | Ground-Water-Source | WBAHP: Heat Pump Packaged Unit | Heat Pump | 230 | 1 |  |  | No Match | Single-Speed |  |  |  | 26800 | 1229 | 21.8 | 16.2 | 24900 | 1738 | 4.2 | 3.6 | Non Federally-Regulated | 06/14/2011 |  | 02/28/2019
Trane | Trane | GEVE0122 |  | Water-Source | WBAHP: Heat Pump Packaged Unit | Heat Pump | 230 | 1 |  |  | No Match | Single-Speed |  |  |  | 11600 | 829 | 14 | 11.2 | 14900 | 873 | 5 | 4.2 | Federally-Regulated Commercial & Industrial Equipment | 06/14/2011 |  | 02/28/2019
Trane | Trane | EXHF0423 |  | Ground-Water-Source | WBAHP: Heat Pump Packaged Unit | Heat Pump | 208 | 3 |  |  | No Match | Single-Speed |  |  |  | 45800 | 1966 | 23.3 | 16.2 | 43100 | 2688 | 4.7 | 3.6 | Non Federally-Regulated | 09/03/2012 |  | 02/28/2019
Trane | Trane | GETE0187 |  | Water-Source | WBAHP-O: Heat Pump Packaged Un | Heat Pump | 265 | 1 |  |  | No Match | Single-Speed |  |  |  | 18100 | 1392 | 13 | 12 | 22900 | 1491 | 4.5 | 4.2 | Federally-Regulated Commercial & Industrial Equipment | 01/09/2014 |  | 02/28/2019
Trane | Trane | GEVE0243 |  | Ground-Source | WBAHP: Heat Pump Packaged Unit | Heat Pump | 208 | 3 |  |  | No Match | Single-Speed |  |  |  | 25500 | 1500 | 17 | 13.4 | 19500 | 1633 | 3.5 | 3.1 | Non Federally-Regulated | 06/14/2011 |  | 02/28/2019
Trane | Trane | GETE0367 |  | Water-Source | WBAHP-O: Heat Pump Packaged Un | Heat Pump | 265 | 1 |  |  | No Match | Single-Speed |  |  |  | 33700 | 2592 | 13 | 12 | 41300 | 2815 | 4.3 | 4.2 | Federally-Regulated Commercial & Industrial Equipment | 01/09/2014 |  | 02/28/2019
Trane | Trane | EXVF0363 |  | Ground-Water-Source | WBAHP: Heat Pump Packaged Unit | Heat Pump | 208 | 3 |  |  | No Match | Single-Speed |  |  |  | 38600 | 1582 | 24.4 | 16.2 | 36600 | 2189 | 4.9 | 3.6 | Non Federally-Regulated | 09/03/2012 |  | 02/28/2019
Trane | Trane | GEVE0242 |  | Ground-Water-Source | WBAHP: Heat Pump Packaged Unit | Heat Pump | 230 | 1 |  |  | No Match | Single-Speed |  |  |  | 26900 | 1201 | 22.4 | 16.2 | 24600 | 1677 | 4.3 | 3.6 | Non Federally-Regulated | 06/14/2011 |  | 02/28/2019
Trane | Trane | GEVE0127 |  | Ground-Water-Source | WBAHP: Heat Pump Packaged Unit | Heat Pump | 265 | 1 |  |  | No Match | Single-Speed |  |  |  | 12800 | 615 | 20.8 | 16.2 | 12200 | 832 | 4.3 | 3.6 | Non Federally-Regulated | 06/14/2011 |  | 02/28/2019
Trane | Trane | EXHF0241 |  | Water-Source | WBAHP: Heat Pump Packaged Unit | Heat Pump | 208 | 1 |  |  | No Match | Single-Speed |  |  |  | 23800 | 1488 | 16 | 12 | 27700 | 1691 | 4.8 | 4.2 | Federally-Regulated Commercial & Industrial Equipment | 09/03/2012 |  | 02/28/2019
Trane | Trane | GEVE0484 |  | Ground-Source | WBAHP: Heat Pump Packaged Unit | Heat Pump | 460 | 3 |  |  | No Match | Single-Speed |  |  |  | 51300 | 3167 | 16.2 | 13.4 | 34200 | 2948 | 3.4 | 3.1 | Non Federally-Regulated | 06/14/2011 |  | 02/28/2019
Trane | Trane | GEHE0428 |  | Ground-Source | WBAHP: Heat Pump Packaged Unit | Heat Pump | 230 | 3 |  |  | No Match | Single-Speed |  |  |  | 43100 | 2799 | 15.4 | 13.4 | 34100 | 2939 | 3.4 | 3.1 | Non Federally-Regulated | 06/14/2011 |  | 02/28/2019
Trane | Trane | GEHE0243 |  | Ground-Water-Source | WBAHP: Heat Pump Packaged Unit | Heat Pump | 208 | 3 |  |  | No Match | Single-Speed |  |  |  | 26800 | 1229 | 21.8 | 16.2 | 24900 | 1738 | 4.2 | 3.6 | Non Federally-Regulated | 06/14/2011 |  | 02/28/2019
Trane | Trane | GECE0092 |  | Ground-Water-Source | WBAHP-O: Heat Pump Packaged Un | Heat Pump | 230 | 1 |  |  | No Match | Single-Speed |  |  |  | 9900 | 547 | 18.1 | 16.2 | 9500 | 647 | 4.3 | 3.6 | Non Federally-Regulated | 06/14/2011 |  | 02/28/2019
Trane | Trane | GERE0364 |  | Ground-Water-Source | WBAHP: Heat Pump Packaged Unit | Heat Pump | 460 | 3 |  |  | No Match | Single-Speed |  |  |  | 43800 | 1833 | 23.9 | 16.2 | 36100 | 2519 | 4.2 | 3.6 | Non Federally-Regulated | 01/10/2012 |  | 02/28/2019
Trane | Trane | EXVF0364 |  | Ground-Water-Source | WBAHP: Heat Pump Packaged Unit | Heat Pump | 460 | 3 |  |  | No Match | Single-Speed |  |  |  | 38600 | 1582 | 24.4 | 16.2 | 36600 | 2189 | 4.9 | 3.6 | Non Federally-Regulated | 09/03/2012 |  | 02/28/2019
Trane | Trane | GEVE0364 |  | Ground-Source | WBAHP: Heat Pump Packaged Unit | Heat Pump | 460 | 3 |  |  | No Match | Single-Speed |  |  |  | 37600 | 2186 | 17.2 | 13.4 | 30100 | 2520 | 3.5 | 3.1 | Non Federally-Regulated | 06/14/2011 |  | 02/28/2019
Trane | Trane | GETE015 |  | Ground-Water-Source | WBAHP-O: Heat Pump Packaged Un | Heat Pump | 208 | 1 |  |  | No Match | Single-Speed |  |  |  | 16600 | 826 | 20.1 | 16.2 | 13700 | 1085 | 3.7 | 3.6 | Non Federally-Regulated | 01/09/2014 |  | 02/28/2019
Trane | Trane | GEVE0602 |  | Water-Source | WBAHP: Heat Pump Packaged Unit | Heat Pump | 230 | 1 |  |  | No Match | Single-Speed |  |  |  | 61600 | 4400 | 14 | 12 | 71700 | 4378 | 4.8 | 4.2 | Federally-Regulated Commercial & Industrial Equipment | 06/14/2011 |  | 02/28/2019
Trane | Trane | GEVE0483 |  | Ground-Water-Source | WBAHP: Heat Pump Packaged Unit | Heat Pump | 208 | 3 |  |  | No Match | Single-Speed |  |  |  | 55200 | 2641 | 20.9 | 16.2 | 43000 | 3151 | 4 | 3.6 | Non Federally-Regulated | 06/14/2011 |  | 02/28/2019
Trane | Trane | EXHF0428 |  | Ground-Source | WBAHP: Heat Pump Packaged Unit | Heat Pump | 230 | 3 |  |  | No Match | Single-Speed |  |  |  | 43700 | 2362 | 18.5 | 13.4 | 34200 | 2570 | 3.9 | 3.1 | Non Federally-Regulated | 09/03/2012 |  | 02/28/2019
Trane | Trane | EXHF0422 |  | Ground-Source | WBAHP: Heat Pump Packaged Unit | Heat Pump | 230 | 1 |  |  | No Match | Single-Speed |  |  |  | 43700 | 2362 | 18.5 | 13.4 | 34200 | 2570 | 3.9 | 3.1 | Non Federally-Regulated | 09/03/2012 |  | 02/28/2019
Trane | Trane | GERE0481 |  | Ground-Source | WBAHP: Heat Pump Packaged Unit | Heat Pump | 208 | 1 |  |  | No Match | Single-Speed |  |  |  | 53500 | 2908 | 18.4 | 13.4 | 37900 | 3085 | 3.6 | 3.1 | Non Federally-Regulated | 01/10/2012 |  | 02/28/2019
Trane | Trane | GEHE0090 |  | Ground-Source | WBAHP: Heat Pump Packaged Unit | Heat Pump | 115 | 1 |  |  | No Match | Single-Speed |  |  |  | 9300 | 641 | 14.5 | 13.4 | 7200 | 621 | 3.4 | 3.1 | Non Federally-Regulated | 06/14/2011 |  | 02/28/2019
Trane | Trane | GEVE0247 |  | Ground-Water-Source | WBAHP: Heat Pump Packaged Unit | Heat Pump | 265 | 1 |  |  | No Match | Single-Speed |  |  |  | 26900 | 1201 | 22.4 | 16.2 | 24600 | 1677 | 4.3 | 3.6 | Non Federally-Regulated | 06/14/2011 |  | 02/28/2019
Trane | Trane | EXHF0608 |  | Ground-Water-Source | WBAHP: Heat Pump Packaged Unit | Heat Pump | 230 | 3 |  |  | No Match | Single-Speed |  |  |  | 64700 | 2941 | 22 | 16.2 | 64100 | 4270 | 4.4 | 3.6 | Non Federally-Regulated | 09/03/2012 |  | 02/28/2019
Trane | Trane | EXHF0602 |  | Ground-Source | WBAHP: Heat Pump Packaged Unit | Heat Pump | 230 | 1 |  |  | No Match | Single-Speed |  |  |  | 61400 | 3591 | 17.1 | 13.4 | 50400 | 3887 | 3.8 | 3.1 | Non Federally-Regulated | 09/03/2012 |  | 02/28/2019
Trane | Trane | GEHE0608 |  | Ground-Source | WBAHP: Heat Pump Packaged Unit | Heat Pump | 230 | 3 |  |  | No Match | Single-Speed |  |  |  | 62200 | 4039 | 15.4 | 13.4 | 46400 | 4000 | 3.4 | 3.1 | Non Federally-Regulated | 06/14/2011 |  | 02/28/2019
Trane | Trane | GETE0092 |  | Water-Source | WBAHP-O: Heat Pump Packaged Un | Heat Pump | 230 | 1 |  |  | No Match | Single-Speed |  |  |  | 8200 | 641 | 12.8 | 11.2 | 10800 | 688 | 4.6 | 4.2 | Federally-Regulated Commercial & Industrial Equipment | 01/09/2014 |  | 02/28/2019
Trane | Trane | GEVE0422 |  | Ground-Water-Source | WBAHP: Heat Pump Packaged Unit | Heat Pump | 208 | 1 |  |  | No Match | Single-Speed |  |  |  | 45900 | 2239 | 20.5 | 16.2 | 42800 | 3059 | 4.1 | 3.6 | Non Federally-Regulated | 06/14/2011 |  | 02/28/2019
Trane | Trane | EXHF0601 |  | Ground-Water-Source | WBAHP: Heat Pump Packaged Unit | Heat Pump | 208 | 1 |  |  | No Match | Single-Speed |  |  |  | 64700 | 2941 | 22 | 16.2 | 64100 | 4270 | 4.4 | 3.6 | Non Federally-Regulated | 09/03/2012 |  | 02/28/2019
Trane | Trane | EXVF0603 |  | Ground-Water-Source | WBAHP: Heat Pump Packaged Unit | Heat Pump | 208 | 3 |  |  | No Match | Single-Speed |  |  |  | 64900 | 2950 | 22 | 16.2 | 64600 | 4207 | 4.5 | 3.6 | Non Federally-Regulated | 09/03/2012 |  | 02/28/2019
Trane | Trane | EXHF0363 |  | Ground-Water-Source | WBAHP: Heat Pump Packaged Unit | Heat Pump | 208 | 3 |  |  | No Match | Single-Speed |  |  |  | 39700 | 1539 | 25.8 | 16.2 | 36500 | 2229 | 4.8 | 3.6 | Non Federally-Regulated | 09/03/2012 |  | 02/28/2019
Trane | Trane | EXHE018 |  | Water-Source | WBAHP: Heat Pump Packaged Unit | Heat Pump | 208 | 3 |  |  | No Match | Single-Speed |  |  |  | 18700 | 1206 | 15.5 | 12 | 21800 | 1254 | 5.1 | 4.2 | Federally-Regulated Commercial & Industrial Equipment | 04/30/2009 |  | 02/28/2019
Trane | Trane | GETE024 |  | Water-Source | WBAHP-O: Heat Pump Packaged Un | Heat Pump | 208 | 1 |  |  | No Match | Single-Speed |  |  |  | 23300 | 1779 | 13.1 | 12 | 26600 | 1813 | 4.3 | 4.2 | Federally-Regulated Commercial & Industrial Equipment | 01/09/2014 |  | 02/28/2019
Trane | Trane | GEHE0152 |  | Ground-Water-Source | WBAHP: Heat Pump Packaged Unit | Heat Pump | 230 | 1 |  |  | No Match | Single-Speed |  |  |  | 15800 | 767 | 20.6 | 16.2 | 15300 | 1121 | 4 | 3.6 | Non Federally-Regulated | 06/14/2011 |  | 02/28/2019
Trane | Trane | GEVE0152 |  | Ground-Source | WBAHP: Heat Pump Packaged Unit | Heat Pump | 230 | 1 |  |  | No Match | Single-Speed |  |  |  | 14800 | 949 | 15.6 | 13.4 | 11700 | 980 | 3.5 | 3.1 | Non Federally-Regulated | 06/14/2011 |  | 02/28/2019
Trane | Trane | GEHE0182 |  | Ground-Source | WBAHP: Heat Pump Packaged Unit | Heat Pump | 230 | 1 |  |  | No Match | Single-Speed |  |  |  | 18500 | 1242 | 14.9 | 13.4 | 14300 | 1233 | 3.4 | 3.1 | Non Federally-Regulated | 06/14/2011 |  | 02/28/2019
Trane | Trane | GERE0604 |  | Ground-Source | WBAHP: Heat Pump Packaged Unit | Heat Pump | 460 | 3 |  |  | No Match | Single-Speed |  |  |  | 63500 | 3757 | 16.9 | 13.4 | 47900 | 3900 | 3.6 | 3.1 | Non Federally-Regulated | 01/10/2012 |  | 02/28/2019
Trane | Trane | GEHE0248 |  | Ground-Water-Source | WBAHP: Heat Pump Packaged Unit | Heat Pump | 230 | 3 |  |  | No Match | Single-Speed |  |  |  | 26800 | 1229 | 21.8 | 16.2 | 24900 | 1738 | 4.2 | 3.6 | Non Federally-Regulated | 06/14/2011 |  | 02/28/2019
Trane | Trane | GEVE0097 |  | Ground-Source | WBAHP: Heat Pump Packaged Unit | Heat Pump | 265 | 1 |  |  | No Match | Single-Speed |  |  |  | 9100 | 623 | 14.6 | 13.4 | 7200 | 603 | 3.5 | 3.1 | Non Federally-Regulated | 06/14/2011 |  | 02/28/2019
Trane | Trane | EXVF0187 |  | Water-Source | WBAHP: Heat Pump Packaged Unit | Heat Pump | 265 | 1 |  |  | No Match | Single-Speed |  |  |  | 19000 | 1159 | 16.4 | 12 | 23700 | 1286 | 5.4 | 4.2 | Federally-Regulated Commercial & Industrial Equipment | 09/03/2012 |  | 02/28/2019
Trane | Trane | EXVF0301 |  | Ground-Source | WBAHP: Heat Pump Packaged Unit | Heat Pump | 208 | 1 |  |  | No Match | Single-Speed |  |  |  | 31100 | 1611 | 19.3 | 13.4 | 22500 | 1691 | 3.9 | 3.1 | Non Federally-Regulated | 09/03/2012 |  | 02/28/2019
Trane | Trane | GEVE0428 |  | Water-Source | WBAHP: Heat Pump Packaged Unit | Heat Pump | 230 | 3 |  |  | No Match | Single-Speed |  |  |  | 41000 | 2950 | 13.9 | 12 | 51700 | 3224 | 4.7 | 4.2 | Federally-Regulated Commercial & Industrial Equipment | 06/14/2011 |  | 02/28/2019
Trane | Trane | GETE0092 |  | Ground-Water-Source | WBAHP-O: Heat Pump Packaged Un | Heat Pump | 230 | 1 |  |  | No Match | Single-Speed |  |  |  | 9700 | 527 | 18.4 | 16.2 | 8700 | 671 | 3.8 | 3.6 | Non Federally-Regulated | 01/09/2014 |  | 02/28/2019
Trane | Trane | GEHE0248 |  | Water-Source | WBAHP: Heat Pump Packaged Unit | Heat Pump | 230 | 3 |  |  | No Match | Single-Speed |  |  |  | 24000 | 1667 | 14.4 | 12 | 29700 | 1852 | 4.7 | 4.2 | Federally-Regulated Commercial & Industrial Equipment | 06/14/2011 |  | 02/28/2019
Trane | Trane | GEVE0424 |  | Ground-Source | WBAHP: Heat Pump Packaged Unit | Heat Pump | 460 | 3 |  |  | No Match | Single-Speed |  |  |  | 43100 | 2694 | 16 | 13.4 | 33800 | 2830 | 3.5 | 3.1 | Non Federally-Regulated | 06/14/2011 |  | 02/28/2019
Trane | Trane | GEHE0602 |  | Ground-Source | WBAHP: Heat Pump Packaged Unit | Heat Pump | 230 | 1 |  |  | No Match | Single-Speed |  |  |  | 62200 | 4039 | 15.4 | 13.4 | 46400 | 4000 | 3.4 | 3.1 | Non Federally-Regulated | 06/14/2011 |  | 02/28/2019
Trane | Trane | EXVF0701 |  | Ground-Source | WBAHP: Heat Pump Packaged Unit | Heat Pump | 208 | 1 |  |  | No Match | Single-Speed | 3316 | 864 | 0 | 68600 | 3920 | 17.5 | 13.4 | 52300 | 4508 | 3.4 | 3.1 | Non Federally-Regulated | 09/03/2012 |  | 02/28/2019
Trane | Trane | GEVE0243 |  | Water-Source | WBAHP: Heat Pump Packaged Unit | Heat Pump | 208 | 3 |  |  | No Match | Single-Speed |  |  |  | 24700 | 1680 | 14.7 | 12 | 29500 | 1801 | 4.8 | 4.2 | Federally-Regulated Commercial & Industrial Equipment | 06/14/2011 |  | 02/28/2019
Trane | Trane | GEHE0368 |  | Ground-Source | WBAHP: Heat Pump Packaged Unit | Heat Pump | 230 | 3 |  |  | No Match | Multiple-Speed |  |  |  | 36600 | 2245 | 16.3 | 13.4 | 28200 | 2504 | 3.3 | 3.1 | Non Federally-Regulated | 06/14/2011 |  | 02/28/2019
Trane | Trane | GETE0242 |  | Ground-Water-Source | WBAHP-O: Heat Pump Packaged Un | Heat Pump | 230 | 1 |  |  | No Match | Single-Speed |  |  |  | 25600 | 1376 | 18.6 | 16.2 | 23600 | 1773 | 3.9 | 3.6 | Non Federally-Regulated | 01/09/2014 |  | 02/28/2019
Trane | Trane | EXHF0428 |  | Ground-Water-Source | WBAHP: Heat Pump Packaged Unit | Heat Pump | 230 | 3 |  |  | No Match | Single-Speed |  |  |  | 45800 | 1966 | 23.3 | 16.2 | 43100 | 2688 | 4.7 | 3.6 | Non Federally-Regulated | 09/03/2012 |  | 02/28/2019
Trane | Trane | GEHE0157 |  | Ground-Water-Source | WBAHP: Heat Pump Packaged Unit | Heat Pump | 265 | 1 |  |  | No Match | Single-Speed |  |  |  | 15800 | 767 | 20.6 | 16.2 | 15300 | 1121 | 4 | 3.6 | Non Federally-Regulated | 06/14/2011 |  | 02/28/2019
Trane | Trane | EXVF0481 |  | Ground-Source | WBAHP: Heat Pump Packaged Unit | Heat Pump | 208 | 1 |  |  | No Match | Single-Speed |  |  |  | 49000 | 2649 | 18.5 | 13.4 | 37800 | 2702 | 4.1 | 3.1 | Non Federally-Regulated | 09/03/2012 |  | 02/28/2019
Trane | Trane | EXVF0703 |  | Water-Source | WBAHP: Heat Pump Packaged Unit | Heat Pump | 208 | 3 |  |  | No Match | Single-Speed | 3656 | 864 | 0 | 66700 | 4195 | 15.9 | 12 | 83000 | 5176 | 4.7 | 4.2 | Federally-Regulated Commercial & Industrial Equipment | 09/03/2012 |  | 02/28/2019
Trane | Trane | GERE0364 |  | Water-Source | WBAHP: Heat Pump Packaged Unit | Heat Pump | 460 | 3 |  |  | No Match | Single-Speed |  |  |  | 38200 | 2616 | 14.6 | 12 | 41400 | 2696 | 4.5 | 4.2 | Federally-Regulated Commercial & Industrial Equipment | 01/10/2012 |  | 02/28/2019
Trane | Trane | EXVF0301 |  | Ground-Water-Source | WBAHP: Heat Pump Packaged Unit | Heat Pump | 208 | 1 |  |  | No Match | Single-Speed |  |  |  | 33000 | 1315 | 25.1 | 16.2 | 29000 | 1771 | 4.8 | 3.6 | Non Federally-Regulated | 09/03/2012 |  | 02/28/2019
Trane | Trane | EXVF0701 |  | Water-Source | WBAHP: Heat Pump Packaged Unit | Heat Pump | 208 | 1 |  |  | No Match | Single-Speed | 3656 | 864 | 0 | 66700 | 4195 | 15.9 | 12 | 83000 | 5176 | 4.7 | 4.2 | Federally-Regulated Commercial & Industrial Equipment | 09/03/2012 |  | 02/28/2019
Trane | Trane | EXVF0362 |  | Water-Source | WBAHP: Heat Pump Packaged Unit | Heat Pump | 230 | 1 |  |  | No Match | Single-Speed |  |  |  | 34800 | 2071 | 16.8 | 12 | 44800 | 2387 | 5.5 | 4.2 | Federally-Regulated Commercial & Industrial Equipment | 09/03/2012 |  | 02/28/2019
Trane | Trane | EXVF0482 |  | Ground-Water-Source | WBAHP: Heat Pump Packaged Unit | Heat Pump | 230 | 1 |  |  | No Match | Single-Speed |  |  |  | 51700 | 2154 | 24 | 16.2 | 48200 | 2883 | 4.9 | 3.6 | Non Federally-Regulated | 09/03/2012 |  | 02/28/2019
Trane | Trane | GEHE0127 |  | Ground-Water-Source | WBAHP: Heat Pump Packaged Unit | Heat Pump | 265 | 1 |  |  | No Match | Single-Speed |  |  |  | 12700 | 635 | 20 | 16.2 | 12000 | 837 | 4.2 | 3.6 | Non Federally-Regulated | 06/14/2011 |  | 02/28/2019
Trane | Trane | GEHE0364 |  | Ground-Source | WBAHP: Heat Pump Packaged Unit | Heat Pump | 460 | 3 |  |  | No Match | Single-Speed |  |  |  | 36600 | 2245 | 16.3 | 13.4 | 28200 | 2504 | 3.3 | 3.1 | Non Federally-Regulated | 06/14/2011 |  | 02/28/2019
Trane | Trane | GEHE0422 |  | Ground-Water-Source | WBAHP: Heat Pump Packaged Unit | Heat Pump | 230 | 1 |  |  | No Match | Single-Speed |  |  |  | 45900 | 2354 | 19.5 | 16.2 | 42900 | 3143 | 4 | 3.6 | Non Federally-Regulated | 06/14/2011 |  | 02/28/2019
Trane | Trane | GEVE0308 |  | Ground-Source | WBAHP: Heat Pump Packaged Unit | Heat Pump | 230 | 3 |  |  | No Match | Single-Speed |  |  |  | 29900 | 1812 | 16.5 | 13.4 | 23200 | 1889 | 3.6 | 3.1 | Non Federally-Regulated | 06/14/2011 |  | 02/28/2019
Trane | Trane | GEHE0307 |  | Ground-Water-Source | WBAHP: Heat Pump Packaged Unit | Heat Pump | 265 | 1 |  |  | No Match | Single-Speed |  |  |  | 32000 | 1569 | 20.4 | 16.2 | 29800 | 2130 | 4.1 | 3.6 | Non Federally-Regulated | 06/14/2011 |  | 02/28/2019
Trane | Trane | GEVE0362 |  | Ground-Source | WBAHP: Heat Pump Packaged Unit | Heat Pump | 230 | 1 |  |  | No Match | Single-Speed |  |  |  | 37600 | 2186 | 17.2 | 13.4 | 30100 | 2520 | 3.5 | 3.1 | Non Federally-Regulated | 06/14/2011 |  | 02/28/2019
Trane | Trane | GEVE0122 |  | Ground-Source | WBAHP: Heat Pump Packaged Unit | Heat Pump | 230 | 1 |  |  | No Match | Single-Speed |  |  |  | 12000 | 759 | 15.8 | 13.4 | 9400 | 787 | 3.5 | 3.1 | Non Federally-Regulated | 06/14/2011 |  | 02/28/2019
Trane | Trane | EXHF0708 |  | Ground-Source | WBAHP: Heat Pump Packaged Unit | Heat Pump | 230 | 3 |  |  | No Match | Single-Speed | 3320 | 970 | 0 | 68500 | 4053 | 16.9 | 13.4 | 52600 | 4671 | 3.3 | 3.1 | Non Federally-Regulated | 09/03/2012 |  | 02/28/2019
Trane | Trane | EXVF0307 |  | Water-Source | WBAHP: Heat Pump Packaged Unit | Heat Pump | 265 | 1 |  |  | No Match | Single-Speed |  |  |  | 30100 | 1730 | 17.4 | 12 | 35900 | 1846 | 5.7 | 4.2 | Federally-Regulated Commercial & Industrial Equipment | 09/03/2012 |  | 02/28/2019
Trane Unitary Products Group | Trane | GEVB1505********************** |  | Ground-Water-Source | WBAHP: Heat Pump Packaged Unit | Heat Pump | 575 | 3 |  |  | Ozone-Depleting | No Match | 5736 | 2825 |  | 148100 | 8561 | 17.3 | 13.4 | 105400 | 7921 | 3.9 | 3.1 | Non Federally-Regulated | 06/27/2007 |  | 02/28/2019
Trane Unitary Products Group | Trane | GEVB030 |  | Water-Source | WBAHP: Heat Pump Packaged Unit | Heat Pump | 208 | 1 |  |  | No Match | No Match |  |  |  | 28500 | 2280 | 12.5 | 10 | 33100 | 2281 | 4.3 |  | Federally-Regulated Commercial & Industrial Equipment | 07/18/2002 |  | 02/28/2019
Trane Unitary Products Group | Trane | GEVB060 |  | Water-Source | WBAHP: Heat Pump Packaged Unit | Heat Pump | 208 | 1 |  |  | No Match | No Match |  |  |  | 59300 | 4632 | 12.8 | 10 | 72300 | 4814 | 4.4 |  | Federally-Regulated Commercial & Industrial Equipment | 07/18/2002 |  | 02/28/2019
Trane Unitary Products Group | Trane | GEHB1808********************** |  | Water-Source | WBAHP: Heat Pump Packaged Unit | Heat Pump | 230 | 3 |  |  | Ozone-Depleting | No Match | 9075 | 4558 |  | 174500 | 13633 | 12.8 | 9.6 | 204100 | 13293 | 4.5 | 2.9 | Federally-Regulated Commercial & Industrial Equipment | 06/26/2007 |  | 02/28/2019
Trane Unitary Products Group | Trane | GEVB1503********************** |  | Water-Source | WBAHP: Heat Pump Packaged Unit | Heat Pump | 208 | 3 |  |  | Ozone-Depleting | No Match | 6225 | 3065 |  | 144000 | 9290 | 15.5 | 9.6 | 171400 | 9134 | 5.5 | 2.9 | Federally-Regulated Commercial & Industrial Equipment | 06/26/2007 |  | 02/28/2019
Trane Unitary Products Group | Trane | GEVB006 |  | Water-Source | WBAHP: Heat Pump Packaged Unit | Heat Pump | 208 | 1 |  |  | No Match | No Match |  |  |  | 7060 | 542 | 13 | 10 | 8160 | 556 | 4.3 |  | Federally-Regulated Commercial & Industrial Equipment | 07/18/2002 |  | 02/28/2019
Trane Unitary Products Group | Trane | GEHB1804********************** |  | Water-Source | WBAHP: Heat Pump Packaged Unit | Heat Pump | 460 | 3 |  |  | Ozone-Depleting | No Match | 9075 | 4558 |  | 174500 | 13633 | 12.8 | 9.6 | 204100 | 13293 | 4.5 | 2.9 | Federally-Regulated Commercial & Industrial Equipment | 06/26/2007 |  | 02/28/2019
Trane Unitary Products Group | Trane | GERA036 |  | Water-Source | WBAHP: Heat Pump Packaged Unit | Heat Pump | 208 | 1 |  |  | No Match | No Match |  |  |  | 38200 | 3157 | 12.1 | 10 | 47800 | 3257 | 4.3 |  | Federally-Regulated Commercial & Industrial Equipment | 09/25/2002 |  | 02/28/2019
Trane Unitary Products Group | Trane | GEVB1504********************** |  | Ground-Water-Source | WBAHP: Heat Pump Packaged Unit | Heat Pump | 460 | 3 |  |  | Ozone-Depleting | No Match | 5736 | 2825 |  | 148100 | 8561 | 17.3 | 13.4 | 105400 | 7921 | 3.9 | 3.1 | Non Federally-Regulated | 06/27/2007 |  | 02/28/2019
Trane Unitary Products Group | Trane | GEVB024 |  | Water-Source | WBAHP: Heat Pump Packaged Unit | Heat Pump | 208 | 1 |  |  | No Match | No Match |  |  |  | 25800 | 2047 | 12.6 | 10 | 30400 | 2047 | 4.4 |  | Federally-Regulated Commercial & Industrial Equipment | 07/18/2002 |  | 02/28/2019
Trane Unitary Products Group | Trane | GEHB042 |  | Water-Source | WBAHP: Heat Pump Packaged Unit | Heat Pump | 208 | 1 |  |  | No Match | No Match |  |  |  | 40200 | 3336 | 12.1 | 10 | 47500 | 3313 | 4.2 |  | Federally-Regulated Commercial & Industrial Equipment | 07/18/2002 |  | 02/28/2019
Trane Unitary Products Group | Trane | GERA1804********************** |  | Water-Source | WBAHP: Heat Pump Packaged Unit | Heat Pump | 460 | 3 |  |  | Ozone-Depleting | No Match | 12707 | 1965 |  | 178600 | 14639 | 12.2 | 9.6 | 216400 | 13788 | 4.6 | 2.9 | Federally-Regulated Commercial & Industrial Equipment | 06/26/2007 |  | 02/28/2019
Trane Unitary Products Group | Trane | GEHB1505********************** |  | Water-Source | WBAHP: Heat Pump Packaged Unit | Heat Pump | 575 | 3 |  |  | Ozone-Depleting | No Match | 6644 | 3338 |  | 143100 | 9938 | 14.4 | 9.6 | 170300 | 9982 | 5 | 2.9 | Federally-Regulated Commercial & Industrial Equipment | 06/26/2007 |  | 02/28/2019
Trane Unitary Products Group | Trane | GERA120 |  | Water-Source | WBAHP: Heat Pump Packaged Unit | Heat Pump | 208 | 3 |  |  | No Match | No Match |  |  |  | 12500 | 886 | 14.1 | 10 | 15400 | 940 | 4.8 |  | Federally-Regulated Commercial & Industrial Equipment | 09/25/2002 |  | 02/28/2019
Trane Unitary Products Group | Trane | GEVB1504********************** |  | Water-Source | WBAHP: Heat Pump Packaged Unit | Heat Pump | 460 | 3 |  |  | Ozone-Depleting | No Match | 6225 | 3065 |  | 144000 | 9290 | 15.5 | 9.6 | 171400 | 9134 | 5.5 | 2.9 | Federally-Regulated Commercial & Industrial Equipment | 06/26/2007 |  | 02/28/2019
Trane Unitary Products Group | Trane | GERA1505********************** |  | Water-Source | WBAHP: Heat Pump Packaged Unit | Heat Pump | 575 | 3 |  |  | Ozone-Depleting | No Match | 9488 | 1468 |  | 149000 | 10956 | 13.6 | 9.6 | 176900 | 10801 | 4.8 | 2.9 | Federally-Regulated Commercial & Industrial Equipment | 06/26/2007 |  | 02/28/2019
Trane Unitary Products Group | Trane | GEHB1803********************** |  | Water-Source | WBAHP: Heat Pump Packaged Unit | Heat Pump | 208 | 3 |  |  | Ozone-Depleting | No Match | 9075 | 4558 |  | 174500 | 13633 | 12.8 | 9.6 | 204100 | 13293 | 4.5 | 2.9 | Federally-Regulated Commercial & Industrial Equipment | 06/26/2007 |  | 02/28/2019
Trane Unitary Products Group | Trane | GEHB018 |  | Water-Source | WBAHP: Heat Pump Packaged Unit | Heat Pump | 208 | 1 |  |  | No Match | No Match |  |  |  | 19100 | 1414 | 13.5 | 10 | 21600 | 1422 | 4.5 |  | Federally-Regulated Commercial & Industrial Equipment | 07/18/2002 |  | 02/28/2019
Trane Unitary Products Group | Trane | GERA048 |  | Water-Source | WBAHP: Heat Pump Packaged Unit | Heat Pump | 208 | 1 |  |  | No Match | No Match |  |  |  | 49400 | 3742 | 13.2 | 10 | 62900 | 4095 | 4.5 |  | Federally-Regulated Commercial & Industrial Equipment | 09/25/2002 |  | 02/28/2019
Trane Unitary Products Group | Trane | WPHF047 |  | Water-Source | WBAHP: Heat Pump Packaged Unit | Heat Pump | 208 | 1 |  |  | No Match | No Match |  |  |  | 47500 | 3125 | 15.2 | 10 | 49000 | 3262 | 4.4 |  | Federally-Regulated Commercial & Industrial Equipment | 04/12/2000 |  | 02/28/2019
Trane Unitary Products Group | Trane | GERA060 |  | Water-Source | WBAHP: Heat Pump Packaged Unit | Heat Pump | 208 | 1 |  |  | No Match | No Match |  |  |  | 61000 | 5041 | 12.1 | 10 | 81400 | 5299 | 4.5 |  | Federally-Regulated Commercial & Industrial Equipment | 09/25/2002 |  | 02/28/2019
Trane Unitary Products Group | Trane | GEHB1503********************** |  | Water-Source | WBAHP: Heat Pump Packaged Unit | Heat Pump | 208 | 3 |  |  | Ozone-Depleting | No Match | 6644 | 3338 |  | 143100 | 9938 | 14.4 | 9.6 | 170300 | 9982 | 5 | 2.9 | Federally-Regulated Commercial & Industrial Equipment | 06/26/2007 |  | 02/28/2019
Trane Unitary Products Group | Trane | GEHB048 |  | Water-Source | WBAHP: Heat Pump Packaged Unit | Heat Pump | 208 | 1 |  |  | No Match | No Match |  |  |  | 49000 | 3843 | 12.8 | 10 | 55300 | 3812 | 4.3 |  | Federally-Regulated Commercial & Industrial Equipment | 07/18/2002 |  | 02/28/2019
Trane Unitary Products Group | Trane | WPHF040 |  | Water-Source | WBAHP: Heat Pump Packaged Unit | Heat Pump | 208 | 1 |  |  | No Match | No Match |  |  |  | 39500 | 2668 | 14.8 | 10 | 43000 | 2929 | 4.3 |  | Federally-Regulated Commercial & Industrial Equipment | 04/12/2000 |  | 02/28/2019
Trane Unitary Products Group | Trane | GEHB024 |  | Water-Source | WBAHP: Heat Pump Packaged Unit | Heat Pump | 208 | 1 |  |  | No Match | No Match |  |  |  | 25800 | 2047 | 12.6 | 10 | 30400 | 2047 | 4.4 |  | Federally-Regulated Commercial & Industrial Equipment | 07/18/2002 |  | 02/28/2019
Trane Unitary Products Group | Trane | GEVB018 |  | Water-Source | WBAHP: Heat Pump Packaged Unit | Heat Pump | 208 | 1 |  |  | No Match | No Match |  |  |  | 19100 | 1414 | 13.5 | 10 | 21600 | 1422 | 4.5 |  | Federally-Regulated Commercial & Industrial Equipment | 07/18/2002 |  | 02/28/2019
Trane Unitary Products Group | Trane | GEVB1804********************** |  | Water-Source | WBAHP: Heat Pump Packaged Unit | Heat Pump | 460 | 3 |  |  | Ozone-Depleting | No Match | 8948 | 4406 |  | 173600 | 13354 | 13 | 9.6 | 209800 | 12810 | 4.8 | 2.9 | Federally-Regulated Commercial & Industrial Equipment | 06/26/2007 |  | 02/28/2019
Trane Unitary Products Group | Trane | GEVB042 |  | Water-Source | WBAHP: Heat Pump Packaged Unit | Heat Pump | 208 | 1 |  |  | No Match | No Match |  |  |  | 40200 | 3336 | 12.1 | 10 | 47500 | 3313 | 4.2 |  | Federally-Regulated Commercial & Industrial Equipment | 07/18/2002 |  | 02/28/2019
Trane Unitary Products Group | Trane | GEVB1805********************** |  | Water-Source | WBAHP: Heat Pump Packaged Unit | Heat Pump | 575 | 3 |  |  | Ozone-Depleting | No Match | 8948 | 4406 |  | 173600 | 13354 | 13 | 9.6 | 209800 | 12810 | 4.8 | 2.9 | Federally-Regulated Commercial & Industrial Equipment | 06/26/2007 |  | 02/28/2019
Trane Unitary Products Group | Trane | GEVB1808********************** |  | Water-Source | WBAHP: Heat Pump Packaged Unit | Heat Pump | 230 | 3 |  |  | Ozone-Depleting | No Match | 8948 | 4406 |  | 173600 | 13354 | 13 | 9.6 | 209800 | 12810 | 4.8 | 2.9 | Federally-Regulated Commercial & Industrial Equipment | 06/26/2007 |  | 02/28/2019
Trane Unitary Products Group | Trane | GEVB1505********************** |  | Water-Source | WBAHP: Heat Pump Packaged Unit | Heat Pump | 575 | 3 |  |  | Ozone-Depleting | No Match | 6225 | 3065 |  | 144000 | 9290 | 15.5 | 9.6 | 171400 | 9134 | 5.5 | 2.9 | Federally-Regulated Commercial & Industrial Equipment | 06/26/2007 |  | 02/28/2019
Trane Unitary Products Group | Trane | WPHF035 |  | Water-Source | WBAHP: Heat Pump Packaged Unit | Heat Pump | 208 | 1 |  |  | No Match | No Match |  |  |  | 36400 | 2394 | 15.2 | 10 | 39000 | 2539 | 4.5 |  | Federally-Regulated Commercial & Industrial Equipment | 04/12/2000 |  | 02/28/2019
Trane Unitary Products Group | Trane | GERA1503********************** |  | Water-Source | WBAHP: Heat Pump Packaged Unit | Heat Pump | 208 | 3 |  |  | Ozone-Depleting | No Match | 9488 | 1468 |  | 149000 | 10956 | 13.6 | 9.6 | 176900 | 10801 | 4.8 | 2.9 | Federally-Regulated Commercial & Industrial Equipment | 06/26/2007 |  | 02/28/2019
Trane Unitary Products Group | Trane | GEVB036 |  | Water-Source | WBAHP: Heat Pump Packaged Unit | Heat Pump | 208 | 1 |  |  | No Match | No Match |  |  |  | 36000 | 2627 | 13.7 | 10 | 41800 | 2605 | 4.7 |  | Federally-Regulated Commercial & Industrial Equipment | 07/18/2002 |  | 02/28/2019
Trane Unitary Products Group | Trane | GEHB012 |  | Water-Source | WBAHP: Heat Pump Packaged Unit | Heat Pump | 208 | 1 |  |  | No Match | No Match |  |  |  | 12500 | 950 | 13.2 | 10 | 13200 | 889 | 4.4 |  | Federally-Regulated Commercial & Industrial Equipment | 07/18/2002 |  | 02/28/2019
Trane Unitary Products Group | Trane | GEHB1805********************** |  | Water-Source | WBAHP: Heat Pump Packaged Unit | Heat Pump | 575 | 3 |  |  | Ozone-Depleting | No Match | 9075 | 4558 |  | 174500 | 13633 | 12.8 | 9.6 | 204100 | 13293 | 4.5 | 2.9 | Federally-Regulated Commercial & Industrial Equipment | 06/26/2007 |  | 02/28/2019
Trane Unitary Products Group | Trane | GEHB060 |  | Water-Source | WBAHP: Heat Pump Packaged Unit | Heat Pump | 208 | 1 |  |  | No Match | No Match |  |  |  | 59300 | 4632 | 12.8 | 10 | 72300 | 4814 | 4.4 |  | Federally-Regulated Commercial & Industrial Equipment | 07/18/2002 |  | 02/28/2019
Trane Unitary Products Group | Trane | GERA072 |  | Water-Source | WBAHP: Heat Pump Packaged Unit | Heat Pump | 208 | 3 |  |  | No Match | No Match |  |  |  | 78000 | 5416 | 14.4 | 9 | 90800 | 5216 | 5.1 | 3.8 | Federally-Regulated Commercial & Industrial Equipment | 09/25/2002 |  | 02/28/2019
Trane Unitary Products Group | Trane | GEHB1508********************** |  | Water-Source | WBAHP: Heat Pump Packaged Unit | Heat Pump | 230 | 3 |  |  | Ozone-Depleting | No Match | 6644 | 3338 |  | 143100 | 9938 | 14.4 | 9.6 | 170300 | 9982 | 5 | 2.9 | Federally-Regulated Commercial & Industrial Equipment | 06/26/2007 |  | 02/28/2019
Trane Unitary Products Group | Trane | WPHF021 |  | Water-Source | WBAHP: Heat Pump Packaged Unit | Heat Pump | 208 | 1 |  |  | No Match | No Match |  |  |  | 21200 | 1422 | 14.9 | 10 | 23600 | 1571 | 4.4 |  | Federally-Regulated Commercial & Industrial Equipment | 04/12/2000 |  | 02/28/2019
Trane Unitary Products Group | Trane | GEHB036 |  | Water-Source | WBAHP: Heat Pump Packaged Unit | Heat Pump | 208 | 1 |  |  | No Match | No Match |  |  |  | 36000 | 2627 | 13.7 | 10 | 41800 | 2605 | 4.7 |  | Federally-Regulated Commercial & Industrial Equipment | 07/18/2002 |  | 02/28/2019
Trane Unitary Products Group | Trane | GEHB015 |  | Water-Source | WBAHP: Heat Pump Packaged Unit | Heat Pump | 208 | 1 |  |  | No Match | No Match |  |  |  | 14100 | 1007 | 14 | 10 | 17200 | 1049 | 4.8 |  | Federally-Regulated Commercial & Industrial Equipment | 07/18/2002 |  | 02/28/2019
Trane Unitary Products Group | Trane | WPHF027 |  | Water-Source | WBAHP: Heat Pump Packaged Unit | Heat Pump | 208 | 1 |  |  | No Match | No Match |  |  |  | 27600 | 1903 | 14.5 | 10 | 31600 | 2104 | 4.4 |  | Federally-Regulated Commercial & Industrial Equipment | 04/12/2000 |  | 02/28/2019
Trane Unitary Products Group | Trane | GERA1504********************** |  | Water-Source | WBAHP: Heat Pump Packaged Unit | Heat Pump | 460 | 3 |  |  | Ozone-Depleting | No Match | 9488 | 1468 |  | 149000 | 10956 | 13.6 | 9.6 | 176900 | 10801 | 4.8 | 2.9 | Federally-Regulated Commercial & Industrial Equipment | 06/26/2007 |  | 02/28/2019
Trane Unitary Products Group | Trane | GEVB1803********************** |  | Water-Source | WBAHP: Heat Pump Packaged Unit | Heat Pump | 208 | 3 |  |  | Ozone-Depleting | No Match | 8948 | 4406 |  | 173600 | 13354 | 13 | 9.6 | 209800 | 12810 | 4.8 | 2.9 | Federally-Regulated Commercial & Industrial Equipment | 06/26/2007 |  | 02/28/2019
Trane Unitary Products Group | Trane | GEHB1504********************** |  | Water-Source | WBAHP: Heat Pump Packaged Unit | Heat Pump | 460 | 3 |  |  | Ozone-Depleting | No Match | 6644 | 3338 |  | 143100 | 9938 | 14.4 | 9.6 | 170300 | 9982 | 5 | 2.9 | Federally-Regulated Commercial & Industrial Equipment | 06/26/2007 |  | 02/28/2019
Trane Unitary Products Group | Trane | GEVB012 |  | Water-Source | WBAHP: Heat Pump Packaged Unit | Heat Pump | 208 | 1 |  |  | No Match | No Match |  |  |  | 12500 | 950 | 13.2 | 10 | 13200 | 889 | 4.4 |  | Federally-Regulated Commercial & Industrial Equipment | 07/18/2002 |  | 02/28/2019
Trane Unitary Products Group | Trane | GEVB015 |  | Water-Source | WBAHP: Heat Pump Packaged Unit | Heat Pump | 208 | 1 |  |  | No Match | No Match |  |  |  | 14100 | 1007 | 14 | 10 | 17200 | 1049 | 4.8 |  | Federally-Regulated Commercial & Industrial Equipment | 07/18/2002 |  | 02/28/2019
Trane Unitary Products Group | Trane | GERA090 |  | Water-Source | WBAHP: Heat Pump Packaged Unit | Heat Pump | 208 | 3 |  |  | No Match | No Match |  |  |  | 96700 | 7438 | 13 | 9 | 11100 | 739 | 4.4 | 3.8 | Federally-Regulated Commercial & Industrial Equipment | 09/25/2002 |  | 02/28/2019
Trane Unitary Products Group | Trane | GEVB1508********************** |  | Ground-Water-Source | WBAHP: Heat Pump Packaged Unit | Heat Pump | 230 | 3 |  |  | Ozone-Depleting | No Match | 5736 | 2825 |  | 148100 | 8561 | 17.3 | 13.4 | 105400 | 7921 | 3.9 | 3.1 | Non Federally-Regulated | 06/27/2007 |  | 02/28/2019
Trane Unitary Products Group | Trane | GEVB009 |  | Water-Source | WBAHP: Heat Pump Packaged Unit | Heat Pump | 208 | 1 |  |  | No Match | No Match |  |  |  | 8760 | 681 | 12.9 | 10 | 10900 | 694 | 4.6 |  | Federally-Regulated Commercial & Industrial Equipment | 07/18/2002 |  | 02/28/2019
Trane Unitary Products Group | Trane | GEVB040 |  | Water-Source | WBAHP: Heat Pump Packaged Unit | Heat Pump | 208 | 1 |  |  | No Match | No Match |  |  |  | 38500 | 3019 | 12.8 | 10 | 44200 | 3083 | 4.2 |  | Federally-Regulated Commercial & Industrial Equipment | 07/18/2002 |  | 02/28/2019
Trane Unitary Products Group | Trane | GERA1803********************** |  | Water-Source | WBAHP: Heat Pump Packaged Unit | Heat Pump | 208 | 3 |  |  | Ozone-Depleting | No Match | 12707 | 1965 |  | 178600 | 14639 | 12.2 | 9.6 | 216400 | 13788 | 4.6 | 2.9 | Federally-Regulated Commercial & Industrial Equipment | 06/26/2007 |  | 02/28/2019
Trane Unitary Products Group | Trane | GEHB009 |  | Water-Source | WBAHP: Heat Pump Packaged Unit | Heat Pump | 208 | 1 |  |  | No Match | No Match |  |  |  | 8760 | 681 | 12.9 | 10 | 10900 | 694 | 4.6 |  | Federally-Regulated Commercial & Industrial Equipment | 07/18/2002 |  | 02/28/2019
Trane Unitary Products Group | Trane | GERA1805********************** |  | Water-Source | WBAHP: Heat Pump Packaged Unit | Heat Pump | 575 | 3 |  |  | Ozone-Depleting | No Match | 12707 | 1965 |  | 178600 | 14639 | 12.2 | 9.6 | 216400 | 13788 | 4.6 | 2.9 | Federally-Regulated Commercial & Industrial Equipment | 06/26/2007 |  | 02/28/2019
Trane Unitary Products Group | Trane | GEVB1508********************** |  | Water-Source | WBAHP: Heat Pump Packaged Unit | Heat Pump | 230 | 3 |  |  | Ozone-Depleting | No Match | 6225 | 3065 |  | 144000 | 9290 | 15.5 | 9.6 | 171400 | 9134 | 5.5 | 2.9 | Federally-Regulated Commercial & Industrial Equipment | 06/26/2007 |  | 02/28/2019
Trane Unitary Products Group | Trane | GEHB030 |  | Water-Source | WBAHP: Heat Pump Packaged Unit | Heat Pump | 208 | 1 |  |  | No Match | No Match |  |  |  | 28500 | 2280 | 12.5 | 10 | 33100 | 2281 | 4.3 |  | Federally-Regulated Commercial & Industrial Equipment | 07/18/2002 |  | 02/28/2019
Trane Unitary Products Group | Trane | GEHB006 |  | Water-Source | WBAHP: Heat Pump Packaged Unit | Heat Pump | 208 | 1 |  |  | No Match | No Match |  |  |  | 7060 | 542 | 13 | 10 | 8160 | 556 | 4.3 |  | Federally-Regulated Commercial & Industrial Equipment | 07/18/2002 |  | 02/28/2019
Trane Unitary Products Group | Trane | GEVB1503********************** |  | Ground-Water-Source | WBAHP: Heat Pump Packaged Unit | Heat Pump | 208 | 3 |  |  | Ozone-Depleting | No Match | 5736 | 2825 |  | 148100 | 8561 | 17.3 | 13.4 | 105400 | 7921 | 3.9 | 3.1 | Non Federally-Regulated | 06/27/2007 |  | 02/28/2019
Trane Unitary Products Group | Trane | GEVB048 |  | Water-Source | WBAHP: Heat Pump Packaged Unit | Heat Pump | 208 | 1 |  |  | No Match | No Match |  |  |  | 49000 | 3843 | 12.8 | 10 | 55300 | 3812 | 4.3 |  | Federally-Regulated Commercial & Industrial Equipment | 07/18/2002 |  | 02/28/2019
Bard Manufacturing Company, Inc. | Bard | GV71S2AA |  | Ground-Water-Source | WBAHP: Heat Pump Packaged Unit | Both Heat Pump and Electric Re | 208 | 1 |  |  |  | Dual-Speed | 3555 | 506 |  | 74000 | 3894 | 19 | 16.2 | 66000 | 4717 | 4.1 | 3.6 | Non Federally-Regulated | 02/23/2016 |  | 03/15/2019
Bard Manufacturing Company, Inc. | Bard | GV71S2AA |  | Ground-Source | WBAHP: Heat Pump Packaged Unit | Both Heat Pump and Electric Re | 208 | 1 |  |  |  | Dual-Speed | 208 | 208 |  | 69000 | 4600 | 15 | 13.4 | 54000 | 4521 | 3.5 | 3.1 | Non Federally-Regulated | 02/23/2016 |  | 03/15/2019
Bard Manufacturing Company, Inc. | Bard | GV61S2AA |  | Ground-Water-Source | WBAHP: Heat Pump Packaged Unit | Both Heat Pump and Electric Re | 208 | 1 |  |  |  | Dual-Speed | 2882 | 369 |  | 65000 | 3170 | 20.5 | 16.2 | 58000 | 4145 | 4.1 | 3.6 | Non Federally-Regulated | 02/23/2016 |  | 03/15/2019
Bard Manufacturing Company, Inc. | Bard | GV61S2AA |  | Ground-Source | WBAHP: Heat Pump Packaged Unit | Both Heat Pump and Electric Re | 208 | 1 |  |  |  | Dual-Speed |  |  |  | 60000 | 3726 | 16.1 | 13.4 | 46500 | 3893 | 3.5 | 3.1 | Non Federally-Regulated | 02/23/2016 |  | 03/15/2019
Bard Manufacturing Company, Inc. | Bard | GV38S2AA |  | Ground-Water-Source | WBAHP: Heat Pump Packaged Unit | Both Heat Pump and Electric Re | 208 | 1 |  |  |  | Dual-Speed |  |  |  | 40500 | 1840 | 22 | 16.2 | 36800 | 2508 | 4.3 | 3.6 | Non Federally-Regulated | 02/23/2016 |  | 03/15/2019
Bard Manufacturing Company, Inc. | Bard | GV38S2AA |  | Ground-Source | WBAHP: Heat Pump Packaged Unit | Both Heat Pump and Electric Re | 208 | 1 |  |  |  | Dual-Speed |  |  |  | 37400 | 2213 | 16.9 | 13.4 | 28600 | 2328 | 3.6 | 3.1 | Non Federally-Regulated | 02/23/2016 |  | 03/15/2019
Bard Manufacturing Company, Inc. | Bard | GV27S2AA |  | Ground-Water-Source | WBAHP: Heat Pump Packaged Unit | Both Heat Pump and Electric Re | 208 | 1 |  |  |  | Dual-Speed |  |  |  | 26800 | 1155 | 23.2 | 16.2 | 26200 | 1535 | 5 | 3.6 | Non Federally-Regulated | 11/28/2018 |  | 03/15/2019
Bard Manufacturing Company, Inc. | Bard | GV27S2AA |  | Ground-Source | WBAHP: Heat Pump Packaged Unit | Both Heat Pump and Electric Re | 208 | 1 |  |  |  | Dual-Speed |  |  |  | 26600 | 1486 | 17.9 | 13.4 | 20200 | 1644 | 3.6 | 3.1 | Non Federally-Regulated | 11/28/2018 |  | 03/15/2019
ClimateMaster Inc. | TRANQUILITY 22 DIGITAL | TZV/H060C |  | Water-Source | WBAHP: Heat Pump Packaged Unit | Heat Pump | 208 | 1 |  |  |  | Single-Speed |  |  |  | 61700 | 3929 | 15.7 | 11.2 | 67500 | 4121 | 4.8 | 4.2 | Federally-Regulated Commercial & Industrial Equipment | 02/07/2019 |  | 03/15/2019
ClimateMaster Inc. | TRANQUILITY 22 DIGITAL | TZV/H060C |  | Ground-Source | WBAHP: Heat Pump Packaged Unit | Heat Pump | 208 | 1 |  |  |  | Single-Speed |  |  |  | 63200 | 3653 | 17.3 | 13.4 | 43700 | 3557 | 3.6 | 3.1 | Non Federally-Regulated | 02/07/2019 |  | 03/15/2019
Enertech Global, LLC | GEOCOMFORT | GBS018*2 | MPD024 | Ground-Source | WBAHP-CB: Heat Pump Split Syst | Heat Pump | 208 | 3 | False |  |  | Single-Speed |  |  |  | 20400 | 1079 | 18.9 | 13.4 | 14600 | 1188 | 3.6 | 3.1 | Non Federally-Regulated | 11/13/2018 |  | 03/15/2019
Enertech Global, LLC | GEOCOMFORT | GBS018*2 | ACD024 | Ground-Source | WBAHP-C: Heat Pump Split Syste | Heat Pump | 208 | 3 | False |  |  | Single-Speed |  |  |  | 20100 | 1080 | 18.6 | 13.4 | 14700 | 1196 | 3.6 | 3.1 | Non Federally-Regulated | 11/13/2018 |  | 03/15/2019
Enertech Global, LLC | GEOCOMFORT | GBS018*2 | MCD024 | Ground-Source | WBAHP-C: Heat Pump Split Syste | Heat Pump | 208 | 3 | False |  |  | Single-Speed |  |  |  | 20100 | 1080 | 18.6 | 13.4 | 14700 | 1196 | 3.6 | 3.1 | Non Federally-Regulated | 11/13/2018 |  | 03/15/2019
Enertech Global, LLC | GEOCOMFORT | GVT060*A |  | Ground-Source | WBAHP: Heat Pump Packaged Unit | Heat Pump | 265 | 1 |  |  |  | Single-Speed |  |  |  | 60900 | 3460 | 17.6 | 13.4 | 46300 | 3570 | 3.8 | 3.1 | Non Federally-Regulated | 10/10/2017 |  | 03/15/2019
Enertech Global, LLC | GEOCOMFORT | GVT060*3 |  | Ground-Source | WBAHP: Heat Pump Packaged Unit | Heat Pump | 460 | 3 |  |  |  | Single-Speed |  |  |  | 60900 | 3460 | 17.6 | 13.4 | 46300 | 3570 | 3.8 | 3.1 | Non Federally-Regulated | 10/10/2017 |  | 03/15/2019
Enertech Global, LLC | GEOCOMFORT | GVT060*2 |  | Ground-Source | WBAHP: Heat Pump Packaged Unit | Heat Pump | 208 | 3 |  |  |  | Single-Speed |  |  |  | 60900 | 3460 | 17.6 | 13.4 | 46300 | 3570 | 3.8 | 3.1 | Non Federally-Regulated | 10/10/2017 |  | 03/15/2019
Enertech Global, LLC | GEOCOMFORT | GVT060 |  | Ground-Source | WBAHP: Heat Pump Packaged Unit | Heat Pump | 208 | 1 |  |  |  | Single-Speed |  |  |  | 60900 | 3460 | 17.6 | 13.4 | 46300 | 3570 | 3.8 | 3.1 | Non Federally-Regulated | 02/08/2019 |  | 03/15/2019
Enertech Global, LLC | GEOCOMFORT | GCT024D3 |  | Ground-Source | WBAHP: Heat Pump Packaged Unit | Heat Pump | 460 | 3 |  |  |  | Single-Speed |  |  |  | 26500 | 1325 | 20 | 13.4 | 19700 | 1374 | 4.2 | 3.1 | Non Federally-Regulated | 11/30/2016 |  | 03/15/2019
Enertech Global, LLC | GEOCOMFORT | GCT024D2 |  | Ground-Source | WBAHP: Heat Pump Packaged Unit | Heat Pump | 208 | 3 |  |  |  | Single-Speed |  |  |  | 26500 | 1325 | 20 | 13.4 | 19700 | 1374 | 4.2 | 3.1 | Non Federally-Regulated | 11/30/2016 |  | 03/15/2019
Enertech Global, LLC | GEOCOMFORT | GCT024D |  | Ground-Source | WBAHP: Heat Pump Packaged Unit | Heat Pump | 208 | 1 |  |  |  | Single-Speed |  |  |  | 26500 | 1325 | 20 | 13.4 | 19700 | 1374 | 4.2 | 3.1 | Non Federally-Regulated | 02/08/2019 |  | 03/15/2019
Enertech Global, LLC | GEOCOMFORT | GZS060*****1 |  | Ground-Source | WBAHP: Heat Pump Packaged Unit | Heat Pump | 208 | 1 |  |  |  | Single-Speed |  |  |  | 57000 | 3257 | 17.5 | 13.4 | 46200 | 3761 | 3.6 | 3.1 | Non Federally-Regulated | 11/16/2018 |  | 03/15/2019
Enertech Global, LLC | GEOCOMFORT | GZS048*****1 |  | Ground-Source | WBAHP: Heat Pump Packaged Unit | Heat Pump | 208 | 1 |  |  |  | Single-Speed |  |  |  | 49300 | 2833 | 17.4 | 13.4 | 36200 | 2947 | 3.6 | 3.1 | Non Federally-Regulated | 11/16/2018 |  | 03/15/2019
Enertech Global, LLC | GEOCOMFORT | GZS042*****1 |  | Ground-Source | WBAHP: Heat Pump Packaged Unit | Heat Pump | 208 | 1 |  |  |  | Single-Speed |  |  |  | 40700 | 2119 | 19.2 | 13.4 | 30200 | 2329 | 3.8 | 3.1 | Non Federally-Regulated | 11/16/2018 |  | 03/15/2019
Enertech Global, LLC | GEOCOMFORT | GZS036*****1 |  | Ground-Source | WBAHP: Heat Pump Packaged Unit | Heat Pump | 208 | 1 |  |  |  | Single-Speed |  |  |  | 37200 | 1978 | 18.8 | 13.4 | 27500 | 2066 | 3.9 | 3.1 | Non Federally-Regulated | 11/16/2018 |  | 03/15/2019
Enertech Global, LLC | GEOCOMFORT | GZS030*****1 |  | Ground-Source | WBAHP: Heat Pump Packaged Unit | Heat Pump | 208 | 1 |  |  |  | Single-Speed |  |  |  | 29000 | 1542 | 18.8 | 13.4 | 21700 | 1673 | 3.8 | 3.1 | Non Federally-Regulated | 11/16/2018 |  | 03/15/2019
Enertech Global, LLC | GEOCOMFORT | GZS024*****1 |  | Ground-Source | WBAHP: Heat Pump Packaged Unit | Heat Pump | 208 | 1 |  |  |  | Single-Speed |  |  |  | 26200 | 1336 | 19.6 | 13.4 | 18000 | 1352 | 3.9 | 3.1 | Non Federally-Regulated | 11/16/2018 |  | 03/15/2019
Enertech Global, LLC | GEOCOMFORT | GZS018*****1 |  | Ground-Source | WBAHP: Heat Pump Packaged Unit | Heat Pump | 208 | 1 |  |  |  | Single-Speed |  |  |  | 20100 | 1074 | 18.7 | 13.4 | 14100 | 1116 | 3.7 | 3.1 | Non Federally-Regulated | 11/16/2018 |  | 03/15/2019
Enertech Global, LLC | GEOCOMFORT | GZS017*****1 |  | Ground-Source | WBAHP: Heat Pump Packaged Unit | Heat Pump | 208 | 1 |  |  |  | Single-Speed |  |  |  | 17800 | 978 | 18.2 | 13.4 | 13500 | 1014 | 3.9 | 3.1 | Non Federally-Regulated | 11/16/2018 |  | 03/15/2019
Enertech Global, LLC | GEOCOMFORT | GZS015*****1 |  | Ground-Source | WBAHP: Heat Pump Packaged Unit | Heat Pump | 208 | 1 |  |  |  | Single-Speed |  |  |  | 14200 | 806 | 17.6 | 13.4 | 11200 | 841 | 3.9 | 3.1 | Non Federally-Regulated | 11/16/2018 |  | 03/15/2019
Enertech Global, LLC | GEOCOMFORT | GZT060 |  | Ground-Source | WBAHP: Heat Pump Packaged Unit | Heat Pump | 208 | 1 |  |  |  | Single-Speed |  |  |  | 59000 | 3491 | 16.9 | 13.4 | 46800 | 3809 | 3.6 | 3.1 | Non Federally-Regulated | 11/16/2018 |  | 03/15/2019
Enertech Global, LLC | GEOCOMFORT | GZT048 |  | Ground-Source | WBAHP: Heat Pump Packaged Unit | Heat Pump | 208 | 1 |  |  |  | Single-Speed |  |  |  | 48700 | 2815 | 17.3 | 13.4 | 36900 | 3004 | 3.6 | 3.1 | Non Federally-Regulated | 11/16/2018 |  | 03/15/2019
Enertech Global, LLC | GEOCOMFORT | GZT042 |  | Ground-Source | WBAHP: Heat Pump Packaged Unit | Heat Pump | 208 | 1 |  |  |  | Single-Speed |  |  |  | 43000 | 2388 | 18 | 13.4 | 32900 | 2678 | 3.6 | 3.1 | Non Federally-Regulated | 11/16/2018 |  | 03/15/2019
Enertech Global, LLC | GEOCOMFORT | GZT036 |  | Ground-Source | WBAHP: Heat Pump Packaged Unit | Heat Pump | 208 | 1 |  |  |  | Single-Speed |  |  |  | 36700 | 2050 | 17.9 | 13.4 | 27100 | 2090 | 3.8 | 3.1 | Non Federally-Regulated | 11/16/2018 |  | 03/15/2019
Enertech Global, LLC | GEOCOMFORT | GZT030 |  | Ground-Source | WBAHP: Heat Pump Packaged Unit | Heat Pump | 208 | 1 |  |  |  | Single-Speed |  |  |  | 31500 | 1800 | 17.5 | 13.4 | 23300 | 1845 | 3.7 | 3.1 | Non Federally-Regulated | 11/16/2018 |  | 03/15/2019
Enertech Global, LLC | GEOCOMFORT | GZT048*2****B |  | Ground-Source | WBAHP: Heat Pump Packaged Unit | Heat Pump | 208 | 3 |  |  |  | Single-Speed |  |  |  | 49800 | 2721 | 18.3 | 13.4 | 37900 | 2848 | 3.9 | 3.1 | Non Federally-Regulated | 09/08/2017 |  | 03/15/2019
Enertech Global, LLC | GEOCOMFORT | GZT048*A****B |  | Ground-Source | WBAHP: Heat Pump Packaged Unit | Heat Pump | 265 | 1 |  |  |  | Single-Speed |  |  |  | 49800 | 2721 | 18.3 | 13.4 | 37900 | 2848 | 3.9 | 3.1 | Non Federally-Regulated | 09/08/2017 |  | 03/15/2019
Enertech Global, LLC | GEOCOMFORT | GCT060D3 |  | Ground-Source | WBAHP: Heat Pump Packaged Unit | Heat Pump | 460 | 3 |  |  |  | Single-Speed |  |  |  | 61300 | 3522 | 17.4 | 13.4 | 46500 | 3683 | 3.7 | 3.1 | Non Federally-Regulated | 11/30/2016 |  | 03/15/2019
Enertech Global, LLC | GEOCOMFORT | GZT048*3****B |  | Ground-Source | WBAHP: Heat Pump Packaged Unit | Heat Pump | 460 | 3 |  |  |  | Single-Speed |  |  |  | 49800 | 2721 | 18.3 | 13.4 | 37900 | 2848 | 3.9 | 3.1 | Non Federally-Regulated | 09/08/2017 |  | 03/15/2019
Enertech Global, LLC | GEOCOMFORT | GYT024*2 |  | Ground-Source | WBAHP: Heat Pump Packaged Unit | Heat Pump | 208 | 3 |  |  |  | Single-Speed |  |  |  | 27100 | 1361 | 19.9 | 13.4 | 19000 | 1294 | 4.3 | 3.1 | Non Federally-Regulated | 02/23/2016 |  | 03/15/2019
Enertech Global, LLC | GEOCOMFORT | GCT060D2 |  | Ground-Source | WBAHP: Heat Pump Packaged Unit | Heat Pump | 208 | 3 |  |  |  | Single-Speed |  |  |  | 61300 | 3522 | 17.4 | 13.4 | 46500 | 3683 | 3.7 | 3.1 | Non Federally-Regulated | 11/30/2016 |  | 03/15/2019
Enertech Global, LLC | GEOCOMFORT | GXT060D2 |  | Ground-Source | WBAHP: Heat Pump Packaged Unit | Heat Pump | 208 | 3 |  |  |  | Single-Speed |  |  |  | 63000 | 3539 | 17.8 | 13.4 | 47700 | 3778 | 3.7 | 3.1 | Non Federally-Regulated | 11/30/2016 |  | 03/15/2019
Enertech Global, LLC | GEOCOMFORT | GXT060D |  | Ground-Source | WBAHP: Heat Pump Packaged Unit | Heat Pump | 208 | 1 |  |  |  | Single-Speed |  |  |  | 63000 | 3539 | 17.8 | 13.4 | 47700 | 3778 | 3.7 | 3.1 | Non Federally-Regulated | 02/08/2019 |  | 03/15/2019
Enertech Global, LLC | GEOCOMFORT | GYT048 |  | Ground-Source | WBAHP: Heat Pump Packaged Unit | Heat Pump | 208 | 1 |  |  |  | Single-Speed |  |  |  | 53300 | 2638 | 20.2 | 13.4 | 39900 | 2719 | 4.3 | 3.1 | Non Federally-Regulated | 02/08/2019 |  | 03/15/2019
Enertech Global, LLC | GEOCOMFORT | GXT048D3 |  | Ground-Source | WBAHP: Heat Pump Packaged Unit | Heat Pump | 460 | 3 |  |  |  | Single-Speed |  |  |  | 49000 | 2865 | 17.1 | 13.4 | 38200 | 2870 | 3.9 | 3.1 | Non Federally-Regulated | 11/30/2016 |  | 03/15/2019
Enertech Global, LLC | GEOCOMFORT | GVS048*2 |  | Ground-Source | WBAHP: Heat Pump Packaged Unit | Heat Pump | 208 | 3 |  |  |  | Single-Speed |  |  |  | 50500 | 2869 | 17.6 | 13.4 | 39600 | 3223 | 3.6 | 3.1 | Non Federally-Regulated | 10/10/2017 |  | 03/15/2019
Enertech Global, LLC | GEOCOMFORT | GYT048*2 |  | Ground-Source | WBAHP: Heat Pump Packaged Unit | Heat Pump | 208 | 3 |  |  |  | Single-Speed |  |  |  | 53300 | 2638 | 20.2 | 13.4 | 39900 | 2719 | 4.3 | 3.1 | Non Federally-Regulated | 06/28/2016 |  | 03/15/2019
Enertech Global, LLC | GEOCOMFORT | GVS048*3 |  | Ground-Source | WBAHP: Heat Pump Packaged Unit | Heat Pump | 460 | 3 |  |  |  | Single-Speed |  |  |  | 50500 | 2869 | 17.6 | 13.4 | 39600 | 3223 | 3.6 | 3.1 | Non Federally-Regulated | 10/10/2017 |  | 03/15/2019
Enertech Global, LLC | GEOCOMFORT | GXT060D3 |  | Ground-Source | WBAHP: Heat Pump Packaged Unit | Heat Pump | 460 | 3 |  |  |  | Single-Speed |  |  |  | 63000 | 3539 | 17.8 | 13.4 | 47700 | 3778 | 3.7 | 3.1 | Non Federally-Regulated | 11/30/2016 |  | 03/15/2019
Enertech Global, LLC | GEOCOMFORT | GCT048D |  | Ground-Source | WBAHP: Heat Pump Packaged Unit | Heat Pump | 208 | 1 |  |  |  | Single-Speed |  |  |  | 49000 | 2865 | 17.1 | 13.4 | 38000 | 2855 | 3.9 | 3.1 | Non Federally-Regulated | 02/08/2019 |  | 03/15/2019
Enertech Global, LLC | GEOCOMFORT | GVS048*****1 |  | Ground-Source | WBAHP: Heat Pump Packaged Unit | Heat Pump | 208 | 1 |  |  |  | Single-Speed |  |  |  | 51600 | 2567 | 20.1 | 13.4 | 38700 | 2908 | 3.9 | 3.1 | Non Federally-Regulated | 02/08/2019 |  | 03/15/2019
Enertech Global, LLC | GEOCOMFORT | GYT024*3 |  | Ground-Source | WBAHP: Heat Pump Packaged Unit | Heat Pump | 460 | 3 |  |  |  | Single-Speed |  |  |  | 27100 | 1361 | 19.9 | 13.4 | 19000 | 1294 | 4.3 | 3.1 | Non Federally-Regulated | 02/23/2016 |  | 03/15/2019
Enertech Global, LLC | GEOCOMFORT | GVS048*3***1 |  | Ground-Source | WBAHP: Heat Pump Packaged Unit | Heat Pump | 460 | 3 |  |  |  | Single-Speed |  |  |  | 51600 | 2567 | 20.1 | 13.4 | 38700 | 2908 | 3.9 | 3.1 | Non Federally-Regulated | 10/10/2017 |  | 03/15/2019
Enertech Global, LLC | GEOCOMFORT | GYT048*3 |  | Ground-Source | WBAHP: Heat Pump Packaged Unit | Heat Pump | 460 | 3 |  |  |  | Single-Speed |  |  |  | 53300 | 2638 | 20.2 | 13.4 | 39900 | 2719 | 4.3 | 3.1 | Non Federally-Regulated | 06/28/2016 |  | 03/15/2019
Enertech Global, LLC | GEOCOMFORT | GXT048D2 |  | Ground-Source | WBAHP: Heat Pump Packaged Unit | Heat Pump | 208 | 3 |  |  |  | Single-Speed |  |  |  | 49000 | 2865 | 17.1 | 13.4 | 38200 | 2870 | 3.9 | 3.1 | Non Federally-Regulated | 11/30/2016 |  | 03/15/2019
Enertech Global, LLC | GEOCOMFORT | GZT048******B |  | Ground-Source | WBAHP: Heat Pump Packaged Unit | Heat Pump | 208 | 1 |  |  |  | Single-Speed |  |  |  | 49800 | 2721 | 18.3 | 13.4 | 37900 | 2848 | 3.9 | 3.1 | Non Federally-Regulated | 11/28/2018 |  | 03/15/2019
Enertech Global, LLC | GEOCOMFORT | GVS048 |  | Ground-Source | WBAHP: Heat Pump Packaged Unit | Heat Pump | 208 | 1 |  |  |  | Single-Speed |  |  |  | 50500 | 2869 | 17.6 | 13.4 | 39600 | 3223 | 3.6 | 3.1 | Non Federally-Regulated | 02/08/2019 |  | 03/15/2019
Enertech Global, LLC | GEOCOMFORT | GCT048D2 |  | Ground-Source | WBAHP: Heat Pump Packaged Unit | Heat Pump | 208 | 3 |  |  |  | Single-Speed |  |  |  | 49000 | 2865 | 17.1 | 13.4 | 38000 | 2855 | 3.9 | 3.1 | Non Federally-Regulated | 11/30/2016 |  | 03/15/2019
Enertech Global, LLC | GEOCOMFORT | GXT048D |  | Ground-Source | WBAHP: Heat Pump Packaged Unit | Heat Pump | 208 | 1 |  |  |  | Single-Speed |  |  |  | 49000 | 2865 | 17.1 | 13.4 | 38200 | 2870 | 3.9 | 3.1 | Non Federally-Regulated | 02/08/2019 |  | 03/15/2019
Enertech Global, LLC | GEOCOMFORT | GYT024 |  | Ground-Source | WBAHP: Heat Pump Packaged Unit | Heat Pump | 208 | 1 |  |  |  | Single-Speed |  |  |  | 27100 | 1361 | 19.9 | 13.4 | 19000 | 1294 | 4.3 | 3.1 | Non Federally-Regulated | 02/08/2019 |  | 03/15/2019
Enertech Global, LLC | GEOCOMFORT | GVS048*4 |  | Ground-Source | WBAHP: Heat Pump Packaged Unit | Heat Pump | 575 | 3 |  |  |  | Single-Speed |  |  |  | 50500 | 2869 | 17.6 | 13.4 | 39600 | 3223 | 3.6 | 3.1 | Non Federally-Regulated | 10/10/2017 |  | 03/15/2019
Enertech Global, LLC | GEOCOMFORT | GCT048D3 |  | Ground-Source | WBAHP: Heat Pump Packaged Unit | Heat Pump | 460 | 3 |  |  |  | Single-Speed |  |  |  | 49000 | 2865 | 17.1 | 13.4 | 38000 | 2855 | 3.9 | 3.1 | Non Federally-Regulated | 11/30/2016 |  | 03/15/2019
Enertech Global, LLC | GEOCOMFORT | GVS048*2***1 |  | Ground-Source | WBAHP: Heat Pump Packaged Unit | Heat Pump | 208 | 3 |  |  |  | Single-Speed |  |  |  | 51600 | 2567 | 20.1 | 13.4 | 38700 | 2908 | 3.9 | 3.1 | Non Federally-Regulated | 10/10/2017 |  | 03/15/2019
Enertech Global, LLC | GEOCOMFORT | GCT060D |  | Ground-Source | WBAHP: Heat Pump Packaged Unit | Heat Pump | 208 | 1 |  |  |  | Single-Speed |  |  |  | 61300 | 3522 | 17.4 | 13.4 | 46500 | 3683 | 3.7 | 3.1 | Non Federally-Regulated | 02/08/2019 |  | 03/15/2019
Enertech Global, LLC | GEOCOMFORT | GVT060*A |  | Water-Source | WBAHP: Heat Pump Packaged Unit | Heat Pump | 265 | 1 |  |  |  | Single-Speed |  |  |  | 58600 | 3805 | 15.4 | 11.2 | 70500 | 4051 | 5.1 | 4.2 | Federally-Regulated Commercial & Industrial Equipment | 10/10/2017 |  | 03/15/2019
Enertech Global, LLC | GEOCOMFORT | GVT060*A |  | Ground-Water-Source | WBAHP: Heat Pump Packaged Unit | Heat Pump | 265 | 1 |  |  |  | Single-Speed |  |  |  | 64200 | 2918 | 22 | 16.2 | 57500 | 3744 | 4.5 | 3.6 | Non Federally-Regulated | 10/10/2017 |  | 03/15/2019
Enertech Global, LLC | GEOCOMFORT | GVT060*3 |  | Water-Source | WBAHP: Heat Pump Packaged Unit | Heat Pump | 460 | 3 |  |  |  | Single-Speed |  |  |  | 58600 | 3805 | 15.4 | 11.2 | 70500 | 4051 | 5.1 | 4.2 | Federally-Regulated Commercial & Industrial Equipment | 10/10/2017 |  | 03/15/2019
Enertech Global, LLC | GEOCOMFORT | GVT060*3 |  | Ground-Water-Source | WBAHP: Heat Pump Packaged Unit | Heat Pump | 460 | 3 |  |  |  | Single-Speed |  |  |  | 64200 | 2918 | 22 | 16.2 | 57500 | 3744 | 4.5 | 3.6 | Non Federally-Regulated | 10/10/2017 |  | 03/15/2019
Enertech Global, LLC | GEOCOMFORT | GVT060*2 |  | Water-Source | WBAHP: Heat Pump Packaged Unit | Heat Pump | 208 | 3 |  |  |  | Single-Speed |  |  |  | 58600 | 3805 | 15.4 | 11.2 | 70500 | 4051 | 5.1 | 4.2 | Federally-Regulated Commercial & Industrial Equipment | 10/10/2017 |  | 03/15/2019
Enertech Global, LLC | GEOCOMFORT | GVT060*2 |  | Ground-Water-Source | WBAHP: Heat Pump Packaged Unit | Heat Pump | 208 | 3 |  |  |  | Single-Speed |  |  |  | 64200 | 2918 | 22 | 16.2 | 57500 | 3744 | 4.5 | 3.6 | Non Federally-Regulated | 10/10/2017 |  | 03/15/2019
Enertech Global, LLC | GEOCOMFORT | GVT060 |  | Water-Source | WBAHP: Heat Pump Packaged Unit | Heat Pump | 208 | 1 |  |  |  | Single-Speed |  |  |  | 58600 | 3805 | 15.4 | 11.2 | 70500 | 4051 | 5.1 | 4.2 | Federally-Regulated Commercial & Industrial Equipment | 02/08/2019 |  | 03/15/2019
Enertech Global, LLC | GEOCOMFORT | GVT060 |  | Ground-Water-Source | WBAHP: Heat Pump Packaged Unit | Heat Pump | 208 | 1 |  |  |  | Single-Speed |  |  |  | 64200 | 2918 | 22 | 16.2 | 57500 | 3744 | 4.5 | 3.6 | Non Federally-Regulated | 02/08/2019 |  | 03/15/2019
Enertech Global, LLC | GEOCOMFORT | GCT024D3 |  | Ground-Water-Source | WBAHP: Heat Pump Packaged Unit | Heat Pump | 460 | 3 |  |  |  | Single-Speed |  |  |  | 28900 | 1111 | 26 | 16.2 | 24300 | 1396 | 5.1 | 3.6 | Non Federally-Regulated | 11/30/2016 |  | 03/15/2019
Enertech Global, LLC | GEOCOMFORT | GCT024D2 |  | Ground-Water-Source | WBAHP: Heat Pump Packaged Unit | Heat Pump | 208 | 3 |  |  |  | Single-Speed |  |  |  | 28900 | 1111 | 26 | 16.2 | 24300 | 1396 | 5.1 | 3.6 | Non Federally-Regulated | 11/30/2016 |  | 03/15/2019
Enertech Global, LLC | GEOCOMFORT | GCT024D |  | Ground-Water-Source | WBAHP: Heat Pump Packaged Unit | Heat Pump | 208 | 1 |  |  |  | Single-Speed |  |  |  | 28900 | 1111 | 26 | 16.2 | 24300 | 1396 | 5.1 | 3.6 | Non Federally-Regulated | 02/08/2019 |  | 03/15/2019
Enertech Global, LLC | GEOCOMFORT | GZT048*2****B |  | Water-Source | WBAHP: Heat Pump Packaged Unit | Heat Pump | 208 | 3 |  |  |  | Single-Speed |  |  |  | 47600 | 3012 | 15.8 | 11.2 | 58300 | 3486 | 4.9 | 4.2 | Federally-Regulated Commercial & Industrial Equipment | 09/08/2017 |  | 03/15/2019
Enertech Global, LLC | GEOCOMFORT | GZT048*A****B |  | Water-Source | WBAHP: Heat Pump Packaged Unit | Heat Pump | 265 | 1 |  |  |  | Single-Speed |  |  |  | 47600 | 3012 | 15.8 | 11.2 | 58300 | 3486 | 4.9 | 4.2 | Federally-Regulated Commercial & Industrial Equipment | 09/08/2017 |  | 03/15/2019
Enertech Global, LLC | GEOCOMFORT | GZT048*3****B |  | Water-Source | WBAHP: Heat Pump Packaged Unit | Heat Pump | 460 | 3 |  |  |  | Single-Speed |  |  |  | 47600 | 3012 | 15.8 | 11.2 | 58300 | 3486 | 4.9 | 4.2 | Federally-Regulated Commercial & Industrial Equipment | 09/08/2017 |  | 03/15/2019
Enertech Global, LLC | GEOCOMFORT | GYT024*2 |  | Ground-Water-Source | WBAHP: Heat Pump Packaged Unit | Heat Pump | 208 | 3 |  |  |  | Single-Speed |  |  |  | 29200 | 1136 | 25.7 | 16.2 | 23400 | 1293 | 5.3 | 3.6 | Non Federally-Regulated | 02/23/2016 |  | 03/15/2019
Enertech Global, LLC | GEOCOMFORT | GYT048 |  | Ground-Water-Source | WBAHP: Heat Pump Packaged Unit | Heat Pump | 208 | 1 |  |  |  | Single-Speed |  |  |  | 57100 | 2179 | 26.2 | 16.2 | 49500 | 2789 | 5.2 | 3.6 | Non Federally-Regulated | 02/08/2019 |  | 03/15/2019
Enertech Global, LLC | GEOCOMFORT | GXT048D3 |  | Ground-Water-Source | WBAHP: Heat Pump Packaged Unit | Heat Pump | 460 | 3 |  |  |  | Single-Speed |  |  |  | 53100 | 2402 | 22.1 | 16.2 | 47400 | 3019 | 4.6 | 3.6 | Non Federally-Regulated | 11/30/2016 |  | 03/15/2019
Enertech Global, LLC | GEOCOMFORT | GVS048*2 |  | Water-Source | WBAHP: Heat Pump Packaged Unit | Heat Pump | 208 | 3 |  |  |  | Single-Speed |  |  |  | 48500 | 3190 | 15.2 | 11.2 | 58900 | 3452 | 5 | 4.2 | Federally-Regulated Commercial & Industrial Equipment | 10/10/2017 |  | 03/15/2019
Enertech Global, LLC | GEOCOMFORT | GVS048*2 |  | Ground-Water-Source | WBAHP: Heat Pump Packaged Unit | Heat Pump | 208 | 3 |  |  |  | Single-Speed |  |  |  | 53400 | 2362 | 22.6 | 16.2 | 48100 | 3203 | 4.4 | 3.6 | Non Federally-Regulated | 10/10/2017 |  | 03/15/2019
Enertech Global, LLC | GEOCOMFORT | GYT048*2 |  | Ground-Water-Source | WBAHP: Heat Pump Packaged Unit | Heat Pump | 208 | 3 |  |  |  | Single-Speed |  |  |  | 57100 | 2179 | 26.2 | 16.2 | 49500 | 2789 | 5.2 | 3.6 | Non Federally-Regulated | 06/28/2016 |  | 03/15/2019
Enertech Global, LLC | GEOCOMFORT | GVS048*3 |  | Water-Source | WBAHP: Heat Pump Packaged Unit | Heat Pump | 460 | 3 |  |  |  | Single-Speed |  |  |  | 48500 | 3190 | 15.2 | 11.2 | 58900 | 3452 | 5 | 4.2 | Federally-Regulated Commercial & Industrial Equipment | 10/10/2017 |  | 03/15/2019
Enertech Global, LLC | GEOCOMFORT | GVS048*3 |  | Ground-Water-Source | WBAHP: Heat Pump Packaged Unit | Heat Pump | 460 | 3 |  |  |  | Single-Speed |  |  |  | 53400 | 2362 | 22.6 | 16.2 | 48100 | 3203 | 4.4 | 3.6 | Non Federally-Regulated | 10/10/2017 |  | 03/15/2019
Enertech Global, LLC | GEOCOMFORT | GCT048D |  | Ground-Water-Source | WBAHP: Heat Pump Packaged Unit | Heat Pump | 208 | 1 |  |  |  | Single-Speed |  |  |  | 53100 | 2435 | 21.8 | 16.2 | 46700 | 2975 | 4.6 | 3.6 | Non Federally-Regulated | 02/08/2019 |  | 03/15/2019
Enertech Global, LLC | GEOCOMFORT | GVS048*****1 |  | Water-Source | WBAHP: Heat Pump Packaged Unit | Heat Pump | 208 | 1 |  |  |  | Single-Speed |  |  |  | 49900 | 2884 | 17.3 | 11.2 | 58400 | 3111 | 5.5 | 4.2 | Federally-Regulated Commercial & Industrial Equipment | 02/08/2019 |  | 03/15/2019
Enertech Global, LLC | GEOCOMFORT | GVS048*****1 |  | Ground-Water-Source | WBAHP: Heat Pump Packaged Unit | Heat Pump | 208 | 1 |  |  |  | Single-Speed |  |  |  | 54900 | 2079 | 26.4 | 16.2 | 47500 | 2900 | 4.8 | 3.6 | Non Federally-Regulated | 02/08/2019 |  | 03/15/2019
Enertech Global, LLC | GEOCOMFORT | GYT024*3 |  | Ground-Water-Source | WBAHP: Heat Pump Packaged Unit | Heat Pump | 460 | 3 |  |  |  | Single-Speed |  |  |  | 29200 | 1136 | 25.7 | 16.2 | 23400 | 1293 | 5.3 | 3.6 | Non Federally-Regulated | 02/23/2016 |  | 03/15/2019
Enertech Global, LLC | GEOCOMFORT | GVS048*3***1 |  | Water-Source | WBAHP: Heat Pump Packaged Unit | Heat Pump | 460 | 3 |  |  |  | Single-Speed |  |  |  | 49900 | 2884 | 17.3 | 11.2 | 58400 | 3111 | 5.5 | 4.2 | Federally-Regulated Commercial & Industrial Equipment | 10/10/2017 |  | 03/15/2019
Enertech Global, LLC | GEOCOMFORT | GVS048*3***1 |  | Ground-Water-Source | WBAHP: Heat Pump Packaged Unit | Heat Pump | 460 | 3 |  |  |  | Single-Speed |  |  |  | 54900 | 2079 | 26.4 | 16.2 | 47500 | 2900 | 4.8 | 3.6 | Non Federally-Regulated | 10/10/2017 |  | 03/15/2019
Enertech Global, LLC | GEOCOMFORT | GYT048*3 |  | Ground-Water-Source | WBAHP: Heat Pump Packaged Unit | Heat Pump | 460 | 3 |  |  |  | Single-Speed |  |  |  | 57100 | 2179 | 26.2 | 16.2 | 49500 | 2789 | 5.2 | 3.6 | Non Federally-Regulated | 06/28/2016 |  | 03/15/2019
Enertech Global, LLC | GEOCOMFORT | GXT048D2 |  | Ground-Water-Source | WBAHP: Heat Pump Packaged Unit | Heat Pump | 208 | 3 |  |  |  | Single-Speed |  |  |  | 53100 | 2402 | 22.1 | 16.2 | 47400 | 3019 | 4.6 | 3.6 | Non Federally-Regulated | 11/30/2016 |  | 03/15/2019
Enertech Global, LLC | GEOCOMFORT | GZT048******B |  | Water-Source | WBAHP: Heat Pump Packaged Unit | Heat Pump | 208 | 1 |  |  |  | Single-Speed |  |  |  | 47600 | 3012 | 15.8 | 11.2 | 58300 | 3486 | 4.9 | 4.2 | Federally-Regulated Commercial & Industrial Equipment | 11/28/2018 |  | 03/15/2019
Enertech Global, LLC | GEOCOMFORT | GVS048 |  | Water-Source | WBAHP: Heat Pump Packaged Unit | Heat Pump | 208 | 1 |  |  |  | Single-Speed |  |  |  | 48500 | 3190 | 15.2 | 11.2 | 58900 | 3452 | 5 | 4.2 | Federally-Regulated Commercial & Industrial Equipment | 02/08/2019 |  | 03/15/2019
Enertech Global, LLC | GEOCOMFORT | GVS048 |  | Ground-Water-Source | WBAHP: Heat Pump Packaged Unit | Heat Pump | 208 | 1 |  |  |  | Single-Speed |  |  |  | 53400 | 2362 | 22.6 | 16.2 | 48100 | 3203 | 4.4 | 3.6 | Non Federally-Regulated | 02/08/2019 |  | 03/15/2019
Enertech Global, LLC | GEOCOMFORT | GCT048D2 |  | Ground-Water-Source | WBAHP: Heat Pump Packaged Unit | Heat Pump | 208 | 3 |  |  |  | Single-Speed |  |  |  | 53100 | 2435 | 21.8 | 16.2 | 46700 | 2975 | 4.6 | 3.6 | Non Federally-Regulated | 11/30/2016 |  | 03/15/2019
Enertech Global, LLC | GEOCOMFORT | GXT048D |  | Ground-Water-Source | WBAHP: Heat Pump Packaged Unit | Heat Pump | 208 | 1 |  |  |  | Single-Speed |  |  |  | 53100 | 2402 | 22.1 | 16.2 | 47400 | 3019 | 4.6 | 3.6 | Non Federally-Regulated | 02/08/2019 |  | 03/15/2019
Enertech Global, LLC | GEOCOMFORT | GYT024 |  | Ground-Water-Source | WBAHP: Heat Pump Packaged Unit | Heat Pump | 208 | 1 |  |  |  | Single-Speed |  |  |  | 29200 | 1136 | 25.7 | 16.2 | 23400 | 1293 | 5.3 | 3.6 | Non Federally-Regulated | 02/08/2019 |  | 03/15/2019
Enertech Global, LLC | GEOCOMFORT | GVS048*4 |  | Water-Source | WBAHP: Heat Pump Packaged Unit | Heat Pump | 575 | 3 |  |  |  | Single-Speed |  |  |  | 48500 | 3190 | 15.2 | 11.2 | 58900 | 3452 | 5 | 4.2 | Federally-Regulated Commercial & Industrial Equipment | 10/10/2017 |  | 03/15/2019
Enertech Global, LLC | GEOCOMFORT | GVS048*4 |  | Ground-Water-Source | WBAHP: Heat Pump Packaged Unit | Heat Pump | 575 | 3 |  |  |  | Single-Speed |  |  |  | 53400 | 2362 | 22.6 | 16.2 | 48100 | 3203 | 4.4 | 3.6 | Non Federally-Regulated | 10/10/2017 |  | 03/15/2019
Enertech Global, LLC | GEOCOMFORT | GCT048D3 |  | Ground-Water-Source | WBAHP: Heat Pump Packaged Unit | Heat Pump | 460 | 3 |  |  |  | Single-Speed |  |  |  | 53100 | 2435 | 21.8 | 16.2 | 46700 | 2975 | 4.6 | 3.6 | Non Federally-Regulated | 11/30/2016 |  | 03/15/2019
Enertech Global, LLC | GEOCOMFORT | GVS048*2***1 |  | Water-Source | WBAHP: Heat Pump Packaged Unit | Heat Pump | 208 | 3 |  |  |  | Single-Speed |  |  |  | 49900 | 2884 | 17.3 | 11.2 | 58400 | 3111 | 5.5 | 4.2 | Federally-Regulated Commercial & Industrial Equipment | 10/10/2017 |  | 03/15/2019
Enertech Global, LLC | GEOCOMFORT | GVS048*2***1 |  | Ground-Water-Source | WBAHP: Heat Pump Packaged Unit | Heat Pump | 208 | 3 |  |  |  | Single-Speed |  |  |  | 54900 | 2079 | 26.4 | 16.2 | 47500 | 2900 | 4.8 | 3.6 | Non Federally-Regulated | 10/10/2017 |  | 03/15/2019
Enertech Global, LLC | GEOEXCEL | AZT048******B |  | Water-Source | WBAHP: Heat Pump Packaged Unit | Heat Pump | 208 | 1 |  |  |  | Single-Speed |  |  |  | 47600 | 3012 | 15.8 | 11.2 | 58300 | 3486 | 4.9 | 4.2 | Federally-Regulated Commercial & Industrial Equipment | 10/10/2017 |  | 03/15/2019
Enertech Global, LLC | GEOEXCEL | AZT048******B |  | Ground-Source | WBAHP: Heat Pump Packaged Unit | Heat Pump | 208 | 1 |  |  |  | Single-Speed |  |  |  | 49800 | 2721 | 18.3 | 13.4 | 37900 | 2848 | 3.9 | 3.1 | Non Federally-Regulated | 10/10/2017 |  | 03/15/2019
Enertech Global, LLC | GEOEXCEL | AXT048D3 |  | Ground-Water-Source | WBAHP: Heat Pump Packaged Unit | Heat Pump | 460 | 3 |  |  |  | Single-Speed |  |  |  | 53100 | 2402 | 22.1 | 16.2 | 47400 | 3019 | 4.6 | 3.6 | Non Federally-Regulated | 02/23/2016 |  | 03/15/2019
Enertech Global, LLC | GEOEXCEL | AXT048D3 |  | Ground-Source | WBAHP: Heat Pump Packaged Unit | Heat Pump | 460 | 3 |  |  |  | Single-Speed |  |  |  | 49000 | 2865 | 17.1 | 13.4 | 38200 | 2870 | 3.9 | 3.1 | Non Federally-Regulated | 02/18/2016 |  | 03/15/2019
Enertech Global, LLC | GEOEXCEL | AZT048*A****B |  | Water-Source | WBAHP: Heat Pump Packaged Unit | Heat Pump | 265 | 1 |  |  |  | Single-Speed |  |  |  | 47600 | 3012 | 15.8 | 11.2 | 58300 | 3486 | 4.9 | 4.2 | Federally-Regulated Commercial & Industrial Equipment | 10/10/2017 |  | 03/15/2019
Enertech Global, LLC | GEOEXCEL | AZT048*A****B |  | Ground-Source | WBAHP: Heat Pump Packaged Unit | Heat Pump | 265 | 1 |  |  |  | Single-Speed |  |  |  | 49800 | 2721 | 18.3 | 13.4 | 37900 | 2848 | 3.9 | 3.1 | Non Federally-Regulated | 10/10/2017 |  | 03/15/2019
Enertech Global, LLC | GEOEXCEL | AYT024 |  | Ground-Water-Source | WBAHP: Heat Pump Packaged Unit | Heat Pump | 208 | 1 |  |  |  | Single-Speed |  |  |  | 29200 | 1136 | 25.7 | 16.2 | 23400 | 1293 | 5.3 | 3.6 | Non Federally-Regulated | 02/23/2016 |  | 03/15/2019
Enertech Global, LLC | GEOEXCEL | AYT024 |  | Ground-Source | WBAHP: Heat Pump Packaged Unit | Heat Pump | 208 | 1 |  |  |  | Single-Speed |  |  |  | 27100 | 1361 | 19.9 | 13.4 | 19000 | 1294 | 4.3 | 3.1 | Non Federally-Regulated | 02/23/2016 |  | 03/15/2019
Enertech Global, LLC | GEOEXCEL | AYT048*2 |  | Ground-Water-Source | WBAHP: Heat Pump Packaged Unit | Heat Pump | 208 | 3 |  |  |  | Single-Speed |  |  |  | 57100 | 2179 | 26.2 | 16.2 | 49500 | 2789 | 5.2 | 3.6 | Non Federally-Regulated | 11/28/2018 |  | 03/15/2019
Enertech Global, LLC | GEOEXCEL | AYT048*2 |  | Ground-Source | WBAHP: Heat Pump Packaged Unit | Heat Pump | 208 | 3 |  |  |  | Single-Speed |  |  |  | 53300 | 2638 | 20.2 | 13.4 | 39900 | 2719 | 4.3 | 3.1 | Non Federally-Regulated | 11/28/2018 |  | 03/15/2019
Enertech Global, LLC | GEOEXCEL | AXT060D |  | Ground-Source | WBAHP: Heat Pump Packaged Unit | Heat Pump | 208 | 1 |  |  |  | Single-Speed |  |  |  | 63000 | 3539 | 17.8 | 13.4 | 47700 | 3778 | 3.7 | 3.1 | Non Federally-Regulated | 02/18/2016 |  | 03/15/2019
Enertech Global, LLC | GEOEXCEL | AXT048D2 |  | Ground-Water-Source | WBAHP: Heat Pump Packaged Unit | Heat Pump | 208 | 3 |  |  |  | Single-Speed |  |  |  | 53100 | 2402 | 22.1 | 16.2 | 47400 | 3019 | 4.6 | 3.6 | Non Federally-Regulated | 02/23/2016 |  | 03/15/2019
Enertech Global, LLC | GEOEXCEL | AXT048D2 |  | Ground-Source | WBAHP: Heat Pump Packaged Unit | Heat Pump | 208 | 3 |  |  |  | Single-Speed |  |  |  | 49000 | 2865 | 17.1 | 13.4 | 38200 | 2870 | 3.9 | 3.1 | Non Federally-Regulated | 02/18/2016 |  | 03/15/2019
Enertech Global, LLC | GEOEXCEL | AZT048*2****B |  | Water-Source | WBAHP: Heat Pump Packaged Unit | Heat Pump | 208 | 3 |  |  |  | Single-Speed |  |  |  | 47600 | 3012 | 15.8 | 11.2 | 58300 | 3486 | 4.9 | 4.2 | Federally-Regulated Commercial & Industrial Equipment | 10/10/2017 |  | 03/15/2019
Enertech Global, LLC | GEOEXCEL | AZT048*2****B |  | Ground-Source | WBAHP: Heat Pump Packaged Unit | Heat Pump | 208 | 3 |  |  |  | Single-Speed |  |  |  | 49800 | 2721 | 18.3 | 13.4 | 37900 | 2848 | 3.9 | 3.1 | Non Federally-Regulated | 10/10/2017 |  | 03/15/2019
Enertech Global, LLC | GEOEXCEL | AYT048 |  | Ground-Water-Source | WBAHP: Heat Pump Packaged Unit | Heat Pump | 208 | 1 |  |  |  | Single-Speed |  |  |  | 57100 | 2179 | 26.2 | 16.2 | 49500 | 2789 | 5.2 | 3.6 | Non Federally-Regulated | 02/23/2016 |  | 03/15/2019
Enertech Global, LLC | GEOEXCEL | AYT048 |  | Ground-Source | WBAHP: Heat Pump Packaged Unit | Heat Pump | 208 | 1 |  |  |  | Single-Speed |  |  |  | 53300 | 2638 | 20.2 | 13.4 | 39900 | 2719 | 4.3 | 3.1 | Non Federally-Regulated | 02/18/2016 |  | 03/15/2019
Enertech Global, LLC | GEOEXCEL | AXT060D3 |  | Ground-Source | WBAHP: Heat Pump Packaged Unit | Heat Pump | 460 | 3 |  |  |  | Single-Speed |  |  |  | 63000 | 3539 | 17.8 | 13.4 | 47700 | 3778 | 3.7 | 3.1 | Non Federally-Regulated | 02/18/2016 |  | 03/15/2019
Enertech Global, LLC | GEOEXCEL | AXT060D2 |  | Ground-Source | WBAHP: Heat Pump Packaged Unit | Heat Pump | 208 | 3 |  |  |  | Single-Speed |  |  |  | 63000 | 3539 | 17.8 | 13.4 | 47700 | 3778 | 3.7 | 3.1 | Non Federally-Regulated | 02/18/2016 |  | 03/15/2019
Enertech Global, LLC | GEOEXCEL | AYT024*2 |  | Ground-Water-Source | WBAHP: Heat Pump Packaged Unit | Heat Pump | 208 | 3 |  |  |  | Single-Speed |  |  |  | 29200 | 1136 | 25.7 | 16.2 | 23400 | 1293 | 5.3 | 3.6 | Non Federally-Regulated | 02/23/2016 |  | 03/15/2019
Enertech Global, LLC | GEOEXCEL | AYT024*2 |  | Ground-Source | WBAHP: Heat Pump Packaged Unit | Heat Pump | 208 | 3 |  |  |  | Single-Speed |  |  |  | 27100 | 1361 | 19.9 | 13.4 | 19000 | 1294 | 4.3 | 3.1 | Non Federally-Regulated | 02/23/2016 |  | 03/15/2019
Enertech Global, LLC | GEOEXCEL | AZT048*3****B |  | Water-Source | WBAHP: Heat Pump Packaged Unit | Heat Pump | 460 | 3 |  |  |  | Single-Speed |  |  |  | 47600 | 3012 | 15.8 | 11.2 | 58300 | 3486 | 4.9 | 4.2 | Federally-Regulated Commercial & Industrial Equipment | 10/10/2017 |  | 03/15/2019
Enertech Global, LLC | GEOEXCEL | AZT048*3****B |  | Ground-Source | WBAHP: Heat Pump Packaged Unit | Heat Pump | 460 | 3 |  |  |  | Single-Speed |  |  |  | 49800 | 2721 | 18.3 | 13.4 | 37900 | 2848 | 3.9 | 3.1 | Non Federally-Regulated | 10/10/2017 |  | 03/15/2019
Enertech Global, LLC | GEOEXCEL | AXT048D |  | Ground-Water-Source | WBAHP: Heat Pump Packaged Unit | Heat Pump | 208 | 1 |  |  |  | Single-Speed |  |  |  | 53100 | 2402 | 22.1 | 16.2 | 47400 | 3019 | 4.6 | 3.6 | Non Federally-Regulated | 02/23/2016 |  | 03/15/2019
Enertech Global, LLC | GEOEXCEL | AXT048D |  | Ground-Source | WBAHP: Heat Pump Packaged Unit | Heat Pump | 208 | 1 |  |  |  | Single-Speed |  |  |  | 49000 | 2865 | 17.1 | 13.4 | 38200 | 2870 | 3.9 | 3.1 | Non Federally-Regulated | 02/18/2016 |  | 03/15/2019
Enertech Global, LLC | GEOEXCEL | AYT024*3 |  | Ground-Water-Source | WBAHP: Heat Pump Packaged Unit | Heat Pump | 460 | 3 |  |  |  | Single-Speed |  |  |  | 29200 | 1136 | 25.7 | 16.2 | 23400 | 1293 | 5.3 | 3.6 | Non Federally-Regulated | 02/23/2016 |  | 03/15/2019
Enertech Global, LLC | GEOEXCEL | AYT024*3 |  | Ground-Source | WBAHP: Heat Pump Packaged Unit | Heat Pump | 460 | 3 |  |  |  | Single-Speed |  |  |  | 27100 | 1361 | 19.9 | 13.4 | 19000 | 1294 | 4.3 | 3.1 | Non Federally-Regulated | 02/23/2016 |  | 03/15/2019
Enertech Global, LLC | GEOEXCEL | AYT060*3 |  | Ground-Source | WBAHP: Heat Pump Packaged Unit | Heat Pump | 460 | 3 |  |  |  | Single-Speed |  |  |  | 64300 | 3331 | 19.3 | 13.4 | 49200 | 3516 | 4.1 | 3.1 | Non Federally-Regulated | 02/18/2016 |  | 03/15/2019
Enertech Global, LLC | GEOEXCEL | AYT048*3 |  | Ground-Water-Source | WBAHP: Heat Pump Packaged Unit | Heat Pump | 460 | 3 |  |  |  | Single-Speed |  |  |  | 57100 | 2179 | 26.2 | 16.2 | 49500 | 2789 | 5.2 | 3.6 | Non Federally-Regulated | 02/23/2016 |  | 03/15/2019
Enertech Global, LLC | GEOEXCEL | AYT048*3 |  | Ground-Source | WBAHP: Heat Pump Packaged Unit | Heat Pump | 460 | 3 |  |  |  | Single-Speed |  |  |  | 53300 | 2638 | 20.2 | 13.4 | 39900 | 2719 | 4.3 | 3.1 | Non Federally-Regulated | 02/18/2016 |  | 03/15/2019
Enertech Global, LLC | GEOEXCEL | AYT036*3 |  | Ground-Water-Source | WBAHP: Heat Pump Packaged Unit | Heat Pump | 460 | 3 |  |  |  | Single-Speed |  |  |  | 44300 | 1640 | 27 | 16.2 | 37500 | 1998 | 5.5 | 3.6 | Non Federally-Regulated | 02/23/2016 |  | 03/15/2019
Enertech Global, LLC | GEOEXCEL | AYT036*3 |  | Ground-Source | WBAHP: Heat Pump Packaged Unit | Heat Pump | 460 | 3 |  |  |  | Single-Speed |  |  |  | 41200 | 1971 | 20.9 | 13.4 | 29100 | 1895 | 4.5 | 3.1 | Non Federally-Regulated | 02/18/2016 |  | 03/15/2019
Enertech Global, LLC | GEOEXCEL | ABS018*2 | MPD024 | Ground-Source | WBAHP-CB: Heat Pump Split Syst | Heat Pump | 208 | 3 | False |  |  | Single-Speed |  |  |  | 20400 | 1079 | 18.9 | 13.4 | 14600 | 1188 | 3.6 | 3.1 | Non Federally-Regulated | 11/13/2018 |  | 03/15/2019
Enertech Global, LLC | GEOEXCEL | ABS018*2 | ACD024 | Ground-Source | WBAHP-C: Heat Pump Split Syste | Heat Pump | 208 | 3 | False |  |  | Single-Speed |  |  |  | 20100 | 1080 | 18.6 | 13.4 | 14700 | 1196 | 3.6 | 3.1 | Non Federally-Regulated | 11/13/2018 |  | 03/15/2019
Enertech Global, LLC | GEOEXCEL | ABS018*2 | MCD024 | Ground-Source | WBAHP-C: Heat Pump Split Syste | Heat Pump | 208 | 3 | False |  |  | Single-Speed |  |  |  | 20100 | 1080 | 18.6 | 13.4 | 14700 | 1196 | 3.6 | 3.1 | Non Federally-Regulated | 11/13/2018 |  | 03/15/2019
Enertech Global, LLC | Hydron Module | HVT060*A |  | Water-Source | WBAHP: Heat Pump Packaged Unit | Heat Pump | 265 | 1 |  |  |  | Single-Speed |  |  |  | 58600 | 3805 | 15.4 | 11.2 | 70500 | 4051 | 5.1 | 4.2 | Federally-Regulated Commercial & Industrial Equipment | 10/10/2017 |  | 03/15/2019
Enertech Global, LLC | Hydron Module | HVT060*A |  | Ground-Water-Source | WBAHP: Heat Pump Packaged Unit | Heat Pump | 265 | 1 |  |  |  | Single-Speed |  |  |  | 64200 | 2918 | 22 | 16.2 | 57500 | 3744 | 4.5 | 3.6 | Non Federally-Regulated | 10/10/2017 |  | 03/15/2019
Enertech Global, LLC | Hydron Module | HVT060*A |  | Ground-Source | WBAHP: Heat Pump Packaged Unit | Heat Pump | 265 | 1 |  |  |  | Single-Speed |  |  |  | 60900 | 3460 | 17.6 | 13.4 | 46300 | 3570 | 3.8 | 3.1 | Non Federally-Regulated | 10/10/2017 |  | 03/15/2019
Enertech Global, LLC | Hydron Module | HVT060*3 |  | Water-Source | WBAHP: Heat Pump Packaged Unit | Heat Pump | 460 | 3 |  |  |  | Single-Speed |  |  |  | 58600 | 3805 | 15.4 | 11.2 | 70500 | 4051 | 5.1 | 4.2 | Federally-Regulated Commercial & Industrial Equipment | 10/10/2017 |  | 03/15/2019
Enertech Global, LLC | Hydron Module | HVT060*3 |  | Ground-Water-Source | WBAHP: Heat Pump Packaged Unit | Heat Pump | 460 | 3 |  |  |  | Single-Speed |  |  |  | 64200 | 2918 | 22 | 16.2 | 57500 | 3744 | 4.5 | 3.6 | Non Federally-Regulated | 10/10/2017 |  | 03/15/2019
Enertech Global, LLC | Hydron Module | HVT060*3 |  | Ground-Source | WBAHP: Heat Pump Packaged Unit | Heat Pump | 460 | 3 |  |  |  | Single-Speed |  |  |  | 60900 | 3460 | 17.6 | 13.4 | 46300 | 3570 | 3.8 | 3.1 | Non Federally-Regulated | 10/10/2017 |  | 03/15/2019
Enertech Global, LLC | Hydron Module | HVT060*2 |  | Water-Source | WBAHP: Heat Pump Packaged Unit | Heat Pump | 208 | 3 |  |  |  | Single-Speed |  |  |  | 58600 | 3805 | 15.4 | 11.2 | 70500 | 4051 | 5.1 | 4.2 | Federally-Regulated Commercial & Industrial Equipment | 10/10/2017 |  | 03/15/2019
Enertech Global, LLC | Hydron Module | HVT060*2 |  | Ground-Water-Source | WBAHP: Heat Pump Packaged Unit | Heat Pump | 208 | 3 |  |  |  | Single-Speed |  |  |  | 64200 | 2918 | 22 | 16.2 | 57500 | 3744 | 4.5 | 3.6 | Non Federally-Regulated | 10/10/2017 |  | 03/15/2019
Enertech Global, LLC | Hydron Module | HVT060*2 |  | Ground-Source | WBAHP: Heat Pump Packaged Unit | Heat Pump | 208 | 3 |  |  |  | Single-Speed |  |  |  | 60900 | 3460 | 17.6 | 13.4 | 46300 | 3570 | 3.8 | 3.1 | Non Federally-Regulated | 10/10/2017 |  | 03/15/2019
Enertech Global, LLC | Hydron Module | HVT060 |  | Water-Source | WBAHP: Heat Pump Packaged Unit | Heat Pump | 208 | 1 |  |  |  | Single-Speed |  |  |  | 58600 | 3805 | 15.4 | 11.2 | 70500 | 4051 | 5.1 | 4.2 | Federally-Regulated Commercial & Industrial Equipment | 02/08/2019 |  | 03/15/2019
Enertech Global, LLC | Hydron Module | HVT060 |  | Ground-Water-Source | WBAHP: Heat Pump Packaged Unit | Heat Pump | 208 | 1 |  |  |  | Single-Speed |  |  |  | 64200 | 2918 | 22 | 16.2 | 57500 | 3744 | 4.5 | 3.6 | Non Federally-Regulated | 02/08/2019 |  | 03/15/2019
Enertech Global, LLC | Hydron Module | HVT060 |  | Ground-Source | WBAHP: Heat Pump Packaged Unit | Heat Pump | 208 | 1 |  |  |  | Single-Speed |  |  |  | 60900 | 3460 | 17.6 | 13.4 | 46300 | 3570 | 3.8 | 3.1 | Non Federally-Regulated | 02/08/2019 |  | 03/15/2019
Enertech Global, LLC | Hydron Module | HCT024D3 |  | Ground-Water-Source | WBAHP: Heat Pump Packaged Unit | Heat Pump | 460 | 3 |  |  |  | Single-Speed |  |  |  | 28900 | 1111 | 26 | 16.2 | 24300 | 1396 | 5.1 | 3.6 | Non Federally-Regulated | 11/30/2016 |  | 03/15/2019
Enertech Global, LLC | Hydron Module | HCT024D3 |  | Ground-Source | WBAHP: Heat Pump Packaged Unit | Heat Pump | 460 | 3 |  |  |  | Single-Speed |  |  |  | 26500 | 1325 | 20 | 13.4 | 19700 | 1374 | 4.2 | 3.1 | Non Federally-Regulated | 11/30/2016 |  | 03/15/2019
Enertech Global, LLC | Hydron Module | HCT024D2 |  | Ground-Water-Source | WBAHP: Heat Pump Packaged Unit | Heat Pump | 208 | 3 |  |  |  | Single-Speed |  |  |  | 28900 | 1111 | 26 | 16.2 | 24300 | 1396 | 5.1 | 3.6 | Non Federally-Regulated | 11/30/2016 |  | 03/15/2019
Enertech Global, LLC | Hydron Module | HCT024D2 |  | Ground-Source | WBAHP: Heat Pump Packaged Unit | Heat Pump | 208 | 3 |  |  |  | Single-Speed |  |  |  | 26500 | 1325 | 20 | 13.4 | 19700 | 1374 | 4.2 | 3.1 | Non Federally-Regulated | 11/30/2016 |  | 03/15/2019
Enertech Global, LLC | Hydron Module | HCT024D |  | Ground-Water-Source | WBAHP: Heat Pump Packaged Unit | Heat Pump | 208 | 1 |  |  |  | Single-Speed |  |  |  | 28900 | 1111 | 26 | 16.2 | 24300 | 1396 | 5.1 | 3.6 | Non Federally-Regulated | 02/08/2019 |  | 03/15/2019
Enertech Global, LLC | Hydron Module | HCT024D |  | Ground-Source | WBAHP: Heat Pump Packaged Unit | Heat Pump | 208 | 1 |  |  |  | Single-Speed |  |  |  | 26500 | 1325 | 20 | 13.4 | 19700 | 1374 | 4.2 | 3.1 | Non Federally-Regulated | 02/08/2019 |  | 03/15/2019
Enertech Global, LLC | Hydron Module | HZS060*****1 |  | Ground-Source | WBAHP: Heat Pump Packaged Unit | Heat Pump | 208 | 1 |  |  |  | Single-Speed |  |  |  | 57000 | 3257 | 17.5 | 13.4 | 46200 | 3761 | 3.6 | 3.1 | Non Federally-Regulated | 11/19/2018 |  | 03/15/2019
Enertech Global, LLC | Hydron Module | HZS048*****1 |  | Ground-Source | WBAHP: Heat Pump Packaged Unit | Heat Pump | 208 | 1 |  |  |  | Single-Speed |  |  |  | 49300 | 2833 | 17.4 | 13.4 | 36200 | 2947 | 3.6 | 3.1 | Non Federally-Regulated | 11/19/2018 |  | 03/15/2019
Enertech Global, LLC | Hydron Module | HZS042*****1 |  | Ground-Source | WBAHP: Heat Pump Packaged Unit | Heat Pump | 208 | 1 |  |  |  | Single-Speed |  |  |  | 40700 | 2119 | 19.2 | 13.4 | 30200 | 2329 | 3.8 | 3.1 | Non Federally-Regulated | 11/19/2018 |  | 03/15/2019
Enertech Global, LLC | Hydron Module | HZS036*****1 |  | Ground-Source | WBAHP: Heat Pump Packaged Unit | Heat Pump | 208 | 1 |  |  |  | Single-Speed |  |  |  | 37200 | 1978 | 18.8 | 13.4 | 27500 | 2066 | 3.9 | 3.1 | Non Federally-Regulated | 11/19/2018 |  | 03/15/2019
Enertech Global, LLC | Hydron Module | HZS030*****1 |  | Ground-Source | WBAHP: Heat Pump Packaged Unit | Heat Pump | 208 | 1 |  |  |  | Single-Speed |  |  |  | 29000 | 1542 | 18.8 | 13.4 | 21700 | 1673 | 3.8 | 3.1 | Non Federally-Regulated | 11/19/2018 |  | 03/15/2019
Enertech Global, LLC | Hydron Module | HZS024*****1 |  | Ground-Source | WBAHP: Heat Pump Packaged Unit | Heat Pump | 208 | 1 |  |  |  | Single-Speed |  |  |  | 26200 | 1336 | 19.6 | 13.4 | 18000 | 1352 | 3.9 | 3.1 | Non Federally-Regulated | 11/19/2018 |  | 03/15/2019
Enertech Global, LLC | Hydron Module | HZS018*****1 |  | Ground-Source | WBAHP: Heat Pump Packaged Unit | Heat Pump | 208 | 1 |  |  |  | Single-Speed |  |  |  | 20100 | 1074 | 18.7 | 13.4 | 14100 | 1116 | 3.7 | 3.1 | Non Federally-Regulated | 11/19/2018 |  | 03/15/2019
Enertech Global, LLC | Hydron Module | HZS017*****1 |  | Ground-Source | WBAHP: Heat Pump Packaged Unit | Heat Pump | 208 | 1 |  |  |  | Single-Speed |  |  |  | 17800 | 978 | 18.2 | 13.4 | 13500 | 1014 | 3.9 | 3.1 | Non Federally-Regulated | 11/19/2018 |  | 03/15/2019
Enertech Global, LLC | Hydron Module | HZS015*****1 |  | Ground-Source | WBAHP: Heat Pump Packaged Unit | Heat Pump | 208 | 1 |  |  |  | Single-Speed |  |  |  | 14200 | 806 | 17.6 | 13.4 | 11200 | 841 | 3.9 | 3.1 | Non Federally-Regulated | 11/19/2018 |  | 03/15/2019
Enertech Global, LLC | Hydron Module | HZT060 |  | Ground-Source | WBAHP: Heat Pump Packaged Unit | Heat Pump | 208 | 1 |  |  |  | Single-Speed |  |  |  | 59000 | 3491 | 16.9 | 13.4 | 46800 | 3809 | 3.6 | 3.1 | Non Federally-Regulated | 11/19/2018 |  | 03/15/2019
Enertech Global, LLC | Hydron Module | HZT048 |  | Ground-Source | WBAHP: Heat Pump Packaged Unit | Heat Pump | 208 | 1 |  |  |  | Single-Speed |  |  |  | 48700 | 2815 | 17.3 | 13.4 | 36900 | 3004 | 3.6 | 3.1 | Non Federally-Regulated | 11/19/2018 |  | 03/15/2019
Enertech Global, LLC | Hydron Module | HZT042 |  | Ground-Source | WBAHP: Heat Pump Packaged Unit | Heat Pump | 208 | 1 |  |  |  | Single-Speed |  |  |  | 43000 | 2388 | 18 | 13.4 | 32900 | 2678 | 3.6 | 3.1 | Non Federally-Regulated | 11/19/2018 |  | 03/15/2019
Enertech Global, LLC | Hydron Module | HZT036 |  | Ground-Source | WBAHP: Heat Pump Packaged Unit | Heat Pump | 208 | 1 |  |  |  | Single-Speed |  |  |  | 36700 | 2050 | 17.9 | 13.4 | 27100 | 2090 | 3.8 | 3.1 | Non Federally-Regulated | 11/19/2018 |  | 03/15/2019
Enertech Global, LLC | Hydron Module | HZT030 |  | Ground-Source | WBAHP: Heat Pump Packaged Unit | Heat Pump | 208 | 1 |  |  |  | Single-Speed |  |  |  | 31500 | 1800 | 17.5 | 13.4 | 23300 | 1845 | 3.7 | 3.1 | Non Federally-Regulated | 11/19/2018 |  | 03/15/2019
Enertech Global, LLC | Hydron Module | HZT024 |  | Ground-Source | WBAHP: Heat Pump Packaged Unit | Heat Pump | 208 | 1 |  |  |  | Single-Speed |  |  |  | 26400 | 1442 | 18.3 | 13.4 | 18300 | 1375 | 3.9 | 3.1 | Non Federally-Regulated | 11/19/2018 |  | 03/15/2019
Enertech Global, LLC | Hydron Module | HYT024*2 |  | Ground-Water-Source | WBAHP: Heat Pump Packaged Unit | Heat Pump | 208 | 3 |  |  |  | Single-Speed |  |  |  | 29200 | 1136 | 25.7 | 16.2 | 23400 | 1293 | 5.3 | 3.6 | Non Federally-Regulated | 02/23/2016 |  | 03/15/2019
Enertech Global, LLC | Hydron Module | HYT024*2 |  | Ground-Source | WBAHP: Heat Pump Packaged Unit | Heat Pump | 208 | 3 |  |  |  | Single-Speed |  |  |  | 27100 | 1361 | 19.9 | 13.4 | 19000 | 1294 | 4.3 | 3.1 | Non Federally-Regulated | 02/23/2016 |  | 03/15/2019
Enertech Global, LLC | Hydron Module | HYT048*2 |  | Ground-Water-Source | WBAHP: Heat Pump Packaged Unit | Heat Pump | 208 | 3 |  |  |  | Single-Speed |  |  |  | 57100 | 2179 | 26.2 | 16.2 | 49500 | 2789 | 5.2 | 3.6 | Non Federally-Regulated | 06/28/2016 |  | 03/15/2019
Enertech Global, LLC | Hydron Module | HYT048*2 |  | Ground-Source | WBAHP: Heat Pump Packaged Unit | Heat Pump | 208 | 3 |  |  |  | Single-Speed |  |  |  | 53300 | 2638 | 20.2 | 13.4 | 39900 | 2719 | 4.3 | 3.1 | Non Federally-Regulated | 06/28/2016 |  | 03/15/2019
Enertech Global, LLC | Hydron Module | HVS048*3 |  | Water-Source | WBAHP: Heat Pump Packaged Unit | Heat Pump | 460 | 3 |  |  |  | Single-Speed |  |  |  | 48500 | 3190 | 15.2 | 11.2 | 58900 | 3452 | 5 | 4.2 | Federally-Regulated Commercial & Industrial Equipment | 10/10/2017 |  | 03/15/2019
Enertech Global, LLC | Hydron Module | HVS048*3 |  | Ground-Water-Source | WBAHP: Heat Pump Packaged Unit | Heat Pump | 460 | 3 |  |  |  | Single-Speed |  |  |  | 53400 | 2362 | 22.6 | 16.2 | 48100 | 3203 | 4.4 | 3.6 | Non Federally-Regulated | 10/10/2017 |  | 03/15/2019
Enertech Global, LLC | Hydron Module | HVS048*3 |  | Ground-Source | WBAHP: Heat Pump Packaged Unit | Heat Pump | 460 | 3 |  |  |  | Single-Speed |  |  |  | 50500 | 2869 | 17.6 | 13.4 | 39600 | 3223 | 3.6 | 3.1 | Non Federally-Regulated | 10/10/2017 |  | 03/15/2019
Enertech Global, LLC | Hydron Module | HXT060D3 |  | Ground-Source | WBAHP: Heat Pump Packaged Unit | Heat Pump | 460 | 3 |  |  |  | Single-Speed |  |  |  | 63000 | 3539 | 17.8 | 13.4 | 47700 | 3778 | 3.7 | 3.1 | Non Federally-Regulated | 11/30/2016 |  | 03/15/2019
Enertech Global, LLC | Hydron Module | HCT060D3 |  | Ground-Source | WBAHP: Heat Pump Packaged Unit | Heat Pump | 460 | 3 |  |  |  | Single-Speed |  |  |  | 61300 | 3522 | 17.4 | 13.4 | 46500 | 3683 | 3.7 | 3.1 | Non Federally-Regulated | 11/30/2016 |  | 03/15/2019
Enertech Global, LLC | Hydron Module | HXT060D |  | Ground-Source | WBAHP: Heat Pump Packaged Unit | Heat Pump | 208 | 1 |  |  |  | Single-Speed |  |  |  | 63000 | 3539 | 17.8 | 13.4 | 47700 | 3778 | 3.7 | 3.1 | Non Federally-Regulated | 02/08/2019 |  | 03/15/2019
Enertech Global, LLC | Hydron Module | HZT048******B |  | Water-Source | WBAHP: Heat Pump Packaged Unit | Heat Pump | 208 | 1 |  |  |  | Single-Speed |  |  |  | 47600 | 3012 | 15.8 | 11.2 | 58300 | 3486 | 4.9 | 4.2 | Federally-Regulated Commercial & Industrial Equipment | 06/28/2016 |  | 03/15/2019
Enertech Global, LLC | Hydron Module | HZT048******B |  | Ground-Source | WBAHP: Heat Pump Packaged Unit | Heat Pump | 208 | 1 |  |  |  | Single-Speed |  |  |  | 49800 | 2721 | 18.3 | 13.4 | 37900 | 2848 | 3.9 | 3.1 | Non Federally-Regulated | 06/28/2016 |  | 03/15/2019
Enertech Global, LLC | Hydron Module | HVS048*2***1 |  | Water-Source | WBAHP: Heat Pump Packaged Unit | Heat Pump | 208 | 3 |  |  |  | Single-Speed |  |  |  | 49900 | 2884 | 17.3 | 11.2 | 58400 | 3111 | 5.5 | 4.2 | Federally-Regulated Commercial & Industrial Equipment | 10/10/2017 |  | 03/15/2019
Enertech Global, LLC | Hydron Module | HVS048*2***1 |  | Ground-Water-Source | WBAHP: Heat Pump Packaged Unit | Heat Pump | 208 | 3 |  |  |  | Single-Speed |  |  |  | 54900 | 2079 | 26.4 | 16.2 | 47500 | 2900 | 4.8 | 3.6 | Non Federally-Regulated | 10/10/2017 |  | 03/15/2019
Enertech Global, LLC | Hydron Module | HVS048*2***1 |  | Ground-Source | WBAHP: Heat Pump Packaged Unit | Heat Pump | 208 | 3 |  |  |  | Single-Speed |  |  |  | 51600 | 2567 | 20.1 | 13.4 | 38700 | 2908 | 3.9 | 3.1 | Non Federally-Regulated | 10/10/2017 |  | 03/15/2019
Enertech Global, LLC | Hydron Module | HVS048*2 |  | Water-Source | WBAHP: Heat Pump Packaged Unit | Heat Pump | 208 | 3 |  |  |  | Single-Speed |  |  |  | 48500 | 3190 | 15.2 | 11.2 | 58900 | 3452 | 5 | 4.2 | Federally-Regulated Commercial & Industrial Equipment | 10/10/2017 |  | 03/15/2019
Enertech Global, LLC | Hydron Module | HVS048*2 |  | Ground-Water-Source | WBAHP: Heat Pump Packaged Unit | Heat Pump | 208 | 3 |  |  |  | Single-Speed |  |  |  | 53400 | 2362 | 22.6 | 16.2 | 48100 | 3203 | 4.4 | 3.6 | Non Federally-Regulated | 10/10/2017 |  | 03/15/2019
Enertech Global, LLC | Hydron Module | HVS048*2 |  | Ground-Source | WBAHP: Heat Pump Packaged Unit | Heat Pump | 208 | 3 |  |  |  | Single-Speed |  |  |  | 50500 | 2869 | 17.6 | 13.4 | 39600 | 3223 | 3.6 | 3.1 | Non Federally-Regulated | 10/10/2017 |  | 03/15/2019
Enertech Global, LLC | Hydron Module | HYT048*3 |  | Ground-Water-Source | WBAHP: Heat Pump Packaged Unit | Heat Pump | 460 | 3 |  |  |  | Single-Speed |  |  |  | 57100 | 2179 | 26.2 | 16.2 | 49500 | 2789 | 5.2 | 3.6 | Non Federally-Regulated | 06/28/2016 |  | 03/15/2019
Enertech Global, LLC | Hydron Module | HYT048*3 |  | Ground-Source | WBAHP: Heat Pump Packaged Unit | Heat Pump | 460 | 3 |  |  |  | Single-Speed |  |  |  | 53300 | 2638 | 20.2 | 13.4 | 39900 | 2719 | 4.3 | 3.1 | Non Federally-Regulated | 06/28/2016 |  | 03/15/2019
Enertech Global, LLC | Hydron Module | HZT048*A****B |  | Water-Source | WBAHP: Heat Pump Packaged Unit | Heat Pump | 265 | 1 |  |  |  | Single-Speed |  |  |  | 47600 | 3012 | 15.8 | 11.2 | 58300 | 3486 | 4.9 | 4.2 | Federally-Regulated Commercial & Industrial Equipment | 06/28/2016 |  | 03/15/2019
Enertech Global, LLC | Hydron Module | HZT048*A****B |  | Ground-Source | WBAHP: Heat Pump Packaged Unit | Heat Pump | 265 | 1 |  |  |  | Single-Speed |  |  |  | 49800 | 2721 | 18.3 | 13.4 | 37900 | 2848 | 3.9 | 3.1 | Non Federally-Regulated | 06/28/2016 |  | 03/15/2019
Enertech Global, LLC | Hydron Module | HVS048*3***1 |  | Water-Source | WBAHP: Heat Pump Packaged Unit | Heat Pump | 460 | 3 |  |  |  | Single-Speed |  |  |  | 49900 | 2884 | 17.3 | 11.2 | 58400 | 3111 | 5.5 | 4.2 | Federally-Regulated Commercial & Industrial Equipment | 10/10/2017 |  | 03/15/2019
Enertech Global, LLC | Hydron Module | HVS048*3***1 |  | Ground-Water-Source | WBAHP: Heat Pump Packaged Unit | Heat Pump | 460 | 3 |  |  |  | Single-Speed |  |  |  | 54900 | 2079 | 26.4 | 16.2 | 47500 | 2900 | 4.8 | 3.6 | Non Federally-Regulated | 10/10/2017 |  | 03/15/2019
Enertech Global, LLC | Hydron Module | HVS048*3***1 |  | Ground-Source | WBAHP: Heat Pump Packaged Unit | Heat Pump | 460 | 3 |  |  |  | Single-Speed |  |  |  | 51600 | 2567 | 20.1 | 13.4 | 38700 | 2908 | 3.9 | 3.1 | Non Federally-Regulated | 10/10/2017 |  | 03/15/2019
Enertech Global, LLC | Hydron Module | HYT024 |  | Ground-Water-Source | WBAHP: Heat Pump Packaged Unit | Heat Pump | 208 | 1 |  |  |  | Single-Speed |  |  |  | 29200 | 1136 | 25.7 | 16.2 | 23400 | 1293 | 5.3 | 3.6 | Non Federally-Regulated | 02/08/2019 |  | 03/15/2019
Enertech Global, LLC | Hydron Module | HYT024 |  | Ground-Source | WBAHP: Heat Pump Packaged Unit | Heat Pump | 208 | 1 |  |  |  | Single-Speed |  |  |  | 27100 | 1361 | 19.9 | 13.4 | 19000 | 1294 | 4.3 | 3.1 | Non Federally-Regulated | 02/08/2019 |  | 03/15/2019
Enertech Global, LLC | Hydron Module | HCT048D3 |  | Ground-Water-Source | WBAHP: Heat Pump Packaged Unit | Heat Pump | 460 | 3 |  |  |  | Single-Speed |  |  |  | 53100 | 2435 | 21.8 | 16.2 | 46700 | 2975 | 4.6 | 3.6 | Non Federally-Regulated | 11/30/2016 |  | 03/15/2019
Enertech Global, LLC | Hydron Module | HCT048D3 |  | Ground-Source | WBAHP: Heat Pump Packaged Unit | Heat Pump | 460 | 3 |  |  |  | Single-Speed |  |  |  | 49000 | 2865 | 17.1 | 13.4 | 38000 | 2855 | 3.9 | 3.1 | Non Federally-Regulated | 11/30/2016 |  | 03/15/2019
Enertech Global, LLC | Hydron Module | HCT060D |  | Ground-Source | WBAHP: Heat Pump Packaged Unit | Heat Pump | 208 | 1 |  |  |  | Single-Speed |  |  |  | 61300 | 3522 | 17.4 | 13.4 | 46500 | 3683 | 3.7 | 3.1 | Non Federally-Regulated | 02/08/2019 |  | 03/15/2019
Enertech Global, LLC | Hydron Module | HCT060D2 |  | Ground-Source | WBAHP: Heat Pump Packaged Unit | Heat Pump | 208 | 3 |  |  |  | Single-Speed |  |  |  | 61300 | 3522 | 17.4 | 13.4 | 46500 | 3683 | 3.7 | 3.1 | Non Federally-Regulated | 11/30/2016 |  | 03/15/2019
Enertech Global, LLC | Hydron Module | HXT060D2 |  | Ground-Source | WBAHP: Heat Pump Packaged Unit | Heat Pump | 208 | 3 |  |  |  | Single-Speed |  |  |  | 63000 | 3539 | 17.8 | 13.4 | 47700 | 3778 | 3.7 | 3.1 | Non Federally-Regulated | 11/30/2016 |  | 03/15/2019
Enertech Global, LLC | Hydron Module | HXT048D3 |  | Ground-Water-Source | WBAHP: Heat Pump Packaged Unit | Heat Pump | 460 | 3 |  |  |  | Single-Speed |  |  |  | 53100 | 2402 | 22.1 | 16.2 | 47400 | 3019 | 4.6 | 3.6 | Non Federally-Regulated | 11/30/2016 |  | 03/15/2019
Enertech Global, LLC | Hydron Module | HXT048D3 |  | Ground-Source | WBAHP: Heat Pump Packaged Unit | Heat Pump | 460 | 3 |  |  |  | Single-Speed |  |  |  | 49000 | 2865 | 17.1 | 13.4 | 38200 | 2870 | 3.9 | 3.1 | Non Federally-Regulated | 11/30/2016 |  | 03/15/2019
Enertech Global, LLC | Hydron Module | HVS048*4 |  | Water-Source | WBAHP: Heat Pump Packaged Unit | Heat Pump | 575 | 3 |  |  |  | Single-Speed |  |  |  | 48500 | 3190 | 15.2 | 11.2 | 58900 | 3452 | 5 | 4.2 | Federally-Regulated Commercial & Industrial Equipment | 10/10/2017 |  | 03/15/2019
Enertech Global, LLC | Hydron Module | HVS048*4 |  | Ground-Water-Source | WBAHP: Heat Pump Packaged Unit | Heat Pump | 575 | 3 |  |  |  | Single-Speed |  |  |  | 53400 | 2362 | 22.6 | 16.2 | 48100 | 3203 | 4.4 | 3.6 | Non Federally-Regulated | 10/10/2017 |  | 03/15/2019
Enertech Global, LLC | Hydron Module | HVS048*4 |  | Ground-Source | WBAHP: Heat Pump Packaged Unit | Heat Pump | 575 | 3 |  |  |  | Single-Speed |  |  |  | 50500 | 2869 | 17.6 | 13.4 | 39600 | 3223 | 3.6 | 3.1 | Non Federally-Regulated | 10/10/2017 |  | 03/15/2019
Enertech Global, LLC | Hydron Module | HXT048D2 |  | Ground-Water-Source | WBAHP: Heat Pump Packaged Unit | Heat Pump | 208 | 3 |  |  |  | Single-Speed |  |  |  | 53100 | 2402 | 22.1 | 16.2 | 47400 | 3019 | 4.6 | 3.6 | Non Federally-Regulated | 11/30/2016 |  | 03/15/2019
Enertech Global, LLC | Hydron Module | HXT048D2 |  | Ground-Source | WBAHP: Heat Pump Packaged Unit | Heat Pump | 208 | 3 |  |  |  | Single-Speed |  |  |  | 49000 | 2865 | 17.1 | 13.4 | 38200 | 2870 | 3.9 | 3.1 | Non Federally-Regulated | 11/30/2016 |  | 03/15/2019
Enertech Global, LLC | Hydron Module | HVS048 |  | Water-Source | WBAHP: Heat Pump Packaged Unit | Heat Pump | 208 | 1 |  |  |  | Single-Speed |  |  |  | 48500 | 3190 | 15.2 | 11.2 | 58900 | 3452 | 5 | 4.2 | Federally-Regulated Commercial & Industrial Equipment | 02/08/2019 |  | 03/15/2019
Enertech Global, LLC | Hydron Module | HVS048 |  | Ground-Water-Source | WBAHP: Heat Pump Packaged Unit | Heat Pump | 208 | 1 |  |  |  | Single-Speed |  |  |  | 53400 | 2362 | 22.6 | 16.2 | 48100 | 3203 | 4.4 | 3.6 | Non Federally-Regulated | 02/08/2019 |  | 03/15/2019
Enertech Global, LLC | Hydron Module | HVS048 |  | Ground-Source | WBAHP: Heat Pump Packaged Unit | Heat Pump | 208 | 1 |  |  |  | Single-Speed |  |  |  | 50500 | 2869 | 17.6 | 13.4 | 39600 | 3223 | 3.6 | 3.1 | Non Federally-Regulated | 02/08/2019 |  | 03/15/2019
Enertech Global, LLC | Hydron Module | HZT048*3****B |  | Water-Source | WBAHP: Heat Pump Packaged Unit | Heat Pump | 460 | 3 |  |  |  | Single-Speed |  |  |  | 47600 | 3012 | 15.8 | 11.2 | 58300 | 3486 | 4.9 | 4.2 | Federally-Regulated Commercial & Industrial Equipment | 06/28/2016 |  | 03/15/2019
Enertech Global, LLC | Hydron Module | HZT048*3****B |  | Ground-Source | WBAHP: Heat Pump Packaged Unit | Heat Pump | 460 | 3 |  |  |  | Single-Speed |  |  |  | 49800 | 2721 | 18.3 | 13.4 | 37900 | 2848 | 3.9 | 3.1 | Non Federally-Regulated | 06/28/2016 |  | 03/15/2019
Enertech Global, LLC | Hydron Module | HCT048D2 |  | Ground-Water-Source | WBAHP: Heat Pump Packaged Unit | Heat Pump | 208 | 3 |  |  |  | Single-Speed |  |  |  | 53100 | 2435 | 21.8 | 16.2 | 46700 | 2975 | 4.6 | 3.6 | Non Federally-Regulated | 11/30/2016 |  | 03/15/2019
Enertech Global, LLC | Hydron Module | HCT048D2 |  | Ground-Source | WBAHP: Heat Pump Packaged Unit | Heat Pump | 208 | 3 |  |  |  | Single-Speed |  |  |  | 49000 | 2865 | 17.1 | 13.4 | 38000 | 2855 | 3.9 | 3.1 | Non Federally-Regulated | 11/30/2016 |  | 03/15/2019
Enertech Global, LLC | Hydron Module | HXT048D |  | Ground-Water-Source | WBAHP: Heat Pump Packaged Unit | Heat Pump | 208 | 1 |  |  |  | Single-Speed |  |  |  | 53100 | 2402 | 22.1 | 16.2 | 47400 | 3019 | 4.6 | 3.6 | Non Federally-Regulated | 02/08/2019 |  | 03/15/2019
Enertech Global, LLC | Hydron Module | HXT048D |  | Ground-Source | WBAHP: Heat Pump Packaged Unit | Heat Pump | 208 | 1 |  |  |  | Single-Speed |  |  |  | 49000 | 2865 | 17.1 | 13.4 | 38200 | 2870 | 3.9 | 3.1 | Non Federally-Regulated | 02/08/2019 |  | 03/15/2019
Enertech Global, LLC | Hydron Module | HZT048*2****B |  | Water-Source | WBAHP: Heat Pump Packaged Unit | Heat Pump | 208 | 3 |  |  |  | Single-Speed |  |  |  | 47600 | 3012 | 15.8 | 11.2 | 58300 | 3486 | 4.9 | 4.2 | Federally-Regulated Commercial & Industrial Equipment | 06/28/2016 |  | 03/15/2019
Enertech Global, LLC | Hydron Module | HZT048*2****B |  | Ground-Source | WBAHP: Heat Pump Packaged Unit | Heat Pump | 208 | 3 |  |  |  | Single-Speed |  |  |  | 49800 | 2721 | 18.3 | 13.4 | 37900 | 2848 | 3.9 | 3.1 | Non Federally-Regulated | 06/28/2016 |  | 03/15/2019
Enertech Global, LLC | Hydron Module | HCT048D |  | Ground-Water-Source | WBAHP: Heat Pump Packaged Unit | Heat Pump | 208 | 1 |  |  |  | Single-Speed |  |  |  | 53100 | 2435 | 21.8 | 16.2 | 46700 | 2975 | 4.6 | 3.6 | Non Federally-Regulated | 02/08/2019 |  | 03/15/2019
Enertech Global, LLC | Hydron Module | HCT048D |  | Ground-Source | WBAHP: Heat Pump Packaged Unit | Heat Pump | 208 | 1 |  |  |  | Single-Speed |  |  |  | 49000 | 2865 | 17.1 | 13.4 | 38000 | 2855 | 3.9 | 3.1 | Non Federally-Regulated | 02/08/2019 |  | 03/15/2019
Enertech Global, LLC | Hydron Module | HVS048*****1 |  | Water-Source | WBAHP: Heat Pump Packaged Unit | Heat Pump | 208 | 1 |  |  |  | Single-Speed |  |  |  | 49900 | 2884 | 17.3 | 11.2 | 58400 | 3111 | 5.5 | 4.2 | Federally-Regulated Commercial & Industrial Equipment | 02/08/2019 |  | 03/15/2019
Enertech Global, LLC | Hydron Module | HVS048*****1 |  | Ground-Water-Source | WBAHP: Heat Pump Packaged Unit | Heat Pump | 208 | 1 |  |  |  | Single-Speed |  |  |  | 54900 | 2079 | 26.4 | 16.2 | 47500 | 2900 | 4.8 | 3.6 | Non Federally-Regulated | 02/08/2019 |  | 03/15/2019
Enertech Global, LLC | Hydron Module | HVS048*****1 |  | Ground-Source | WBAHP: Heat Pump Packaged Unit | Heat Pump | 208 | 1 |  |  |  | Single-Speed |  |  |  | 51600 | 2567 | 20.1 | 13.4 | 38700 | 2908 | 3.9 | 3.1 | Non Federally-Regulated | 02/08/2019 |  | 03/15/2019
Enertech Global, LLC | Hydron Module | HYT024*3 |  | Ground-Water-Source | WBAHP: Heat Pump Packaged Unit | Heat Pump | 460 | 3 |  |  |  | Single-Speed |  |  |  | 29200 | 1136 | 25.7 | 16.2 | 23400 | 1293 | 5.3 | 3.6 | Non Federally-Regulated | 02/23/2016 |  | 03/15/2019
Enertech Global, LLC | Hydron Module | HYT024*3 |  | Ground-Source | WBAHP: Heat Pump Packaged Unit | Heat Pump | 460 | 3 |  |  |  | Single-Speed |  |  |  | 27100 | 1361 | 19.9 | 13.4 | 19000 | 1294 | 4.3 | 3.1 | Non Federally-Regulated | 02/23/2016 |  | 03/15/2019
Enertech Global, LLC | Hydron Module | HYT048 |  | Ground-Water-Source | WBAHP: Heat Pump Packaged Unit | Heat Pump | 208 | 1 |  |  |  | Single-Speed |  |  |  | 57100 | 2179 | 26.2 | 16.2 | 49500 | 2789 | 5.2 | 3.6 | Non Federally-Regulated | 02/08/2019 |  | 03/15/2019
Enertech Global, LLC | Hydron Module | HYT048 |  | Ground-Source | WBAHP: Heat Pump Packaged Unit | Heat Pump | 208 | 1 |  |  |  | Single-Speed |  |  |  | 53300 | 2638 | 20.2 | 13.4 | 39900 | 2719 | 4.3 | 3.1 | Non Federally-Regulated | 02/08/2019 |  | 03/15/2019
Enertech Global, LLC | Hydron Module | HBS018*2 | MPD024 | Ground-Source | WBAHP-CB: Heat Pump Split Syst | Heat Pump | 208 | 3 | False |  |  | Single-Speed |  |  |  | 20400 | 1079 | 18.9 | 13.4 | 14600 | 1188 | 3.6 | 3.1 | Non Federally-Regulated | 11/13/2018 |  | 03/15/2019
Enertech Global, LLC | Hydron Module | HBS018*2 | ACD024 | Ground-Source | WBAHP-C: Heat Pump Split Syste | Heat Pump | 208 | 3 | False |  |  | Single-Speed |  |  |  | 20100 | 1080 | 18.6 | 13.4 | 14700 | 1196 | 3.6 | 3.1 | Non Federally-Regulated | 11/13/2018 |  | 03/15/2019
Enertech Global, LLC | Hydron Module | HBS018*2 | MCD024 | Ground-Source | WBAHP-C: Heat Pump Split Syste | Heat Pump | 208 | 3 | False |  |  | Single-Speed |  |  |  | 20100 | 1080 | 18.6 | 13.4 | 14700 | 1196 | 3.6 | 3.1 | Non Federally-Regulated | 11/13/2018 |  | 03/15/2019
FHP Manufacturing Company | BOSCH-GEO | BP042-1VT*******B |  | Water-Source | WBAHP: Heat Pump Packaged Unit | Heat Pump | 208 | 1 |  |  |  | Single-Speed |  |  |  | 40600 | 2671 | 15.2 | 11.2 | 42400 | 2180 | 5.7 | 4.2 | Federally-Regulated Commercial & Industrial Equipment | 02/08/2019 |  | 03/15/2019
FHP Manufacturing Company | BOSCH-GEO | BP042-1VT*******B |  | Ground-Water-Source | WBAHP: Heat Pump Packaged Unit | Heat Pump | 208 | 1 |  |  |  | Single-Speed |  |  |  | 45000 | 1757 | 25.6 | 16.2 | 35000 | 2137 | 4.8 | 3.6 | Non Federally-Regulated | 02/08/2019 |  | 03/15/2019
FHP Manufacturing Company | BOSCH-GEO | BP042-1VT*******B |  | Ground-Source | WBAHP: Heat Pump Packaged Unit | Heat Pump | 208 | 1 |  |  |  | Single-Speed |  |  |  | 42200 | 2125 | 19.85 | 13.4 | 26800 | 1988 | 4 | 3.1 | Non Federally-Regulated | 02/08/2019 |  | 03/15/2019
FHP Manufacturing Company | BOSCH-GEO | BP048-1VT*******B |  | Water-Source | WBAHP: Heat Pump Packaged Unit | Heat Pump | 208 | 1 |  |  |  | Single-Speed |  |  |  | 47400 | 3160 | 15 | 11.2 | 50000 | 2764 | 5.3 | 4.2 | Federally-Regulated Commercial & Industrial Equipment | 02/08/2019 |  | 03/15/2019
FHP Manufacturing Company | BOSCH-GEO | BP048-1VT*******B |  | Ground-Water-Source | WBAHP: Heat Pump Packaged Unit | Heat Pump | 208 | 1 |  |  |  | Single-Speed |  |  |  | 52900 | 2190 | 24.15 | 16.2 | 40500 | 2760 | 4.3 | 3.6 | Non Federally-Regulated | 02/08/2019 |  | 03/15/2019
FHP Manufacturing Company | BOSCH-GEO | BP048-1VT*******B |  | Ground-Source | WBAHP: Heat Pump Packaged Unit | Heat Pump | 208 | 1 |  |  |  | Single-Speed |  |  |  | 49500 | 2788 | 17.75 | 13.4 | 33400 | 2645 | 3.7 | 3.1 | Non Federally-Regulated | 02/08/2019 |  | 03/15/2019
FHP Manufacturing Company | BOSCH-GEO | SM060-1CF/HZ/VT |  | Water-Source | WBAHP: Heat Pump Packaged Unit | Both Heat Pump and Electric Re | 208 | 1 |  |  |  | Dual-Speed |  |  |  | 63800 | 4129 | 15.45 | 11.2 | 73300 | 4475 | 4.8 | 4.2 | Federally-Regulated Commercial & Industrial Equipment | 12/07/2018 |  | 03/15/2019
FHP Manufacturing Company | BOSCH-GEO | SM024-1CF/HZ/VT |  | Ground-Source | WBAHP: Heat Pump Packaged Unit | Both Heat Pump and Electric Re | 208 | 1 |  |  |  | Dual-Speed |  |  |  | 26600 | 1336 | 19.9 | 13.4 | 18000 | 1395 | 3.8 | 3.1 | Non Federally-Regulated | 11/19/2018 |  | 03/15/2019
FHP Manufacturing Company | BOSCH-GEO | SM036-1CSC-*****B | SM036-1AH*-*****B | Water-Source | WBAHP-CB: Heat Pump Split Syst | Both Heat Pump and Electric Re | 208 | 1 | False |  |  | Dual-Speed |  |  |  | 36100 | 2430 | 14.85 | 12 | 44100 | 2584 | 5 | 4.2 | Federally-Regulated Commercial & Industrial Equipment | 02/08/2019 |  | 03/15/2019
FHP Manufacturing Company | BOSCH-GEO | SM036-1CSC-*****B | SM036-1AH*-*****B | Ground-Water-Source | WBAHP-CB: Heat Pump Split Syst | Both Heat Pump and Electric Re | 208 | 1 | False |  |  | Dual-Speed |  |  |  | 40900 | 1842 | 22.2 | 16.2 | 35200 | 2292 | 4.5 | 3.6 | Non Federally-Regulated | 02/08/2019 |  | 03/15/2019
FHP Manufacturing Company | BOSCH-GEO | SM036-1CSC-*****B | SM036-1AH*-*****B | Ground-Source | WBAHP-CB: Heat Pump Split Syst | Both Heat Pump and Electric Re | 208 | 1 | False |  |  | Dual-Speed |  |  |  | 37900 | 2209 | 17.15 | 13.4 | 27400 | 2113 | 3.8 | 3.1 | Non Federally-Regulated | 02/08/2019 |  | 03/15/2019
FHP Manufacturing Company | BOSCH-GEO | BP018-1HZ*******C |  | Water-Source | WBAHP: Heat Pump Packaged Unit | Heat Pump | 208 | 1 |  |  |  | Single-Speed |  |  |  | 19500 | 1266 | 15.4 | 11.2 | 21300 | 1248 | 5 | 4.2 | Federally-Regulated Commercial & Industrial Equipment | 02/08/2019 |  | 03/15/2019
FHP Manufacturing Company | BOSCH-GEO | BP018-1HZ*******C |  | Ground-Water-Source | WBAHP: Heat Pump Packaged Unit | Heat Pump | 208 | 1 |  |  |  | Single-Speed |  |  |  | 21300 | 862 | 24.7 | 16.2 | 17700 | 1178 | 4.4 | 3.6 | Non Federally-Regulated | 02/08/2019 |  | 03/15/2019
FHP Manufacturing Company | BOSCH-GEO | BP018-1HZ*******C |  | Ground-Source | WBAHP: Heat Pump Packaged Unit | Heat Pump | 208 | 1 |  |  |  | Single-Speed |  |  |  | 20500 | 1145 | 17.9 | 13.4 | 14800 | 1188 | 3.7 | 3.1 | Non Federally-Regulated | 02/08/2019 |  | 03/15/2019
FHP Manufacturing Company | BOSCH-GEO | SM036-1CSN-*****B | SM036-1AH*-*****B | Water-Source | WBAHP-CB: Heat Pump Split Syst | Both Heat Pump and Electric Re | 208 | 1 | False |  |  | Dual-Speed |  |  |  | 36100 | 2464 | 14.65 | 12 | 44100 | 2584 | 5 | 4.2 | Federally-Regulated Commercial & Industrial Equipment | 02/08/2019 |  | 03/15/2019
FHP Manufacturing Company | BOSCH-GEO | SM036-1CSN-*****B | SM036-1AH*-*****B | Ground-Water-Source | WBAHP-CB: Heat Pump Split Syst | Both Heat Pump and Electric Re | 208 | 1 | False |  |  | Dual-Speed |  |  |  | 40900 | 1842 | 22.2 | 16.2 | 35200 | 2292 | 4.5 | 3.6 | Non Federally-Regulated | 02/08/2019 |  | 03/15/2019
FHP Manufacturing Company | BOSCH-GEO | SM036-1CSN-*****B | SM036-1AH*-*****B | Ground-Source | WBAHP-CB: Heat Pump Split Syst | Both Heat Pump and Electric Re | 208 | 1 | False |  |  | Dual-Speed |  |  |  | 37900 | 2235 | 16.95 | 13.4 | 27400 | 2113 | 3.8 | 3.1 | Non Federally-Regulated | 02/08/2019 |  | 03/15/2019
FHP Manufacturing Company | BOSCH-GEO | BP030-1HZ/VT |  | Water-Source | WBAHP: Heat Pump Packaged Unit | Heat Pump | 208 | 1 |  |  |  | Single-Speed |  |  |  | 27000 | 1626 | 16.6 | 11.2 | 31000 | 1539 | 5.9 | 4.2 | Federally-Regulated Commercial & Industrial Equipment | 02/08/2019 |  | 03/15/2019
FHP Manufacturing Company | BOSCH-GEO | BP030-1HZ/VT |  | Ground-Water-Source | WBAHP: Heat Pump Packaged Unit | Heat Pump | 208 | 1 |  |  |  | Single-Speed |  |  |  | 31700 | 1174 | 27 | 16.2 | 25000 | 1409 | 5.2 | 3.6 | Non Federally-Regulated | 02/08/2019 |  | 03/15/2019
FHP Manufacturing Company | BOSCH-GEO | BP030-1HZ/VT |  | Ground-Source | WBAHP: Heat Pump Packaged Unit | Heat Pump | 208 | 1 |  |  |  | Single-Speed |  |  |  | 28500 | 1469 | 19.4 | 13.4 | 20500 | 1397 | 4.3 | 3.1 | Non Federally-Regulated | 02/08/2019 |  | 03/15/2019
FHP Manufacturing Company | Day & Night | HB018H******1**2 |  | Water-Source | WBAHP: Heat Pump Packaged Unit | Heat Pump | 208 | 1 |  |  |  | Single-Speed |  |  |  | 19500 | 1266 | 15.4 | 11.2 | 21300 | 1248 | 5 | 4.2 | Federally-Regulated Commercial & Industrial Equipment | 02/08/2019 |  | 03/15/2019
FHP Manufacturing Company | Day & Night | HB018H******1**2 |  | Ground-Water-Source | WBAHP: Heat Pump Packaged Unit | Heat Pump | 208 | 1 |  |  |  | Single-Speed |  |  |  | 21300 | 862 | 24.7 | 16.2 | 17700 | 1178 | 4.4 | 3.6 | Non Federally-Regulated | 02/08/2019 |  | 03/15/2019
FHP Manufacturing Company | Day & Night | HB018H******1**2 |  | Ground-Source | WBAHP: Heat Pump Packaged Unit | Heat Pump | 208 | 1 |  |  |  | Single-Speed |  |  |  | 20500 | 1145 | 17.9 | 13.4 | 14800 | 1188 | 3.7 | 3.1 | Non Federally-Regulated | 02/08/2019 |  | 03/15/2019
FHP Manufacturing Company | Day & Night | HB042V******1**1 |  | Water-Source | WBAHP: Heat Pump Packaged Unit | Heat Pump | 208 | 1 |  |  |  | Single-Speed |  |  |  | 40600 | 2671 | 15.2 | 11.2 | 42400 | 2180 | 5.7 | 4.2 | Federally-Regulated Commercial & Industrial Equipment | 02/08/2019 |  | 03/15/2019
FHP Manufacturing Company | Day & Night | HB042V******1**1 |  | Ground-Water-Source | WBAHP: Heat Pump Packaged Unit | Heat Pump | 208 | 1 |  |  |  | Single-Speed |  |  |  | 45000 | 1757 | 25.6 | 16.2 | 35000 | 2137 | 4.8 | 3.6 | Non Federally-Regulated | 02/08/2019 |  | 03/15/2019
FHP Manufacturing Company | Day & Night | HB042V******1**1 |  | Ground-Source | WBAHP: Heat Pump Packaged Unit | Heat Pump | 208 | 1 |  |  |  | Single-Speed |  |  |  | 42200 | 2125 | 19.85 | 13.4 | 26800 | 1988 | 4 | 3.1 | Non Federally-Regulated | 02/08/2019 |  | 03/15/2019
FHP Manufacturing Company | Day & Night | HB018V******1**2 |  | Water-Source | WBAHP: Heat Pump Packaged Unit | Heat Pump | 208 | 1 |  |  |  | Single-Speed |  |  |  | 19500 | 1189 | 16.4 | 11.2 | 21300 | 1224 | 5.1 | 4.2 | Federally-Regulated Commercial & Industrial Equipment | 02/08/2019 |  | 03/15/2019
FHP Manufacturing Company | Day & Night | HB018V******1**2 |  | Ground-Water-Source | WBAHP: Heat Pump Packaged Unit | Heat Pump | 208 | 1 |  |  |  | Single-Speed |  |  |  | 21300 | 832 | 25.6 | 16.2 | 17700 | 1152 | 4.5 | 3.6 | Non Federally-Regulated | 02/08/2019 |  | 03/15/2019
FHP Manufacturing Company | Day & Night | HB018V******1**2 |  | Ground-Source | WBAHP: Heat Pump Packaged Unit | Heat Pump | 208 | 1 |  |  |  | Single-Speed |  |  |  | 20500 | 1078 | 19 | 13.4 | 14800 | 1141 | 3.8 | 3.1 | Non Federally-Regulated | 02/08/2019 |  | 03/15/2019
FHP Manufacturing Company | Day & Night | HP060V******1**1 |  | Water-Source | WBAHP: Heat Pump Packaged Unit | Heat Pump | 208 | 1 |  |  |  | Dual-Speed |  |  |  | 60000 | 4285 | 14 | 11.2 | 72000 | 4489 | 4.7 | 4.2 | Federally-Regulated Commercial & Industrial Equipment | 02/08/2019 |  | 03/15/2019
FHP Manufacturing Company | Day & Night | HP060V******1**1 |  | Ground-Source | WBAHP: Heat Pump Packaged Unit | Heat Pump | 208 | 1 |  |  |  | Dual-Speed |  |  |  | 62000 | 3949 | 15.7 | 13.4 | 49000 | 3989 | 3.6 | 3.1 | Non Federally-Regulated | 02/08/2019 |  | 03/15/2019
FHP Manufacturing Company | Day & Night | HB048V******1**1 |  | Water-Source | WBAHP: Heat Pump Packaged Unit | Heat Pump | 208 | 1 |  |  |  | Single-Speed |  |  |  | 47400 | 3160 | 15 | 11.2 | 50000 | 2764 | 5.3 | 4.2 | Federally-Regulated Commercial & Industrial Equipment | 02/08/2019 |  | 03/15/2019
FHP Manufacturing Company | Day & Night | HB048V******1**1 |  | Ground-Water-Source | WBAHP: Heat Pump Packaged Unit | Heat Pump | 208 | 1 |  |  |  | Single-Speed |  |  |  | 52900 | 2190 | 24.15 | 16.2 | 40500 | 2760 | 4.3 | 3.6 | Non Federally-Regulated | 02/08/2019 |  | 03/15/2019
FHP Manufacturing Company | Day & Night | HB048V******1**1 |  | Ground-Source | WBAHP: Heat Pump Packaged Unit | Heat Pump | 208 | 1 |  |  |  | Single-Speed |  |  |  | 49500 | 2788 | 17.75 | 13.4 | 33400 | 2645 | 3.7 | 3.1 | Non Federally-Regulated | 02/08/2019 |  | 03/15/2019
FHP Manufacturing Company | Day & Night | HS036*******1**2 | FVM4X4800BL | Water-Source | WBAHP-CB: Heat Pump Split Syst | Both Heat Pump and Electric Re | 208 | 1 | False |  |  | Dual-Speed |  |  |  | 37700 | 2478 | 15.21 | 12 | 45000 | 2637 | 5 | 4.2 | Federally-Regulated Commercial & Industrial Equipment | 02/08/2019 |  | 03/15/2019
FHP Manufacturing Company | Day & Night | HS036*******1**2 | FVM4X4800BL | Ground-Water-Source | WBAHP-CB: Heat Pump Split Syst | Both Heat Pump and Electric Re | 208 | 1 | False |  |  | Dual-Speed |  |  |  | 41400 | 1819 | 22.75 | 16.2 | 36700 | 2363 | 4.6 | 3.6 | Non Federally-Regulated | 02/08/2019 |  | 03/15/2019
FHP Manufacturing Company | Day & Night | HS036*******1**2 | FVM4X4800BL | Ground-Source | WBAHP-CB: Heat Pump Split Syst | Both Heat Pump and Electric Re | 208 | 1 | False |  |  | Dual-Speed |  |  |  | 39200 | 2227 | 17.6 | 13.4 | 27400 | 2294 | 3.5 | 3.1 | Non Federally-Regulated | 02/08/2019 |  | 03/15/2019
FHP Manufacturing Company | Day & Night | HP024D/H/V |  | Water-Source | WBAHP: Heat Pump Packaged Unit | Heat Pump | 208 | 1 |  |  |  | Dual-Speed |  |  |  | 26000 | 1625 | 16 | 11.2 | 30000 | 1758 | 5 | 4.2 | Federally-Regulated Commercial & Industrial Equipment | 02/08/2019 |  | 03/15/2019
FHP Manufacturing Company | Day & Night | HP024D/H/V |  | Ground-Water-Source | WBAHP: Heat Pump Packaged Unit | Heat Pump | 208 | 1 |  |  |  | Dual-Speed |  |  |  | 29000 | 1208 | 24 | 16.2 | 25000 | 1592 | 4.6 | 3.6 | Non Federally-Regulated | 02/08/2019 |  | 03/15/2019
FHP Manufacturing Company | Day & Night | HP024D/H/V |  | Ground-Source | WBAHP: Heat Pump Packaged Unit | Heat Pump | 208 | 1 |  |  |  | Dual-Speed |  |  |  | 27500 | 1470 | 18.7 | 13.4 | 19000 | 1465 | 3.8 | 3.1 | Non Federally-Regulated | 02/08/2019 |  | 03/15/2019
FHP Manufacturing Company | Day & Night | HB030H/V* |  | Water-Source | WBAHP: Heat Pump Packaged Unit | Heat Pump | 208 | 1 |  |  |  | Single-Speed |  |  |  | 27000 | 1626 | 16.6 | 11.2 | 31000 | 1539 | 5.9 | 4.2 | Federally-Regulated Commercial & Industrial Equipment | 04/27/2016 |  | 03/15/2019
FHP Manufacturing Company | Day & Night | HB030H/V* |  | Ground-Water-Source | WBAHP: Heat Pump Packaged Unit | Heat Pump | 208 | 1 |  |  |  | Single-Speed |  |  |  | 31700 | 1174 | 27 | 16.2 | 25000 | 1409 | 5.2 | 3.6 | Non Federally-Regulated | 04/27/2016 |  | 03/15/2019
FHP Manufacturing Company | Day & Night | HB030H/V* |  | Ground-Source | WBAHP: Heat Pump Packaged Unit | Heat Pump | 208 | 1 |  |  |  | Single-Speed |  |  |  | 28500 | 1469 | 19.4 | 13.4 | 20500 | 1397 | 4.3 | 3.1 | Non Federally-Regulated | 04/27/2016 |  | 03/15/2019
Trane U.S. Inc. | Trane | GWSC060HW |  | Water-Source | WBAHP: Heat Pump Packaged Unit | Heat Pump | 575 | 3 |  |  |  | Single-Speed |  |  |  | 60200 | 4059 | 14.83 | 11.2 | 74800 | 4510 | 4.9 | 4.2 | Federally-Regulated Commercial & Industrial Equipment | 02/07/2019 |  | 03/15/2019
Trane U.S. Inc. | Trane | GWSC060HW |  | Ground-Source | WBAHP: Heat Pump Packaged Unit | Heat Pump | 575 | 3 |  |  |  | Single-Speed |  |  |  | 63000 | 3658 | 17.22 | 13.4 | 47800 | 3902 | 3.6 | 3.1 | Non Federally-Regulated | 02/07/2019 |  | 03/15/2019
Trane U.S. Inc. | Trane | GWSC060H3 |  | Water-Source | WBAHP: Heat Pump Packaged Unit | Heat Pump | 208 | 3 |  |  |  | Single-Speed |  |  |  | 60200 | 4059 | 14.83 | 11.2 | 74800 | 4510 | 4.9 | 4.2 | Federally-Regulated Commercial & Industrial Equipment | 02/07/2019 |  | 03/15/2019
Trane U.S. Inc. | Trane | GWSC060H3 |  | Ground-Source | WBAHP: Heat Pump Packaged Unit | Heat Pump | 208 | 3 |  |  |  | Single-Speed |  |  |  | 63000 | 3658 | 17.22 | 13.4 | 47800 | 3902 | 3.6 | 3.1 | Non Federally-Regulated | 02/07/2019 |  | 03/15/2019
Trane U.S. Inc. | Trane | GWSC048H3 |  | Water-Source | WBAHP: Heat Pump Packaged Unit | Heat Pump | 208 | 3 |  |  |  | Single-Speed |  |  |  | 52700 | 3182 | 16.56 | 11.2 | 60100 | 3426 | 5.1 | 4.2 | Federally-Regulated Commercial & Industrial Equipment | 02/07/2019 |  | 03/15/2019
Trane U.S. Inc. | Trane | GWSC048H3 |  | Ground-Water-Source | WBAHP: Heat Pump Packaged Unit | Heat Pump | 208 | 3 |  |  |  | Single-Speed |  |  |  | 59700 | 2321 | 25.72 | 16.2 | 50000 | 3213 | 4.6 | 3.6 | Non Federally-Regulated | 02/07/2019 |  | 03/15/2019
Trane U.S. Inc. | Trane | GWSC048H3 |  | Ground-Source | WBAHP: Heat Pump Packaged Unit | Heat Pump | 208 | 3 |  |  |  | Single-Speed |  |  |  | 55100 | 2857 | 19.28 | 13.4 | 39000 | 3031 | 3.8 | 3.1 | Non Federally-Regulated | 02/07/2019 |  | 03/15/2019
Trane U.S. Inc. | Trane | GWSC048H4 |  | Water-Source | WBAHP: Heat Pump Packaged Unit | Heat Pump | 460 | 3 |  |  |  | Single-Speed |  |  |  | 52700 | 3182 | 16.56 | 11.2 | 60100 | 3426 | 5.1 | 4.2 | Federally-Regulated Commercial & Industrial Equipment | 02/07/2019 |  | 03/15/2019
Trane U.S. Inc. | Trane | GWSC048H4 |  | Ground-Water-Source | WBAHP: Heat Pump Packaged Unit | Heat Pump | 460 | 3 |  |  |  | Single-Speed |  |  |  | 59700 | 2321 | 25.72 | 16.2 | 50000 | 3213 | 4.6 | 3.6 | Non Federally-Regulated | 02/07/2019 |  | 03/15/2019
Trane U.S. Inc. | Trane | GWSC048H4 |  | Ground-Source | WBAHP: Heat Pump Packaged Unit | Heat Pump | 460 | 3 |  |  |  | Single-Speed |  |  |  | 55100 | 2857 | 19.28 | 13.4 | 39000 | 3031 | 3.8 | 3.1 | Non Federally-Regulated | 02/07/2019 |  | 03/15/2019
Trane U.S. Inc. | Trane | GWSC036HW |  | Water-Source | WBAHP: Heat Pump Packaged Unit | Heat Pump | 575 | 3 |  |  |  | Single-Speed |  |  |  | 40900 | 2735 | 14.95 | 11.2 | 46700 | 2962 | 4.6 | 4.2 | Federally-Regulated Commercial & Industrial Equipment | 02/07/2019 |  | 03/15/2019
Trane U.S. Inc. | Trane | GWSC036HW |  | Ground-Water-Source | WBAHP: Heat Pump Packaged Unit | Heat Pump | 575 | 3 |  |  |  | Single-Speed |  |  |  | 46200 | 1983 | 23.29 | 16.2 | 38800 | 2760 | 4.1 | 3.6 | Non Federally-Regulated | 02/07/2019 |  | 03/15/2019
Trane U.S. Inc. | Trane | GWSC036HW |  | Ground-Source | WBAHP: Heat Pump Packaged Unit | Heat Pump | 575 | 3 |  |  |  | Single-Speed |  |  |  | 42700 | 2466 | 17.31 | 13.4 | 30000 | 2578 | 3.4 | 3.1 | Non Federally-Regulated | 02/07/2019 |  | 03/15/2019
Trane U.S. Inc. | Trane | GWSC060H4 |  | Water-Source | WBAHP: Heat Pump Packaged Unit | Heat Pump | 460 | 3 |  |  |  | Single-Speed |  |  |  | 60200 | 4059 | 14.83 | 11.2 | 74800 | 4510 | 4.9 | 4.2 | Federally-Regulated Commercial & Industrial Equipment | 02/07/2019 |  | 03/15/2019
Trane U.S. Inc. | Trane | GWSC060H4 |  | Ground-Source | WBAHP: Heat Pump Packaged Unit | Heat Pump | 460 | 3 |  |  |  | Single-Speed |  |  |  | 63000 | 3658 | 17.22 | 13.4 | 47800 | 3902 | 3.6 | 3.1 | Non Federally-Regulated | 02/07/2019 |  | 03/15/2019
Trane U.S. Inc. | Trane | GWSC048HW |  | Water-Source | WBAHP: Heat Pump Packaged Unit | Heat Pump | 575 | 3 |  |  |  | Single-Speed |  |  |  | 52700 | 3182 | 16.56 | 11.2 | 60100 | 3426 | 5.1 | 4.2 | Federally-Regulated Commercial & Industrial Equipment | 02/07/2019 |  | 03/15/2019
Trane U.S. Inc. | Trane | GWSC048HW |  | Ground-Water-Source | WBAHP: Heat Pump Packaged Unit | Heat Pump | 575 | 3 |  |  |  | Single-Speed |  |  |  | 59700 | 2321 | 25.72 | 16.2 | 50000 | 3213 | 4.6 | 3.6 | Non Federally-Regulated | 02/07/2019 |  | 03/15/2019
Trane U.S. Inc. | Trane | GWSC048HW |  | Ground-Source | WBAHP: Heat Pump Packaged Unit | Heat Pump | 575 | 3 |  |  |  | Single-Speed |  |  |  | 55100 | 2857 | 19.28 | 13.4 | 39000 | 3031 | 3.8 | 3.1 | Non Federally-Regulated | 02/07/2019 |  | 03/15/2019
Trane U.S. Inc. | Trane | GWSC036H3 |  | Water-Source | WBAHP: Heat Pump Packaged Unit | Heat Pump | 208 | 3 |  |  |  | Single-Speed |  |  |  | 40900 | 2735 | 14.95 | 11.2 | 46700 | 2962 | 4.6 | 4.2 | Federally-Regulated Commercial & Industrial Equipment | 02/07/2019 |  | 03/15/2019
Trane U.S. Inc. | Trane | GWSC036H3 |  | Ground-Water-Source | WBAHP: Heat Pump Packaged Unit | Heat Pump | 208 | 3 |  |  |  | Single-Speed |  |  |  | 46200 | 1983 | 23.29 | 16.2 | 38800 | 2760 | 4.1 | 3.6 | Non Federally-Regulated | 02/07/2019 |  | 03/15/2019
Trane U.S. Inc. | Trane | GWSC036H3 |  | Ground-Source | WBAHP: Heat Pump Packaged Unit | Heat Pump | 208 | 3 |  |  |  | Single-Speed |  |  |  | 42700 | 2466 | 17.31 | 13.4 | 30000 | 2578 | 3.4 | 3.1 | Non Federally-Regulated | 02/07/2019 |  | 03/15/2019
Trane U.S. Inc. | Trane | GWSC036H4 |  | Water-Source | WBAHP: Heat Pump Packaged Unit | Heat Pump | 460 | 3 |  |  |  | Single-Speed |  |  |  | 40900 | 2735 | 14.95 | 11.2 | 46700 | 2962 | 4.6 | 4.2 | Federally-Regulated Commercial & Industrial Equipment | 02/07/2019 |  | 03/15/2019
Trane U.S. Inc. | Trane | GWSC036H4 |  | Ground-Water-Source | WBAHP: Heat Pump Packaged Unit | Heat Pump | 460 | 3 |  |  |  | Single-Speed |  |  |  | 46200 | 1983 | 23.29 | 16.2 | 38800 | 2760 | 4.1 | 3.6 | Non Federally-Regulated | 02/07/2019 |  | 03/15/2019
Trane U.S. Inc. | Trane | GWSC036H4 |  | Ground-Source | WBAHP: Heat Pump Packaged Unit | Heat Pump | 460 | 3 |  |  |  | Single-Speed |  |  |  | 42700 | 2466 | 17.31 | 13.4 | 30000 | 2578 | 3.4 | 3.1 | Non Federally-Regulated | 02/07/2019 |  | 03/15/2019
FHP Manufacturing Company | FHP | CA015-2**-*****B |  | Water-Source | WBAHP-O: Heat Pump Packaged Un | Heat Pump | 265 | 1 |  |  |  | Single-Speed |  |  |  | 14300 | 1108 | 12.9 | 11.2 | 16700 | 1087 | 4.5 | 4.2 | Federally-Regulated Commercial & Industrial Equipment | 08/22/2016 |  | 03/15/2019
FHP Manufacturing Company | FHP | CA015-2**-*****B |  | Ground-Water-Source | WBAHP-O: Heat Pump Packaged Un | Heat Pump | 265 | 1 |  |  |  | Single-Speed |  |  |  | 16900 | 789 | 21.4 | 16.2 | 13900 | 1072 | 3.8 | 3.6 | Non Federally-Regulated | 08/22/2016 |  | 03/15/2019
FHP Manufacturing Company | FHP | CA015-2**-*****B |  | Ground-Source | WBAHP-O: Heat Pump Packaged Un | Heat Pump | 265 | 1 |  |  |  | Single-Speed |  |  |  | 14700 | 986 | 14.9 | 13.4 | 11000 | 1007 | 3.2 | 3.1 | Non Federally-Regulated | 08/22/2016 |  | 03/15/2019
FHP Manufacturing Company | FHP | BC015-2**-*****B |  | Water-Source | WBAHP-O: Heat Pump Packaged Un | Heat Pump | 265 | 1 |  |  |  | Single-Speed |  |  |  | 14300 | 1108 | 12.9 | 11.2 | 16700 | 1087 | 4.5 | 4.2 | Federally-Regulated Commercial & Industrial Equipment | 08/22/2016 |  | 03/15/2019
FHP Manufacturing Company | FHP | BC015-2**-*****B |  | Ground-Water-Source | WBAHP-O: Heat Pump Packaged Un | Heat Pump | 265 | 1 |  |  |  | Single-Speed |  |  |  | 16900 | 789 | 21.4 | 16.2 | 13900 | 1072 | 3.8 | 3.6 | Non Federally-Regulated | 08/22/2016 |  | 03/15/2019
FHP Manufacturing Company | FHP | BC015-2**-*****B |  | Ground-Source | WBAHP-O: Heat Pump Packaged Un | Heat Pump | 265 | 1 |  |  |  | Single-Speed |  |  |  | 14700 | 986 | 14.9 | 13.4 | 11000 | 1007 | 3.2 | 3.1 | Non Federally-Regulated | 08/22/2016 |  | 03/15/2019
FHP Manufacturing Company | FHP | CA015-1**-*****B |  | Water-Source | WBAHP-O: Heat Pump Packaged Un | Heat Pump | 208 | 1 |  |  |  | Single-Speed |  |  |  | 14300 | 1108 | 12.9 | 11.2 | 16700 | 1087 | 4.5 | 4.2 | Federally-Regulated Commercial & Industrial Equipment | 08/22/2016 |  | 03/15/2019
FHP Manufacturing Company | FHP | CA015-1**-*****B |  | Ground-Water-Source | WBAHP-O: Heat Pump Packaged Un | Heat Pump | 208 | 1 |  |  |  | Single-Speed |  |  |  | 16900 | 789 | 21.4 | 16.2 | 13900 | 1072 | 3.8 | 3.6 | Non Federally-Regulated | 08/22/2016 |  | 03/15/2019
FHP Manufacturing Company | FHP | CA015-1**-*****B |  | Ground-Source | WBAHP-O: Heat Pump Packaged Un | Heat Pump | 208 | 1 |  |  |  | Single-Speed |  |  |  | 14700 | 986 | 14.9 | 13.4 | 11000 | 1007 | 3.2 | 3.1 | Non Federally-Regulated | 08/22/2016 |  | 03/15/2019
FHP Manufacturing Company | FHP | BC015-1**-*****B |  | Water-Source | WBAHP-O: Heat Pump Packaged Un | Heat Pump | 208 | 1 |  |  |  | Single-Speed |  |  |  | 14300 | 1108 | 12.9 | 11.2 | 16700 | 1087 | 4.5 | 4.2 | Federally-Regulated Commercial & Industrial Equipment | 08/22/2016 |  | 03/15/2019
FHP Manufacturing Company | FHP | BC015-1**-*****B |  | Ground-Water-Source | WBAHP-O: Heat Pump Packaged Un | Heat Pump | 208 | 1 |  |  |  | Single-Speed |  |  |  | 16900 | 789 | 21.4 | 16.2 | 13900 | 1072 | 3.8 | 3.6 | Non Federally-Regulated | 08/22/2016 |  | 03/15/2019
FHP Manufacturing Company | FHP | BC015-1**-*****B |  | Ground-Source | WBAHP-O: Heat Pump Packaged Un | Heat Pump | 208 | 1 |  |  |  | Single-Speed |  |  |  | 14700 | 986 | 14.9 | 13.4 | 11000 | 1007 | 3.2 | 3.1 | Non Federally-Regulated | 08/22/2016 |  | 03/15/2019
FHP Manufacturing Company | Bosch | CA015-2**-*****B |  | Ground-Source | WBAHP-O: Heat Pump Packaged Un | Heat Pump | 265 | 1 |  |  |  | Single-Speed |  |  |  | 14700 | 986 | 14.9 | 13.4 | 11000 | 1007 | 3.2 | 3.1 | Non Federally-Regulated | 08/22/2016 |  | 03/15/2019
FHP Manufacturing Company | Bosch | CA015-0**-*****B |  | Ground-Source | WBAHP-O: Heat Pump Packaged Un | Heat Pump | 115 | 1 |  |  |  | Single-Speed |  |  |  | 14700 | 986 | 14.9 | 13.4 | 11000 | 1007 | 3.2 | 3.1 | Non Federally-Regulated | 11/19/2018 |  | 03/15/2019
FHP Manufacturing Company | Bosch | CA015-1**-*****B |  | Ground-Source | WBAHP-O: Heat Pump Packaged Un | Heat Pump | 208 | 1 |  |  |  | Single-Speed |  |  |  | 14700 | 986 | 14.9 | 13.4 | 11000 | 1007 | 3.2 | 3.1 | Non Federally-Regulated | 08/22/2016 |  | 03/15/2019
FHP Manufacturing Company | Bosch | CA015-2**-*****B |  | Water-Source | WBAHP-O: Heat Pump Packaged Un | Heat Pump | 265 | 1 |  |  |  | Single-Speed |  |  |  | 14300 | 1108 | 12.9 | 11.2 | 16700 | 1087 | 4.5 | 4.2 | Federally-Regulated Commercial & Industrial Equipment | 08/22/2016 |  | 03/15/2019
FHP Manufacturing Company | Bosch | CA015-2**-*****B |  | Ground-Water-Source | WBAHP-O: Heat Pump Packaged Un | Heat Pump | 265 | 1 |  |  |  | Single-Speed |  |  |  | 16900 | 789 | 21.4 | 16.2 | 13900 | 1072 | 3.8 | 3.6 | Non Federally-Regulated | 08/22/2016 |  | 03/15/2019
FHP Manufacturing Company | Bosch | CA015-0**-*****B |  | Water-Source | WBAHP-O: Heat Pump Packaged Un | Heat Pump | 115 | 1 |  |  |  | Single-Speed |  |  |  | 14300 | 1108 | 12.9 | 11.2 | 16700 | 1087 | 4.5 | 4.2 | Federally-Regulated Commercial & Industrial Equipment | 08/22/2016 |  | 03/15/2019
FHP Manufacturing Company | Bosch | CA015-0**-*****B |  | Ground-Water-Source | WBAHP-O: Heat Pump Packaged Un | Heat Pump | 115 | 1 |  |  |  | Single-Speed |  |  |  | 16900 | 789 | 21.4 | 16.2 | 13900 | 1072 | 3.8 | 3.6 | Non Federally-Regulated | 08/22/2016 |  | 03/15/2019
FHP Manufacturing Company | Bosch | CA015-1**-*****B |  | Water-Source | WBAHP-O: Heat Pump Packaged Un | Heat Pump | 208 | 1 |  |  |  | Single-Speed |  |  |  | 14300 | 1108 | 12.9 | 11.2 | 16700 | 1087 | 4.5 | 4.2 | Federally-Regulated Commercial & Industrial Equipment | 08/22/2016 |  | 03/15/2019
FHP Manufacturing Company | Bosch | CA015-1**-*****B |  | Ground-Water-Source | WBAHP-O: Heat Pump Packaged Un | Heat Pump | 208 | 1 |  |  |  | Single-Speed |  |  |  | 16900 | 789 | 21.4 | 16.2 | 13900 | 1072 | 3.8 | 3.6 | Non Federally-Regulated | 08/22/2016 |  | 03/15/2019
FHP Manufacturing Company | Bryant | GB018H******1**2 |  | Water-Source | WBAHP: Heat Pump Packaged Unit | Heat Pump | 208 | 1 |  |  |  | Single-Speed |  |  |  | 19500 | 1266 | 15.4 | 11.2 | 21300 | 1248 | 5 | 4.2 | Federally-Regulated Commercial & Industrial Equipment | 02/08/2019 |  | 03/15/2019
FHP Manufacturing Company | Bryant | GB018H******1**2 |  | Ground-Water-Source | WBAHP: Heat Pump Packaged Unit | Heat Pump | 208 | 1 |  |  |  | Single-Speed |  |  |  | 21300 | 862 | 24.7 | 16.2 | 17700 | 1178 | 4.4 | 3.6 | Non Federally-Regulated | 02/08/2019 |  | 03/15/2019
FHP Manufacturing Company | Bryant | GB018H******1**2 |  | Ground-Source | WBAHP: Heat Pump Packaged Unit | Heat Pump | 208 | 1 |  |  |  | Single-Speed |  |  |  | 20500 | 1145 | 17.9 | 13.4 | 14800 | 1188 | 3.7 | 3.1 | Non Federally-Regulated | 02/08/2019 |  | 03/15/2019
FHP Manufacturing Company | Bryant | GC060C/H/V******1*X1 + UI |  | Water-Source | WBAHP: Heat Pump Packaged Unit | Both Heat Pump and Electric Re | 208 | 1 |  |  |  | Dual-Speed |  |  |  | 63800 | 4129 | 15.45 | 11.2 | 73300 | 4475 | 4.8 | 4.2 | Federally-Regulated Commercial & Industrial Equipment | 12/07/2018 |  | 03/15/2019
FHP Manufacturing Company | Bryant | GC024C/H/V******1*X1 + UI |  | Water-Source | WBAHP: Heat Pump Packaged Unit | Both Heat Pump and Electric Re | 208 | 1 |  |  |  | Dual-Speed |  |  |  | 25500 | 1465 | 17.4 | 11.2 | 29200 | 1528 | 5.6 | 4.2 | Federally-Regulated Commercial & Industrial Equipment | 04/27/2016 |  | 03/15/2019
FHP Manufacturing Company | Bryant | GC024C/H/V******1*X1 + UI |  | Ground-Water-Source | WBAHP: Heat Pump Packaged Unit | Both Heat Pump and Electric Re | 208 | 1 |  |  |  | Dual-Speed |  |  |  | 29000 | 1094 | 26.5 | 16.2 | 23500 | 1405 | 4.9 | 3.6 | Non Federally-Regulated | 04/27/2016 |  | 03/15/2019
FHP Manufacturing Company | Bryant | GC024C/H/V******1*X1 + UI |  | Ground-Source | WBAHP: Heat Pump Packaged Unit | Both Heat Pump and Electric Re | 208 | 1 |  |  |  | Dual-Speed |  |  |  | 26600 | 1336 | 19.9 | 13.4 | 18000 | 1286 | 4.1 | 3.1 | Non Federally-Regulated | 04/27/2016 |  | 03/15/2019
FHP Manufacturing Company | Bryant | GP024C/H/V******1*X1 |  | Water-Source | WBAHP: Heat Pump Packaged Unit | Heat Pump | 208 | 1 |  |  |  | Dual-Speed |  |  |  | 26000 | 1625 | 16 | 11.2 | 30000 | 1758 | 5 | 4.2 | Federally-Regulated Commercial & Industrial Equipment | 02/08/2019 |  | 03/15/2019
FHP Manufacturing Company | Bryant | GP024C/H/V******1*X1 |  | Ground-Water-Source | WBAHP: Heat Pump Packaged Unit | Heat Pump | 208 | 1 |  |  |  | Dual-Speed |  |  |  | 29000 | 1208 | 24 | 16.2 | 25000 | 1592 | 4.6 | 3.6 | Non Federally-Regulated | 02/08/2019 |  | 03/15/2019
FHP Manufacturing Company | Bryant | GP024C/H/V******1*X1 |  | Ground-Source | WBAHP: Heat Pump Packaged Unit | Heat Pump | 208 | 1 |  |  |  | Dual-Speed |  |  |  | 27500 | 1470 | 18.7 | 13.4 | 19000 | 1465 | 3.8 | 3.1 | Non Federally-Regulated | 02/08/2019 |  | 03/15/2019
FHP Manufacturing Company | Bryant | GB018V******1**2 |  | Water-Source | WBAHP: Heat Pump Packaged Unit | Heat Pump | 208 | 1 |  |  |  | Single-Speed |  |  |  | 19500 | 1189 | 16.4 | 11.2 | 21300 | 1224 | 5.1 | 4.2 | Federally-Regulated Commercial & Industrial Equipment | 02/08/2019 |  | 03/15/2019
FHP Manufacturing Company | Bryant | GB018V******1**2 |  | Ground-Water-Source | WBAHP: Heat Pump Packaged Unit | Heat Pump | 208 | 1 |  |  |  | Single-Speed |  |  |  | 21300 | 832 | 25.6 | 16.2 | 17700 | 1152 | 4.5 | 3.6 | Non Federally-Regulated | 02/08/2019 |  | 03/15/2019
FHP Manufacturing Company | Bryant | GB018V******1**2 |  | Ground-Source | WBAHP: Heat Pump Packaged Unit | Heat Pump | 208 | 1 |  |  |  | Single-Speed |  |  |  | 20500 | 1078 | 19 | 13.4 | 14800 | 1141 | 3.8 | 3.1 | Non Federally-Regulated | 02/08/2019 |  | 03/15/2019
FHP Manufacturing Company | Bryant | GB042V******1**1 |  | Water-Source | WBAHP: Heat Pump Packaged Unit | Heat Pump | 208 | 1 |  |  |  | Single-Speed |  |  |  | 40600 | 2671 | 15.2 | 11.2 | 42400 | 2180 | 5.7 | 4.2 | Federally-Regulated Commercial & Industrial Equipment | 02/08/2019 |  | 03/15/2019
FHP Manufacturing Company | Bryant | GB042V******1**1 |  | Ground-Water-Source | WBAHP: Heat Pump Packaged Unit | Heat Pump | 208 | 1 |  |  |  | Single-Speed |  |  |  | 45000 | 1757 | 25.6 | 16.2 | 35000 | 2137 | 4.8 | 3.6 | Non Federally-Regulated | 02/08/2019 |  | 03/15/2019
FHP Manufacturing Company | Bryant | GB042V******1**1 |  | Ground-Source | WBAHP: Heat Pump Packaged Unit | Heat Pump | 208 | 1 |  |  |  | Single-Speed |  |  |  | 42200 | 2125 | 19.85 | 13.4 | 26800 | 1988 | 4 | 3.1 | Non Federally-Regulated | 02/08/2019 |  | 03/15/2019
FHP Manufacturing Company | Bryant | GZ036*******1**2 | FE/V****005*** | Water-Source | WBAHP-CB: Heat Pump Split Syst | Both Heat Pump and Electric Re | 208 | 1 | False |  |  | Dual-Speed |  |  |  | 37700 | 2478 | 15.21 | 12 | 45000 | 2637 | 5 | 4.2 | Federally-Regulated Commercial & Industrial Equipment | 02/08/2019 |  | 03/15/2019
FHP Manufacturing Company | Bryant | GZ036*******1**2 | FE/V****005*** | Ground-Water-Source | WBAHP-CB: Heat Pump Split Syst | Both Heat Pump and Electric Re | 208 | 1 | False |  |  | Dual-Speed |  |  |  | 41400 | 1819 | 22.75 | 16.2 | 36700 | 2363 | 4.6 | 3.6 | Non Federally-Regulated | 02/08/2019 |  | 03/15/2019
FHP Manufacturing Company | Bryant | GZ036*******1**2 | FE/V****005*** | Ground-Source | WBAHP-CB: Heat Pump Split Syst | Both Heat Pump and Electric Re | 208 | 1 | False |  |  | Dual-Speed |  |  |  | 39200 | 2227 | 17.6 | 13.4 | 27400 | 2294 | 3.5 | 3.1 | Non Federally-Regulated | 02/08/2019 |  | 03/15/2019
FHP Manufacturing Company | Bryant | GT048C/H/V******1*X1 |  | Water-Source | WBAHP: Heat Pump Packaged Unit | Both Heat Pump and Electric Re | 208 | 1 |  |  |  | Dual-Speed |  |  |  | 49200 | 3174 | 15.5 | 11.2 | 56100 | 3255 | 5.1 | 4.2 | Federally-Regulated Commercial & Industrial Equipment | 12/07/2018 |  | 03/15/2019
FHP Manufacturing Company | Bryant | GT048C/H/V******1*X1 |  | Ground-Water-Source | WBAHP: Heat Pump Packaged Unit | Both Heat Pump and Electric Re | 208 | 1 |  |  |  | Dual-Speed |  |  |  | 55300 | 2323 | 23.8 | 16.2 | 46300 | 2982 | 4.6 | 3.6 | Non Federally-Regulated | 12/07/2018 |  | 03/15/2019
FHP Manufacturing Company | Bryant | GT060C/H/V******1*X1 |  | Water-Source | WBAHP: Heat Pump Packaged Unit | Both Heat Pump and Electric Re | 208 | 1 |  |  |  | Dual-Speed |  |  |  | 63800 | 4129 | 15.45 | 11.2 | 73300 | 4475 | 4.8 | 4.2 | Federally-Regulated Commercial & Industrial Equipment | 12/07/2018 |  | 03/15/2019
FHP Manufacturing Company | Bryant | GT048C/H/V******1*X1 |  | Ground-Source | WBAHP: Heat Pump Packaged Unit | Both Heat Pump and Electric Re | 208 | 1 |  |  |  | Dual-Speed |  |  |  | 51300 | 2850 | 18 | 13.4 | 36900 | 2772 | 3.9 | 3.1 | Non Federally-Regulated | 12/07/2018 |  | 03/15/2019
FHP Manufacturing Company | Bryant | GS024**1*X1 | FE/V****003*** | Water-Source | WBAHP-CB: Heat Pump Split Syst | Both Heat Pump and Electric Re | 208 | 1 | False |  |  | Dual-Speed |  |  |  | 25000 | 1666 | 15 | 12 | 28000 | 1609 | 5.1 | 4.2 | Federally-Regulated Commercial & Industrial Equipment | 02/08/2019 |  | 03/15/2019
FHP Manufacturing Company | Bryant | GS024**1*X1 | FE/V****003*** | Ground-Water-Source | WBAHP-CB: Heat Pump Split Syst | Both Heat Pump and Electric Re | 208 | 1 | False |  |  | Dual-Speed |  |  |  | 28200 | 1236 | 22.8 | 16.2 | 23500 | 1497 | 4.6 | 3.6 | Non Federally-Regulated | 02/08/2019 |  | 03/15/2019
FHP Manufacturing Company | Bryant | GS024**1*X1 | FE/V****003*** | Ground-Source | WBAHP-CB: Heat Pump Split Syst | Both Heat Pump and Electric Re | 208 | 1 | False |  |  | Dual-Speed |  |  |  | 26000 | 1507 | 17.25 | 13.4 | 18900 | 1438 | 3.9 | 3.1 | Non Federally-Regulated | 02/08/2019 |  | 03/15/2019
Enertech Global, LLC | Tetco | TVT060*A |  | Water-Source | WBAHP: Heat Pump Packaged Unit | Heat Pump | 265 | 1 |  |  |  | Single-Speed |  |  |  | 58600 | 3805 | 15.4 | 11.2 | 70500 | 4051 | 5.1 | 4.2 | Federally-Regulated Commercial & Industrial Equipment | 10/10/2017 |  | 03/15/2019
Enertech Global, LLC | Tetco | TVT060*A |  | Ground-Water-Source | WBAHP: Heat Pump Packaged Unit | Heat Pump | 265 | 1 |  |  |  | Single-Speed |  |  |  | 64200 | 2918 | 22 | 16.2 | 57500 | 3744 | 4.5 | 3.6 | Non Federally-Regulated | 10/10/2017 |  | 03/15/2019
Enertech Global, LLC | Tetco | TVT060*A |  | Ground-Source | WBAHP: Heat Pump Packaged Unit | Heat Pump | 265 | 1 |  |  |  | Single-Speed |  |  |  | 60900 | 3460 | 17.6 | 13.4 | 46300 | 3570 | 3.8 | 3.1 | Non Federally-Regulated | 10/10/2017 |  | 03/15/2019
Enertech Global, LLC | Tetco | TVT060*3 |  | Water-Source | WBAHP: Heat Pump Packaged Unit | Heat Pump | 460 | 3 |  |  |  | Single-Speed |  |  |  | 58600 | 3805 | 15.4 | 11.2 | 70500 | 4051 | 5.1 | 4.2 | Federally-Regulated Commercial & Industrial Equipment | 10/10/2017 |  | 03/15/2019
Enertech Global, LLC | Tetco | TVT060*3 |  | Ground-Water-Source | WBAHP: Heat Pump Packaged Unit | Heat Pump | 460 | 3 |  |  |  | Single-Speed |  |  |  | 64200 | 2918 | 22 | 16.2 | 57500 | 3744 | 4.5 | 3.6 | Non Federally-Regulated | 10/10/2017 |  | 03/15/2019
Enertech Global, LLC | Tetco | TVT060*3 |  | Ground-Source | WBAHP: Heat Pump Packaged Unit | Heat Pump | 460 | 3 |  |  |  | Single-Speed |  |  |  | 60900 | 3460 | 17.6 | 13.4 | 46300 | 3570 | 3.8 | 3.1 | Non Federally-Regulated | 10/10/2017 |  | 03/15/2019
Enertech Global, LLC | Tetco | TVT060*2 |  | Water-Source | WBAHP: Heat Pump Packaged Unit | Heat Pump | 208 | 3 |  |  |  | Single-Speed |  |  |  | 58600 | 3805 | 15.4 | 11.2 | 70500 | 4051 | 5.1 | 4.2 | Federally-Regulated Commercial & Industrial Equipment | 10/10/2017 |  | 03/15/2019
Enertech Global, LLC | Tetco | TVT060*2 |  | Ground-Water-Source | WBAHP: Heat Pump Packaged Unit | Heat Pump | 208 | 3 |  |  |  | Single-Speed |  |  |  | 64200 | 2918 | 22 | 16.2 | 57500 | 3744 | 4.5 | 3.6 | Non Federally-Regulated | 10/10/2017 |  | 03/15/2019
Enertech Global, LLC | Tetco | TVT060*2 |  | Ground-Source | WBAHP: Heat Pump Packaged Unit | Heat Pump | 208 | 3 |  |  |  | Single-Speed |  |  |  | 60900 | 3460 | 17.6 | 13.4 | 46300 | 3570 | 3.8 | 3.1 | Non Federally-Regulated | 10/10/2017 |  | 03/15/2019
Enertech Global, LLC | Tetco | TVT060 |  | Water-Source | WBAHP: Heat Pump Packaged Unit | Heat Pump | 208 | 1 |  |  |  | Single-Speed |  |  |  | 58600 | 3805 | 15.4 | 11.2 | 70500 | 4051 | 5.1 | 4.2 | Federally-Regulated Commercial & Industrial Equipment | 02/08/2019 |  | 03/15/2019
Enertech Global, LLC | Tetco | TVT060 |  | Ground-Water-Source | WBAHP: Heat Pump Packaged Unit | Heat Pump | 208 | 1 |  |  |  | Single-Speed |  |  |  | 64200 | 2918 | 22 | 16.2 | 57500 | 3744 | 4.5 | 3.6 | Non Federally-Regulated | 02/08/2019 |  | 03/15/2019
Enertech Global, LLC | Tetco | TVT060 |  | Ground-Source | WBAHP: Heat Pump Packaged Unit | Heat Pump | 208 | 1 |  |  |  | Single-Speed |  |  |  | 60900 | 3460 | 17.6 | 13.4 | 46300 | 3570 | 3.8 | 3.1 | Non Federally-Regulated | 02/08/2019 |  | 03/15/2019
Enertech Global, LLC | Tetco | TCT024D3 |  | Ground-Water-Source | WBAHP: Heat Pump Packaged Unit | Heat Pump | 460 | 3 |  |  |  | Single-Speed |  |  |  | 28900 | 1111 | 26 | 16.2 | 24300 | 1396 | 5.1 | 3.6 | Non Federally-Regulated | 11/30/2016 |  | 03/15/2019
Enertech Global, LLC | Tetco | TCT024D3 |  | Ground-Source | WBAHP: Heat Pump Packaged Unit | Heat Pump | 460 | 3 |  |  |  | Single-Speed |  |  |  | 26500 | 1325 | 20 | 13.4 | 19700 | 1374 | 4.2 | 3.1 | Non Federally-Regulated | 11/30/2016 |  | 03/15/2019
Enertech Global, LLC | Tetco | TCT024D2 |  | Ground-Water-Source | WBAHP: Heat Pump Packaged Unit | Heat Pump | 208 | 3 |  |  |  | Single-Speed |  |  |  | 28900 | 1111 | 26 | 16.2 | 24300 | 1396 | 5.1 | 3.6 | Non Federally-Regulated | 11/30/2016 |  | 03/15/2019
Enertech Global, LLC | Tetco | TCT024D2 |  | Ground-Source | WBAHP: Heat Pump Packaged Unit | Heat Pump | 208 | 3 |  |  |  | Single-Speed |  |  |  | 26500 | 1325 | 20 | 13.4 | 19700 | 1374 | 4.2 | 3.1 | Non Federally-Regulated | 11/30/2016 |  | 03/15/2019
Enertech Global, LLC | Tetco | TCT024D |  | Ground-Water-Source | WBAHP: Heat Pump Packaged Unit | Heat Pump | 208 | 1 |  |  |  | Single-Speed |  |  |  | 28900 | 1111 | 26 | 16.2 | 24300 | 1396 | 5.1 | 3.6 | Non Federally-Regulated | 02/08/2019 |  | 03/15/2019
Enertech Global, LLC | Tetco | TCT024D |  | Ground-Source | WBAHP: Heat Pump Packaged Unit | Heat Pump | 208 | 1 |  |  |  | Single-Speed |  |  |  | 26500 | 1325 | 20 | 13.4 | 19700 | 1374 | 4.2 | 3.1 | Non Federally-Regulated | 02/08/2019 |  | 03/15/2019
Enertech Global, LLC | Tetco | TZS060*****1 |  | Ground-Source | WBAHP: Heat Pump Packaged Unit | Heat Pump | 208 | 1 |  |  |  | Single-Speed |  |  |  | 57000 | 3257 | 17.5 | 13.4 | 46200 | 3761 | 3.6 | 3.1 | Non Federally-Regulated | 11/19/2018 |  | 03/15/2019
Enertech Global, LLC | Tetco | TZS048*****1 |  | Ground-Source | WBAHP: Heat Pump Packaged Unit | Heat Pump | 208 | 1 |  |  |  | Single-Speed |  |  |  | 49300 | 2833 | 17.4 | 13.4 | 36200 | 2947 | 3.6 | 3.1 | Non Federally-Regulated | 11/19/2018 |  | 03/15/2019
Enertech Global, LLC | Tetco | TZS042*****1 |  | Ground-Source | WBAHP: Heat Pump Packaged Unit | Heat Pump | 208 | 1 |  |  |  | Single-Speed |  |  |  | 40700 | 2119 | 19.2 | 13.4 | 30200 | 2329 | 3.8 | 3.1 | Non Federally-Regulated | 11/19/2018 |  | 03/15/2019
Enertech Global, LLC | Tetco | TZS036*****1 |  | Ground-Source | WBAHP: Heat Pump Packaged Unit | Heat Pump | 208 | 1 |  |  |  | Single-Speed |  |  |  | 37200 | 1978 | 18.8 | 13.4 | 27500 | 2066 | 3.9 | 3.1 | Non Federally-Regulated | 11/19/2018 |  | 03/15/2019
Enertech Global, LLC | Tetco | TZS030*****1 |  | Ground-Source | WBAHP: Heat Pump Packaged Unit | Heat Pump | 208 | 1 |  |  |  | Single-Speed |  |  |  | 29000 | 1542 | 18.8 | 13.4 | 21700 | 1673 | 3.8 | 3.1 | Non Federally-Regulated | 11/19/2018 |  | 03/15/2019
Enertech Global, LLC | Tetco | TZS024*****1 |  | Ground-Source | WBAHP: Heat Pump Packaged Unit | Heat Pump | 208 | 1 |  |  |  | Single-Speed |  |  |  | 26200 | 1336 | 19.6 | 13.4 | 18000 | 1352 | 3.9 | 3.1 | Non Federally-Regulated | 11/19/2018 |  | 03/15/2019
Enertech Global, LLC | Tetco | TZS018*****1 |  | Ground-Source | WBAHP: Heat Pump Packaged Unit | Heat Pump | 208 | 1 |  |  |  | Single-Speed |  |  |  | 20100 | 1074 | 18.7 | 13.4 | 14100 | 1116 | 3.7 | 3.1 | Non Federally-Regulated | 11/19/2018 |  | 03/15/2019
Enertech Global, LLC | Tetco | TZS017*****1 |  | Ground-Source | WBAHP: Heat Pump Packaged Unit | Heat Pump | 208 | 1 |  |  |  | Single-Speed |  |  |  | 17800 | 978 | 18.2 | 13.4 | 13500 | 1014 | 3.9 | 3.1 | Non Federally-Regulated | 11/19/2018 |  | 03/15/2019
Enertech Global, LLC | Tetco | TZS015*****1 |  | Ground-Source | WBAHP: Heat Pump Packaged Unit | Heat Pump | 208 | 1 |  |  |  | Single-Speed |  |  |  | 14200 | 806 | 17.6 | 13.4 | 11200 | 841 | 3.9 | 3.1 | Non Federally-Regulated | 11/19/2018 |  | 03/15/2019
Enertech Global, LLC | Tetco | TZT060 |  | Ground-Source | WBAHP: Heat Pump Packaged Unit | Heat Pump | 208 | 1 |  |  |  | Single-Speed |  |  |  | 59000 | 3491 | 16.9 | 13.4 | 46800 | 3809 | 3.6 | 3.1 | Non Federally-Regulated | 11/19/2018 |  | 03/15/2019
Enertech Global, LLC | Tetco | TZT048 |  | Ground-Source | WBAHP: Heat Pump Packaged Unit | Heat Pump | 208 | 1 |  |  |  | Single-Speed |  |  |  | 48700 | 2815 | 17.3 | 13.4 | 36900 | 3004 | 3.6 | 3.1 | Non Federally-Regulated | 11/19/2018 |  | 03/15/2019
Enertech Global, LLC | Tetco | TZT042 |  | Ground-Source | WBAHP: Heat Pump Packaged Unit | Heat Pump | 208 | 1 |  |  |  | Single-Speed |  |  |  | 43000 | 2388 | 18 | 13.4 | 32900 | 2678 | 3.6 | 3.1 | Non Federally-Regulated | 11/19/2018 |  | 03/15/2019
Enertech Global, LLC | Tetco | TZT036 |  | Ground-Source | WBAHP: Heat Pump Packaged Unit | Heat Pump | 208 | 1 |  |  |  | Single-Speed |  |  |  | 36700 | 2050 | 17.9 | 13.4 | 27100 | 2090 | 3.8 | 3.1 | Non Federally-Regulated | 11/19/2018 |  | 03/15/2019
Enertech Global, LLC | Tetco | TZT030 |  | Ground-Source | WBAHP: Heat Pump Packaged Unit | Heat Pump | 208 | 1 |  |  |  | Single-Speed |  |  |  | 31500 | 1800 | 17.5 | 13.4 | 23300 | 1845 | 3.7 | 3.1 | Non Federally-Regulated | 11/19/2018 |  | 03/15/2019
Enertech Global, LLC | Tetco | TZT024 |  | Ground-Source | WBAHP: Heat Pump Packaged Unit | Heat Pump | 208 | 1 |  |  |  | Single-Speed |  |  |  | 26400 | 1442 | 18.3 | 13.4 | 18300 | 1375 | 3.9 | 3.1 | Non Federally-Regulated | 11/19/2018 |  | 03/15/2019
Enertech Global, LLC | Tetco | TVS048*3 |  | Water-Source | WBAHP: Heat Pump Packaged Unit | Heat Pump | 460 | 3 |  |  |  | Single-Speed |  |  |  | 48500 | 3190 | 15.2 | 11.2 | 58900 | 3452 | 5 | 4.2 | Federally-Regulated Commercial & Industrial Equipment | 10/10/2017 |  | 03/15/2019
Enertech Global, LLC | Tetco | TVS048*3 |  | Ground-Water-Source | WBAHP: Heat Pump Packaged Unit | Heat Pump | 460 | 3 |  |  |  | Single-Speed |  |  |  | 53400 | 2362 | 22.6 | 16.2 | 48100 | 3203 | 4.4 | 3.6 | Non Federally-Regulated | 10/10/2017 |  | 03/15/2019
Enertech Global, LLC | Tetco | TVS048*3 |  | Ground-Source | WBAHP: Heat Pump Packaged Unit | Heat Pump | 460 | 3 |  |  |  | Single-Speed |  |  |  | 50500 | 2869 | 17.6 | 13.4 | 39600 | 3223 | 3.6 | 3.1 | Non Federally-Regulated | 10/10/2017 |  | 03/15/2019
Enertech Global, LLC | Tetco | TYT024*3 |  | Ground-Water-Source | WBAHP: Heat Pump Packaged Unit | Heat Pump | 460 | 3 |  |  |  | Single-Speed |  |  |  | 29200 | 1136 | 25.7 | 16.2 | 23400 | 1293 | 5.3 | 3.6 | Non Federally-Regulated | 02/23/2016 |  | 03/15/2019
Enertech Global, LLC | Tetco | TYT024*3 |  | Ground-Source | WBAHP: Heat Pump Packaged Unit | Heat Pump | 460 | 3 |  |  |  | Single-Speed |  |  |  | 27100 | 1361 | 19.9 | 13.4 | 19000 | 1294 | 4.3 | 3.1 | Non Federally-Regulated | 02/23/2016 |  | 03/15/2019
Enertech Global, LLC | Tetco | TYT048 |  | Ground-Water-Source | WBAHP: Heat Pump Packaged Unit | Heat Pump | 208 | 1 |  |  |  | Single-Speed |  |  |  | 57100 | 2179 | 26.2 | 16.2 | 49500 | 2789 | 5.2 | 3.6 | Non Federally-Regulated | 02/08/2019 |  | 03/15/2019
Enertech Global, LLC | Tetco | TYT048 |  | Ground-Source | WBAHP: Heat Pump Packaged Unit | Heat Pump | 208 | 1 |  |  |  | Single-Speed |  |  |  | 53300 | 2638 | 20.2 | 13.4 | 39900 | 2719 | 4.3 | 3.1 | Non Federally-Regulated | 02/08/2019 |  | 03/15/2019
Enertech Global, LLC | Tetco | TXT060D |  | Ground-Source | WBAHP: Heat Pump Packaged Unit | Heat Pump | 208 | 1 |  |  |  | Single-Speed |  |  |  | 63000 | 3539 | 17.8 | 13.4 | 47700 | 3778 | 3.7 | 3.1 | Non Federally-Regulated | 02/08/2019 |  | 03/15/2019
Enertech Global, LLC | Tetco | TVS048 |  | Water-Source | WBAHP: Heat Pump Packaged Unit | Heat Pump | 208 | 1 |  |  |  | Single-Speed |  |  |  | 48500 | 3190 | 15.2 | 11.2 | 58900 | 3452 | 5 | 4.2 | Federally-Regulated Commercial & Industrial Equipment | 02/08/2019 |  | 03/15/2019
Enertech Global, LLC | Tetco | TVS048 |  | Ground-Water-Source | WBAHP: Heat Pump Packaged Unit | Heat Pump | 208 | 1 |  |  |  | Single-Speed |  |  |  | 53400 | 2362 | 22.6 | 16.2 | 48100 | 3203 | 4.4 | 3.6 | Non Federally-Regulated | 02/08/2019 |  | 03/15/2019
Enertech Global, LLC | Tetco | TVS048 |  | Ground-Source | WBAHP: Heat Pump Packaged Unit | Heat Pump | 208 | 1 |  |  |  | Single-Speed |  |  |  | 50500 | 2869 | 17.6 | 13.4 | 39600 | 3223 | 3.6 | 3.1 | Non Federally-Regulated | 02/08/2019 |  | 03/15/2019
Enertech Global, LLC | Tetco | TVS048*2 |  | Water-Source | WBAHP: Heat Pump Packaged Unit | Heat Pump | 208 | 3 |  |  |  | Single-Speed |  |  |  | 48500 | 3190 | 15.2 | 11.2 | 58900 | 3452 | 5 | 4.2 | Federally-Regulated Commercial & Industrial Equipment | 10/10/2017 |  | 03/15/2019
Enertech Global, LLC | Tetco | TVS048*2 |  | Ground-Water-Source | WBAHP: Heat Pump Packaged Unit | Heat Pump | 208 | 3 |  |  |  | Single-Speed |  |  |  | 53400 | 2362 | 22.6 | 16.2 | 48100 | 3203 | 4.4 | 3.6 | Non Federally-Regulated | 10/10/2017 |  | 03/15/2019
Enertech Global, LLC | Tetco | TVS048*2 |  | Ground-Source | WBAHP: Heat Pump Packaged Unit | Heat Pump | 208 | 3 |  |  |  | Single-Speed |  |  |  | 50500 | 2869 | 17.6 | 13.4 | 39600 | 3223 | 3.6 | 3.1 | Non Federally-Regulated | 10/10/2017 |  | 03/15/2019
Enertech Global, LLC | Tetco | TCT060D |  | Ground-Source | WBAHP: Heat Pump Packaged Unit | Heat Pump | 208 | 1 |  |  |  | Single-Speed |  |  |  | 61300 | 3522 | 17.4 | 13.4 | 46500 | 3683 | 3.7 | 3.1 | Non Federally-Regulated | 02/08/2019 |  | 03/15/2019
Enertech Global, LLC | Tetco | TXT048D |  | Ground-Water-Source | WBAHP: Heat Pump Packaged Unit | Heat Pump | 208 | 1 |  |  |  | Single-Speed |  |  |  | 53100 | 2402 | 22.1 | 16.2 | 47400 | 3019 | 4.6 | 3.6 | Non Federally-Regulated | 02/08/2019 |  | 03/15/2019
Enertech Global, LLC | Tetco | TXT048D |  | Ground-Source | WBAHP: Heat Pump Packaged Unit | Heat Pump | 208 | 1 |  |  |  | Single-Speed |  |  |  | 49000 | 2865 | 17.1 | 13.4 | 38200 | 2870 | 3.9 | 3.1 | Non Federally-Regulated | 02/08/2019 |  | 03/15/2019
Enertech Global, LLC | Tetco | TZT048*2****B |  | Water-Source | WBAHP: Heat Pump Packaged Unit | Heat Pump | 208 | 3 |  |  |  | Single-Speed |  |  |  | 47600 | 3012 | 15.8 | 11.2 | 58300 | 3486 | 4.9 | 4.2 | Federally-Regulated Commercial & Industrial Equipment | 09/08/2017 |  | 03/15/2019
Enertech Global, LLC | Tetco | TZT048*2****B |  | Ground-Source | WBAHP: Heat Pump Packaged Unit | Heat Pump | 208 | 3 |  |  |  | Single-Speed |  |  |  | 49800 | 2721 | 18.3 | 13.4 | 37900 | 2848 | 3.9 | 3.1 | Non Federally-Regulated | 09/08/2017 |  | 03/15/2019
Enertech Global, LLC | Tetco | TCT048D |  | Ground-Water-Source | WBAHP: Heat Pump Packaged Unit | Heat Pump | 208 | 1 |  |  |  | Single-Speed |  |  |  | 53100 | 2435 | 21.8 | 16.2 | 46700 | 2975 | 4.6 | 3.6 | Non Federally-Regulated | 02/08/2019 |  | 03/15/2019
Enertech Global, LLC | Tetco | TCT048D |  | Ground-Source | WBAHP: Heat Pump Packaged Unit | Heat Pump | 208 | 1 |  |  |  | Single-Speed |  |  |  | 49000 | 2865 | 17.1 | 13.4 | 38000 | 2855 | 3.9 | 3.1 | Non Federally-Regulated | 02/08/2019 |  | 03/15/2019
Enertech Global, LLC | Tetco | TVS048*****1 |  | Water-Source | WBAHP: Heat Pump Packaged Unit | Heat Pump | 208 | 1 |  |  |  | Single-Speed |  |  |  | 49900 | 2884 | 17.3 | 11.2 | 58400 | 3111 | 5.5 | 4.2 | Federally-Regulated Commercial & Industrial Equipment | 02/08/2019 |  | 03/15/2019
Enertech Global, LLC | Tetco | TVS048*****1 |  | Ground-Water-Source | WBAHP: Heat Pump Packaged Unit | Heat Pump | 208 | 1 |  |  |  | Single-Speed |  |  |  | 54900 | 2079 | 26.4 | 16.2 | 47500 | 2900 | 4.8 | 3.6 | Non Federally-Regulated | 02/08/2019 |  | 03/15/2019
Enertech Global, LLC | Tetco | TVS048*****1 |  | Ground-Source | WBAHP: Heat Pump Packaged Unit | Heat Pump | 208 | 1 |  |  |  | Single-Speed |  |  |  | 51600 | 2567 | 20.1 | 13.4 | 38700 | 2908 | 3.9 | 3.1 | Non Federally-Regulated | 02/08/2019 |  | 03/15/2019
Enertech Global, LLC | Tetco | TXT048D2 |  | Ground-Water-Source | WBAHP: Heat Pump Packaged Unit | Heat Pump | 208 | 3 |  |  |  | Single-Speed |  |  |  | 53100 | 2402 | 22.1 | 16.2 | 47400 | 3019 | 4.6 | 3.6 | Non Federally-Regulated | 11/30/2016 |  | 03/15/2019
Enertech Global, LLC | Tetco | TXT048D2 |  | Ground-Source | WBAHP: Heat Pump Packaged Unit | Heat Pump | 208 | 3 |  |  |  | Single-Speed |  |  |  | 49000 | 2865 | 17.1 | 13.4 | 38200 | 2870 | 3.9 | 3.1 | Non Federally-Regulated | 11/30/2016 |  | 03/15/2019
Enertech Global, LLC | Tetco | TZT048*3****B |  | Water-Source | WBAHP: Heat Pump Packaged Unit | Heat Pump | 460 | 3 |  |  |  | Single-Speed |  |  |  | 47600 | 3012 | 15.8 | 11.2 | 58300 | 3486 | 4.9 | 4.2 | Federally-Regulated Commercial & Industrial Equipment | 09/08/2017 |  | 03/15/2019
Enertech Global, LLC | Tetco | TZT048*3****B |  | Ground-Source | WBAHP: Heat Pump Packaged Unit | Heat Pump | 460 | 3 |  |  |  | Single-Speed |  |  |  | 49800 | 2721 | 18.3 | 13.4 | 37900 | 2848 | 3.9 | 3.1 | Non Federally-Regulated | 09/08/2017 |  | 03/15/2019
Enertech Global, LLC | Tetco | TCT060D2 |  | Ground-Source | WBAHP: Heat Pump Packaged Unit | Heat Pump | 208 | 3 |  |  |  | Single-Speed |  |  |  | 61300 | 3522 | 17.4 | 13.4 | 46500 | 3683 | 3.7 | 3.1 | Non Federally-Regulated | 11/30/2016 |  | 03/15/2019
Enertech Global, LLC | Tetco | TYT024*2 |  | Ground-Water-Source | WBAHP: Heat Pump Packaged Unit | Heat Pump | 208 | 3 |  |  |  | Single-Speed |  |  |  | 29200 | 1136 | 25.7 | 16.2 | 23400 | 1293 | 5.3 | 3.6 | Non Federally-Regulated | 02/23/2016 |  | 03/15/2019
Enertech Global, LLC | Tetco | TYT024*2 |  | Ground-Source | WBAHP: Heat Pump Packaged Unit | Heat Pump | 208 | 3 |  |  |  | Single-Speed |  |  |  | 27100 | 1361 | 19.9 | 13.4 | 19000 | 1294 | 4.3 | 3.1 | Non Federally-Regulated | 02/23/2016 |  | 03/15/2019
Enertech Global, LLC | Tetco | TZT048******B |  | Water-Source | WBAHP: Heat Pump Packaged Unit | Heat Pump | 208 | 1 |  |  |  | Single-Speed |  |  |  | 47600 | 3012 | 15.8 | 11.2 | 58300 | 3486 | 4.9 | 4.2 | Federally-Regulated Commercial & Industrial Equipment | 09/08/2017 |  | 03/15/2019
Enertech Global, LLC | Tetco | TZT048******B |  | Ground-Source | WBAHP: Heat Pump Packaged Unit | Heat Pump | 208 | 1 |  |  |  | Single-Speed |  |  |  | 49800 | 2721 | 18.3 | 13.4 | 37900 | 2848 | 3.9 | 3.1 | Non Federally-Regulated | 09/08/2017 |  | 03/15/2019
Enertech Global, LLC | Tetco | TVS048*4 |  | Water-Source | WBAHP: Heat Pump Packaged Unit | Heat Pump | 575 | 3 |  |  |  | Single-Speed |  |  |  | 48500 | 3190 | 15.2 | 11.2 | 58900 | 3452 | 5 | 4.2 | Federally-Regulated Commercial & Industrial Equipment | 10/10/2017 |  | 03/15/2019
Enertech Global, LLC | Tetco | TVS048*4 |  | Ground-Water-Source | WBAHP: Heat Pump Packaged Unit | Heat Pump | 575 | 3 |  |  |  | Single-Speed |  |  |  | 53400 | 2362 | 22.6 | 16.2 | 48100 | 3203 | 4.4 | 3.6 | Non Federally-Regulated | 10/10/2017 |  | 03/15/2019
Enertech Global, LLC | Tetco | TVS048*4 |  | Ground-Source | WBAHP: Heat Pump Packaged Unit | Heat Pump | 575 | 3 |  |  |  | Single-Speed |  |  |  | 50500 | 2869 | 17.6 | 13.4 | 39600 | 3223 | 3.6 | 3.1 | Non Federally-Regulated | 10/10/2017 |  | 03/15/2019
Enertech Global, LLC | Tetco | TCT048D3 |  | Ground-Water-Source | WBAHP: Heat Pump Packaged Unit | Heat Pump | 460 | 3 |  |  |  | Single-Speed |  |  |  | 53100 | 2435 | 21.8 | 16.2 | 46700 | 2975 | 4.6 | 3.6 | Non Federally-Regulated | 11/30/2016 |  | 03/15/2019
Enertech Global, LLC | Tetco | TCT048D3 |  | Ground-Source | WBAHP: Heat Pump Packaged Unit | Heat Pump | 460 | 3 |  |  |  | Single-Speed |  |  |  | 49000 | 2865 | 17.1 | 13.4 | 38000 | 2855 | 3.9 | 3.1 | Non Federally-Regulated | 11/30/2016 |  | 03/15/2019
Enertech Global, LLC | Tetco | TCT060D3 |  | Ground-Source | WBAHP: Heat Pump Packaged Unit | Heat Pump | 460 | 3 |  |  |  | Single-Speed |  |  |  | 61300 | 3522 | 17.4 | 13.4 | 46500 | 3683 | 3.7 | 3.1 | Non Federally-Regulated | 11/30/2016 |  | 03/15/2019
Enertech Global, LLC | Tetco | TYT048*2 |  | Ground-Water-Source | WBAHP: Heat Pump Packaged Unit | Heat Pump | 208 | 3 |  |  |  | Single-Speed |  |  |  | 57100 | 2179 | 26.2 | 16.2 | 49500 | 2789 | 5.2 | 3.6 | Non Federally-Regulated | 11/28/2018 |  | 03/15/2019
Enertech Global, LLC | Tetco | TYT048*2 |  | Ground-Source | WBAHP: Heat Pump Packaged Unit | Heat Pump | 208 | 3 |  |  |  | Single-Speed |  |  |  | 53300 | 2638 | 20.2 | 13.4 | 39900 | 2719 | 4.3 | 3.1 | Non Federally-Regulated | 11/28/2018 |  | 03/15/2019
Enertech Global, LLC | Tetco | TYT048*3 |  | Ground-Water-Source | WBAHP: Heat Pump Packaged Unit | Heat Pump | 460 | 3 |  |  |  | Single-Speed |  |  |  | 57100 | 2179 | 26.2 | 16.2 | 49500 | 2789 | 5.2 | 3.6 | Non Federally-Regulated | 06/28/2016 |  | 03/15/2019
Enertech Global, LLC | Tetco | TYT048*3 |  | Ground-Source | WBAHP: Heat Pump Packaged Unit | Heat Pump | 460 | 3 |  |  |  | Single-Speed |  |  |  | 53300 | 2638 | 20.2 | 13.4 | 39900 | 2719 | 4.3 | 3.1 | Non Federally-Regulated | 06/28/2016 |  | 03/15/2019
Enertech Global, LLC | Tetco | TZT048*A****B |  | Water-Source | WBAHP: Heat Pump Packaged Unit | Heat Pump | 265 | 1 |  |  |  | Single-Speed |  |  |  | 47600 | 3012 | 15.8 | 11.2 | 58300 | 3486 | 4.9 | 4.2 | Federally-Regulated Commercial & Industrial Equipment | 09/08/2017 |  | 03/15/2019
Enertech Global, LLC | Tetco | TZT048*A****B |  | Ground-Source | WBAHP: Heat Pump Packaged Unit | Heat Pump | 265 | 1 |  |  |  | Single-Speed |  |  |  | 49800 | 2721 | 18.3 | 13.4 | 37900 | 2848 | 3.9 | 3.1 | Non Federally-Regulated | 09/08/2017 |  | 03/15/2019
Enertech Global, LLC | Tetco | TCT048D2 |  | Ground-Water-Source | WBAHP: Heat Pump Packaged Unit | Heat Pump | 208 | 3 |  |  |  | Single-Speed |  |  |  | 53100 | 2435 | 21.8 | 16.2 | 46700 | 2975 | 4.6 | 3.6 | Non Federally-Regulated | 11/30/2016 |  | 03/15/2019
Enertech Global, LLC | Tetco | TCT048D2 |  | Ground-Source | WBAHP: Heat Pump Packaged Unit | Heat Pump | 208 | 3 |  |  |  | Single-Speed |  |  |  | 49000 | 2865 | 17.1 | 13.4 | 38000 | 2855 | 3.9 | 3.1 | Non Federally-Regulated | 11/30/2016 |  | 03/15/2019
Enertech Global, LLC | Tetco | TXT060D3 |  | Ground-Source | WBAHP: Heat Pump Packaged Unit | Heat Pump | 460 | 3 |  |  |  | Single-Speed |  |  |  | 63000 | 3539 | 17.8 | 13.4 | 47700 | 3778 | 3.7 | 3.1 | Non Federally-Regulated | 11/30/2016 |  | 03/15/2019
Enertech Global, LLC | Tetco | TVS048*3***1 |  | Water-Source | WBAHP: Heat Pump Packaged Unit | Heat Pump | 460 | 3 |  |  |  | Single-Speed |  |  |  | 49900 | 2884 | 17.3 | 11.2 | 58400 | 3111 | 5.5 | 4.2 | Federally-Regulated Commercial & Industrial Equipment | 10/10/2017 |  | 03/15/2019
Enertech Global, LLC | Tetco | TVS048*3***1 |  | Ground-Water-Source | WBAHP: Heat Pump Packaged Unit | Heat Pump | 460 | 3 |  |  |  | Single-Speed |  |  |  | 54900 | 2079 | 26.4 | 16.2 | 47500 | 2900 | 4.8 | 3.6 | Non Federally-Regulated | 10/10/2017 |  | 03/15/2019
Enertech Global, LLC | Tetco | TVS048*3***1 |  | Ground-Source | WBAHP: Heat Pump Packaged Unit | Heat Pump | 460 | 3 |  |  |  | Single-Speed |  |  |  | 51600 | 2567 | 20.1 | 13.4 | 38700 | 2908 | 3.9 | 3.1 | Non Federally-Regulated | 10/10/2017 |  | 03/15/2019
Enertech Global, LLC | Tetco | TXT048D3 |  | Ground-Water-Source | WBAHP: Heat Pump Packaged Unit | Heat Pump | 460 | 3 |  |  |  | Single-Speed |  |  |  | 53100 | 2402 | 22.1 | 16.2 | 47400 | 3019 | 4.6 | 3.6 | Non Federally-Regulated | 11/30/2016 |  | 03/15/2019
Enertech Global, LLC | Tetco | TXT048D3 |  | Ground-Source | WBAHP: Heat Pump Packaged Unit | Heat Pump | 460 | 3 |  |  |  | Single-Speed |  |  |  | 49000 | 2865 | 17.1 | 13.4 | 38200 | 2870 | 3.9 | 3.1 | Non Federally-Regulated | 11/30/2016 |  | 03/15/2019
Enertech Global, LLC | Tetco | TXT060D2 |  | Ground-Source | WBAHP: Heat Pump Packaged Unit | Heat Pump | 208 | 3 |  |  |  | Single-Speed |  |  |  | 63000 | 3539 | 17.8 | 13.4 | 47700 | 3778 | 3.7 | 3.1 | Non Federally-Regulated | 11/30/2016 |  | 03/15/2019
Enertech Global, LLC | Tetco | TYT024 |  | Ground-Water-Source | WBAHP: Heat Pump Packaged Unit | Heat Pump | 208 | 1 |  |  |  | Single-Speed |  |  |  | 29200 | 1136 | 25.7 | 16.2 | 23400 | 1293 | 5.3 | 3.6 | Non Federally-Regulated | 02/08/2019 |  | 03/15/2019
Enertech Global, LLC | Tetco | TYT024 |  | Ground-Source | WBAHP: Heat Pump Packaged Unit | Heat Pump | 208 | 1 |  |  |  | Single-Speed |  |  |  | 27100 | 1361 | 19.9 | 13.4 | 19000 | 1294 | 4.3 | 3.1 | Non Federally-Regulated | 02/08/2019 |  | 03/15/2019
Enertech Global, LLC | Tetco | TVS048*2***1 |  | Water-Source | WBAHP: Heat Pump Packaged Unit | Heat Pump | 208 | 3 |  |  |  | Single-Speed |  |  |  | 49900 | 2884 | 17.3 | 11.2 | 58400 | 3111 | 5.5 | 4.2 | Federally-Regulated Commercial & Industrial Equipment | 10/10/2017 |  | 03/15/2019
Enertech Global, LLC | Tetco | TVS048*2***1 |  | Ground-Water-Source | WBAHP: Heat Pump Packaged Unit | Heat Pump | 208 | 3 |  |  |  | Single-Speed |  |  |  | 54900 | 2079 | 26.4 | 16.2 | 47500 | 2900 | 4.8 | 3.6 | Non Federally-Regulated | 10/10/2017 |  | 03/15/2019
Enertech Global, LLC | Tetco | TVS048*2***1 |  | Ground-Source | WBAHP: Heat Pump Packaged Unit | Heat Pump | 208 | 3 |  |  |  | Single-Speed |  |  |  | 51600 | 2567 | 20.1 | 13.4 | 38700 | 2908 | 3.9 | 3.1 | Non Federally-Regulated | 10/10/2017 |  | 03/15/2019
FHP Manufacturing Company | Aquarius | EP042-1HZ/VT |  | Water-Source | WBAHP: Heat Pump Packaged Unit | Heat Pump | 208 | 1 |  |  |  | Single-Speed |  |  |  | 40600 | 2230 | 18.2 | 11.2 | 42400 | 2071 | 6 | 4.2 | Federally-Regulated Commercial & Industrial Equipment | 12/07/2018 |  | 03/15/2019
FHP Manufacturing Company | Aquarius | EP042-1HZ/VT |  | Ground-Water-Source | WBAHP: Heat Pump Packaged Unit | Heat Pump | 208 | 1 |  |  |  | Single-Speed |  |  |  | 45000 | 1750 | 25.7 | 16.2 | 35000 | 2011 | 5.1 | 3.6 | Non Federally-Regulated | 12/07/2018 |  | 03/15/2019
FHP Manufacturing Company | Aquarius | EP042-1HZ/VT |  | Ground-Source | WBAHP: Heat Pump Packaged Unit | Heat Pump | 208 | 1 |  |  |  | Single-Speed |  |  |  | 42200 | 2000 | 21.1 | 13.4 | 26800 | 1915 | 4.1 | 3.1 | Non Federally-Regulated | 12/07/2018 |  | 03/15/2019
FHP Manufacturing Company | Aquarius | EP048-3HZ/VT |  | Water-Source | WBAHP: Heat Pump Packaged Unit | Heat Pump | 208 | 3 |  |  |  | Single-Speed |  |  |  | 47400 | 3160 | 15 | 11.2 | 50000 | 2764 | 5.3 | 4.2 | Federally-Regulated Commercial & Industrial Equipment | 02/08/2019 |  | 03/15/2019
FHP Manufacturing Company | Aquarius | EP048-3HZ/VT |  | Ground-Water-Source | WBAHP: Heat Pump Packaged Unit | Heat Pump | 208 | 3 |  |  |  | Single-Speed |  |  |  | 52900 | 2190 | 24.15 | 16.2 | 40500 | 2760 | 4.3 | 3.6 | Non Federally-Regulated | 02/08/2019 |  | 03/15/2019
FHP Manufacturing Company | Aquarius | EP048-3HZ/VT |  | Ground-Source | WBAHP: Heat Pump Packaged Unit | Heat Pump | 208 | 3 |  |  |  | Single-Speed |  |  |  | 49500 | 2788 | 17.75 | 13.4 | 33400 | 2645 | 3.7 | 3.1 | Non Federally-Regulated | 02/08/2019 |  | 03/15/2019
FHP Manufacturing Company | Aquarius | EP048-4HZ/VT |  | Water-Source | WBAHP: Heat Pump Packaged Unit | Heat Pump | 460 | 3 |  |  |  | Single-Speed |  |  |  | 47400 | 3160 | 15 | 11.2 | 50000 | 2764 | 5.3 | 4.2 | Federally-Regulated Commercial & Industrial Equipment | 02/08/2019 |  | 03/15/2019
FHP Manufacturing Company | Aquarius | EP048-4HZ/VT |  | Ground-Water-Source | WBAHP: Heat Pump Packaged Unit | Heat Pump | 460 | 3 |  |  |  | Single-Speed |  |  |  | 52900 | 2190 | 24.15 | 16.2 | 40500 | 2760 | 4.3 | 3.6 | Non Federally-Regulated | 02/08/2019 |  | 03/15/2019
FHP Manufacturing Company | Aquarius | EP048-4HZ/VT |  | Ground-Source | WBAHP: Heat Pump Packaged Unit | Heat Pump | 460 | 3 |  |  |  | Single-Speed |  |  |  | 49500 | 2788 | 17.75 | 13.4 | 33400 | 2645 | 3.7 | 3.1 | Non Federally-Regulated | 02/08/2019 |  | 03/15/2019
FHP Manufacturing Company | Aquarius | EP030-1HZ/VT |  | Water-Source | WBAHP: Heat Pump Packaged Unit | Heat Pump | 208 | 1 |  |  |  | Single-Speed |  |  |  | 27000 | 1626 | 16.6 | 11.2 | 31000 | 1539 | 5.9 | 4.2 | Federally-Regulated Commercial & Industrial Equipment | 02/08/2019 |  | 03/15/2019
FHP Manufacturing Company | Aquarius | EP030-1HZ/VT |  | Ground-Water-Source | WBAHP: Heat Pump Packaged Unit | Heat Pump | 208 | 1 |  |  |  | Single-Speed |  |  |  | 31700 | 1174 | 27 | 16.2 | 25000 | 1409 | 5.2 | 3.6 | Non Federally-Regulated | 02/08/2019 |  | 03/15/2019
FHP Manufacturing Company | Aquarius | EP030-1HZ/VT |  | Ground-Source | WBAHP: Heat Pump Packaged Unit | Heat Pump | 208 | 1 |  |  |  | Single-Speed |  |  |  | 28500 | 1469 | 19.4 | 13.4 | 20500 | 1397 | 4.3 | 3.1 | Non Federally-Regulated | 02/08/2019 |  | 03/15/2019
FHP Manufacturing Company | Aquarius | EP030-3HZ/VT |  | Water-Source | WBAHP: Heat Pump Packaged Unit | Heat Pump | 208 | 3 |  |  |  | Single-Speed |  |  |  | 27000 | 1626 | 16.6 | 11.2 | 31000 | 1539 | 5.9 | 4.2 | Federally-Regulated Commercial & Industrial Equipment | 04/27/2016 |  | 03/15/2019
FHP Manufacturing Company | Aquarius | EP030-3HZ/VT |  | Ground-Source | WBAHP: Heat Pump Packaged Unit | Heat Pump | 208 | 3 |  |  |  | Single-Speed |  |  |  | 28500 | 1469 | 19.4 | 13.4 | 20500 | 1397 | 4.3 | 3.1 | Non Federally-Regulated | 04/27/2016 |  | 03/15/2019
FHP Manufacturing Company | Aquarius | EP030-4HZ/VT |  | Water-Source | WBAHP: Heat Pump Packaged Unit | Heat Pump | 460 | 3 |  |  |  | Single-Speed |  |  |  | 27000 | 1626 | 16.6 | 11.2 | 31000 | 1539 | 5.9 | 4.2 | Federally-Regulated Commercial & Industrial Equipment | 04/27/2016 |  | 03/15/2019
FHP Manufacturing Company | Aquarius | EP030-4HZ/VT |  | Ground-Source | WBAHP: Heat Pump Packaged Unit | Heat Pump | 460 | 3 |  |  |  | Single-Speed |  |  |  | 28500 | 1469 | 19.4 | 13.4 | 20500 | 1397 | 4.3 | 3.1 | Non Federally-Regulated | 04/27/2016 |  | 03/15/2019
FHP Manufacturing Company | Aquarius | EP030-2HZ/VT |  | Water-Source | WBAHP: Heat Pump Packaged Unit | Heat Pump | 265 | 1 |  |  |  | Single-Speed |  |  |  | 27000 | 1626 | 16.6 | 11.2 | 31000 | 1539 | 5.9 | 4.2 | Federally-Regulated Commercial & Industrial Equipment | 04/27/2016 |  | 03/15/2019
FHP Manufacturing Company | Aquarius | EP030-2HZ/VT |  | Ground-Source | WBAHP: Heat Pump Packaged Unit | Heat Pump | 265 | 1 |  |  |  | Single-Speed |  |  |  | 28500 | 1469 | 19.4 | 13.4 | 20500 | 1397 | 4.3 | 3.1 | Non Federally-Regulated | 04/27/2016 |  | 03/15/2019
FHP Manufacturing Company | Carrier | GC024C/H/V******1**1 + UI |  | Water-Source | WBAHP: Heat Pump Packaged Unit | Both Heat Pump and Electric Re | 208 | 1 |  |  |  | Dual-Speed |  |  |  | 25500 | 1465 | 17.4 | 11.2 | 29200 | 1528 | 5.6 | 4.2 | Federally-Regulated Commercial & Industrial Equipment | 04/27/2016 |  | 03/15/2019
FHP Manufacturing Company | Carrier | GC024C/H/V******1**1 + UI |  | Ground-Water-Source | WBAHP: Heat Pump Packaged Unit | Both Heat Pump and Electric Re | 208 | 1 |  |  |  | Dual-Speed |  |  |  | 29000 | 1094 | 26.5 | 16.2 | 23500 | 1405 | 4.9 | 3.6 | Non Federally-Regulated | 04/27/2016 |  | 03/15/2019
FHP Manufacturing Company | Carrier | GC024C/H/V******1**1 + UI |  | Ground-Source | WBAHP: Heat Pump Packaged Unit | Both Heat Pump and Electric Re | 208 | 1 |  |  |  | Dual-Speed |  |  |  | 26600 | 1336 | 19.9 | 13.4 | 18000 | 1286 | 4.1 | 3.1 | Non Federally-Regulated | 04/27/2016 |  | 03/15/2019
FHP Manufacturing Company | Carrier | 50PTD/H/V060***6/FA |  | Water-Source | WBAHP: Heat Pump Packaged Unit | Both Heat Pump and Electric Re | 460 | 3 |  |  |  | Dual-Speed |  |  |  | 63800 | 4129 | 15.45 | 11.2 | 73300 | 4475 | 4.8 | 4.2 | Federally-Regulated Commercial & Industrial Equipment | 12/07/2018 |  | 03/15/2019
FHP Manufacturing Company | Carrier | 50PTD/H/V060***5/EA |  | Water-Source | WBAHP: Heat Pump Packaged Unit | Both Heat Pump and Electric Re | 208 | 3 |  |  |  | Dual-Speed |  |  |  | 63800 | 4129 | 15.45 | 11.2 | 73300 | 4475 | 4.8 | 4.2 | Federally-Regulated Commercial & Industrial Equipment | 12/07/2018 |  | 03/15/2019
FHP Manufacturing Company | Carrier | 50PTD/H/V060***3/CA |  | Water-Source | WBAHP: Heat Pump Packaged Unit | Both Heat Pump and Electric Re | 208 | 1 |  |  |  | Dual-Speed |  |  |  | 63800 | 4129 | 15.45 | 11.2 | 73300 | 4475 | 4.8 | 4.2 | Federally-Regulated Commercial & Industrial Equipment | 12/07/2018 |  | 03/15/2019
FHP Manufacturing Company | Carrier | GC060C/H/V******1**1 + UI |  | Water-Source | WBAHP: Heat Pump Packaged Unit | Both Heat Pump and Electric Re | 208 | 1 |  |  |  | Dual-Speed |  |  |  | 63800 | 4129 | 15.45 | 11.2 | 73300 | 4475 | 4.8 | 4.2 | Federally-Regulated Commercial & Industrial Equipment | 12/07/2018 |  | 03/15/2019
FHP Manufacturing Company | Carrier | 50PCV060L/R*N1/AD |  | Water-Source | WBAHP: Heat Pump Packaged Unit | Heat Pump | 575 | 3 |  |  |  | Single-Speed |  |  |  | 59100 | 4345 | 13.6 | 11.2 | 77800 | 4750 | 4.8 | 4.2 | Federally-Regulated Commercial & Industrial Equipment | 12/07/2018 |  | 03/15/2019
FHP Manufacturing Company | Carrier | 50PCV060L/R*N1/AD |  | Ground-Source | WBAHP: Heat Pump Packaged Unit | Heat Pump | 575 | 3 |  |  |  | Single-Speed |  |  |  | 61600 | 3898 | 15.8 | 13.4 | 53400 | 4173 | 3.8 | 3.1 | Non Federally-Regulated | 12/07/2018 |  | 03/15/2019
FHP Manufacturing Company | Carrier | 50PCV060L/R*N6/FD |  | Water-Source | WBAHP: Heat Pump Packaged Unit | Heat Pump | 460 | 3 |  |  |  | Single-Speed |  |  |  | 59100 | 4345 | 13.6 | 11.2 | 77800 | 4750 | 4.8 | 4.2 | Federally-Regulated Commercial & Industrial Equipment | 12/07/2018 |  | 03/15/2019
FHP Manufacturing Company | Carrier | 50PCV060L/R*N6/FD |  | Ground-Source | WBAHP: Heat Pump Packaged Unit | Heat Pump | 460 | 3 |  |  |  | Single-Speed |  |  |  | 61600 | 3898 | 15.8 | 13.4 | 53400 | 4173 | 3.8 | 3.1 | Non Federally-Regulated | 12/07/2018 |  | 03/15/2019
FHP Manufacturing Company | Carrier | 50PCV060L/R*N5/ED |  | Water-Source | WBAHP: Heat Pump Packaged Unit | Heat Pump | 208 | 3 |  |  |  | Single-Speed |  |  |  | 59100 | 4345 | 13.6 | 11.2 | 77800 | 4750 | 4.8 | 4.2 | Federally-Regulated Commercial & Industrial Equipment | 12/07/2018 |  | 03/15/2019
FHP Manufacturing Company | Carrier | 50PCV060L/R*N5/ED |  | Ground-Source | WBAHP: Heat Pump Packaged Unit | Heat Pump | 208 | 3 |  |  |  | Single-Speed |  |  |  | 61600 | 3898 | 15.8 | 13.4 | 53400 | 4173 | 3.8 | 3.1 | Non Federally-Regulated | 12/07/2018 |  | 03/15/2019
FHP Manufacturing Company | Carrier | 50PCV060L/R*N3/CD |  | Water-Source | WBAHP: Heat Pump Packaged Unit | Heat Pump | 208 | 1 |  |  |  | Single-Speed |  |  |  | 59100 | 4345 | 13.6 | 11.2 | 77800 | 4750 | 4.8 | 4.2 | Federally-Regulated Commercial & Industrial Equipment | 12/07/2018 |  | 03/15/2019
FHP Manufacturing Company | Carrier | 50PCV060L/R*N3/CD |  | Ground-Source | WBAHP: Heat Pump Packaged Unit | Heat Pump | 208 | 1 |  |  |  | Single-Speed |  |  |  | 61600 | 3898 | 15.8 | 13.4 | 53400 | 4173 | 3.8 | 3.1 | Non Federally-Regulated | 12/07/2018 |  | 03/15/2019
FHP Manufacturing Company | Carrier | GB018V******1**2 |  | Water-Source | WBAHP: Heat Pump Packaged Unit | Heat Pump | 208 | 1 |  |  |  | Single-Speed |  |  |  | 19500 | 1189 | 16.4 | 11.2 | 21300 | 1224 | 5.1 | 4.2 | Federally-Regulated Commercial & Industrial Equipment | 01/11/2019 |  | 03/15/2019
FHP Manufacturing Company | Carrier | GB018V******1**2 |  | Ground-Water-Source | WBAHP: Heat Pump Packaged Unit | Heat Pump | 208 | 1 |  |  |  | Single-Speed |  |  |  | 21300 | 832 | 25.6 | 16.2 | 17700 | 1152 | 4.5 | 3.6 | Non Federally-Regulated | 01/11/2019 |  | 03/15/2019
FHP Manufacturing Company | Carrier | GB018V******1**2 |  | Ground-Source | WBAHP: Heat Pump Packaged Unit | Heat Pump | 208 | 1 |  |  |  | Single-Speed |  |  |  | 20500 | 1078 | 19 | 13.4 | 14800 | 1141 | 3.8 | 3.1 | Non Federally-Regulated | 01/11/2019 |  | 03/15/2019
FHP Manufacturing Company | Aquarius | EP009-0HZ/VT |  | Water-Source | WBAHP: Heat Pump Packaged Unit | Heat Pump | 115 | 1 |  |  |  | Single-Speed |  |  |  | 9000 | 555 | 16.2 | 11.2 | 11200 | 596 | 5.5 | 4.2 | Federally-Regulated Commercial & Industrial Equipment | 04/27/2016 |  | 03/15/2019
FHP Manufacturing Company | Aquarius | EP009-0HZ/VT |  | Ground-Water-Source | WBAHP: Heat Pump Packaged Unit | Heat Pump | 115 | 1 |  |  |  | Single-Speed |  |  |  | 10500 | 411 | 25.5 | 16.2 | 9000 | 586 | 4.5 | 3.6 | Non Federally-Regulated | 04/27/2016 |  | 03/15/2019
FHP Manufacturing Company | Aquarius | EP009-0HZ/VT |  | Ground-Source | WBAHP: Heat Pump Packaged Unit | Heat Pump | 115 | 1 |  |  |  | Single-Speed |  |  |  | 9500 | 492 | 19.3 | 13.4 | 6800 | 553 | 3.6 | 3.1 | Non Federally-Regulated | 04/27/2016 |  | 03/15/2019
FHP Manufacturing Company | Arcoaire | HB018H******1**2 |  | Water-Source | WBAHP: Heat Pump Packaged Unit | Heat Pump | 208 | 1 |  |  |  | Single-Speed |  |  |  | 19500 | 1266 | 15.4 | 11.2 | 21300 | 1248 | 5 | 4.2 | Federally-Regulated Commercial & Industrial Equipment | 02/08/2019 |  | 03/15/2019
FHP Manufacturing Company | Arcoaire | HB018H******1**2 |  | Ground-Water-Source | WBAHP: Heat Pump Packaged Unit | Heat Pump | 208 | 1 |  |  |  | Single-Speed |  |  |  | 21300 | 862 | 24.7 | 16.2 | 17700 | 1178 | 4.4 | 3.6 | Non Federally-Regulated | 02/08/2019 |  | 03/15/2019
FHP Manufacturing Company | Arcoaire | HB018H******1**2 |  | Ground-Source | WBAHP: Heat Pump Packaged Unit | Heat Pump | 208 | 1 |  |  |  | Single-Speed |  |  |  | 20500 | 1145 | 17.9 | 13.4 | 14800 | 1188 | 3.7 | 3.1 | Non Federally-Regulated | 02/08/2019 |  | 03/15/2019
FHP Manufacturing Company | Arcoaire | HB042V******1**1 |  | Water-Source | WBAHP: Heat Pump Packaged Unit | Heat Pump | 208 | 1 |  |  |  | Single-Speed |  |  |  | 40600 | 2671 | 15.2 | 11.2 | 42400 | 2180 | 5.7 | 4.2 | Federally-Regulated Commercial & Industrial Equipment | 02/08/2019 |  | 03/15/2019
FHP Manufacturing Company | Arcoaire | HB042V******1**1 |  | Ground-Water-Source | WBAHP: Heat Pump Packaged Unit | Heat Pump | 208 | 1 |  |  |  | Single-Speed |  |  |  | 45000 | 1757 | 25.6 | 16.2 | 35000 | 2137 | 4.8 | 3.6 | Non Federally-Regulated | 02/08/2019 |  | 03/15/2019
FHP Manufacturing Company | Arcoaire | HB042V******1**1 |  | Ground-Source | WBAHP: Heat Pump Packaged Unit | Heat Pump | 208 | 1 |  |  |  | Single-Speed |  |  |  | 42200 | 2125 | 19.85 | 13.4 | 26800 | 1988 | 4 | 3.1 | Non Federally-Regulated | 02/08/2019 |  | 03/15/2019
FHP Manufacturing Company | Arcoaire | HB018V******1**2 |  | Water-Source | WBAHP: Heat Pump Packaged Unit | Heat Pump | 208 | 1 |  |  |  | Single-Speed |  |  |  | 19500 | 1189 | 16.4 | 11.2 | 21300 | 1224 | 5.1 | 4.2 | Federally-Regulated Commercial & Industrial Equipment | 02/08/2019 |  | 03/15/2019
FHP Manufacturing Company | Arcoaire | HB018V******1**2 |  | Ground-Water-Source | WBAHP: Heat Pump Packaged Unit | Heat Pump | 208 | 1 |  |  |  | Single-Speed |  |  |  | 21300 | 832 | 25.6 | 16.2 | 17700 | 1152 | 4.5 | 3.6 | Non Federally-Regulated | 02/08/2019 |  | 03/15/2019
FHP Manufacturing Company | Arcoaire | HB018V******1**2 |  | Ground-Source | WBAHP: Heat Pump Packaged Unit | Heat Pump | 208 | 1 |  |  |  | Single-Speed |  |  |  | 20500 | 1078 | 19 | 13.4 | 14800 | 1141 | 3.8 | 3.1 | Non Federally-Regulated | 02/08/2019 |  | 03/15/2019
FHP Manufacturing Company | Arcoaire | HP060V******1**1 |  | Water-Source | WBAHP: Heat Pump Packaged Unit | Heat Pump | 208 | 1 |  |  |  | Dual-Speed |  |  |  | 60000 | 4285 | 14 | 11.2 | 72000 | 4489 | 4.7 | 4.2 | Federally-Regulated Commercial & Industrial Equipment | 02/08/2019 |  | 03/15/2019
FHP Manufacturing Company | Arcoaire | HP060V******1**1 |  | Ground-Source | WBAHP: Heat Pump Packaged Unit | Heat Pump | 208 | 1 |  |  |  | Dual-Speed |  |  |  | 62000 | 3949 | 15.7 | 13.4 | 49000 | 3989 | 3.6 | 3.1 | Non Federally-Regulated | 02/08/2019 |  | 03/15/2019
FHP Manufacturing Company | Arcoaire | HB048V******1**1 |  | Water-Source | WBAHP: Heat Pump Packaged Unit | Heat Pump | 208 | 1 |  |  |  | Single-Speed |  |  |  | 47400 | 3160 | 15 | 11.2 | 50000 | 2764 | 5.3 | 4.2 | Federally-Regulated Commercial & Industrial Equipment | 02/08/2019 |  | 03/15/2019
FHP Manufacturing Company | Arcoaire | HB048V******1**1 |  | Ground-Water-Source | WBAHP: Heat Pump Packaged Unit | Heat Pump | 208 | 1 |  |  |  | Single-Speed |  |  |  | 52900 | 2190 | 24.15 | 16.2 | 40500 | 2760 | 4.3 | 3.6 | Non Federally-Regulated | 02/08/2019 |  | 03/15/2019
FHP Manufacturing Company | Arcoaire | HB048V******1**1 |  | Ground-Source | WBAHP: Heat Pump Packaged Unit | Heat Pump | 208 | 1 |  |  |  | Single-Speed |  |  |  | 49500 | 2788 | 17.75 | 13.4 | 33400 | 2645 | 3.7 | 3.1 | Non Federally-Regulated | 02/08/2019 |  | 03/15/2019
FHP Manufacturing Company | Arcoaire | HS036*******1**2 | FVM4X4800BL | Water-Source | WBAHP-CB: Heat Pump Split Syst | Both Heat Pump and Electric Re | 208 | 1 | False |  |  | Dual-Speed |  |  |  | 37700 | 2478 | 15.21 | 12 | 45000 | 2637 | 5 | 4.2 | Federally-Regulated Commercial & Industrial Equipment | 02/08/2019 |  | 03/15/2019
FHP Manufacturing Company | Arcoaire | HS036*******1**2 | FVM4X4800BL | Ground-Water-Source | WBAHP-CB: Heat Pump Split Syst | Both Heat Pump and Electric Re | 208 | 1 | False |  |  | Dual-Speed |  |  |  | 41400 | 1819 | 22.75 | 16.2 | 36700 | 2363 | 4.6 | 3.6 | Non Federally-Regulated | 02/08/2019 |  | 03/15/2019
FHP Manufacturing Company | Arcoaire | HS036*******1**2 | FVM4X4800BL | Ground-Source | WBAHP-CB: Heat Pump Split Syst | Both Heat Pump and Electric Re | 208 | 1 | False |  |  | Dual-Speed |  |  |  | 39200 | 2227 | 17.6 | 13.4 | 27400 | 2294 | 3.5 | 3.1 | Non Federally-Regulated | 02/08/2019 |  | 03/15/2019
FHP Manufacturing Company | Arcoaire | HP024D/H/V |  | Water-Source | WBAHP: Heat Pump Packaged Unit | Heat Pump | 208 | 1 |  |  |  | Dual-Speed |  |  |  | 26000 | 1625 | 16 | 11.2 | 30000 | 1758 | 5 | 4.2 | Federally-Regulated Commercial & Industrial Equipment | 02/08/2019 |  | 03/15/2019
FHP Manufacturing Company | Arcoaire | HP024D/H/V |  | Ground-Water-Source | WBAHP: Heat Pump Packaged Unit | Heat Pump | 208 | 1 |  |  |  | Dual-Speed |  |  |  | 29000 | 1208 | 24 | 16.2 | 25000 | 1592 | 4.6 | 3.6 | Non Federally-Regulated | 02/08/2019 |  | 03/15/2019
FHP Manufacturing Company | Arcoaire | HP024D/H/V |  | Ground-Source | WBAHP: Heat Pump Packaged Unit | Heat Pump | 208 | 1 |  |  |  | Dual-Speed |  |  |  | 27500 | 1470 | 18.7 | 13.4 | 19000 | 1465 | 3.8 | 3.1 | Non Federally-Regulated | 02/08/2019 |  | 03/15/2019
FHP Manufacturing Company | Arcoaire | HB030H/V* |  | Water-Source | WBAHP: Heat Pump Packaged Unit | Heat Pump | 208 | 1 |  |  |  | Single-Speed |  |  |  | 27000 | 1626 | 16.6 | 11.2 | 31000 | 1539 | 5.9 | 4.2 | Federally-Regulated Commercial & Industrial Equipment | 04/27/2016 |  | 03/15/2019
FHP Manufacturing Company | Arcoaire | HB030H/V* |  | Ground-Water-Source | WBAHP: Heat Pump Packaged Unit | Heat Pump | 208 | 1 |  |  |  | Single-Speed |  |  |  | 31700 | 1174 | 27 | 16.2 | 25000 | 1409 | 5.2 | 3.6 | Non Federally-Regulated | 04/27/2016 |  | 03/15/2019
FHP Manufacturing Company | Arcoaire | HB030H/V* |  | Ground-Source | WBAHP: Heat Pump Packaged Unit | Heat Pump | 208 | 1 |  |  |  | Single-Speed |  |  |  | 28500 | 1469 | 19.4 | 13.4 | 20500 | 1397 | 4.3 | 3.1 | Non Federally-Regulated | 04/27/2016 |  | 03/15/2019
FHP Manufacturing Company | Bosch | BP042-1VT*******B |  | Water-Source | WBAHP: Heat Pump Packaged Unit | Heat Pump | 208 | 1 |  |  |  | Single-Speed |  |  |  | 40600 | 2671 | 15.2 | 11.2 | 42400 | 2180 | 5.7 | 4.2 | Federally-Regulated Commercial & Industrial Equipment | 02/08/2019 |  | 03/15/2019
FHP Manufacturing Company | Bosch | BP042-1VT*******B |  | Ground-Water-Source | WBAHP: Heat Pump Packaged Unit | Heat Pump | 208 | 1 |  |  |  | Single-Speed |  |  |  | 45000 | 1757 | 25.6 | 16.2 | 35000 | 2137 | 4.8 | 3.6 | Non Federally-Regulated | 02/08/2019 |  | 03/15/2019
FHP Manufacturing Company | Bosch | BP042-1VT*******B |  | Ground-Source | WBAHP: Heat Pump Packaged Unit | Heat Pump | 208 | 1 |  |  |  | Single-Speed |  |  |  | 42200 | 2125 | 19.85 | 13.4 | 26800 | 1988 | 4 | 3.1 | Non Federally-Regulated | 02/08/2019 |  | 03/15/2019
FHP Manufacturing Company | Bosch | LM048-3VT/CF/HZ*-*****A |  | Water-Source | WBAHP: Heat Pump Packaged Unit | Both Heat Pump and Electric Re | 208 | 3 |  |  |  | Dual-Speed |  |  |  | 49200 | 3174 | 15.5 | 11.2 | 56100 | 3255 | 5.1 | 4.2 | Federally-Regulated Commercial & Industrial Equipment | 12/10/2018 |  | 03/15/2019
FHP Manufacturing Company | Bosch | LM048-3VT/CF/HZ*-*****A |  | Ground-Water-Source | WBAHP: Heat Pump Packaged Unit | Both Heat Pump and Electric Re | 208 | 3 |  |  |  | Dual-Speed |  |  |  | 55300 | 2323 | 23.8 | 16.2 | 46300 | 2982 | 4.6 | 3.6 | Non Federally-Regulated | 12/10/2018 |  | 03/15/2019
FHP Manufacturing Company | Bosch | LM048-3VT/CF/HZ*-*****A |  | Ground-Source | WBAHP: Heat Pump Packaged Unit | Both Heat Pump and Electric Re | 208 | 3 |  |  |  | Dual-Speed |  |  |  | 51300 | 2850 | 18 | 13.4 | 36900 | 2772 | 3.9 | 3.1 | Non Federally-Regulated | 12/10/2018 |  | 03/15/2019
FHP Manufacturing Company | Bosch | LM048-4VT/CF/HZ*-*****A |  | Water-Source | WBAHP: Heat Pump Packaged Unit | Both Heat Pump and Electric Re | 460 | 3 |  |  |  | Dual-Speed |  |  |  | 49200 | 3174 | 15.5 | 11.2 | 56100 | 3255 | 5.1 | 4.2 | Federally-Regulated Commercial & Industrial Equipment | 12/10/2018 |  | 03/15/2019
FHP Manufacturing Company | Bosch | LM048-4VT/CF/HZ*-*****A |  | Ground-Water-Source | WBAHP: Heat Pump Packaged Unit | Both Heat Pump and Electric Re | 460 | 3 |  |  |  | Dual-Speed |  |  |  | 55300 | 2323 | 23.8 | 16.2 | 46300 | 2982 | 4.6 | 3.6 | Non Federally-Regulated | 12/10/2018 |  | 03/15/2019
FHP Manufacturing Company | Bosch | LM048-4VT/CF/HZ*-*****A |  | Ground-Source | WBAHP: Heat Pump Packaged Unit | Both Heat Pump and Electric Re | 460 | 3 |  |  |  | Dual-Speed |  |  |  | 51300 | 2850 | 18 | 13.4 | 36900 | 2772 | 3.9 | 3.1 | Non Federally-Regulated | 12/10/2018 |  | 03/15/2019
FHP Manufacturing Company | Bosch | LM060-4VT/CF/HZ*-*****A |  | Water-Source | WBAHP: Heat Pump Packaged Unit | Both Heat Pump and Electric Re | 460 | 3 |  |  |  | Dual-Speed |  |  |  | 63800 | 4129 | 15.45 | 11.2 | 73300 | 4475 | 4.8 | 4.2 | Federally-Regulated Commercial & Industrial Equipment | 12/10/2018 |  | 03/15/2019
FHP Manufacturing Company | Bosch | SM060-1CF/HZ/VT |  | Water-Source | WBAHP: Heat Pump Packaged Unit | Both Heat Pump and Electric Re | 208 | 1 |  |  |  | Dual-Speed |  |  |  | 63800 | 4129 | 15.45 | 11.2 | 73300 | 4475 | 4.8 | 4.2 | Federally-Regulated Commercial & Industrial Equipment | 12/10/2018 |  | 03/15/2019
FHP Manufacturing Company | Bosch | LM060-3VT/CF/HZ*-*****A |  | Water-Source | WBAHP: Heat Pump Packaged Unit | Both Heat Pump and Electric Re | 208 | 3 |  |  |  | Dual-Speed |  |  |  | 63800 | 4129 | 15.45 | 11.2 | 73300 | 4475 | 4.8 | 4.2 | Federally-Regulated Commercial & Industrial Equipment | 12/10/2018 |  | 03/15/2019
FHP Manufacturing Company | Bosch | LM060-1VT/CF/HZ*-*****A |  | Water-Source | WBAHP: Heat Pump Packaged Unit | Both Heat Pump and Electric Re | 208 | 1 |  |  |  | Dual-Speed |  |  |  | 63800 | 4129 | 15.45 | 11.2 | 73300 | 4475 | 4.8 | 4.2 | Federally-Regulated Commercial & Industrial Equipment | 12/10/2018 |  | 03/15/2019
FHP Manufacturing Company | Bosch | SV060-5VTN-***P*C-**T/G |  | Water-Source | WBAHP: Heat Pump Packaged Unit | Heat Pump | 575 | 3 |  |  |  | Single-Speed |  |  |  | 59100 | 4345 | 13.6 | 11.2 | 77800 | 4750 | 4.8 | 4.2 | Federally-Regulated Commercial & Industrial Equipment | 12/10/2018 |  | 03/15/2019
FHP Manufacturing Company | Bosch | SV060-5VTN-***P*C-**T/G |  | Ground-Source | WBAHP: Heat Pump Packaged Unit | Heat Pump | 575 | 3 |  |  |  | Single-Speed |  |  |  | 61600 | 3898 | 15.8 | 13.4 | 53400 | 4173 | 3.8 | 3.1 | Non Federally-Regulated | 12/10/2018 |  | 03/15/2019
FHP Manufacturing Company | Bosch | LV060-5VTN-***P*C-**T/G |  | Water-Source | WBAHP: Heat Pump Packaged Unit | Heat Pump | 575 | 3 |  |  |  | Single-Speed |  |  |  | 59100 | 4345 | 13.6 | 11.2 | 77800 | 4750 | 4.8 | 4.2 | Federally-Regulated Commercial & Industrial Equipment | 12/10/2018 |  | 03/15/2019
FHP Manufacturing Company | Bosch | LV060-5VTN-***P*C-**T/G |  | Ground-Source | WBAHP: Heat Pump Packaged Unit | Heat Pump | 575 | 3 |  |  |  | Single-Speed |  |  |  | 61600 | 3898 | 15.8 | 13.4 | 53400 | 4173 | 3.8 | 3.1 | Non Federally-Regulated | 12/10/2018 |  | 03/15/2019
FHP Manufacturing Company | Bosch | SV060-4VTN-***P*C-**T/G |  | Water-Source | WBAHP: Heat Pump Packaged Unit | Heat Pump | 460 | 3 |  |  |  | Single-Speed |  |  |  | 59100 | 4345 | 13.6 | 11.2 | 77800 | 4750 | 4.8 | 4.2 | Federally-Regulated Commercial & Industrial Equipment | 12/10/2018 |  | 03/15/2019
FHP Manufacturing Company | Bosch | SV060-4VTN-***P*C-**T/G |  | Ground-Source | WBAHP: Heat Pump Packaged Unit | Heat Pump | 460 | 3 |  |  |  | Single-Speed |  |  |  | 61600 | 3898 | 15.8 | 13.4 | 53400 | 4173 | 3.8 | 3.1 | Non Federally-Regulated | 12/10/2018 |  | 03/15/2019
FHP Manufacturing Company | Bosch | SV060-3VTN-***P*C-**T/G |  | Water-Source | WBAHP: Heat Pump Packaged Unit | Heat Pump | 208 | 3 |  |  |  | Single-Speed |  |  |  | 59100 | 4345 | 13.6 | 11.2 | 77800 | 4750 | 4.8 | 4.2 | Federally-Regulated Commercial & Industrial Equipment | 12/10/2018 |  | 03/15/2019
FHP Manufacturing Company | Bosch | SV060-3VTN-***P*C-**T/G |  | Ground-Source | WBAHP: Heat Pump Packaged Unit | Heat Pump | 208 | 3 |  |  |  | Single-Speed |  |  |  | 61600 | 3898 | 15.8 | 13.4 | 53400 | 4173 | 3.8 | 3.1 | Non Federally-Regulated | 12/10/2018 |  | 03/15/2019
FHP Manufacturing Company | Bosch | LV060-4VTN-***P*C-**T/G |  | Water-Source | WBAHP: Heat Pump Packaged Unit | Heat Pump | 460 | 3 |  |  |  | Single-Speed |  |  |  | 59100 | 4345 | 13.6 | 11.2 | 77800 | 4750 | 4.8 | 4.2 | Federally-Regulated Commercial & Industrial Equipment | 12/10/2018 |  | 03/15/2019
FHP Manufacturing Company | Bosch | LV060-4VTN-***P*C-**T/G |  | Ground-Source | WBAHP: Heat Pump Packaged Unit | Heat Pump | 460 | 3 |  |  |  | Single-Speed |  |  |  | 61600 | 3898 | 15.8 | 13.4 | 53400 | 4173 | 3.8 | 3.1 | Non Federally-Regulated | 12/10/2018 |  | 03/15/2019
FHP Manufacturing Company | Bosch | LV060-3VTN-***P*C-**T/G |  | Water-Source | WBAHP: Heat Pump Packaged Unit | Heat Pump | 208 | 3 |  |  |  | Single-Speed |  |  |  | 59100 | 4345 | 13.6 | 11.2 | 77800 | 4750 | 4.8 | 4.2 | Federally-Regulated Commercial & Industrial Equipment | 12/10/2018 |  | 03/15/2019
FHP Manufacturing Company | Bosch | LV060-3VTN-***P*C-**T/G |  | Ground-Source | WBAHP: Heat Pump Packaged Unit | Heat Pump | 208 | 3 |  |  |  | Single-Speed |  |  |  | 61600 | 3898 | 15.8 | 13.4 | 53400 | 4173 | 3.8 | 3.1 | Non Federally-Regulated | 12/10/2018 |  | 03/15/2019
FHP Manufacturing Company | Bosch | SV060-1VTN-***P*C-**T/G |  | Water-Source | WBAHP: Heat Pump Packaged Unit | Heat Pump | 208 | 1 |  |  |  | Single-Speed |  |  |  | 59100 | 4345 | 13.6 | 11.2 | 77800 | 4750 | 4.8 | 4.2 | Federally-Regulated Commercial & Industrial Equipment | 12/10/2018 |  | 03/15/2019
FHP Manufacturing Company | Bosch | SV060-1VTN-***P*C-**T/G |  | Ground-Source | WBAHP: Heat Pump Packaged Unit | Heat Pump | 208 | 1 |  |  |  | Single-Speed |  |  |  | 61600 | 3898 | 15.8 | 13.4 | 53400 | 4173 | 3.8 | 3.1 | Non Federally-Regulated | 12/10/2018 |  | 03/15/2019
FHP Manufacturing Company | Bosch | LV060-1VTN-***P*C-**T/G |  | Water-Source | WBAHP: Heat Pump Packaged Unit | Heat Pump | 208 | 1 |  |  |  | Single-Speed |  |  |  | 59100 | 4345 | 13.6 | 11.2 | 77800 | 4750 | 4.8 | 4.2 | Federally-Regulated Commercial & Industrial Equipment | 12/10/2018 |  | 03/15/2019
FHP Manufacturing Company | Bosch | LV060-1VTN-***P*C-**T/G |  | Ground-Source | WBAHP: Heat Pump Packaged Unit | Heat Pump | 208 | 1 |  |  |  | Single-Speed |  |  |  | 61600 | 3898 | 15.8 | 13.4 | 53400 | 4173 | 3.8 | 3.1 | Non Federally-Regulated | 12/10/2018 |  | 03/15/2019
FHP Manufacturing Company | Bosch | ES025-2CF/HZ/VT*-*****A |  | Water-Source | WBAHP: Heat Pump Packaged Unit | Heat Pump | 265 | 1 |  |  |  | Dual-Speed |  |  |  | 26000 | 1625 | 16 | 11.2 | 30000 | 1758 | 5 | 4.2 | Federally-Regulated Commercial & Industrial Equipment | 02/08/2019 |  | 03/15/2019
FHP Manufacturing Company | Bosch | ES025-2CF/HZ/VT*-*****A |  | Ground-Water-Source | WBAHP: Heat Pump Packaged Unit | Heat Pump | 265 | 1 |  |  |  | Dual-Speed |  |  |  | 29000 | 1208 | 24 | 16.2 | 25000 | 1592 | 4.6 | 3.6 | Non Federally-Regulated | 02/08/2019 |  | 03/15/2019
FHP Manufacturing Company | Bosch | ES025-2CF/HZ/VT*-*****A |  | Ground-Source | WBAHP: Heat Pump Packaged Unit | Heat Pump | 265 | 1 |  |  |  | Dual-Speed |  |  |  | 27500 | 1470 | 18.7 | 13.4 | 19000 | 1465 | 3.8 | 3.1 | Non Federally-Regulated | 02/08/2019 |  | 03/15/2019
FHP Manufacturing Company | Bosch | CE025-1CF/HZ/VT*-*****A |  | Water-Source | WBAHP: Heat Pump Packaged Unit | Heat Pump | 208 | 1 |  |  |  | Dual-Speed |  |  |  | 26000 | 1625 | 16 | 11.2 | 30000 | 1758 | 5 | 4.2 | Federally-Regulated Commercial & Industrial Equipment | 02/08/2019 |  | 03/15/2019
FHP Manufacturing Company | Bosch | CE025-1CF/HZ/VT*-*****A |  | Ground-Water-Source | WBAHP: Heat Pump Packaged Unit | Heat Pump | 208 | 1 |  |  |  | Dual-Speed |  |  |  | 29000 | 1208 | 24 | 16.2 | 25000 | 1592 | 4.6 | 3.6 | Non Federally-Regulated | 02/08/2019 |  | 03/15/2019
FHP Manufacturing Company | Bosch | CE025-1CF/HZ/VT*-*****A |  | Ground-Source | WBAHP: Heat Pump Packaged Unit | Heat Pump | 208 | 1 |  |  |  | Dual-Speed |  |  |  | 27500 | 1470 | 18.7 | 13.4 | 19000 | 1465 | 3.8 | 3.1 | Non Federally-Regulated | 02/08/2019 |  | 03/15/2019
FHP Manufacturing Company | Bosch | ES025-1CF/HZ/VT*-*****A |  | Water-Source | WBAHP: Heat Pump Packaged Unit | Heat Pump | 208 | 1 |  |  |  | Dual-Speed |  |  |  | 26000 | 1625 | 16 | 11.2 | 30000 | 1758 | 5 | 4.2 | Federally-Regulated Commercial & Industrial Equipment | 02/08/2019 |  | 03/15/2019
FHP Manufacturing Company | Bosch | ES025-1CF/HZ/VT*-*****A |  | Ground-Water-Source | WBAHP: Heat Pump Packaged Unit | Heat Pump | 208 | 1 |  |  |  | Dual-Speed |  |  |  | 29000 | 1208 | 24 | 16.2 | 25000 | 1592 | 4.6 | 3.6 | Non Federally-Regulated | 02/08/2019 |  | 03/15/2019
FHP Manufacturing Company | Bosch | ES025-1CF/HZ/VT*-*****A |  | Ground-Source | WBAHP: Heat Pump Packaged Unit | Heat Pump | 208 | 1 |  |  |  | Dual-Speed |  |  |  | 27500 | 1470 | 18.7 | 13.4 | 19000 | 1465 | 3.8 | 3.1 | Non Federally-Regulated | 02/08/2019 |  | 03/15/2019
FHP Manufacturing Company | Tempstar | HB018H******1**2 |  | Water-Source | WBAHP: Heat Pump Packaged Unit | Heat Pump | 208 | 1 |  |  |  | Single-Speed |  |  |  | 19500 | 1266 | 15.4 | 11.2 | 21300 | 1248 | 5 | 4.2 | Federally-Regulated Commercial & Industrial Equipment | 02/08/2019 |  | 03/15/2019
FHP Manufacturing Company | Tempstar | HB018H******1**2 |  | Ground-Water-Source | WBAHP: Heat Pump Packaged Unit | Heat Pump | 208 | 1 |  |  |  | Single-Speed |  |  |  | 21300 | 862 | 24.7 | 16.2 | 17700 | 1178 | 4.4 | 3.6 | Non Federally-Regulated | 02/08/2019 |  | 03/15/2019
FHP Manufacturing Company | Tempstar | HB018H******1**2 |  | Ground-Source | WBAHP: Heat Pump Packaged Unit | Heat Pump | 208 | 1 |  |  |  | Single-Speed |  |  |  | 20500 | 1145 | 17.9 | 13.4 | 14800 | 1188 | 3.7 | 3.1 | Non Federally-Regulated | 02/08/2019 |  | 03/15/2019
FHP Manufacturing Company | Tempstar | HB042V******1**1 |  | Water-Source | WBAHP: Heat Pump Packaged Unit | Heat Pump | 208 | 1 |  |  |  | Single-Speed |  |  |  | 40600 | 2671 | 15.2 | 11.2 | 42400 | 2180 | 5.7 | 4.2 | Federally-Regulated Commercial & Industrial Equipment | 02/08/2019 |  | 03/15/2019
FHP Manufacturing Company | Tempstar | HB042V******1**1 |  | Ground-Water-Source | WBAHP: Heat Pump Packaged Unit | Heat Pump | 208 | 1 |  |  |  | Single-Speed |  |  |  | 45000 | 1757 | 25.6 | 16.2 | 35000 | 2137 | 4.8 | 3.6 | Non Federally-Regulated | 02/08/2019 |  | 03/15/2019
FHP Manufacturing Company | Tempstar | HB042V******1**1 |  | Ground-Source | WBAHP: Heat Pump Packaged Unit | Heat Pump | 208 | 1 |  |  |  | Single-Speed |  |  |  | 42200 | 2125 | 19.85 | 13.4 | 26800 | 1988 | 4 | 3.1 | Non Federally-Regulated | 02/08/2019 |  | 03/15/2019
FHP Manufacturing Company | Tempstar | HB018V******1**2 |  | Water-Source | WBAHP: Heat Pump Packaged Unit | Heat Pump | 208 | 1 |  |  |  | Single-Speed |  |  |  | 19500 | 1189 | 16.4 | 11.2 | 21300 | 1224 | 5.1 | 4.2 | Federally-Regulated Commercial & Industrial Equipment | 02/08/2019 |  | 03/15/2019
FHP Manufacturing Company | Tempstar | HB018V******1**2 |  | Ground-Water-Source | WBAHP: Heat Pump Packaged Unit | Heat Pump | 208 | 1 |  |  |  | Single-Speed |  |  |  | 21300 | 832 | 25.6 | 16.2 | 17700 | 1152 | 4.5 | 3.6 | Non Federally-Regulated | 02/08/2019 |  | 03/15/2019
FHP Manufacturing Company | Tempstar | HB018V******1**2 |  | Ground-Source | WBAHP: Heat Pump Packaged Unit | Heat Pump | 208 | 1 |  |  |  | Single-Speed |  |  |  | 20500 | 1078 | 19 | 13.4 | 14800 | 1141 | 3.8 | 3.1 | Non Federally-Regulated | 02/08/2019 |  | 03/15/2019
FHP Manufacturing Company | Tempstar | HP060V******1**1 |  | Water-Source | WBAHP: Heat Pump Packaged Unit | Heat Pump | 208 | 1 |  |  |  | Dual-Speed |  |  |  | 60000 | 4285 | 14 | 11.2 | 72000 | 4489 | 4.7 | 4.2 | Federally-Regulated Commercial & Industrial Equipment | 02/08/2019 |  | 03/15/2019
FHP Manufacturing Company | Tempstar | HP060V******1**1 |  | Ground-Source | WBAHP: Heat Pump Packaged Unit | Heat Pump | 208 | 1 |  |  |  | Dual-Speed |  |  |  | 62000 | 3949 | 15.7 | 13.4 | 49000 | 3989 | 3.6 | 3.1 | Non Federally-Regulated | 02/08/2019 |  | 03/15/2019
FHP Manufacturing Company | Tempstar | HB048V******1**1 |  | Water-Source | WBAHP: Heat Pump Packaged Unit | Heat Pump | 208 | 1 |  |  |  | Single-Speed |  |  |  | 47400 | 3160 | 15 | 11.2 | 50000 | 2764 | 5.3 | 4.2 | Federally-Regulated Commercial & Industrial Equipment | 02/08/2019 |  | 03/15/2019
FHP Manufacturing Company | Tempstar | HB048V******1**1 |  | Ground-Water-Source | WBAHP: Heat Pump Packaged Unit | Heat Pump | 208 | 1 |  |  |  | Single-Speed |  |  |  | 52900 | 2190 | 24.15 | 16.2 | 40500 | 2760 | 4.3 | 3.6 | Non Federally-Regulated | 02/08/2019 |  | 03/15/2019
FHP Manufacturing Company | Tempstar | HB048V******1**1 |  | Ground-Source | WBAHP: Heat Pump Packaged Unit | Heat Pump | 208 | 1 |  |  |  | Single-Speed |  |  |  | 49500 | 2788 | 17.75 | 13.4 | 33400 | 2645 | 3.7 | 3.1 | Non Federally-Regulated | 02/08/2019 |  | 03/15/2019
FHP Manufacturing Company | Tempstar | HS036*******1**2 | FVM4X4800BL | Water-Source | WBAHP-CB: Heat Pump Split Syst | Both Heat Pump and Electric Re | 208 | 1 | False |  |  | Dual-Speed |  |  |  | 37700 | 2478 | 15.21 | 12 | 45000 | 2637 | 5 | 4.2 | Federally-Regulated Commercial & Industrial Equipment | 02/08/2019 |  | 03/15/2019
FHP Manufacturing Company | Tempstar | HS036*******1**2 | FVM4X4800BL | Ground-Water-Source | WBAHP-CB: Heat Pump Split Syst | Both Heat Pump and Electric Re | 208 | 1 | False |  |  | Dual-Speed |  |  |  | 41400 | 1819 | 22.75 | 16.2 | 36700 | 2363 | 4.6 | 3.6 | Non Federally-Regulated | 02/08/2019 |  | 03/15/2019
FHP Manufacturing Company | Tempstar | HS036*******1**2 | FVM4X4800BL | Ground-Source | WBAHP-CB: Heat Pump Split Syst | Both Heat Pump and Electric Re | 208 | 1 | False |  |  | Dual-Speed |  |  |  | 39200 | 2227 | 17.6 | 13.4 | 27400 | 2294 | 3.5 | 3.1 | Non Federally-Regulated | 02/08/2019 |  | 03/15/2019
FHP Manufacturing Company | Tempstar | HP024D/H/V |  | Water-Source | WBAHP: Heat Pump Packaged Unit | Heat Pump | 208 | 1 |  |  |  | Dual-Speed |  |  |  | 26000 | 1625 | 16 | 11.2 | 30000 | 1758 | 5 | 4.2 | Federally-Regulated Commercial & Industrial Equipment | 02/08/2019 |  | 03/15/2019
FHP Manufacturing Company | Tempstar | HP024D/H/V |  | Ground-Water-Source | WBAHP: Heat Pump Packaged Unit | Heat Pump | 208 | 1 |  |  |  | Dual-Speed |  |  |  | 29000 | 1208 | 24 | 16.2 | 25000 | 1592 | 4.6 | 3.6 | Non Federally-Regulated | 02/08/2019 |  | 03/15/2019
FHP Manufacturing Company | Tempstar | HP024D/H/V |  | Ground-Source | WBAHP: Heat Pump Packaged Unit | Heat Pump | 208 | 1 |  |  |  | Dual-Speed |  |  |  | 27500 | 1470 | 18.7 | 13.4 | 19000 | 1465 | 3.8 | 3.1 | Non Federally-Regulated | 02/08/2019 |  | 03/15/2019
FHP Manufacturing Company | Tempstar | HB030H/V* |  | Water-Source | WBAHP: Heat Pump Packaged Unit | Heat Pump | 208 | 1 |  |  |  | Single-Speed |  |  |  | 27000 | 1626 | 16.6 | 11.2 | 31000 | 1539 | 5.9 | 4.2 | Federally-Regulated Commercial & Industrial Equipment | 04/27/2016 |  | 03/15/2019
FHP Manufacturing Company | Tempstar | HB030H/V* |  | Ground-Water-Source | WBAHP: Heat Pump Packaged Unit | Heat Pump | 208 | 1 |  |  |  | Single-Speed |  |  |  | 31700 | 1174 | 27 | 16.2 | 25000 | 1409 | 5.2 | 3.6 | Non Federally-Regulated | 04/27/2016 |  | 03/15/2019
FHP Manufacturing Company | Tempstar | HB030H/V* |  | Ground-Source | WBAHP: Heat Pump Packaged Unit | Heat Pump | 208 | 1 |  |  |  | Single-Speed |  |  |  | 28500 | 1469 | 19.4 | 13.4 | 20500 | 1397 | 4.3 | 3.1 | Non Federally-Regulated | 04/27/2016 |  | 03/15/2019
Waterfurnace International, Inc. | PREMIUM G | GT038**1*(1,2,4)*J |  | Ground-Source | WBAHP: Heat Pump Packaged Unit | Heat Pump | 208 | 1 |  |  |  | Dual-Speed |  |  |  | 38200 | 1939 | 19.7 | 13.4 | 28500 | 1988 | 4.2 | 3.1 | Non Federally-Regulated | 11/14/2018 |  | 03/15/2019
Waterfurnace International, Inc. | PREMIUM G | GS042**1*(1,2,4)*J |  | Ground-Source | WBAHP: Heat Pump Packaged Unit | Heat Pump | 208 | 1 |  |  |  | Single-Speed |  |  |  | 40700 | 1875 | 21.7 | 13.4 | 28900 | 2117 | 4 | 3.1 | Non Federally-Regulated | 11/14/2018 |  | 03/15/2019
Waterfurnace International, Inc. | PREMIUM G | GS042**1*(0,3)*J |  | Ground-Source | WBAHP: Heat Pump Packaged Unit | Heat Pump | 208 | 1 |  |  |  | Single-Speed |  |  |  | 40300 | 2178 | 18.5 | 13.4 | 28900 | 2419 | 3.5 | 3.1 | Non Federally-Regulated | 11/14/2018 |  | 03/15/2019
Waterfurnace International, Inc. | PREMIUM G | GS036**1*(1,2,4)*J |  | Ground-Source | WBAHP: Heat Pump Packaged Unit | Heat Pump | 208 | 1 |  |  |  | Single-Speed |  |  |  | 33700 | 1531 | 22 | 13.4 | 24400 | 1702 | 4.2 | 3.1 | Non Federally-Regulated | 11/14/2018 |  | 03/15/2019
Waterfurnace International, Inc. | PREMIUM G | GS036**1*(0,3)*J |  | Ground-Source | WBAHP: Heat Pump Packaged Unit | Heat Pump | 208 | 1 |  |  |  | Single-Speed |  |  |  | 32900 | 1713 | 19.2 | 13.4 | 24400 | 1881 | 3.8 | 3.1 | Non Federally-Regulated | 11/14/2018 |  | 03/15/2019
Waterfurnace International, Inc. | 5 SERIES INDOOR SPLITS | NSZ048H1 | SRAA048* | Ground-Source | WBAHP-C: Heat Pump Split Syste | Heat Pump | 208 | 1 | False |  |  | Single-Speed |  |  |  | 42500 | 2272 | 18.7 | 13.4 | 33400 | 2447 | 4 | 3.1 | Non Federally-Regulated | 11/14/2018 |  | 03/15/2019
Waterfurnace International, Inc. | 5 SERIES INDOOR SPLITS | NSZ048H1 | SAH048* | Ground-Source | WBAHP-CB: Heat Pump Split Syst | Heat Pump | 208 | 1 | False |  |  | Single-Speed |  |  |  | 42500 | 2272 | 18.7 | 13.4 | 33400 | 2447 | 4 | 3.1 | Non Federally-Regulated | 11/14/2018 |  | 03/15/2019
Waterfurnace International, Inc. | 5 SERIES INDOOR SPLITS | NSZ042H1 | SRAA048* | Ground-Source | WBAHP-C: Heat Pump Split Syste | Heat Pump | 208 | 1 | False |  |  | Single-Speed |  |  |  | 37800 | 1938 | 19.5 | 13.4 | 27400 | 2059 | 3.9 | 3.1 | Non Federally-Regulated | 11/14/2018 |  | 03/15/2019
Waterfurnace International, Inc. | 5 SERIES INDOOR SPLITS | NSZ042H1 | SAH042* | Ground-Source | WBAHP-CB: Heat Pump Split Syst | Heat Pump | 208 | 1 | False |  |  | Single-Speed |  |  |  | 37800 | 1938 | 19.5 | 13.4 | 27400 | 2059 | 3.9 | 3.1 | Non Federally-Regulated | 11/14/2018 |  | 03/15/2019
Waterfurnace International, Inc. | 5 SERIES INDOOR SPLITS | NSZ036H1 | SRAA036* | Ground-Water-Source | WBAHP-C: Heat Pump Split Syste | Heat Pump | 208 | 1 | False |  |  | Single-Speed |  |  |  | 33200 | 1211 | 27.4 | 16.2 | 29600 | 1770 | 4.9 | 3.6 | Non Federally-Regulated | 06/13/2017 |  | 03/15/2019
Waterfurnace International, Inc. | 5 SERIES INDOOR SPLITS | NSZ036H1 | SRAA036* | Ground-Source | WBAHP-C: Heat Pump Split Syste | Heat Pump | 208 | 1 | False |  |  | Single-Speed |  |  |  | 30600 | 1500 | 20.4 | 13.4 | 23100 | 1692 | 4 | 3.1 | Non Federally-Regulated | 11/14/2018 |  | 03/15/2019
Waterfurnace International, Inc. | 5 SERIES INDOOR SPLITS | NSZ036H1 | SAH036* | Water-Source | WBAHP-CB: Heat Pump Split Syst | Heat Pump | 208 | 1 | False |  |  | Single-Speed |  |  |  | 29100 | 1672 | 17.4 | 12 | 35600 | 1798 | 5.8 | 4.2 | Federally-Regulated Commercial & Industrial Equipment | 06/13/2017 |  | 03/15/2019
Waterfurnace International, Inc. | 5 SERIES INDOOR SPLITS | NSZ036H1 | SAH036* | Ground-Water-Source | WBAHP-CB: Heat Pump Split Syst | Heat Pump | 208 | 1 | False |  |  | Single-Speed |  |  |  | 33200 | 1211 | 27.4 | 16.2 | 29600 | 1770 | 4.9 | 3.6 | Non Federally-Regulated | 06/13/2017 |  | 03/15/2019
Waterfurnace International, Inc. | 5 SERIES INDOOR SPLITS | NSZ036H1 | SAH036* | Ground-Source | WBAHP-CB: Heat Pump Split Syst | Heat Pump | 208 | 1 | False |  |  | Single-Speed |  |  |  | 30600 | 1500 | 20.4 | 13.4 | 23100 | 1692 | 4 | 3.1 | Non Federally-Regulated | 11/14/2018 |  | 03/15/2019
Waterfurnace International, Inc. | 5 SERIES INDOOR SPLITS | NSZ022H1 | SRAA026* | Ground-Source | WBAHP-C: Heat Pump Split Syste | Heat Pump | 208 | 1 | False |  |  | Single-Speed |  |  |  | 18700 | 979 | 19.1 | 13.4 | 14000 | 1079 | 3.8 | 3.1 | Non Federally-Regulated | 11/14/2018 |  | 03/15/2019
Waterfurnace International, Inc. | 5 SERIES INDOOR SPLITS | NSZ022H1 | SAH022* | Ground-Source | WBAHP-CB: Heat Pump Split Syst | Heat Pump | 208 | 1 | False |  |  | Single-Speed |  |  |  | 18700 | 979 | 19.1 | 13.4 | 14000 | 1079 | 3.8 | 3.1 | Non Federally-Regulated | 11/14/2018 |  | 03/15/2019
Waterfurnace International, Inc. | 5 SERIES INDOOR SPLITS | NDZ049H1 | SRAA048* | Ground-Water-Source | WBAHP-C: Heat Pump Split Syste | Heat Pump | 208 | 1 | False |  |  | Dual-Speed |  |  |  | 51000 | 2107 | 24.2 | 16.2 | 47100 | 3000 | 4.6 | 3.6 | Non Federally-Regulated | 01/11/2019 |  | 03/15/2019
Waterfurnace International, Inc. | 5 SERIES INDOOR SPLITS | NDZ049H1 | SRAA048* | Ground-Source | WBAHP-C: Heat Pump Split Syste | Heat Pump | 208 | 1 | False |  |  | Dual-Speed |  |  |  | 46300 | 2572 | 18 | 13.4 | 37700 | 2833 | 3.9 | 3.1 | Non Federally-Regulated | 01/11/2019 |  | 03/15/2019
Waterfurnace International, Inc. | 5 SERIES INDOOR SPLITS | NDZ072H1 | SAH066* | Ground-Source | WBAHP-CB: Heat Pump Split Syst | Heat Pump | 208 | 1 | False |  |  | Dual-Speed |  |  |  | 62800 | 3925 | 16 | 13.4 | 53500 | 4479 | 3.5 | 3.1 | Non Federally-Regulated | 11/14/2018 |  | 03/15/2019
Waterfurnace International, Inc. | 5 SERIES INDOOR SPLITS | NDZ072H1 | SRAA060* | Ground-Source | WBAHP-C: Heat Pump Split Syste | Heat Pump | 208 | 1 | False |  |  | Dual-Speed |  |  |  | 62800 | 3925 | 16 | 13.4 | 53500 | 4479 | 3.5 | 3.1 | Non Federally-Regulated | 11/14/2018 |  | 03/15/2019
Waterfurnace International, Inc. | 5 SERIES INDOOR SPLITS | NSZ060H1 | SRAA060* | Ground-Source | WBAHP-C: Heat Pump Split Syste | Heat Pump | 208 | 1 | False |  |  | Single-Speed |  |  |  | 56300 | 3180 | 17.7 | 13.4 | 44000 | 3485 | 3.7 | 3.1 | Non Federally-Regulated | 11/14/2018 |  | 03/15/2019
Waterfurnace International, Inc. | 5 SERIES INDOOR SPLITS | NSZ060H1 | SAH060* | Water-Source | WBAHP-CB: Heat Pump Split Syst | Heat Pump | 208 | 1 | False |  |  | Single-Speed |  |  |  | 53500 | 3590 | 14.9 | 12 | 64500 | 3938 | 4.8 | 4.2 | Federally-Regulated Commercial & Industrial Equipment | 06/13/2017 |  | 03/15/2019
Waterfurnace International, Inc. | 5 SERIES INDOOR SPLITS | NSZ060H1 | SAH060* | Ground-Water-Source | WBAHP-CB: Heat Pump Split Syst | Heat Pump | 208 | 1 | False |  |  | Single-Speed |  |  |  | 61700 | 2614 | 23.6 | 16.2 | 54500 | 3714 | 4.3 | 3.6 | Non Federally-Regulated | 06/13/2017 |  | 03/15/2019
Waterfurnace International, Inc. | 5 SERIES INDOOR SPLITS | NSZ060H1 | SAH060* | Ground-Source | WBAHP-CB: Heat Pump Split Syst | Heat Pump | 208 | 1 | False |  |  | Single-Speed |  |  |  | 56300 | 3180 | 17.7 | 13.4 | 44000 | 3485 | 3.7 | 3.1 | Non Federally-Regulated | 11/14/2018 |  | 03/15/2019
Waterfurnace International, Inc. | 5 SERIES INDOOR SPLITS | NSZ070H1 | SAH066* | Ground-Source | WBAHP-CB: Heat Pump Split Syst | Heat Pump | 208 | 1 | False |  |  | Single-Speed |  |  |  | 60500 | 3538 | 17.1 | 13.4 | 50700 | 4127 | 3.6 | 3.1 | Non Federally-Regulated | 11/14/2018 |  | 03/15/2019
Waterfurnace International, Inc. | 5 SERIES INDOOR SPLITS | NSZ070H1 | SRAA060* | Ground-Source | WBAHP-C: Heat Pump Split Syste | Heat Pump | 208 | 1 | False |  |  | Single-Speed |  |  |  | 60500 | 3538 | 17.1 | 13.4 | 50700 | 4127 | 3.6 | 3.1 | Non Federally-Regulated | 11/14/2018 |  | 03/15/2019
FHP Manufacturing Company | Keeprite | HB018H******1**2 |  | Water-Source | WBAHP: Heat Pump Packaged Unit | Heat Pump | 208 | 1 |  |  |  | Single-Speed |  |  |  | 19500 | 1266 | 15.4 | 11.2 | 21300 | 1248 | 5 | 4.2 | Federally-Regulated Commercial & Industrial Equipment | 02/08/2019 |  | 03/15/2019
FHP Manufacturing Company | Keeprite | HB018H******1**2 |  | Ground-Water-Source | WBAHP: Heat Pump Packaged Unit | Heat Pump | 208 | 1 |  |  |  | Single-Speed |  |  |  | 21300 | 862 | 24.7 | 16.2 | 17700 | 1178 | 4.4 | 3.6 | Non Federally-Regulated | 02/08/2019 |  | 03/15/2019
FHP Manufacturing Company | Keeprite | HB018H******1**2 |  | Ground-Source | WBAHP: Heat Pump Packaged Unit | Heat Pump | 208 | 1 |  |  |  | Single-Speed |  |  |  | 20500 | 1145 | 17.9 | 13.4 | 14800 | 1188 | 3.7 | 3.1 | Non Federally-Regulated | 02/08/2019 |  | 03/15/2019
FHP Manufacturing Company | Keeprite | HB042V******1**1 |  | Water-Source | WBAHP: Heat Pump Packaged Unit | Heat Pump | 208 | 1 |  |  |  | Single-Speed |  |  |  | 40600 | 2671 | 15.2 | 11.2 | 42400 | 2180 | 5.7 | 4.2 | Federally-Regulated Commercial & Industrial Equipment | 02/08/2019 |  | 03/15/2019
FHP Manufacturing Company | Keeprite | HB042V******1**1 |  | Ground-Water-Source | WBAHP: Heat Pump Packaged Unit | Heat Pump | 208 | 1 |  |  |  | Single-Speed |  |  |  | 45000 | 1757 | 25.6 | 16.2 | 35000 | 2137 | 4.8 | 3.6 | Non Federally-Regulated | 02/08/2019 |  | 03/15/2019
FHP Manufacturing Company | Keeprite | HB042V******1**1 |  | Ground-Source | WBAHP: Heat Pump Packaged Unit | Heat Pump | 208 | 1 |  |  |  | Single-Speed |  |  |  | 42200 | 2125 | 19.85 | 13.4 | 26800 | 1988 | 4 | 3.1 | Non Federally-Regulated | 02/08/2019 |  | 03/15/2019
FHP Manufacturing Company | Keeprite | HB018V******1**2 |  | Water-Source | WBAHP: Heat Pump Packaged Unit | Heat Pump | 208 | 1 |  |  |  | Single-Speed |  |  |  | 19500 | 1189 | 16.4 | 11.2 | 21300 | 1224 | 5.1 | 4.2 | Federally-Regulated Commercial & Industrial Equipment | 02/08/2019 |  | 03/15/2019
FHP Manufacturing Company | Keeprite | HB018V******1**2 |  | Ground-Water-Source | WBAHP: Heat Pump Packaged Unit | Heat Pump | 208 | 1 |  |  |  | Single-Speed |  |  |  | 21300 | 832 | 25.6 | 16.2 | 17700 | 1152 | 4.5 | 3.6 | Non Federally-Regulated | 02/08/2019 |  | 03/15/2019
FHP Manufacturing Company | Keeprite | HB018V******1**2 |  | Ground-Source | WBAHP: Heat Pump Packaged Unit | Heat Pump | 208 | 1 |  |  |  | Single-Speed |  |  |  | 20500 | 1078 | 19 | 13.4 | 14800 | 1141 | 3.8 | 3.1 | Non Federally-Regulated | 02/08/2019 |  | 03/15/2019
FHP Manufacturing Company | Keeprite | HP060V******1**1 |  | Water-Source | WBAHP: Heat Pump Packaged Unit | Heat Pump | 208 | 1 |  |  |  | Dual-Speed |  |  |  | 60000 | 4285 | 14 | 11.2 | 72000 | 4489 | 4.7 | 4.2 | Federally-Regulated Commercial & Industrial Equipment | 02/08/2019 |  | 03/15/2019
FHP Manufacturing Company | Keeprite | HP060V******1**1 |  | Ground-Source | WBAHP: Heat Pump Packaged Unit | Heat Pump | 208 | 1 |  |  |  | Dual-Speed |  |  |  | 62000 | 3949 | 15.7 | 13.4 | 49000 | 3989 | 3.6 | 3.1 | Non Federally-Regulated | 02/08/2019 |  | 03/15/2019
FHP Manufacturing Company | Keeprite | HB048V******1**1 |  | Water-Source | WBAHP: Heat Pump Packaged Unit | Heat Pump | 208 | 1 |  |  |  | Single-Speed |  |  |  | 47400 | 3160 | 15 | 11.2 | 50000 | 2764 | 5.3 | 4.2 | Federally-Regulated Commercial & Industrial Equipment | 02/08/2019 |  | 03/15/2019
FHP Manufacturing Company | Keeprite | HB048V******1**1 |  | Ground-Water-Source | WBAHP: Heat Pump Packaged Unit | Heat Pump | 208 | 1 |  |  |  | Single-Speed |  |  |  | 52900 | 2190 | 24.15 | 16.2 | 40500 | 2760 | 4.3 | 3.6 | Non Federally-Regulated | 02/08/2019 |  | 03/15/2019
FHP Manufacturing Company | Keeprite | HB048V******1**1 |  | Ground-Source | WBAHP: Heat Pump Packaged Unit | Heat Pump | 208 | 1 |  |  |  | Single-Speed |  |  |  | 49500 | 2788 | 17.75 | 13.4 | 33400 | 2645 | 3.7 | 3.1 | Non Federally-Regulated | 02/08/2019 |  | 03/15/2019
FHP Manufacturing Company | Keeprite | HS036*******1**2 | FVM4X4800BL | Water-Source | WBAHP-CB: Heat Pump Split Syst | Both Heat Pump and Electric Re | 208 | 1 | False |  |  | Dual-Speed |  |  |  | 37700 | 2478 | 15.21 | 12 | 45000 | 2637 | 5 | 4.2 | Federally-Regulated Commercial & Industrial Equipment | 02/08/2019 |  | 03/15/2019
FHP Manufacturing Company | Keeprite | HS036*******1**2 | FVM4X4800BL | Ground-Water-Source | WBAHP-CB: Heat Pump Split Syst | Both Heat Pump and Electric Re | 208 | 1 | False |  |  | Dual-Speed |  |  |  | 41400 | 1819 | 22.75 | 16.2 | 36700 | 2363 | 4.6 | 3.6 | Non Federally-Regulated | 02/08/2019 |  | 03/15/2019
FHP Manufacturing Company | Keeprite | HS036*******1**2 | FVM4X4800BL | Ground-Source | WBAHP-CB: Heat Pump Split Syst | Both Heat Pump and Electric Re | 208 | 1 | False |  |  | Dual-Speed |  |  |  | 39200 | 2227 | 17.6 | 13.4 | 27400 | 2294 | 3.5 | 3.1 | Non Federally-Regulated | 02/08/2019 |  | 03/15/2019
FHP Manufacturing Company | Keeprite | HP024D/H/V |  | Water-Source | WBAHP: Heat Pump Packaged Unit | Heat Pump | 208 | 1 |  |  |  | Dual-Speed |  |  |  | 26000 | 1625 | 16 | 11.2 | 30000 | 1758 | 5 | 4.2 | Federally-Regulated Commercial & Industrial Equipment | 02/08/2019 |  | 03/15/2019
FHP Manufacturing Company | Keeprite | HP024D/H/V |  | Ground-Water-Source | WBAHP: Heat Pump Packaged Unit | Heat Pump | 208 | 1 |  |  |  | Dual-Speed |  |  |  | 29000 | 1208 | 24 | 16.2 | 25000 | 1592 | 4.6 | 3.6 | Non Federally-Regulated | 02/08/2019 |  | 03/15/2019
FHP Manufacturing Company | Keeprite | HP024D/H/V |  | Ground-Source | WBAHP: Heat Pump Packaged Unit | Heat Pump | 208 | 1 |  |  |  | Dual-Speed |  |  |  | 27500 | 1470 | 18.7 | 13.4 | 19000 | 1465 | 3.8 | 3.1 | Non Federally-Regulated | 02/08/2019 |  | 03/15/2019
FHP Manufacturing Company | Keeprite | HB030H/V* |  | Water-Source | WBAHP: Heat Pump Packaged Unit | Heat Pump | 208 | 1 |  |  |  | Single-Speed |  |  |  | 27000 | 1626 | 16.6 | 11.2 | 31000 | 1539 | 5.9 | 4.2 | Federally-Regulated Commercial & Industrial Equipment | 04/27/2016 |  | 03/15/2019
FHP Manufacturing Company | Keeprite | HB030H/V* |  | Ground-Water-Source | WBAHP: Heat Pump Packaged Unit | Heat Pump | 208 | 1 |  |  |  | Single-Speed |  |  |  | 31700 | 1174 | 27 | 16.2 | 25000 | 1409 | 5.2 | 3.6 | Non Federally-Regulated | 04/27/2016 |  | 03/15/2019
FHP Manufacturing Company | Keeprite | HB030H/V* |  | Ground-Source | WBAHP: Heat Pump Packaged Unit | Heat Pump | 208 | 1 |  |  |  | Single-Speed |  |  |  | 28500 | 1469 | 19.4 | 13.4 | 20500 | 1397 | 4.3 | 3.1 | Non Federally-Regulated | 04/27/2016 |  | 03/15/2019
FHP Manufacturing Company | Heil | HP024D/H/V |  | Water-Source | WBAHP: Heat Pump Packaged Unit | Heat Pump | 208 | 1 |  |  |  | Dual-Speed |  |  |  | 26000 | 1625 | 16 | 11.2 | 30000 | 1758 | 5 | 4.2 | Federally-Regulated Commercial & Industrial Equipment | 05/26/2016 |  | 03/15/2019
FHP Manufacturing Company | Heil | HP024D/H/V |  | Ground-Water-Source | WBAHP: Heat Pump Packaged Unit | Heat Pump | 208 | 1 |  |  |  | Dual-Speed |  |  |  | 29000 | 1208 | 24 | 16.2 | 25000 | 1592 | 4.6 | 3.6 | Non Federally-Regulated | 05/26/2016 |  | 03/15/2019
FHP Manufacturing Company | Heil | HP024D/H/V |  | Ground-Source | WBAHP: Heat Pump Packaged Unit | Heat Pump | 208 | 1 |  |  |  | Dual-Speed |  |  |  | 27500 | 1470 | 18.7 | 13.4 | 19000 | 1465 | 3.8 | 3.1 | Non Federally-Regulated | 05/26/2016 |  | 03/15/2019
FHP Manufacturing Company | Heil | HB030H/V* |  | Water-Source | WBAHP: Heat Pump Packaged Unit | Heat Pump | 208 | 1 |  |  |  | Single-Speed |  |  |  | 27000 | 1626 | 16.6 | 11.2 | 31000 | 1539 | 5.9 | 4.2 | Federally-Regulated Commercial & Industrial Equipment | 04/27/2016 |  | 03/15/2019
FHP Manufacturing Company | Heil | HB030H/V* |  | Ground-Water-Source | WBAHP: Heat Pump Packaged Unit | Heat Pump | 208 | 1 |  |  |  | Single-Speed |  |  |  | 31700 | 1174 | 27 | 16.2 | 25000 | 1409 | 5.2 | 3.6 | Non Federally-Regulated | 04/27/2016 |  | 03/15/2019
FHP Manufacturing Company | Heil | HB030H/V* |  | Ground-Source | WBAHP: Heat Pump Packaged Unit | Heat Pump | 208 | 1 |  |  |  | Single-Speed |  |  |  | 28500 | 1469 | 19.4 | 13.4 | 20500 | 1397 | 4.3 | 3.1 | Non Federally-Regulated | 04/27/2016 |  | 03/15/2019
FHP Manufacturing Company | GEO-THERMAL SPLIT | GZ036*******1**2 | FE/V****005*** | Water-Source | WBAHP-CB: Heat Pump Split Syst | Both Heat Pump and Electric Re | 208 | 1 | False |  |  | Dual-Speed |  |  |  | 37700 | 2478 | 15.21 | 12 | 45000 | 2637 | 5 | 4.2 | Federally-Regulated Commercial & Industrial Equipment | 02/08/2019 |  | 03/15/2019
FHP Manufacturing Company | GEO-THERMAL SPLIT | GZ036*******1**2 | FE/V****005*** | Ground-Water-Source | WBAHP-CB: Heat Pump Split Syst | Both Heat Pump and Electric Re | 208 | 1 | False |  |  | Dual-Speed |  |  |  | 41400 | 1819 | 22.75 | 16.2 | 36700 | 2363 | 4.6 | 3.6 | Non Federally-Regulated | 02/08/2019 |  | 03/15/2019
FHP Manufacturing Company | GEO-THERMAL SPLIT | GZ036*******1**2 | FE/V****005*** | Ground-Source | WBAHP-CB: Heat Pump Split Syst | Both Heat Pump and Electric Re | 208 | 1 | False |  |  | Dual-Speed |  |  |  | 39200 | 2227 | 17.6 | 13.4 | 27400 | 2294 | 3.5 | 3.1 | Non Federally-Regulated | 02/08/2019 |  | 03/15/2019
FHP Manufacturing Company | Carrier | 50PEC15****4/B |  | Water-Source | WBAHP-O: Heat Pump Packaged Un | Heat Pump | 265 | 1 |  |  |  | Single-Speed |  |  |  | 14300 | 1108 | 12.9 | 11.2 | 16700 | 1087 | 4.5 | 4.2 | Federally-Regulated Commercial & Industrial Equipment | 08/22/2016 |  | 03/15/2019
FHP Manufacturing Company | Carrier | 50PEC15****4/B |  | Ground-Water-Source | WBAHP-O: Heat Pump Packaged Un | Heat Pump | 265 | 1 |  |  |  | Single-Speed |  |  |  | 16900 | 789 | 21.4 | 16.2 | 13900 | 1072 | 3.8 | 3.6 | Non Federally-Regulated | 08/22/2016 |  | 03/15/2019
FHP Manufacturing Company | Carrier | 50PEC15****4/B |  | Ground-Source | WBAHP-O: Heat Pump Packaged Un | Heat Pump | 265 | 1 |  |  |  | Single-Speed |  |  |  | 14700 | 986 | 14.9 | 13.4 | 11000 | 1007 | 3.2 | 3.1 | Non Federally-Regulated | 08/22/2016 |  | 03/15/2019
FHP Manufacturing Company | Carrier | 50PEC15****3/B |  | Water-Source | WBAHP-O: Heat Pump Packaged Un | Heat Pump | 208 | 1 |  |  |  | Single-Speed |  |  |  | 14300 | 1108 | 12.9 | 11.2 | 16700 | 1087 | 4.5 | 4.2 | Federally-Regulated Commercial & Industrial Equipment | 08/22/2016 |  | 03/15/2019
FHP Manufacturing Company | Carrier | 50PEC15****3/B |  | Ground-Water-Source | WBAHP-O: Heat Pump Packaged Un | Heat Pump | 208 | 1 |  |  |  | Single-Speed |  |  |  | 16900 | 789 | 21.4 | 16.2 | 13900 | 1072 | 3.8 | 3.6 | Non Federally-Regulated | 08/22/2016 |  | 03/15/2019
FHP Manufacturing Company | Carrier | 50PEC15****3/B |  | Ground-Source | WBAHP-O: Heat Pump Packaged Un | Heat Pump | 208 | 1 |  |  |  | Single-Speed |  |  |  | 14700 | 986 | 14.9 | 13.4 | 11000 | 1007 | 3.2 | 3.1 | Non Federally-Regulated | 08/22/2016 |  | 03/15/2019
FHP Manufacturing Company | Carrier | GT048C/H/V******1**1 |  | Water-Source | WBAHP: Heat Pump Packaged Unit | Both Heat Pump and Electric Re | 208 | 1 |  |  |  | Dual-Speed |  |  |  | 49200 | 3174 | 15.5 | 11.2 | 56100 | 3255 | 5.1 | 4.2 | Federally-Regulated Commercial & Industrial Equipment | 12/07/2018 |  | 03/15/2019
FHP Manufacturing Company | Carrier | GT048C/H/V******1**1 |  | Ground-Water-Source | WBAHP: Heat Pump Packaged Unit | Both Heat Pump and Electric Re | 208 | 1 |  |  |  | Dual-Speed |  |  |  | 55300 | 2323 | 23.8 | 16.2 | 46300 | 2982 | 4.6 | 3.6 | Non Federally-Regulated | 12/07/2018 |  | 03/15/2019
FHP Manufacturing Company | Carrier | GT048C/H/V******1**1 |  | Ground-Source | WBAHP: Heat Pump Packaged Unit | Both Heat Pump and Electric Re | 208 | 1 |  |  |  | Dual-Speed |  |  |  | 51300 | 2850 | 18 | 13.4 | 36900 | 2772 | 3.9 | 3.1 | Non Federally-Regulated | 12/07/2018 |  | 03/15/2019
FHP Manufacturing Company | Carrier | GT060C/H/V******1**1 |  | Water-Source | WBAHP: Heat Pump Packaged Unit | Both Heat Pump and Electric Re | 208 | 1 |  |  |  | Dual-Speed |  |  |  | 63800 | 4129 | 15.45 | 11.2 | 73300 | 4475 | 4.8 | 4.2 | Federally-Regulated Commercial & Industrial Equipment | 12/07/2018 |  | 03/15/2019
FHP Manufacturing Company | Comfortmaker | HB018H******1**2 |  | Water-Source | WBAHP: Heat Pump Packaged Unit | Heat Pump | 208 | 1 |  |  |  | Single-Speed |  |  |  | 19500 | 1266 | 15.4 | 11.2 | 21300 | 1248 | 5 | 4.2 | Federally-Regulated Commercial & Industrial Equipment | 02/08/2019 |  | 03/15/2019
FHP Manufacturing Company | Comfortmaker | HB018H******1**2 |  | Ground-Water-Source | WBAHP: Heat Pump Packaged Unit | Heat Pump | 208 | 1 |  |  |  | Single-Speed |  |  |  | 21300 | 862 | 24.7 | 16.2 | 17700 | 1178 | 4.4 | 3.6 | Non Federally-Regulated | 02/08/2019 |  | 03/15/2019
FHP Manufacturing Company | Comfortmaker | HB018H******1**2 |  | Ground-Source | WBAHP: Heat Pump Packaged Unit | Heat Pump | 208 | 1 |  |  |  | Single-Speed |  |  |  | 20500 | 1145 | 17.9 | 13.4 | 14800 | 1188 | 3.7 | 3.1 | Non Federally-Regulated | 02/08/2019 |  | 03/15/2019
FHP Manufacturing Company | Comfortmaker | HB042V******1**1 |  | Water-Source | WBAHP: Heat Pump Packaged Unit | Heat Pump | 208 | 1 |  |  |  | Single-Speed |  |  |  | 40600 | 2671 | 15.2 | 11.2 | 42400 | 2180 | 5.7 | 4.2 | Federally-Regulated Commercial & Industrial Equipment | 02/08/2019 |  | 03/15/2019
FHP Manufacturing Company | Comfortmaker | HB042V******1**1 |  | Ground-Water-Source | WBAHP: Heat Pump Packaged Unit | Heat Pump | 208 | 1 |  |  |  | Single-Speed |  |  |  | 45000 | 1757 | 25.6 | 16.2 | 35000 | 2137 | 4.8 | 3.6 | Non Federally-Regulated | 02/08/2019 |  | 03/15/2019
FHP Manufacturing Company | Comfortmaker | HB042V******1**1 |  | Ground-Source | WBAHP: Heat Pump Packaged Unit | Heat Pump | 208 | 1 |  |  |  | Single-Speed |  |  |  | 42200 | 2125 | 19.85 | 13.4 | 26800 | 1988 | 4 | 3.1 | Non Federally-Regulated | 02/08/2019 |  | 03/15/2019
FHP Manufacturing Company | Comfortmaker | HB018V******1**2 |  | Water-Source | WBAHP: Heat Pump Packaged Unit | Heat Pump | 208 | 1 |  |  |  | Single-Speed |  |  |  | 19500 | 1189 | 16.4 | 11.2 | 21300 | 1224 | 5.1 | 4.2 | Federally-Regulated Commercial & Industrial Equipment | 02/08/2019 |  | 03/15/2019
FHP Manufacturing Company | Comfortmaker | HB018V******1**2 |  | Ground-Water-Source | WBAHP: Heat Pump Packaged Unit | Heat Pump | 208 | 1 |  |  |  | Single-Speed |  |  |  | 21300 | 832 | 25.6 | 16.2 | 17700 | 1152 | 4.5 | 3.6 | Non Federally-Regulated | 02/08/2019 |  | 03/15/2019
FHP Manufacturing Company | Comfortmaker | HB018V******1**2 |  | Ground-Source | WBAHP: Heat Pump Packaged Unit | Heat Pump | 208 | 1 |  |  |  | Single-Speed |  |  |  | 20500 | 1078 | 19 | 13.4 | 14800 | 1141 | 3.8 | 3.1 | Non Federally-Regulated | 02/08/2019 |  | 03/15/2019
FHP Manufacturing Company | Comfortmaker | HP060V******1**1 |  | Water-Source | WBAHP: Heat Pump Packaged Unit | Heat Pump | 208 | 1 |  |  |  | Dual-Speed |  |  |  | 60000 | 4285 | 14 | 11.2 | 72000 | 4489 | 4.7 | 4.2 | Federally-Regulated Commercial & Industrial Equipment | 02/08/2019 |  | 03/15/2019
FHP Manufacturing Company | Comfortmaker | HP060V******1**1 |  | Ground-Source | WBAHP: Heat Pump Packaged Unit | Heat Pump | 208 | 1 |  |  |  | Dual-Speed |  |  |  | 62000 | 3949 | 15.7 | 13.4 | 49000 | 3989 | 3.6 | 3.1 | Non Federally-Regulated | 02/08/2019 |  | 03/15/2019
FHP Manufacturing Company | Comfortmaker | HB048V******1**1 |  | Water-Source | WBAHP: Heat Pump Packaged Unit | Heat Pump | 208 | 1 |  |  |  | Single-Speed |  |  |  | 47400 | 3160 | 15 | 11.2 | 50000 | 2764 | 5.3 | 4.2 | Federally-Regulated Commercial & Industrial Equipment | 02/08/2019 |  | 03/15/2019
FHP Manufacturing Company | Comfortmaker | HB048V******1**1 |  | Ground-Water-Source | WBAHP: Heat Pump Packaged Unit | Heat Pump | 208 | 1 |  |  |  | Single-Speed |  |  |  | 52900 | 2190 | 24.15 | 16.2 | 40500 | 2760 | 4.3 | 3.6 | Non Federally-Regulated | 02/08/2019 |  | 03/15/2019
FHP Manufacturing Company | Comfortmaker | HB048V******1**1 |  | Ground-Source | WBAHP: Heat Pump Packaged Unit | Heat Pump | 208 | 1 |  |  |  | Single-Speed |  |  |  | 49500 | 2788 | 17.75 | 13.4 | 33400 | 2645 | 3.7 | 3.1 | Non Federally-Regulated | 02/08/2019 |  | 03/15/2019
FHP Manufacturing Company | Comfortmaker | HS036*******1**2 | FVM4X4800BL | Water-Source | WBAHP-CB: Heat Pump Split Syst | Both Heat Pump and Electric Re | 208 | 1 | False |  |  | Dual-Speed |  |  |  | 37700 | 2478 | 15.21 | 12 | 45000 | 2637 | 5 | 4.2 | Federally-Regulated Commercial & Industrial Equipment | 02/08/2019 |  | 03/15/2019
FHP Manufacturing Company | Comfortmaker | HS036*******1**2 | FVM4X4800BL | Ground-Water-Source | WBAHP-CB: Heat Pump Split Syst | Both Heat Pump and Electric Re | 208 | 1 | False |  |  | Dual-Speed |  |  |  | 41400 | 1819 | 22.75 | 16.2 | 36700 | 2363 | 4.6 | 3.6 | Non Federally-Regulated | 02/08/2019 |  | 03/15/2019
FHP Manufacturing Company | Comfortmaker | HS036*******1**2 | FVM4X4800BL | Ground-Source | WBAHP-CB: Heat Pump Split Syst | Both Heat Pump and Electric Re | 208 | 1 | False |  |  | Dual-Speed |  |  |  | 39200 | 2227 | 17.6 | 13.4 | 27400 | 2294 | 3.5 | 3.1 | Non Federally-Regulated | 02/08/2019 |  | 03/15/2019
FHP Manufacturing Company | Comfortmaker | HP024D/H/V |  | Water-Source | WBAHP: Heat Pump Packaged Unit | Heat Pump | 208 | 1 |  |  |  | Dual-Speed |  |  |  | 26000 | 1625 | 16 | 11.2 | 30000 | 1758 | 5 | 4.2 | Federally-Regulated Commercial & Industrial Equipment | 02/08/2019 |  | 03/15/2019
FHP Manufacturing Company | Comfortmaker | HP024D/H/V |  | Ground-Water-Source | WBAHP: Heat Pump Packaged Unit | Heat Pump | 208 | 1 |  |  |  | Dual-Speed |  |  |  | 29000 | 1208 | 24 | 16.2 | 25000 | 1592 | 4.6 | 3.6 | Non Federally-Regulated | 02/08/2019 |  | 03/15/2019
FHP Manufacturing Company | Comfortmaker | HP024D/H/V |  | Ground-Source | WBAHP: Heat Pump Packaged Unit | Heat Pump | 208 | 1 |  |  |  | Dual-Speed |  |  |  | 27500 | 1470 | 18.7 | 13.4 | 19000 | 1465 | 3.8 | 3.1 | Non Federally-Regulated | 02/08/2019 |  | 03/15/2019
FHP Manufacturing Company | Comfortmaker | HB030H/V* |  | Water-Source | WBAHP: Heat Pump Packaged Unit | Heat Pump | 208 | 1 |  |  |  | Single-Speed |  |  |  | 27000 | 1626 | 16.6 | 11.2 | 31000 | 1539 | 5.9 | 4.2 | Federally-Regulated Commercial & Industrial Equipment | 04/27/2016 |  | 03/15/2019
FHP Manufacturing Company | Comfortmaker | HB030H/V* |  | Ground-Water-Source | WBAHP: Heat Pump Packaged Unit | Heat Pump | 208 | 1 |  |  |  | Single-Speed |  |  |  | 31700 | 1174 | 27 | 16.2 | 25000 | 1409 | 5.2 | 3.6 | Non Federally-Regulated | 04/27/2016 |  | 03/15/2019
FHP Manufacturing Company | Comfortmaker | HB030H/V* |  | Ground-Source | WBAHP: Heat Pump Packaged Unit | Heat Pump | 208 | 1 |  |  |  | Single-Speed |  |  |  | 28500 | 1469 | 19.4 | 13.4 | 20500 | 1397 | 4.3 | 3.1 | Non Federally-Regulated | 04/27/2016 |  | 03/15/2019
FHP Manufacturing Company | FHP | LM060-1VT/CF/HZ*-*****A |  | Water-Source | WBAHP: Heat Pump Packaged Unit | Both Heat Pump and Electric Re | 208 | 1 |  |  |  | Dual-Speed |  |  |  | 63800 | 4129 | 15.45 | 11.2 | 73300 | 4475 | 4.8 | 4.2 | Federally-Regulated Commercial & Industrial Equipment | 12/07/2018 |  | 03/15/2019
FHP Manufacturing Company | FHP | LM060-4VT/CF/HZ*-*****A |  | Water-Source | WBAHP: Heat Pump Packaged Unit | Both Heat Pump and Electric Re | 460 | 3 |  |  |  | Dual-Speed |  |  |  | 63800 | 4129 | 15.45 | 11.2 | 73300 | 4475 | 4.8 | 4.2 | Federally-Regulated Commercial & Industrial Equipment | 12/07/2018 |  | 03/15/2019
FHP Manufacturing Company | FHP | LM060-3VT/CF/HZ*-*****A |  | Water-Source | WBAHP: Heat Pump Packaged Unit | Both Heat Pump and Electric Re | 208 | 3 |  |  |  | Dual-Speed |  |  |  | 63800 | 4129 | 15.45 | 11.2 | 73300 | 4475 | 4.8 | 4.2 | Federally-Regulated Commercial & Industrial Equipment | 12/07/2018 |  | 03/15/2019
FHP Manufacturing Company | FHP | LV060-5VTN-***P*C-**T/G |  | Water-Source | WBAHP: Heat Pump Packaged Unit | Heat Pump | 575 | 3 |  |  |  | Single-Speed |  |  |  | 59100 | 4345 | 13.6 | 11.2 | 77800 | 4750 | 4.8 | 4.2 | Federally-Regulated Commercial & Industrial Equipment | 12/07/2018 |  | 03/15/2019
FHP Manufacturing Company | FHP | LV060-5VTN-***P*C-**T/G |  | Ground-Source | WBAHP: Heat Pump Packaged Unit | Heat Pump | 575 | 3 |  |  |  | Single-Speed |  |  |  | 61600 | 3898 | 15.8 | 13.4 | 53400 | 4173 | 3.8 | 3.1 | Non Federally-Regulated | 12/07/2018 |  | 03/15/2019
FHP Manufacturing Company | FHP | LV060-4VTN-***P*C-**T/G |  | Water-Source | WBAHP: Heat Pump Packaged Unit | Heat Pump | 460 | 3 |  |  |  | Single-Speed |  |  |  | 59100 | 4345 | 13.6 | 11.2 | 77800 | 4750 | 4.8 | 4.2 | Federally-Regulated Commercial & Industrial Equipment | 12/07/2018 |  | 03/15/2019
FHP Manufacturing Company | FHP | LV060-4VTN-***P*C-**T/G |  | Ground-Source | WBAHP: Heat Pump Packaged Unit | Heat Pump | 460 | 3 |  |  |  | Single-Speed |  |  |  | 61600 | 3898 | 15.8 | 13.4 | 53400 | 4173 | 3.8 | 3.1 | Non Federally-Regulated | 12/07/2018 |  | 03/15/2019
FHP Manufacturing Company | FHP | LV060-3VTN-***P*C-**T/G |  | Water-Source | WBAHP: Heat Pump Packaged Unit | Heat Pump | 208 | 3 |  |  |  | Single-Speed |  |  |  | 59100 | 4345 | 13.6 | 11.2 | 77800 | 4750 | 4.8 | 4.2 | Federally-Regulated Commercial & Industrial Equipment | 12/07/2018 |  | 03/15/2019
FHP Manufacturing Company | FHP | LV060-3VTN-***P*C-**T/G |  | Ground-Source | WBAHP: Heat Pump Packaged Unit | Heat Pump | 208 | 3 |  |  |  | Single-Speed |  |  |  | 61600 | 3898 | 15.8 | 13.4 | 53400 | 4173 | 3.8 | 3.1 | Non Federally-Regulated | 12/07/2018 |  | 03/15/2019
FHP Manufacturing Company | FHP | LV060-1VTN-***P*C-**T/G |  | Water-Source | WBAHP: Heat Pump Packaged Unit | Heat Pump | 208 | 1 |  |  |  | Single-Speed |  |  |  | 59100 | 4345 | 13.6 | 11.2 | 77800 | 4750 | 4.8 | 4.2 | Federally-Regulated Commercial & Industrial Equipment | 12/07/2018 |  | 03/15/2019
FHP Manufacturing Company | FHP | LV060-1VTN-***P*C-**T/G |  | Ground-Source | WBAHP: Heat Pump Packaged Unit | Heat Pump | 208 | 1 |  |  |  | Single-Speed |  |  |  | 61600 | 3898 | 15.8 | 13.4 | 53400 | 4173 | 3.8 | 3.1 | Non Federally-Regulated | 12/07/2018 |  | 03/15/2019
FHP Manufacturing Company | FHP | ES025-2CF/HZ/VT*-*****A |  | Water-Source | WBAHP: Heat Pump Packaged Unit | Heat Pump | 265 | 1 |  |  |  | Dual-Speed |  |  |  | 26000 | 1625 | 16 | 11.2 | 30000 | 1758 | 5 | 4.2 | Federally-Regulated Commercial & Industrial Equipment | 02/08/2019 |  | 03/15/2019
FHP Manufacturing Company | FHP | ES025-2CF/HZ/VT*-*****A |  | Ground-Water-Source | WBAHP: Heat Pump Packaged Unit | Heat Pump | 265 | 1 |  |  |  | Dual-Speed |  |  |  | 29000 | 1208 | 24 | 16.2 | 25000 | 1592 | 4.6 | 3.6 | Non Federally-Regulated | 02/08/2019 |  | 03/15/2019
FHP Manufacturing Company | FHP | ES025-2CF/HZ/VT*-*****A |  | Ground-Source | WBAHP: Heat Pump Packaged Unit | Heat Pump | 265 | 1 |  |  |  | Dual-Speed |  |  |  | 27500 | 1470 | 18.7 | 13.4 | 19000 | 1465 | 3.8 | 3.1 | Non Federally-Regulated | 02/08/2019 |  | 03/15/2019
FHP Manufacturing Company | FHP | ES025-1CF/HZ/VT*-*****A |  | Water-Source | WBAHP: Heat Pump Packaged Unit | Heat Pump | 208 | 1 |  |  |  | Dual-Speed |  |  |  | 26000 | 1625 | 16 | 11.2 | 30000 | 1758 | 5 | 4.2 | Federally-Regulated Commercial & Industrial Equipment | 02/08/2019 |  | 03/15/2019
FHP Manufacturing Company | FHP | ES025-1CF/HZ/VT*-*****A |  | Ground-Water-Source | WBAHP: Heat Pump Packaged Unit | Heat Pump | 208 | 1 |  |  |  | Dual-Speed |  |  |  | 29000 | 1208 | 24 | 16.2 | 25000 | 1592 | 4.6 | 3.6 | Non Federally-Regulated | 02/08/2019 |  | 03/15/2019
FHP Manufacturing Company | FHP | ES025-1CF/HZ/VT*-*****A |  | Ground-Source | WBAHP: Heat Pump Packaged Unit | Heat Pump | 208 | 1 |  |  |  | Dual-Speed |  |  |  | 27500 | 1470 | 18.7 | 13.4 | 19000 | 1465 | 3.8 | 3.1 | Non Federally-Regulated | 02/08/2019 |  | 03/15/2019
Waterfurnace International, Inc. | ECO Y | YT060*B |  | Ground-Source | WBAHP: Heat Pump Packaged Unit | Heat Pump | 208 | 1 |  |  |  | Dual-Speed |  |  |  | 59900 | 3630 | 16.5 | 13.4 | 45300 | 3904 | 3.4 | 3.1 | Non Federally-Regulated | 11/14/2018 |  | 03/15/2019
Waterfurnace International, Inc. | YORK BY JOHNSON CONTROLS | YAFT038**1*(1,2,4)*J |  | Ground-Source | WBAHP: Heat Pump Packaged Unit | Heat Pump | 208 | 1 |  |  |  | Dual-Speed |  |  |  | 38200 | 1939 | 19.7 | 13.4 | 28500 | 1988 | 4.2 | 3.1 | Non Federally-Regulated | 11/14/2018 |  | 03/15/2019
Waterfurnace International, Inc. | YORK BY JOHNSON CONTROLS | YAFS042**1*(1,2,4)*J |  | Ground-Source | WBAHP: Heat Pump Packaged Unit | Heat Pump | 208 | 1 |  |  |  | Single-Speed |  |  |  | 40700 | 1875 | 21.7 | 13.4 | 28900 | 2117 | 4 | 3.1 | Non Federally-Regulated | 11/14/2018 |  | 03/15/2019
Waterfurnace International, Inc. | YORK BY JOHNSON CONTROLS | YAFS042**1*(0,3)*J |  | Ground-Source | WBAHP: Heat Pump Packaged Unit | Heat Pump | 208 | 1 |  |  |  | Single-Speed |  |  |  | 40300 | 2178 | 18.5 | 13.4 | 28900 | 2419 | 3.5 | 3.1 | Non Federally-Regulated | 11/14/2018 |  | 03/15/2019
Waterfurnace International, Inc. | YORK BY JOHNSON CONTROLS | YLFT060*B |  | Ground-Source | WBAHP: Heat Pump Packaged Unit | Heat Pump | 208 | 1 |  |  |  | Dual-Speed |  |  |  | 59900 | 3630 | 16.5 | 13.4 | 45300 | 3904 | 3.4 | 3.1 | Non Federally-Regulated | 11/14/2018 |  | 03/15/2019
Waterfurnace International, Inc. | YORK BY JOHNSON CONTROLS | YAFS036**1*(1,2,4)*J |  | Ground-Source | WBAHP: Heat Pump Packaged Unit | Heat Pump | 208 | 1 |  |  |  | Single-Speed |  |  |  | 33700 | 1531 | 22 | 13.4 | 24400 | 1702 | 4.2 | 3.1 | Non Federally-Regulated | 11/14/2018 |  | 03/15/2019
Waterfurnace International, Inc. | YORK BY JOHNSON CONTROLS | YAFS036**1*(0,3)*J |  | Ground-Source | WBAHP: Heat Pump Packaged Unit | Heat Pump | 208 | 1 |  |  |  | Single-Speed |  |  |  | 32900 | 1713 | 19.2 | 13.4 | 24400 | 1881 | 3.8 | 3.1 | Non Federally-Regulated | 11/14/2018 |  | 03/15/2019
FHP Manufacturing Company | GEOEXCEL | RZ060-1VT/CF/HZ*-*****A |  | Water-Source | WBAHP: Heat Pump Packaged Unit | Both Heat Pump and Electric Re | 208 | 1 |  |  |  | Dual-Speed |  |  |  | 63800 | 4129 | 15.45 | 11.2 | 73300 | 4475 | 4.8 | 4.2 | Federally-Regulated Commercial & Industrial Equipment | 12/07/2018 |  | 03/15/2019
FHP Manufacturing Company | GEOEXCEL | ES025-2CF/HZ/VT*-*****A |  | Water-Source | WBAHP: Heat Pump Packaged Unit | Heat Pump | 265 | 1 |  |  |  | Dual-Speed |  |  |  | 26000 | 1625 | 16 | 11.2 | 30000 | 1758 | 5 | 4.2 | Federally-Regulated Commercial & Industrial Equipment | 02/08/2019 |  | 03/15/2019
FHP Manufacturing Company | GEOEXCEL | ES025-2CF/HZ/VT*-*****A |  | Ground-Water-Source | WBAHP: Heat Pump Packaged Unit | Heat Pump | 265 | 1 |  |  |  | Dual-Speed |  |  |  | 29000 | 1208 | 24 | 16.2 | 25000 | 1592 | 4.6 | 3.6 | Non Federally-Regulated | 02/08/2019 |  | 03/15/2019
FHP Manufacturing Company | GEOEXCEL | ES025-2CF/HZ/VT*-*****A |  | Ground-Source | WBAHP: Heat Pump Packaged Unit | Heat Pump | 265 | 1 |  |  |  | Dual-Speed |  |  |  | 27500 | 1470 | 18.7 | 13.4 | 19000 | 1465 | 3.8 | 3.1 | Non Federally-Regulated | 02/08/2019 |  | 03/15/2019
FHP Manufacturing Company | GEOEXCEL | ES025-1CF/HZ/VT*-*****A |  | Water-Source | WBAHP: Heat Pump Packaged Unit | Heat Pump | 208 | 1 |  |  |  | Dual-Speed |  |  |  | 26000 | 1625 | 16 | 11.2 | 30000 | 1758 | 5 | 4.2 | Federally-Regulated Commercial & Industrial Equipment | 02/08/2019 |  | 03/15/2019
FHP Manufacturing Company | GEOEXCEL | ES025-1CF/HZ/VT*-*****A |  | Ground-Water-Source | WBAHP: Heat Pump Packaged Unit | Heat Pump | 208 | 1 |  |  |  | Dual-Speed |  |  |  | 29000 | 1208 | 24 | 16.2 | 25000 | 1592 | 4.6 | 3.6 | Non Federally-Regulated | 02/08/2019 |  | 03/15/2019
FHP Manufacturing Company | GEOEXCEL | ES025-1CF/HZ/VT*-*****A |  | Ground-Source | WBAHP: Heat Pump Packaged Unit | Heat Pump | 208 | 1 |  |  |  | Dual-Speed |  |  |  | 27500 | 1470 | 18.7 | 13.4 | 19000 | 1465 | 3.8 | 3.1 | Non Federally-Regulated | 02/08/2019 |  | 03/15/2019
FHP Manufacturing Company | GEOEXCEL | CU015-2**-*****B |  | Water-Source | WBAHP-O: Heat Pump Packaged Un | Heat Pump | 265 | 1 |  |  |  | Single-Speed |  |  |  | 14300 | 1108 | 12.9 | 11.2 | 16700 | 1087 | 4.5 | 4.2 | Federally-Regulated Commercial & Industrial Equipment | 08/22/2016 |  | 03/15/2019
FHP Manufacturing Company | GEOEXCEL | CU015-2**-*****B |  | Ground-Water-Source | WBAHP-O: Heat Pump Packaged Un | Heat Pump | 265 | 1 |  |  |  | Single-Speed |  |  |  | 16900 | 789 | 21.4 | 16.2 | 13900 | 1072 | 3.8 | 3.6 | Non Federally-Regulated | 08/22/2016 |  | 03/15/2019
FHP Manufacturing Company | GEOEXCEL | CU015-2**-*****B |  | Ground-Source | WBAHP-O: Heat Pump Packaged Un | Heat Pump | 265 | 1 |  |  |  | Single-Speed |  |  |  | 14700 | 986 | 14.9 | 13.4 | 11000 | 1007 | 3.2 | 3.1 | Non Federally-Regulated | 08/22/2016 |  | 03/15/2019
FHP Manufacturing Company | GEOEXCEL | CU015-1**-*****B |  | Water-Source | WBAHP-O: Heat Pump Packaged Un | Heat Pump | 208 | 1 |  |  |  | Single-Speed |  |  |  | 14300 | 1108 | 12.9 | 11.2 | 16700 | 1087 | 4.5 | 4.2 | Federally-Regulated Commercial & Industrial Equipment | 08/22/2016 |  | 03/15/2019
FHP Manufacturing Company | GEOEXCEL | CU015-1**-*****B |  | Ground-Water-Source | WBAHP-O: Heat Pump Packaged Un | Heat Pump | 208 | 1 |  |  |  | Single-Speed |  |  |  | 16900 | 789 | 21.4 | 16.2 | 13900 | 1072 | 3.8 | 3.6 | Non Federally-Regulated | 08/22/2016 |  | 03/15/2019
FHP Manufacturing Company | GEOEXCEL | CU015-1**-*****B |  | Ground-Source | WBAHP-O: Heat Pump Packaged Un | Heat Pump | 208 | 1 |  |  |  | Single-Speed |  |  |  | 14700 | 986 | 14.9 | 13.4 | 11000 | 1007 | 3.2 | 3.1 | Non Federally-Regulated | 08/22/2016 |  | 03/15/2019
Waterfurnace International, Inc. | 3 SERIES | LD(V,H)060B |  | Water-Source | WBAHP: Heat Pump Packaged Unit | Heat Pump | 208 | 1 |  |  |  | Dual-Speed |  |  |  | 57200 | 4000 | 14.3 | 11.2 | 69000 | 4493 | 4.5 | 4.2 | Federally-Regulated Commercial & Industrial Equipment | 02/07/2019 |  | 03/15/2019
Waterfurnace International, Inc. | 3 SERIES | LD(V,H)060B |  | Ground-Water-Source | WBAHP: Heat Pump Packaged Unit | Heat Pump | 208 | 1 |  |  |  | Dual-Speed |  |  |  | 64100 | 3096 | 20.7 | 16.2 | 56500 | 4139 | 4 | 3.6 | Non Federally-Regulated | 02/07/2019 |  | 03/15/2019
Waterfurnace International, Inc. | 3 SERIES | LD(V,H)060B |  | Ground-Source | WBAHP: Heat Pump Packaged Unit | Heat Pump | 208 | 1 |  |  |  | Dual-Speed |  |  |  | 59900 | 3630 | 16.5 | 13.4 | 45300 | 3904 | 3.4 | 3.1 | Non Federally-Regulated | 02/07/2019 |  | 03/15/2019
Bard Manufacturing Company, Inc. | G3 | GTC36S2-A | HE37942D175B2505AW/HE37942D210B2505AW | Ground-Water-Source | WBAH-C: Heating Only Split Sys | Heat Pump | 208 | 1 | False |  |  | Dual-Speed | [7 empty] | 34000 | 2054 | 4.9 | 3.1 | Non Federally-Regulated | 01/11/2019 |  | 04/23/2019
Bard Manufacturing Company, Inc. | G3 | GTC36S2-A | HE37942D175B2505AW/HE37942D210B2505AW | Ground-Source | WBAH-C: Heating Only Split Sys | Heat Pump | 208 | 1 | False |  |  | Dual-Speed | [7 empty] | 27000 | 1930 | 4.1 | 3.1 | Non Federally-Regulated | 01/11/2019 |  | 04/23/2019
ClimateMaster Inc. | Century | HZS036B | WDG036*B | Ground-Source | WBAHP-CB: Heat Pump Split Syst | Heat Pump | 208 | 1 | False |  |  | Single-Speed |  |  |  | 38800 | 2063 | 18.8 | 13.4 | 27900 | 1994 | 4.1 | 3.1 | Non Federally-Regulated | 01/11/2019 |  | 04/23/2019
ClimateMaster Inc. | Century | HZS036B | WDG036*B | Water-Source | WBAHP-CB: Heat Pump Split Syst | Heat Pump | 208 | 1 | False |  |  | Single-Speed |  |  |  | 38200 | 2208 | 17.3 | 12 | 40500 | 2239 | 5.3 | 4.2 | Federally-Regulated Commercial & Industrial Equipment | 01/11/2019 |  | 04/23/2019
ClimateMaster Inc. | Century | HZS036B | WDG036*B | Ground-Water-Source | WBAHP-CB: Heat Pump Split Syst | Heat Pump | 208 | 1 | False |  |  | Single-Speed |  |  |  | 42100 | 1670 | 25.2 | 16.2 | 34500 | 2106 | 4.8 | 3.6 | Non Federally-Regulated | 01/11/2019 |  | 04/23/2019
Bard Manufacturing Company, Inc. | Bard | GV51S2AA |  | Ground-Water-Source | WBAHP: Heat Pump Packaged Unit | Both Heat Pump and Electric Re | 208 | 1 |  |  |  | Dual-Speed |  |  |  | 52500 | 2386 | 22 | 16.2 | 45000 | 3140 | 4.2 | 3.6 | Non Federally-Regulated | 04/18/2017 |  | 04/23/2019
Bard Manufacturing Company, Inc. | Bard | GV51S2AA |  | Ground-Source | WBAHP: Heat Pump Packaged Unit | Both Heat Pump and Electric Re | 208 | 1 |  |  |  | Dual-Speed |  |  |  | 49000 | 2848 | 17.2 | 13.4 | 36800 | 3081 | 3.5 | 3.1 | Non Federally-Regulated | 04/18/2017 |  | 04/23/2019
ClimateMaster Inc. | TRANQUILITY 20 | TSH/V/D048C*K |  | Water-Source | WBAHP: Heat Pump Packaged Unit | Heat Pump | 208 | 1 |  |  |  | Single-Speed |  |  |  | 48900 | 2843 | 17.2 | 11.2 | 57700 | 3252 | 5.2 | 4.2 | Federally-Regulated Commercial & Industrial Equipment | 02/07/2019 |  | 04/23/2019
ClimateMaster Inc. | TRANQUILITY 20 | TSH/V/D048C*K |  | Ground-Water-Source | WBAHP: Heat Pump Packaged Unit | Heat Pump | 208 | 1 |  |  |  | Single-Speed |  |  |  | 53700 | 2246 | 23.9 | 16.2 | 45700 | 3043 | 4.4 | 3.6 | Non Federally-Regulated | 02/07/2019 |  | 04/23/2019
ClimateMaster Inc. | TRANQUILITY 20 | TSH/V/D048C*K |  | Ground-Source | WBAHP: Heat Pump Packaged Unit | Heat Pump | 208 | 1 |  |  |  | Single-Speed |  |  |  | 50600 | 2691 | 18.8 | 13.4 | 36100 | 2859 | 3.7 | 3.1 | Non Federally-Regulated | 02/07/2019 |  | 04/23/2019
ClimateMaster Inc. | TRANQUILITY 20 | TSH/V/D024C |  | Water-Source | WBAHP: Heat Pump Packaged Unit | Heat Pump | 208 | 1 |  |  |  | Single-Speed |  |  |  | 23800 | 1408 | 16.9 | 11.2 | 30800 | 1529 | 5.9 | 4.2 | Federally-Regulated Commercial & Industrial Equipment | 02/07/2019 |  | 04/23/2019
ClimateMaster Inc. | TRANQUILITY 20 | TSH/V/D024C |  | Ground-Water-Source | WBAHP: Heat Pump Packaged Unit | Heat Pump | 208 | 1 |  |  |  | Single-Speed |  |  |  | 26500 | 1003 | 26.4 | 16.2 | 24100 | 1412 | 5 | 3.6 | Non Federally-Regulated | 02/07/2019 |  | 04/23/2019
ClimateMaster Inc. | TRANQUILITY 20 | TSH/V/D024C |  | Ground-Source | WBAHP: Heat Pump Packaged Unit | Heat Pump | 208 | 1 |  |  |  | Single-Speed |  |  |  | 25300 | 1338 | 18.9 | 13.4 | 19200 | 1406 | 4 | 3.1 | Non Federally-Regulated | 02/07/2019 |  | 04/23/2019
ClimateMaster Inc. | TRANQUILITY 20 | TSH/V/D024C*K |  | Water-Source | WBAHP: Heat Pump Packaged Unit | Heat Pump | 208 | 1 |  |  |  | Single-Speed |  |  |  | 23900 | 1335 | 17.9 | 11.2 | 30400 | 1460 | 6.1 | 4.2 | Federally-Regulated Commercial & Industrial Equipment | 02/07/2019 |  | 04/23/2019
ClimateMaster Inc. | TRANQUILITY 20 | TSH/V/D024C*K |  | Ground-Water-Source | WBAHP: Heat Pump Packaged Unit | Heat Pump | 208 | 1 |  |  |  | Single-Speed |  |  |  | 26900 | 943 | 28.5 | 16.2 | 23800 | 1341 | 5.2 | 3.6 | Non Federally-Regulated | 02/07/2019 |  | 04/23/2019
ClimateMaster Inc. | TRANQUILITY 20 | TSH/V/D024C*K |  | Ground-Source | WBAHP: Heat Pump Packaged Unit | Heat Pump | 208 | 1 |  |  |  | Single-Speed |  |  |  | 25500 | 1220 | 20.9 | 13.4 | 19100 | 1332 | 4.2 | 3.1 | Non Federally-Regulated | 02/07/2019 |  | 04/23/2019
ClimateMaster Inc. | TRANQUILITY 16 | TRH/V006A |  | Ground-Source | WBAHP: Heat Pump Packaged Unit | Heat Pump | 208 | 1 |  |  |  | Single-Speed |  |  |  | 6200 | 402 | 15.4 | 13.4 | 4900 | 455 | 3.2 | 3.1 | Non Federally-Regulated | 11/13/2018 |  | 04/23/2019
ClimateMaster Inc. | TRANQUILITY 16 | TCV041A |  | Water-Source | WBAHP: Heat Pump Packaged Unit | Heat Pump | 208 | 1 |  |  |  | Single-Speed |  |  |  | 36500 | 2765 | 13.2 | 11.2 | 45700 | 3114 | 4.3 | 4.2 | Federally-Regulated Commercial & Industrial Equipment | 05/25/2016 |  | 04/23/2019
ClimateMaster Inc. | TRANQUILITY 16 | TCV041A |  | Ground-Water-Source | WBAHP: Heat Pump Packaged Unit | Heat Pump | 208 | 1 |  |  |  | Single-Speed |  |  |  | 41400 | 2101 | 19.7 | 16.2 | 38000 | 3009 | 3.7 | 3.6 | Non Federally-Regulated | 05/25/2016 |  | 04/23/2019
ClimateMaster Inc. | TRANQUILITY 16 | TCV041A |  | Ground-Source | WBAHP: Heat Pump Packaged Unit | Heat Pump | 208 | 1 |  |  |  | Single-Speed |  |  |  | 38000 | 2567 | 14.8 | 13.4 | 30100 | 2756 | 3.2 | 3.1 | Non Federally-Regulated | 05/25/2016 |  | 04/23/2019
ClimateMaster Inc. | TRANQUILITY HI RISE SERIES | TSM18 A |  | Water-Source | WBAHP-O: Heat Pump Packaged Un | Heat Pump | 208 | 1 |  |  |  | Single-Speed |  |  |  | 17300 | 1310 | 13.2 | 11.2 | 22500 | 1373 | 4.8 | 4.2 | Federally-Regulated Commercial & Industrial Equipment | 05/16/2018 |  | 04/24/2019
ClimateMaster Inc. | TRANQUILITY HI RISE SERIES | TSM18 A |  | Ground-Water-Source | WBAHP-O: Heat Pump Packaged Un | Heat Pump | 208 | 1 |  |  |  | Single-Speed |  |  |  | 20000 | 1000 | 20 | 16.2 | 18000 | 1318 | 4 | 3.6 | Non Federally-Regulated | 05/16/2018 |  | 04/24/2019
ClimateMaster Inc. | TRANQUILITY HI RISE SERIES | TSM18 A |  | Ground-Source | WBAHP-O: Heat Pump Packaged Un | Heat Pump | 208 | 1 |  |  |  | Single-Speed |  |  |  | 18400 | 1218 | 15.1 | 13.4 | 13500 | 1236 | 3.2 | 3.1 | Non Federally-Regulated | 05/16/2018 |  | 04/24/2019
ClimateMaster Inc. | TRANQUILITY HI RISE SERIES | TSM18 B |  | Water-Source | WBAHP-O: Heat Pump Packaged Un | Heat Pump | 208 | 1 |  |  |  | Single-Speed |  |  |  | 18000 | 1184 | 15.2 | 11.2 | 22200 | 1275 | 5.1 | 4.2 | Federally-Regulated Commercial & Industrial Equipment | 05/16/2018 |  | 04/24/2019
ClimateMaster Inc. | TRANQUILITY HI RISE SERIES | TSM18 B |  | Ground-Water-Source | WBAHP-O: Heat Pump Packaged Un | Heat Pump | 208 | 1 |  |  |  | Single-Speed |  |  |  | 20000 | 851 | 23.5 | 16.2 | 17700 | 1178 | 4.4 | 3.6 | Non Federally-Regulated | 05/16/2018 |  | 04/24/2019
ClimateMaster Inc. | TRANQUILITY HI RISE SERIES | TSM18 B |  | Ground-Source | WBAHP-O: Heat Pump Packaged Un | Heat Pump | 208 | 1 |  |  |  | Single-Speed |  |  |  | 18500 | 1069 | 17.3 | 13.4 | 13200 | 1172 | 3.3 | 3.1 | Non Federally-Regulated | 05/16/2018 |  | 04/24/2019
ClimateMaster Inc. | TRANQUILITY HI RISE SERIES | TSL18 B |  | Ground-Source | WBAHP: Heat Pump Packaged Unit | Heat Pump | 208 | 1 |  |  |  | Single-Speed |  |  |  | 18400 | 1033 | 17.8 | 13.4 | 13000 | 1088 | 3.5 | 3.1 | Non Federally-Regulated | 11/13/2018 |  | 04/24/2019
ClimateMaster Inc. | TRANQUILITY HI RISE SERIES | TSL18 A |  | Ground-Source | WBAHP: Heat Pump Packaged Unit | Heat Pump | 208 | 1 |  |  |  | Single-Speed |  |  |  | 18600 | 1100 | 16.9 | 13.4 | 13100 | 1129 | 3.4 | 3.1 | Non Federally-Regulated | 11/13/2018 |  | 04/24/2019
ClimateMaster Inc. | TRANQUILITY 22 DIGITAL | TZV/H030C |  | Water-Source | WBAHP: Heat Pump Packaged Unit | Heat Pump | 208 | 1 |  |  |  | Single-Speed |  |  |  | 28500 | 2035 | 14 | 11.2 | 35800 | 2280 | 4.6 | 4.2 | Federally-Regulated Commercial & Industrial Equipment | 02/07/2019 |  | 04/24/2019
ClimateMaster Inc. | TRANQUILITY 22 DIGITAL | TZV/H030C |  | Ground-Water-Source | WBAHP: Heat Pump Packaged Unit | Heat Pump | 208 | 1 |  |  |  | Single-Speed |  |  |  | 32300 | 1560 | 20.7 | 16.2 | 30000 | 2093 | 4.2 | 3.6 | Non Federally-Regulated | 02/07/2019 |  | 04/24/2019
ClimateMaster Inc. | TRANQUILITY 22 DIGITAL | TZV/H030C |  | Ground-Source | WBAHP: Heat Pump Packaged Unit | Heat Pump | 208 | 1 |  |  |  | Single-Speed |  |  |  | 29900 | 1904 | 15.7 | 13.4 | 23800 | 1937 | 3.6 | 3.1 | Non Federally-Regulated | 02/07/2019 |  | 04/24/2019
ClimateMaster Inc. | TRANQUILITY 22 DIGITAL | TYV/H030 |  | Water-Source | WBAHP: Heat Pump Packaged Unit | Heat Pump | 208 | 1 |  |  |  | Multiple-Speed |  |  |  | 28500 | 2035 | 14 | 11.2 | 35800 | 2280 | 4.6 | 4.2 | Federally-Regulated Commercial & Industrial Equipment | 10/10/2017 |  | 04/24/2019
ClimateMaster Inc. | TRANQUILITY 22 DIGITAL | TYV/H030 |  | Ground-Water-Source | WBAHP: Heat Pump Packaged Unit | Heat Pump | 208 | 1 |  |  |  | Multiple-Speed |  |  |  | 32300 | 1560 | 20.7 | 16.2 | 30000 | 2093 | 4.2 | 3.6 | Non Federally-Regulated | 10/10/2017 |  | 04/24/2019
ClimateMaster Inc. | TRANQUILITY 22 DIGITAL | TYV/H030 |  | Ground-Source | WBAHP: Heat Pump Packaged Unit | Heat Pump | 208 | 1 |  |  |  | Multiple-Speed |  |  |  | 29900 | 1904 | 15.7 | 13.4 | 23800 | 1937 | 3.6 | 3.1 | Non Federally-Regulated | 10/10/2017 |  | 04/24/2019
ClimateMaster Inc. | TRANQUILITY 22 DIGITAL | TZV/H024C |  | Water-Source | WBAHP: Heat Pump Packaged Unit | Heat Pump | 208 | 1 |  |  |  | Single-Speed |  |  |  | 23700 | 1657 | 14.3 | 11.2 | 28000 | 1783 | 4.6 | 4.2 | Federally-Regulated Commercial & Industrial Equipment | 02/07/2019 |  | 04/24/2019
ClimateMaster Inc. | TRANQUILITY 22 DIGITAL | TZV/H024C |  | Ground-Water-Source | WBAHP: Heat Pump Packaged Unit | Heat Pump | 208 | 1 |  |  |  | Single-Speed |  |  |  | 26500 | 1221 | 21.7 | 16.2 | 23000 | 1644 | 4.1 | 3.6 | Non Federally-Regulated | 02/07/2019 |  | 04/24/2019
ClimateMaster Inc. | TRANQUILITY 22 DIGITAL | TZV/H024C |  | Ground-Source | WBAHP: Heat Pump Packaged Unit | Heat Pump | 208 | 1 |  |  |  | Single-Speed |  |  |  | 24600 | 1537 | 16 | 13.4 | 17800 | 1449 | 3.6 | 3.1 | Non Federally-Regulated | 02/07/2019 |  | 04/24/2019
ClimateMaster Inc. | TRANQUILITY 22 DIGITAL | TYV/H048 |  | Water-Source | WBAHP: Heat Pump Packaged Unit | Heat Pump | 208 | 1 |  |  |  | Dual-Speed |  |  |  | 45900 | 3278 | 14 | 11.2 | 53800 | 3217 | 4.9 | 4.2 | Federally-Regulated Commercial & Industrial Equipment | 10/10/2017 |  | 04/24/2019
ClimateMaster Inc. | TRANQUILITY 22 DIGITAL | TYV/H048 |  | Ground-Water-Source | WBAHP: Heat Pump Packaged Unit | Heat Pump | 208 | 1 |  |  |  | Dual-Speed |  |  |  | 51800 | 2478 | 20.9 | 16.2 | 45000 | 2997 | 4.4 | 3.6 | Non Federally-Regulated | 10/10/2017 |  | 04/24/2019
ClimateMaster Inc. | TRANQUILITY 22 DIGITAL | TYV/H048 |  | Ground-Source | WBAHP: Heat Pump Packaged Unit | Heat Pump | 208 | 1 |  |  |  | Dual-Speed |  |  |  | 48100 | 3103 | 15.5 | 13.4 | 35600 | 2819 | 3.7 | 3.1 | Non Federally-Regulated | 10/10/2017 |  | 04/24/2019
ClimateMaster Inc. | TRANQUILITY 22 DIGITAL | TZV/H036C |  | Water-Source | WBAHP: Heat Pump Packaged Unit | Heat Pump | 208 | 1 |  |  |  | Single-Speed |  |  |  | 34300 | 2271 | 15.1 | 11.2 | 42000 | 2675 | 4.6 | 4.2 | Federally-Regulated Commercial & Industrial Equipment | 02/07/2019 |  | 04/24/2019
ClimateMaster Inc. | TRANQUILITY 22 DIGITAL | TZV/H036C |  | Ground-Water-Source | WBAHP: Heat Pump Packaged Unit | Heat Pump | 208 | 1 |  |  |  | Single-Speed |  |  |  | 38200 | 1713 | 22.3 | 16.2 | 35100 | 2392 | 4.3 | 3.6 | Non Federally-Regulated | 02/07/2019 |  | 04/24/2019
ClimateMaster Inc. | TRANQUILITY 22 DIGITAL | TZV/H036C |  | Ground-Source | WBAHP: Heat Pump Packaged Unit | Heat Pump | 208 | 1 |  |  |  | Single-Speed |  |  |  | 35200 | 2107 | 16.7 | 13.4 | 27300 | 2222 | 3.6 | 3.1 | Non Federally-Regulated | 02/07/2019 |  | 04/24/2019
ClimateMaster Inc. | TRANQUILITY 22 DIGITAL | TYV/H024B |  | Water-Source | WBAHP: Heat Pump Packaged Unit | Heat Pump | 208 | 1 |  |  |  | Multiple-Speed |  |  |  | 23700 | 1657 | 14.3 | 11.2 | 28000 | 1783 | 4.6 | 4.2 | Federally-Regulated Commercial & Industrial Equipment | 10/10/2017 |  | 04/24/2019
ClimateMaster Inc. | TRANQUILITY 22 DIGITAL | TYV/H024B |  | Ground-Water-Source | WBAHP: Heat Pump Packaged Unit | Heat Pump | 208 | 1 |  |  |  | Multiple-Speed |  |  |  | 26500 | 1221 | 21.7 | 16.2 | 23000 | 1644 | 4.1 | 3.6 | Non Federally-Regulated | 10/10/2017 |  | 04/24/2019
ClimateMaster Inc. | TRANQUILITY 22 DIGITAL | TYV/H024B |  | Ground-Source | WBAHP: Heat Pump Packaged Unit | Heat Pump | 208 | 1 |  |  |  | Multiple-Speed |  |  |  | 24600 | 1537 | 16 | 13.4 | 17800 | 1449 | 3.6 | 3.1 | Non Federally-Regulated | 10/10/2017 |  | 04/24/2019
ClimateMaster Inc. | TRANQUILITY 22 DIGITAL | TZV/H042C |  | Water-Source | WBAHP: Heat Pump Packaged Unit | Heat Pump | 208 | 1 |  |  |  | Single-Speed |  |  |  | 41100 | 2874 | 14.3 | 11.2 | 50200 | 3198 | 4.6 | 4.2 | Federally-Regulated Commercial & Industrial Equipment | 02/07/2019 |  | 04/24/2019
ClimateMaster Inc. | TRANQUILITY 22 DIGITAL | TZV/H042C |  | Ground-Water-Source | WBAHP: Heat Pump Packaged Unit | Heat Pump | 208 | 1 |  |  |  | Single-Speed |  |  |  | 46300 | 2173 | 21.3 | 16.2 | 42300 | 3023 | 4.1 | 3.6 | Non Federally-Regulated | 02/07/2019 |  | 04/24/2019
ClimateMaster Inc. | TRANQUILITY 22 DIGITAL | TZV/H042C |  | Ground-Source | WBAHP: Heat Pump Packaged Unit | Heat Pump | 208 | 1 |  |  |  | Single-Speed |  |  |  | 43100 | 2677 | 16.1 | 13.4 | 33300 | 2870 | 3.4 | 3.1 | Non Federally-Regulated | 02/07/2019 |  | 04/24/2019
ClimateMaster Inc. | TRANQUILITY 22 DIGITAL | TYV/H042 |  | Water-Source | WBAHP: Heat Pump Packaged Unit | Heat Pump | 208 | 1 |  |  |  | Dual-Speed |  |  |  | 41100 | 2874 | 14.3 | 11.2 | 50200 | 3198 | 4.6 | 4.2 | Federally-Regulated Commercial & Industrial Equipment | 10/10/2017 |  | 04/24/2019
ClimateMaster Inc. | TRANQUILITY 22 DIGITAL | TYV/H042 |  | Ground-Water-Source | WBAHP: Heat Pump Packaged Unit | Heat Pump | 208 | 1 |  |  |  | Dual-Speed |  |  |  | 46300 | 2173 | 21.3 | 16.2 | 42300 | 3023 | 4.1 | 3.6 | Non Federally-Regulated | 10/10/2017 |  | 04/24/2019
ClimateMaster Inc. | TRANQUILITY 22 DIGITAL | TYV/H042 |  | Ground-Source | WBAHP: Heat Pump Packaged Unit | Heat Pump | 208 | 1 |  |  |  | Dual-Speed |  |  |  | 43100 | 2677 | 16.1 | 13.4 | 33300 | 2870 | 3.4 | 3.1 | Non Federally-Regulated | 10/10/2017 |  | 04/24/2019
ClimateMaster Inc. | TRANQUILITY 22 DIGITAL | TZV/H048C |  | Water-Source | WBAHP: Heat Pump Packaged Unit | Heat Pump | 208 | 1 |  |  |  | Single-Speed |  |  |  | 45900 | 3278 | 14 | 11.2 | 53800 | 3217 | 4.9 | 4.2 | Federally-Regulated Commercial & Industrial Equipment | 02/07/2019 |  | 04/24/2019
ClimateMaster Inc. | TRANQUILITY 22 DIGITAL | TZV/H048C |  | Ground-Water-Source | WBAHP: Heat Pump Packaged Unit | Heat Pump | 208 | 1 |  |  |  | Single-Speed |  |  |  | 51800 | 2478 | 20.9 | 16.2 | 45000 | 2997 | 4.4 | 3.6 | Non Federally-Regulated | 02/07/2019 |  | 04/24/2019
ClimateMaster Inc. | TRANQUILITY 22 DIGITAL | TZV/H048C |  | Ground-Source | WBAHP: Heat Pump Packaged Unit | Heat Pump | 208 | 1 |  |  |  | Single-Speed |  |  |  | 48100 | 3103 | 15.5 | 13.4 | 35600 | 2819 | 3.7 | 3.1 | Non Federally-Regulated | 02/07/2019 |  | 04/24/2019
ClimateMaster Inc. | TRANQUILITY 22 DIGITAL | TZV/H060C |  | Water-Source | WBAHP: Heat Pump Packaged Unit | Heat Pump | 208 | 1 |  |  |  | Single-Speed |  |  |  | 61700 | 3929 | 15.7 | 11.2 | 67500 | 4121 | 4.8 | 4.2 | Federally-Regulated Commercial & Industrial Equipment | 03/15/2019 |  | 04/24/2019
ClimateMaster Inc. | TRANQUILITY 22 DIGITAL | TZV/H060C |  | Ground-Source | WBAHP: Heat Pump Packaged Unit | Heat Pump | 208 | 1 |  |  |  | Single-Speed |  |  |  | 63200 | 3653 | 17.3 | 13.4 | 43700 | 3557 | 3.6 | 3.1 | Non Federally-Regulated | 03/15/2019 |  | 04/24/2019
ClimateMaster Inc. | TRANQUILITY 27 DIGITAL SPLIT | TES/P038B | TAH038C | Ground-Water-Source | WBAHP-CB: Heat Pump Split Syst | Heat Pump | 208 | 1 | False |  |  | Single-Speed |  |  |  | 40500 | 1730 | 23.4 | 16.2 | 32700 | 2129 | 4.5 | 3.6 | Non Federally-Regulated | 02/07/2019 |  | 04/24/2019
ClimateMaster Inc. | TRANQUILITY 27 DIGITAL SPLIT | TES/P038B | TAH038C | Ground-Source | WBAHP-CB: Heat Pump Split Syst | Heat Pump | 208 | 1 | False |  |  | Single-Speed |  |  |  | 37700 | 2117 | 17.8 | 13.4 | 26200 | 2020 | 3.8 | 3.1 | Non Federally-Regulated | 02/07/2019 |  | 04/24/2019
ClimateMaster Inc. | TRANQUILITY 27 DIGITAL SPLIT | TES/P038A | TAH038B | Water-Source | WBAHP-CB: Heat Pump Split Syst | Heat Pump | 208 | 1 | False |  |  | Single-Speed |  |  |  | 38200 | 2208 | 17.3 | 12 | 40500 | 2239 | 5.3 | 4.2 | Federally-Regulated Commercial & Industrial Equipment | 02/07/2019 |  | 04/24/2019
ClimateMaster Inc. | TRANQUILITY 27 DIGITAL SPLIT | TES/P038A | TAH038B | Ground-Water-Source | WBAHP-CB: Heat Pump Split Syst | Heat Pump | 208 | 1 | False |  |  | Single-Speed |  |  |  | 42100 | 1670 | 25.2 | 16.2 | 34500 | 2106 | 4.8 | 3.6 | Non Federally-Regulated | 02/07/2019 |  | 04/24/2019
ClimateMaster Inc. | TRANQUILITY 27 DIGITAL SPLIT | TES/P038A | TAH038B | Ground-Source | WBAHP-CB: Heat Pump Split Syst | Heat Pump | 208 | 1 | False |  |  | Single-Speed |  |  |  | 38800 | 2063 | 18.8 | 13.4 | 27900 | 1994 | 4.1 | 3.1 | Non Federally-Regulated | 02/07/2019 |  | 04/24/2019
ClimateMaster Inc. | TRANQUILITY 27 DIGITAL SPLIT | TES/P038B | TAC038B | Ground-Water-Source | WBAHP-C: Heat Pump Split Syste | Heat Pump | 208 | 1 | False |  |  | Single-Speed |  |  |  | 40200 | 1802 | 22.3 | 16.2 | 32800 | 2184 | 4.4 | 3.6 | Non Federally-Regulated | 02/07/2019 |  | 04/24/2019
ClimateMaster Inc. | TRANQUILITY 27 DIGITAL SPLIT | TES/P038B | TAC038B | Ground-Source | WBAHP-C: Heat Pump Split Syste | Heat Pump | 208 | 1 | False |  |  | Single-Speed |  |  |  | 38000 | 2196 | 17.3 | 13.4 | 26600 | 2106 | 3.7 | 3.1 | Non Federally-Regulated | 02/07/2019 |  | 04/24/2019
ClimateMaster Inc. | TRANQUILITY 30 DIGITAL | TEV/H/D064B |  | Water-Source | WBAHP: Heat Pump Packaged Unit | Heat Pump | 208 | 1 |  |  |  | Single-Speed |  |  |  | 61500 | 3796 | 16.2 | 11.2 | 77400 | 4200 | 5.4 | 4.2 | Federally-Regulated Commercial & Industrial Equipment | 10/10/2017 |  | 04/24/2019
ClimateMaster Inc. | TRANQUILITY 30 DIGITAL | TEV/H/D049B |  | Water-Source | WBAHP: Heat Pump Packaged Unit | Heat Pump | 208 | 1 |  |  |  | Single-Speed |  |  |  | 48600 | 2892 | 16.8 | 11.2 | 56700 | 3258 | 5.1 | 4.2 | Federally-Regulated Commercial & Industrial Equipment | 10/10/2017 |  | 04/24/2019
ClimateMaster Inc. | TRANQUILITY 30 DIGITAL | TEV/H/D049B |  | Ground-Water-Source | WBAHP: Heat Pump Packaged Unit | Heat Pump | 208 | 1 |  |  |  | Single-Speed |  |  |  | 55000 | 2173 | 25.3 | 16.2 | 46800 | 2981 | 4.6 | 3.6 | Non Federally-Regulated | 10/10/2017 |  | 04/24/2019
ClimateMaster Inc. | TRANQUILITY 30 DIGITAL | TEV/H/D049B |  | Ground-Source | WBAHP: Heat Pump Packaged Unit | Heat Pump | 208 | 1 |  |  |  | Single-Speed |  |  |  | 49600 | 2569 | 19.3 | 13.4 | 36400 | 2666 | 4 | 3.1 | Non Federally-Regulated | 10/10/2017 |  | 04/24/2019
ClimateMaster Inc. | TRANQUILITY 30 DIGITAL | TEV/H/D038B |  | Water-Source | WBAHP: Heat Pump Packaged Unit | Heat Pump | 208 | 1 |  |  |  | Single-Speed |  |  |  | 37700 | 2106 | 17.9 | 11.2 | 45700 | 2309 | 5.8 | 4.2 | Federally-Regulated Commercial & Industrial Equipment | 10/10/2017 |  | 04/24/2019
ClimateMaster Inc. | TRANQUILITY 30 DIGITAL | TEV/H/D038B |  | Ground-Water-Source | WBAHP: Heat Pump Packaged Unit | Heat Pump | 208 | 1 |  |  |  | Single-Speed |  |  |  | 42100 | 1613 | 26.1 | 16.2 | 37900 | 2136 | 5.2 | 3.6 | Non Federally-Regulated | 10/10/2017 |  | 04/24/2019
ClimateMaster Inc. | TRANQUILITY 30 DIGITAL | TEV/H/D038B |  | Ground-Source | WBAHP: Heat Pump Packaged Unit | Heat Pump | 208 | 1 |  |  |  | Single-Speed |  |  |  | 39000 | 1921 | 20.3 | 13.4 | 29700 | 1978 | 4.4 | 3.1 | Non Federally-Regulated | 10/10/2017 |  | 04/24/2019
FHP Manufacturing Company | Comfortmaker | HB018H******1**2 |  | Water-Source | WBAHP: Heat Pump Packaged Unit | Heat Pump | 208 | 1 |  |  |  | Single-Speed |  |  |  | 19500 | 1266 | 15.4 | 11.2 | 21300 | 1248 | 5 | 4.2 | Federally-Regulated Commercial & Industrial Equipment | 03/15/2019 |  | 04/24/2019
FHP Manufacturing Company | Comfortmaker | HB018H******1**2 |  | Ground-Water-Source | WBAHP: Heat Pump Packaged Unit | Heat Pump | 208 | 1 |  |  |  | Single-Speed |  |  |  | 21300 | 862 | 24.7 | 16.2 | 17700 | 1178 | 4.4 | 3.6 | Non Federally-Regulated | 03/15/2019 |  | 04/24/2019
FHP Manufacturing Company | Comfortmaker | HB018H******1**2 |  | Ground-Source | WBAHP: Heat Pump Packaged Unit | Heat Pump | 208 | 1 |  |  |  | Single-Speed |  |  |  | 20500 | 1145 | 17.9 | 13.4 | 14800 | 1188 | 3.7 | 3.1 | Non Federally-Regulated | 03/15/2019 |  | 04/24/2019
FHP Manufacturing Company | Comfortmaker | HB048V******1**1 |  | Water-Source | WBAHP: Heat Pump Packaged Unit | Heat Pump | 208 | 1 |  |  |  | Single-Speed |  |  |  | 47400 | 3160 | 15 | 11.2 | 50000 | 2764 | 5.3 | 4.2 | Federally-Regulated Commercial & Industrial Equipment | 03/15/2019 |  | 04/24/2019
FHP Manufacturing Company | Comfortmaker | HB048V******1**1 |  | Ground-Water-Source | WBAHP: Heat Pump Packaged Unit | Heat Pump | 208 | 1 |  |  |  | Single-Speed |  |  |  | 52900 | 2190 | 24.15 | 16.2 | 40500 | 2760 | 4.3 | 3.6 | Non Federally-Regulated | 03/15/2019 |  | 04/24/2019
FHP Manufacturing Company | Comfortmaker | HB048V******1**1 |  | Ground-Source | WBAHP: Heat Pump Packaged Unit | Heat Pump | 208 | 1 |  |  |  | Single-Speed |  |  |  | 49500 | 2788 | 17.75 | 13.4 | 33400 | 2645 | 3.7 | 3.1 | Non Federally-Regulated | 03/15/2019 |  | 04/24/2019
FHP Manufacturing Company | Comfortmaker | HB018V******1**2 |  | Water-Source | WBAHP: Heat Pump Packaged Unit | Heat Pump | 208 | 1 |  |  |  | Single-Speed |  |  |  | 19500 | 1189 | 16.4 | 11.2 | 21300 | 1224 | 5.1 | 4.2 | Federally-Regulated Commercial & Industrial Equipment | 03/15/2019 |  | 04/24/2019
FHP Manufacturing Company | Comfortmaker | HB018V******1**2 |  | Ground-Water-Source | WBAHP: Heat Pump Packaged Unit | Heat Pump | 208 | 1 |  |  |  | Single-Speed |  |  |  | 21300 | 832 | 25.6 | 16.2 | 17700 | 1152 | 4.5 | 3.6 | Non Federally-Regulated | 03/15/2019 |  | 04/24/2019
FHP Manufacturing Company | Comfortmaker | HB018V******1**2 |  | Ground-Source | WBAHP: Heat Pump Packaged Unit | Heat Pump | 208 | 1 |  |  |  | Single-Speed |  |  |  | 20500 | 1078 | 19 | 13.4 | 14800 | 1141 | 3.8 | 3.1 | Non Federally-Regulated | 03/15/2019 |  | 04/24/2019
FHP Manufacturing Company | Comfortmaker | HP060V******1**1 |  | Water-Source | WBAHP: Heat Pump Packaged Unit | Heat Pump | 208 | 1 |  |  |  | Dual-Speed |  |  |  | 60000 | 4285 | 14 | 11.2 | 72000 | 4489 | 4.7 | 4.2 | Federally-Regulated Commercial & Industrial Equipment | 03/15/2019 |  | 04/24/2019
FHP Manufacturing Company | Comfortmaker | HB042V******1**1 |  | Water-Source | WBAHP: Heat Pump Packaged Unit | Heat Pump | 208 | 1 |  |  |  | Single-Speed |  |  |  | 40600 | 2671 | 15.2 | 11.2 | 42400 | 2180 | 5.7 | 4.2 | Federally-Regulated Commercial & Industrial Equipment | 03/15/2019 |  | 04/24/2019
FHP Manufacturing Company | Comfortmaker | HP060V******1**1 |  | Ground-Source | WBAHP: Heat Pump Packaged Unit | Heat Pump | 208 | 1 |  |  |  | Dual-Speed |  |  |  | 62000 | 3949 | 15.7 | 13.4 | 49000 | 3989 | 3.6 | 3.1 | Non Federally-Regulated | 03/15/2019 |  | 04/24/2019
FHP Manufacturing Company | Comfortmaker | HB042V******1**1 |  | Ground-Water-Source | WBAHP: Heat Pump Packaged Unit | Heat Pump | 208 | 1 |  |  |  | Single-Speed |  |  |  | 45000 | 1757 | 25.6 | 16.2 | 35000 | 2137 | 4.8 | 3.6 | Non Federally-Regulated | 03/15/2019 |  | 04/24/2019
FHP Manufacturing Company | Comfortmaker | HS036*******1**2 | FVM4X4800BL | Water-Source | WBAHP-CB: Heat Pump Split Syst | Both Heat Pump and Electric Re | 208 | 1 | False |  |  | Dual-Speed |  |  |  | 37700 | 2478 | 15.21 | 12 | 45000 | 2637 | 5 | 4.2 | Federally-Regulated Commercial & Industrial Equipment | 03/15/2019 |  | 04/24/2019
FHP Manufacturing Company | Comfortmaker | HB042V******1**1 |  | Ground-Source | WBAHP: Heat Pump Packaged Unit | Heat Pump | 208 | 1 |  |  |  | Single-Speed |  |  |  | 42200 | 2125 | 19.85 | 13.4 | 26800 | 1988 | 4 | 3.1 | Non Federally-Regulated | 03/15/2019 |  | 04/24/2019
FHP Manufacturing Company | Comfortmaker | HS036*******1**2 | FVM4X4800BL | Ground-Water-Source | WBAHP-CB: Heat Pump Split Syst | Both Heat Pump and Electric Re | 208 | 1 | False |  |  | Dual-Speed |  |  |  | 41400 | 1819 | 22.75 | 16.2 | 36700 | 2363 | 4.6 | 3.6 | Non Federally-Regulated | 03/15/2019 |  | 04/24/2019
FHP Manufacturing Company | Comfortmaker | HS036*******1**2 | FVM4X4800BL | Ground-Source | WBAHP-CB: Heat Pump Split Syst | Both Heat Pump and Electric Re | 208 | 1 | False |  |  | Dual-Speed |  |  |  | 39200 | 2227 | 17.6 | 13.4 | 27400 | 2294 | 3.5 | 3.1 | Non Federally-Regulated | 03/15/2019 |  | 04/24/2019
FHP Manufacturing Company | Day & Night | HB018H******1**2 |  | Water-Source | WBAHP: Heat Pump Packaged Unit | Heat Pump | 208 | 1 |  |  |  | Single-Speed |  |  |  | 19500 | 1266 | 15.4 | 11.2 | 21300 | 1248 | 5 | 4.2 | Federally-Regulated Commercial & Industrial Equipment | 03/15/2019 |  | 04/24/2019
FHP Manufacturing Company | Day & Night | HB018H******1**2 |  | Ground-Water-Source | WBAHP: Heat Pump Packaged Unit | Heat Pump | 208 | 1 |  |  |  | Single-Speed |  |  |  | 21300 | 862 | 24.7 | 16.2 | 17700 | 1178 | 4.4 | 3.6 | Non Federally-Regulated | 03/15/2019 |  | 04/24/2019
FHP Manufacturing Company | Day & Night | HB018H******1**2 |  | Ground-Source | WBAHP: Heat Pump Packaged Unit | Heat Pump | 208 | 1 |  |  |  | Single-Speed |  |  |  | 20500 | 1145 | 17.9 | 13.4 | 14800 | 1188 | 3.7 | 3.1 | Non Federally-Regulated | 03/15/2019 |  | 04/24/2019
FHP Manufacturing Company | Day & Night | HB018V******1**2 |  | Water-Source | WBAHP: Heat Pump Packaged Unit | Heat Pump | 208 | 1 |  |  |  | Single-Speed |  |  |  | 19500 | 1189 | 16.4 | 11.2 | 21300 | 1224 | 5.1 | 4.2 | Federally-Regulated Commercial & Industrial Equipment | 03/15/2019 |  | 04/24/2019
FHP Manufacturing Company | Day & Night | HB018V******1**2 |  | Ground-Water-Source | WBAHP: Heat Pump Packaged Unit | Heat Pump | 208 | 1 |  |  |  | Single-Speed |  |  |  | 21300 | 832 | 25.6 | 16.2 | 17700 | 1152 | 4.5 | 3.6 | Non Federally-Regulated | 03/15/2019 |  | 04/24/2019
FHP Manufacturing Company | Day & Night | HB018V******1**2 |  | Ground-Source | WBAHP: Heat Pump Packaged Unit | Heat Pump | 208 | 1 |  |  |  | Single-Speed |  |  |  | 20500 | 1078 | 19 | 13.4 | 14800 | 1141 | 3.8 | 3.1 | Non Federally-Regulated | 03/15/2019 |  | 04/24/2019
FHP Manufacturing Company | Day & Night | HB042V******1**1 |  | Water-Source | WBAHP: Heat Pump Packaged Unit | Heat Pump | 208 | 1 |  |  |  | Single-Speed |  |  |  | 40600 | 2671 | 15.2 | 11.2 | 42400 | 2180 | 5.7 | 4.2 | Federally-Regulated Commercial & Industrial Equipment | 03/15/2019 |  | 04/24/2019
FHP Manufacturing Company | Day & Night | HB042V******1**1 |  | Ground-Water-Source | WBAHP: Heat Pump Packaged Unit | Heat Pump | 208 | 1 |  |  |  | Single-Speed |  |  |  | 45000 | 1757 | 25.6 | 16.2 | 35000 | 2137 | 4.8 | 3.6 | Non Federally-Regulated | 03/15/2019 |  | 04/24/2019
FHP Manufacturing Company | Day & Night | HB042V******1**1 |  | Ground-Source | WBAHP: Heat Pump Packaged Unit | Heat Pump | 208 | 1 |  |  |  | Single-Speed |  |  |  | 42200 | 2125 | 19.85 | 13.4 | 26800 | 1988 | 4 | 3.1 | Non Federally-Regulated | 03/15/2019 |  | 04/24/2019
FHP Manufacturing Company | Day & Night | HB048V******1**1 |  | Water-Source | WBAHP: Heat Pump Packaged Unit | Heat Pump | 208 | 1 |  |  |  | Single-Speed |  |  |  | 47400 | 3160 | 15 | 11.2 | 50000 | 2764 | 5.3 | 4.2 | Federally-Regulated Commercial & Industrial Equipment | 03/15/2019 |  | 04/24/2019
FHP Manufacturing Company | Day & Night | HB048V******1**1 |  | Ground-Water-Source | WBAHP: Heat Pump Packaged Unit | Heat Pump | 208 | 1 |  |  |  | Single-Speed |  |  |  | 52900 | 2190 | 24.15 | 16.2 | 40500 | 2760 | 4.3 | 3.6 | Non Federally-Regulated | 03/15/2019 |  | 04/24/2019
FHP Manufacturing Company | Day & Night | HB048V******1**1 |  | Ground-Source | WBAHP: Heat Pump Packaged Unit | Heat Pump | 208 | 1 |  |  |  | Single-Speed |  |  |  | 49500 | 2788 | 17.75 | 13.4 | 33400 | 2645 | 3.7 | 3.1 | Non Federally-Regulated | 03/15/2019 |  | 04/24/2019
FHP Manufacturing Company | Day & Night | HS036*******1**2 | FVM4X4800BL | Water-Source | WBAHP-CB: Heat Pump Split Syst | Both Heat Pump and Electric Re | 208 | 1 | False |  |  | Dual-Speed |  |  |  | 37700 | 2478 | 15.21 | 12 | 45000 | 2637 | 5 | 4.2 | Federally-Regulated Commercial & Industrial Equipment | 03/15/2019 |  | 04/24/2019
FHP Manufacturing Company | Day & Night | HS036*******1**2 | FVM4X4800BL | Ground-Water-Source | WBAHP-CB: Heat Pump Split Syst | Both Heat Pump and Electric Re | 208 | 1 | False |  |  | Dual-Speed |  |  |  | 41400 | 1819 | 22.75 | 16.2 | 36700 | 2363 | 4.6 | 3.6 | Non Federally-Regulated | 03/15/2019 |  | 04/24/2019
FHP Manufacturing Company | Day & Night | HS036*******1**2 | FVM4X4800BL | Ground-Source | WBAHP-CB: Heat Pump Split Syst | Both Heat Pump and Electric Re | 208 | 1 | False |  |  | Dual-Speed |  |  |  | 39200 | 2227 | 17.6 | 13.4 | 27400 | 2294 | 3.5 | 3.1 | Non Federally-Regulated | 03/15/2019 |  | 04/24/2019
FHP Manufacturing Company | Day & Night | HP060V******1**1 |  | Water-Source | WBAHP: Heat Pump Packaged Unit | Heat Pump | 208 | 1 |  |  |  | Dual-Speed |  |  |  | 60000 | 4285 | 14 | 11.2 | 72000 | 4489 | 4.7 | 4.2 | Federally-Regulated Commercial & Industrial Equipment | 03/15/2019 |  | 04/24/2019
FHP Manufacturing Company | Day & Night | HP060V******1**1 |  | Ground-Source | WBAHP: Heat Pump Packaged Unit | Heat Pump | 208 | 1 |  |  |  | Dual-Speed |  |  |  | 62000 | 3949 | 15.7 | 13.4 | 49000 | 3989 | 3.6 | 3.1 | Non Federally-Regulated | 03/15/2019 |  | 04/24/2019
FHP Manufacturing Company | FHP | LM036-1VT/CF/HZ*-*****A |  | Ground-Source | WBAHP: Heat Pump Packaged Unit | Both Heat Pump and Electric Re | 208 | 1 |  |  |  | Dual-Speed |  |  |  | 40800 | 2019 | 20.2 | 13.4 | 28400 | 2107 | 4 | 3.1 | Non Federally-Regulated | 11/13/2018 |  | 04/24/2019
FHP Manufacturing Company | FHP | LM036-4VT/CF/HZ*-*****A |  | Ground-Source | WBAHP: Heat Pump Packaged Unit | Both Heat Pump and Electric Re | 460 | 3 |  |  |  | Dual-Speed |  |  |  | 40800 | 2019 | 20.2 | 13.4 | 28400 | 2107 | 4 | 3.1 | Non Federally-Regulated | 11/13/2018 |  | 04/24/2019
FHP Manufacturing Company | FHP | LM036-2VT/CF/HZ*-*****A |  | Ground-Source | WBAHP: Heat Pump Packaged Unit | Both Heat Pump and Electric Re | 265 | 1 |  |  |  | Dual-Speed |  |  |  | 40800 | 2019 | 20.2 | 13.4 | 28400 | 2107 | 4 | 3.1 | Non Federally-Regulated | 11/13/2018 |  | 04/24/2019
FHP Manufacturing Company | FHP | LM036-3VT/CF/HZ*-*****A |  | Ground-Source | WBAHP: Heat Pump Packaged Unit | Both Heat Pump and Electric Re | 208 | 3 |  |  |  | Dual-Speed |  |  |  | 40800 | 2019 | 20.2 | 13.4 | 28400 | 2107 | 4 | 3.1 | Non Federally-Regulated | 11/13/2018 |  | 04/24/2019
FHP Manufacturing Company | FHP | EP042-1HZ/VT |  | Water-Source | WBAHP: Heat Pump Packaged Unit | Heat Pump | 208 | 1 |  |  |  | Single-Speed |  |  |  | 40600 | 2230 | 18.2 | 11.2 | 42400 | 2071 | 6 | 4.2 | Federally-Regulated Commercial & Industrial Equipment | 03/15/2019 |  | 04/24/2019
FHP Manufacturing Company | FHP | EP042-1HZ/VT |  | Ground-Water-Source | WBAHP: Heat Pump Packaged Unit | Heat Pump | 208 | 1 |  |  |  | Single-Speed |  |  |  | 45000 | 1750 | 25.7 | 16.2 | 35000 | 2011 | 5.1 | 3.6 | Non Federally-Regulated | 03/15/2019 |  | 04/24/2019
FHP Manufacturing Company | FHP | EP042-1HZ/VT |  | Ground-Source | WBAHP: Heat Pump Packaged Unit | Heat Pump | 208 | 1 |  |  |  | Single-Speed |  |  |  | 42200 | 2000 | 21.1 | 13.4 | 26800 | 1915 | 4.1 | 3.1 | Non Federally-Regulated | 03/15/2019 |  | 04/24/2019
FHP Manufacturing Company | FHP | EP042-3HZ/VT |  | Water-Source | WBAHP: Heat Pump Packaged Unit | Heat Pump | 208 | 3 |  |  |  | Single-Speed |  |  |  | 40600 | 2230 | 18.2 | 11.2 | 42400 | 2071 | 6 | 4.2 | Federally-Regulated Commercial & Industrial Equipment | 03/15/2019 |  | 04/24/2019
FHP Manufacturing Company | FHP | EP042-3HZ/VT |  | Ground-Water-Source | WBAHP: Heat Pump Packaged Unit | Heat Pump | 208 | 3 |  |  |  | Single-Speed |  |  |  | 45000 | 1750 | 25.7 | 16.2 | 35000 | 2011 | 5.1 | 3.6 | Non Federally-Regulated | 03/15/2019 |  | 04/24/2019
FHP Manufacturing Company | FHP | EP042-3HZ/VT |  | Ground-Source | WBAHP: Heat Pump Packaged Unit | Heat Pump | 208 | 3 |  |  |  | Single-Speed |  |  |  | 42200 | 2000 | 21.1 | 13.4 | 26800 | 1915 | 4.1 | 3.1 | Non Federally-Regulated | 03/15/2019 |  | 04/24/2019
FHP Manufacturing Company | FHP | EP042-4HZ/VT |  | Water-Source | WBAHP: Heat Pump Packaged Unit | Heat Pump | 460 | 3 |  |  |  | Single-Speed |  |  |  | 40600 | 2230 | 18.2 | 11.2 | 42000 | 2051 | 6 | 4.2 | Federally-Regulated Commercial & Industrial Equipment | 03/15/2019 |  | 04/24/2019
FHP Manufacturing Company | FHP | EP042-4HZ/VT |  | Ground-Water-Source | WBAHP: Heat Pump Packaged Unit | Heat Pump | 460 | 3 |  |  |  | Single-Speed |  |  |  | 45000 | 1750 | 25.7 | 16.2 | 35000 | 2011 | 5.1 | 3.6 | Non Federally-Regulated | 03/15/2019 |  | 04/24/2019
FHP Manufacturing Company | FHP | EP042-4HZ/VT |  | Ground-Source | WBAHP: Heat Pump Packaged Unit | Heat Pump | 460 | 3 |  |  |  | Single-Speed |  |  |  | 42200 | 2000 | 21.1 | 13.4 | 26800 | 1915 | 4.1 | 3.1 | Non Federally-Regulated | 03/15/2019 |  | 04/24/2019
FHP Manufacturing Company | GEOEXCEL | RZ036-1VT/CF/HZ*-*****A |  | Ground-Source | WBAHP: Heat Pump Packaged Unit | Both Heat Pump and Electric Re | 208 | 1 |  |  |  | Dual-Speed |  |  |  | 40800 | 2019 | 20.2 | 13.4 | 28400 | 2107 | 4 | 3.1 | Non Federally-Regulated | 11/13/2018 |  | 04/24/2019
FHP Manufacturing Company | GEOEXCEL | EP042-1HZ/VT |  | Water-Source | WBAHP: Heat Pump Packaged Unit | Heat Pump | 208 | 1 |  |  |  | Single-Speed |  |  |  | 40600 | 2230 | 18.2 | 11.2 | 42400 | 2071 | 6 | 4.2 | Federally-Regulated Commercial & Industrial Equipment | 03/15/2019 |  | 04/24/2019
FHP Manufacturing Company | GEOEXCEL | EP042-1HZ/VT |  | Ground-Water-Source | WBAHP: Heat Pump Packaged Unit | Heat Pump | 208 | 1 |  |  |  | Single-Speed |  |  |  | 45000 | 1750 | 25.7 | 16.2 | 35000 | 2011 | 5.1 | 3.6 | Non Federally-Regulated | 03/15/2019 |  | 04/24/2019
FHP Manufacturing Company | GEOEXCEL | EP042-1HZ/VT |  | Ground-Source | WBAHP: Heat Pump Packaged Unit | Heat Pump | 208 | 1 |  |  |  | Single-Speed |  |  |  | 42200 | 2000 | 21.1 | 13.4 | 26800 | 1915 | 4.1 | 3.1 | Non Federally-Regulated | 03/15/2019 |  | 04/24/2019
FHP Manufacturing Company | GEOEXCEL | EP042-4HZ/VT |  | Water-Source | WBAHP: Heat Pump Packaged Unit | Heat Pump | 460 | 3 |  |  |  | Single-Speed |  |  |  | 40600 | 2230 | 18.2 | 11.2 | 42000 | 2051 | 6 | 4.2 | Federally-Regulated Commercial & Industrial Equipment | 03/15/2019 |  | 04/24/2019
FHP Manufacturing Company | GEOEXCEL | EP042-4HZ/VT |  | Ground-Water-Source | WBAHP: Heat Pump Packaged Unit | Heat Pump | 460 | 3 |  |  |  | Single-Speed |  |  |  | 45000 | 1750 | 25.7 | 16.2 | 35000 | 2011 | 5.1 | 3.6 | Non Federally-Regulated | 03/15/2019 |  | 04/24/2019
FHP Manufacturing Company | GEOEXCEL | EP042-4HZ/VT |  | Ground-Source | WBAHP: Heat Pump Packaged Unit | Heat Pump | 460 | 3 |  |  |  | Single-Speed |  |  |  | 42200 | 2000 | 21.1 | 13.4 | 26800 | 1915 | 4.1 | 3.1 | Non Federally-Regulated | 03/15/2019 |  | 04/24/2019
FHP Manufacturing Company | GEOEXCEL | EP042-3HZ/VT |  | Water-Source | WBAHP: Heat Pump Packaged Unit | Heat Pump | 208 | 3 |  |  |  | Single-Speed |  |  |  | 40600 | 2230 | 18.2 | 11.2 | 42400 | 2071 | 6 | 4.2 | Federally-Regulated Commercial & Industrial Equipment | 03/15/2019 |  | 04/24/2019
FHP Manufacturing Company | GEOEXCEL | EP042-3HZ/VT |  | Ground-Water-Source | WBAHP: Heat Pump Packaged Unit | Heat Pump | 208 | 3 |  |  |  | Single-Speed |  |  |  | 45000 | 1750 | 25.7 | 16.2 | 35000 | 2011 | 5.1 | 3.6 | Non Federally-Regulated | 03/15/2019 |  | 04/24/2019
FHP Manufacturing Company | GEOEXCEL | EP042-3HZ/VT |  | Ground-Source | WBAHP: Heat Pump Packaged Unit | Heat Pump | 208 | 3 |  |  |  | Single-Speed |  |  |  | 42200 | 2000 | 21.1 | 13.4 | 26800 | 1915 | 4.1 | 3.1 | Non Federally-Regulated | 03/15/2019 |  | 04/24/2019
FHP Manufacturing Company | GEO-THERMAL SPLIT | GZ036*******1**2 | FE/V****005*** | Water-Source | WBAHP-CB: Heat Pump Split Syst | Both Heat Pump and Electric Re | 208 | 1 | False |  |  | Dual-Speed |  |  |  | 37700 | 2478 | 15.21 | 12 | 45000 | 2637 | 5 | 4.2 | Federally-Regulated Commercial & Industrial Equipment | 03/15/2019 |  | 04/24/2019
FHP Manufacturing Company | GEO-THERMAL SPLIT | GZ036*******1**2 | FE/V****005*** | Ground-Water-Source | WBAHP-CB: Heat Pump Split Syst | Both Heat Pump and Electric Re | 208 | 1 | False |  |  | Dual-Speed |  |  |  | 41400 | 1819 | 22.75 | 16.2 | 36700 | 2363 | 4.6 | 3.6 | Non Federally-Regulated | 03/15/2019 |  | 04/24/2019
FHP Manufacturing Company | GEO-THERMAL SPLIT | GZ036*******1**2 | FE/V****005*** | Ground-Source | WBAHP-CB: Heat Pump Split Syst | Both Heat Pump and Electric Re | 208 | 1 | False |  |  | Dual-Speed |  |  |  | 39200 | 2227 | 17.6 | 13.4 | 27400 | 2294 | 3.5 | 3.1 | Non Federally-Regulated | 03/15/2019 |  | 04/24/2019
FHP Manufacturing Company | Heil | HB018H******1**2 |  | Water-Source | WBAHP: Heat Pump Packaged Unit | Heat Pump | 208 | 1 |  |  |  | Single-Speed |  |  |  | 19500 | 1266 | 15.4 | 11.2 | 21300 | 1248 | 5 | 4.2 | Federally-Regulated Commercial & Industrial Equipment | 03/15/2019 |  | 04/24/2019
FHP Manufacturing Company | Heil | HB018H******1**2 |  | Ground-Water-Source | WBAHP: Heat Pump Packaged Unit | Heat Pump | 208 | 1 |  |  |  | Single-Speed |  |  |  | 21300 | 862 | 24.7 | 16.2 | 17700 | 1178 | 4.4 | 3.6 | Non Federally-Regulated | 03/15/2019 |  | 04/24/2019
FHP Manufacturing Company | Heil | HB018H******1**2 |  | Ground-Source | WBAHP: Heat Pump Packaged Unit | Heat Pump | 208 | 1 |  |  |  | Single-Speed |  |  |  | 20500 | 1145 | 17.9 | 13.4 | 14800 | 1188 | 3.7 | 3.1 | Non Federally-Regulated | 03/15/2019 |  | 04/24/2019
FHP Manufacturing Company | Heil | HB048V******1**1 |  | Water-Source | WBAHP: Heat Pump Packaged Unit | Heat Pump | 208 | 1 |  |  |  | Single-Speed |  |  |  | 47400 | 3160 | 15 | 11.2 | 50000 | 2764 | 5.3 | 4.2 | Federally-Regulated Commercial & Industrial Equipment | 03/15/2019 |  | 04/24/2019
FHP Manufacturing Company | Heil | HB048V******1**1 |  | Ground-Water-Source | WBAHP: Heat Pump Packaged Unit | Heat Pump | 208 | 1 |  |  |  | Single-Speed |  |  |  | 52900 | 2190 | 24.15 | 16.2 | 40500 | 2760 | 4.3 | 3.6 | Non Federally-Regulated | 03/15/2019 |  | 04/24/2019
FHP Manufacturing Company | Heil | HB048V******1**1 |  | Ground-Source | WBAHP: Heat Pump Packaged Unit | Heat Pump | 208 | 1 |  |  |  | Single-Speed |  |  |  | 49500 | 2788 | 17.75 | 13.4 | 33400 | 2645 | 3.7 | 3.1 | Non Federally-Regulated | 03/15/2019 |  | 04/24/2019
FHP Manufacturing Company | Heil | HP060V******1**1 |  | Water-Source | WBAHP: Heat Pump Packaged Unit | Heat Pump | 208 | 1 |  |  |  | Dual-Speed |  |  |  | 60000 | 4285 | 14 | 11.2 | 72000 | 4489 | 4.7 | 4.2 | Federally-Regulated Commercial & Industrial Equipment | 03/15/2019 |  | 04/24/2019
FHP Manufacturing Company | Heil | HP060V******1**1 |  | Ground-Source | WBAHP: Heat Pump Packaged Unit | Heat Pump | 208 | 1 |  |  |  | Dual-Speed |  |  |  | 62000 | 3949 | 15.7 | 13.4 | 49000 | 3989 | 3.6 | 3.1 | Non Federally-Regulated | 03/15/2019 |  | 04/24/2019
FHP Manufacturing Company | Heil | HB042V******1**1 |  | Water-Source | WBAHP: Heat Pump Packaged Unit | Heat Pump | 208 | 1 |  |  |  | Single-Speed |  |  |  | 40600 | 2671 | 15.2 | 11.2 | 42400 | 2180 | 5.7 | 4.2 | Federally-Regulated Commercial & Industrial Equipment | 03/15/2019 |  | 04/24/2019
FHP Manufacturing Company | Heil | HB042V******1**1 |  | Ground-Water-Source | WBAHP: Heat Pump Packaged Unit | Heat Pump | 208 | 1 |  |  |  | Single-Speed |  |  |  | 45000 | 1757 | 25.6 | 16.2 | 35000 | 2137 | 4.8 | 3.6 | Non Federally-Regulated | 03/15/2019 |  | 04/24/2019
FHP Manufacturing Company | Heil | HB042V******1**1 |  | Ground-Source | WBAHP: Heat Pump Packaged Unit | Heat Pump | 208 | 1 |  |  |  | Single-Speed |  |  |  | 42200 | 2125 | 19.85 | 13.4 | 26800 | 1988 | 4 | 3.1 | Non Federally-Regulated | 03/15/2019 |  | 04/24/2019
FHP Manufacturing Company | Heil | HB018V******1**2 |  | Water-Source | WBAHP: Heat Pump Packaged Unit | Heat Pump | 208 | 1 |  |  |  | Single-Speed |  |  |  | 19500 | 1189 | 16.4 | 11.2 | 21300 | 1224 | 5.1 | 4.2 | Federally-Regulated Commercial & Industrial Equipment | 03/15/2019 |  | 04/24/2019
FHP Manufacturing Company | Heil | HB018V******1**2 |  | Ground-Water-Source | WBAHP: Heat Pump Packaged Unit | Heat Pump | 208 | 1 |  |  |  | Single-Speed |  |  |  | 21300 | 832 | 25.6 | 16.2 | 17700 | 1152 | 4.5 | 3.6 | Non Federally-Regulated | 03/15/2019 |  | 04/24/2019
FHP Manufacturing Company | Heil | HB018V******1**2 |  | Ground-Source | WBAHP: Heat Pump Packaged Unit | Heat Pump | 208 | 1 |  |  |  | Single-Speed |  |  |  | 20500 | 1078 | 19 | 13.4 | 14800 | 1141 | 3.8 | 3.1 | Non Federally-Regulated | 03/15/2019 |  | 04/24/2019
FHP Manufacturing Company | Heil | HS036*******1**2 | FVM4X4800BL | Water-Source | WBAHP-CB: Heat Pump Split Syst | Both Heat Pump and Electric Re | 208 | 1 | False |  |  | Dual-Speed |  |  |  | 37700 | 2478 | 15.21 | 12 | 45000 | 2637 | 5 | 4.2 | Federally-Regulated Commercial & Industrial Equipment | 03/15/2019 |  | 04/24/2019
FHP Manufacturing Company | Heil | HS036*******1**2 | FVM4X4800BL | Ground-Water-Source | WBAHP-CB: Heat Pump Split Syst | Both Heat Pump and Electric Re | 208 | 1 | False |  |  | Dual-Speed |  |  |  | 41400 | 1819 | 22.75 | 16.2 | 36700 | 2363 | 4.6 | 3.6 | Non Federally-Regulated | 03/15/2019 |  | 04/24/2019
FHP Manufacturing Company | Heil | HS036*******1**2 | FVM4X4800BL | Ground-Source | WBAHP-CB: Heat Pump Split Syst | Both Heat Pump and Electric Re | 208 | 1 | False |  |  | Dual-Speed |  |  |  | 39200 | 2227 | 17.6 | 13.4 | 27400 | 2294 | 3.5 | 3.1 | Non Federally-Regulated | 03/15/2019 |  | 04/24/2019
FHP Manufacturing Company | Keeprite | HB018H******1**2 |  | Water-Source | WBAHP: Heat Pump Packaged Unit | Heat Pump | 208 | 1 |  |  |  | Single-Speed |  |  |  | 19500 | 1266 | 15.4 | 11.2 | 21300 | 1248 | 5 | 4.2 | Federally-Regulated Commercial & Industrial Equipment | 03/15/2019 |  | 04/24/2019
FHP Manufacturing Company | Keeprite | HB018H******1**2 |  | Ground-Water-Source | WBAHP: Heat Pump Packaged Unit | Heat Pump | 208 | 1 |  |  |  | Single-Speed |  |  |  | 21300 | 862 | 24.7 | 16.2 | 17700 | 1178 | 4.4 | 3.6 | Non Federally-Regulated | 03/15/2019 |  | 04/24/2019
FHP Manufacturing Company | Keeprite | HB018H******1**2 |  | Ground-Source | WBAHP: Heat Pump Packaged Unit | Heat Pump | 208 | 1 |  |  |  | Single-Speed |  |  |  | 20500 | 1145 | 17.9 | 13.4 | 14800 | 1188 | 3.7 | 3.1 | Non Federally-Regulated | 03/15/2019 |  | 04/24/2019
FHP Manufacturing Company | Keeprite | HB048V******1**1 |  | Water-Source | WBAHP: Heat Pump Packaged Unit | Heat Pump | 208 | 1 |  |  |  | Single-Speed |  |  |  | 47400 | 3160 | 15 | 11.2 | 50000 | 2764 | 5.3 | 4.2 | Federally-Regulated Commercial & Industrial Equipment | 03/15/2019 |  | 04/24/2019
FHP Manufacturing Company | Keeprite | HB048V******1**1 |  | Ground-Water-Source | WBAHP: Heat Pump Packaged Unit | Heat Pump | 208 | 1 |  |  |  | Single-Speed |  |  |  | 52900 | 2190 | 24.15 | 16.2 | 40500 | 2760 | 4.3 | 3.6 | Non Federally-Regulated | 03/15/2019 |  | 04/24/2019
FHP Manufacturing Company | Keeprite | HB048V******1**1 |  | Ground-Source | WBAHP: Heat Pump Packaged Unit | Heat Pump | 208 | 1 |  |  |  | Single-Speed |  |  |  | 49500 | 2788 | 17.75 | 13.4 | 33400 | 2645 | 3.7 | 3.1 | Non Federally-Regulated | 03/15/2019 |  | 04/24/2019
FHP Manufacturing Company | Keeprite | HP060V******1**1 |  | Water-Source | WBAHP: Heat Pump Packaged Unit | Heat Pump | 208 | 1 |  |  |  | Dual-Speed |  |  |  | 60000 | 4285 | 14 | 11.2 | 72000 | 4489 | 4.7 | 4.2 | Federally-Regulated Commercial & Industrial Equipment | 03/15/2019 |  | 04/24/2019
FHP Manufacturing Company | Keeprite | HP060V******1**1 |  | Ground-Source | WBAHP: Heat Pump Packaged Unit | Heat Pump | 208 | 1 |  |  |  | Dual-Speed |  |  |  | 62000 | 3949 | 15.7 | 13.4 | 49000 | 3989 | 3.6 | 3.1 | Non Federally-Regulated | 03/15/2019 |  | 04/24/2019
FHP Manufacturing Company | Keeprite | HB018V******1**2 |  | Water-Source | WBAHP: Heat Pump Packaged Unit | Heat Pump | 208 | 1 |  |  |  | Single-Speed |  |  |  | 19500 | 1189 | 16.4 | 11.2 | 21300 | 1224 | 5.1 | 4.2 | Federally-Regulated Commercial & Industrial Equipment | 03/15/2019 |  | 04/24/2019
FHP Manufacturing Company | Keeprite | HB018V******1**2 |  | Ground-Water-Source | WBAHP: Heat Pump Packaged Unit | Heat Pump | 208 | 1 |  |  |  | Single-Speed |  |  |  | 21300 | 832 | 25.6 | 16.2 | 17700 | 1152 | 4.5 | 3.6 | Non Federally-Regulated | 03/15/2019 |  | 04/24/2019
FHP Manufacturing Company | Keeprite | HB018V******1**2 |  | Ground-Source | WBAHP: Heat Pump Packaged Unit | Heat Pump | 208 | 1 |  |  |  | Single-Speed |  |  |  | 20500 | 1078 | 19 | 13.4 | 14800 | 1141 | 3.8 | 3.1 | Non Federally-Regulated | 03/15/2019 |  | 04/24/2019
FHP Manufacturing Company | Keeprite | HS036*******1**2 | FVM4X4800BL | Water-Source | WBAHP-CB: Heat Pump Split Syst | Both Heat Pump and Electric Re | 208 | 1 | False |  |  | Dual-Speed |  |  |  | 37700 | 2478 | 15.21 | 12 | 45000 | 2637 | 5 | 4.2 | Federally-Regulated Commercial & Industrial Equipment | 03/15/2019 |  | 04/24/2019
FHP Manufacturing Company | Keeprite | HS036*******1**2 | FVM4X4800BL | Ground-Water-Source | WBAHP-CB: Heat Pump Split Syst | Both Heat Pump and Electric Re | 208 | 1 | False |  |  | Dual-Speed |  |  |  | 41400 | 1819 | 22.75 | 16.2 | 36700 | 2363 | 4.6 | 3.6 | Non Federally-Regulated | 03/15/2019 |  | 04/24/2019
FHP Manufacturing Company | Keeprite | HS036*******1**2 | FVM4X4800BL | Ground-Source | WBAHP-CB: Heat Pump Split Syst | Both Heat Pump and Electric Re | 208 | 1 | False |  |  | Dual-Speed |  |  |  | 39200 | 2227 | 17.6 | 13.4 | 27400 | 2294 | 3.5 | 3.1 | Non Federally-Regulated | 03/15/2019 |  | 04/24/2019
FHP Manufacturing Company | Keeprite | HB042V******1**1 |  | Water-Source | WBAHP: Heat Pump Packaged Unit | Heat Pump | 208 | 1 |  |  |  | Single-Speed |  |  |  | 40600 | 2671 | 15.2 | 11.2 | 42400 | 2180 | 5.7 | 4.2 | Federally-Regulated Commercial & Industrial Equipment | 03/15/2019 |  | 04/24/2019
FHP Manufacturing Company | Keeprite | HB042V******1**1 |  | Ground-Water-Source | WBAHP: Heat Pump Packaged Unit | Heat Pump | 208 | 1 |  |  |  | Single-Speed |  |  |  | 45000 | 1757 | 25.6 | 16.2 | 35000 | 2137 | 4.8 | 3.6 | Non Federally-Regulated | 03/15/2019 |  | 04/24/2019
FHP Manufacturing Company | Keeprite | HB042V******1**1 |  | Ground-Source | WBAHP: Heat Pump Packaged Unit | Heat Pump | 208 | 1 |  |  |  | Single-Speed |  |  |  | 42200 | 2125 | 19.85 | 13.4 | 26800 | 1988 | 4 | 3.1 | Non Federally-Regulated | 03/15/2019 |  | 04/24/2019
FHP Manufacturing Company | Tempstar | HB018H******1**2 |  | Water-Source | WBAHP: Heat Pump Packaged Unit | Heat Pump | 208 | 1 |  |  |  | Single-Speed |  |  |  | 19500 | 1266 | 15.4 | 11.2 | 21300 | 1248 | 5 | 4.2 | Federally-Regulated Commercial & Industrial Equipment | 03/15/2019 |  | 04/24/2019
FHP Manufacturing Company | Tempstar | HB018H******1**2 |  | Ground-Water-Source | WBAHP: Heat Pump Packaged Unit | Heat Pump | 208 | 1 |  |  |  | Single-Speed |  |  |  | 21300 | 862 | 24.7 | 16.2 | 17700 | 1178 | 4.4 | 3.6 | Non Federally-Regulated | 03/15/2019 |  | 04/24/2019
FHP Manufacturing Company | Tempstar | HB018H******1**2 |  | Ground-Source | WBAHP: Heat Pump Packaged Unit | Heat Pump | 208 | 1 |  |  |  | Single-Speed |  |  |  | 20500 | 1145 | 17.9 | 13.4 | 14800 | 1188 | 3.7 | 3.1 | Non Federally-Regulated | 03/15/2019 |  | 04/24/2019
FHP Manufacturing Company | Tempstar | HB048V******1**1 |  | Water-Source | WBAHP: Heat Pump Packaged Unit | Heat Pump | 208 | 1 |  |  |  | Single-Speed |  |  |  | 47400 | 3160 | 15 | 11.2 | 50000 | 2764 | 5.3 | 4.2 | Federally-Regulated Commercial & Industrial Equipment | 03/15/2019 |  | 04/24/2019
FHP Manufacturing Company | Tempstar | HB048V******1**1 |  | Ground-Water-Source | WBAHP: Heat Pump Packaged Unit | Heat Pump | 208 | 1 |  |  |  | Single-Speed |  |  |  | 52900 | 2190 | 24.15 | 16.2 | 40500 | 2760 | 4.3 | 3.6 | Non Federally-Regulated | 03/15/2019 |  | 04/24/2019
FHP Manufacturing Company | Tempstar | HB048V******1**1 |  | Ground-Source | WBAHP: Heat Pump Packaged Unit | Heat Pump | 208 | 1 |  |  |  | Single-Speed |  |  |  | 49500 | 2788 | 17.75 | 13.4 | 33400 | 2645 | 3.7 | 3.1 | Non Federally-Regulated | 03/15/2019 |  | 04/24/2019
FHP Manufacturing Company | Tempstar | HP060V******1**1 |  | Water-Source | WBAHP: Heat Pump Packaged Unit | Heat Pump | 208 | 1 |  |  |  | Dual-Speed |  |  |  | 60000 | 4285 | 14 | 11.2 | 72000 | 4489 | 4.7 | 4.2 | Federally-Regulated Commercial & Industrial Equipment | 03/15/2019 |  | 04/24/2019
FHP Manufacturing Company | Tempstar | HP060V******1**1 |  | Ground-Source | WBAHP: Heat Pump Packaged Unit | Heat Pump | 208 | 1 |  |  |  | Dual-Speed |  |  |  | 62000 | 3949 | 15.7 | 13.4 | 49000 | 3989 | 3.6 | 3.1 | Non Federally-Regulated | 03/15/2019 |  | 04/24/2019
FHP Manufacturing Company | Tempstar | HB018V******1**2 |  | Water-Source | WBAHP: Heat Pump Packaged Unit | Heat Pump | 208 | 1 |  |  |  | Single-Speed |  |  |  | 19500 | 1189 | 16.4 | 11.2 | 21300 | 1224 | 5.1 | 4.2 | Federally-Regulated Commercial & Industrial Equipment | 03/15/2019 |  | 04/24/2019
FHP Manufacturing Company | Tempstar | HB018V******1**2 |  | Ground-Water-Source | WBAHP: Heat Pump Packaged Unit | Heat Pump | 208 | 1 |  |  |  | Single-Speed |  |  |  | 21300 | 832 | 25.6 | 16.2 | 17700 | 1152 | 4.5 | 3.6 | Non Federally-Regulated | 03/15/2019 |  | 04/24/2019
FHP Manufacturing Company | Tempstar | HB018V******1**2 |  | Ground-Source | WBAHP: Heat Pump Packaged Unit | Heat Pump | 208 | 1 |  |  |  | Single-Speed |  |  |  | 20500 | 1078 | 19 | 13.4 | 14800 | 1141 | 3.8 | 3.1 | Non Federally-Regulated | 03/15/2019 |  | 04/24/2019
FHP Manufacturing Company | Tempstar | HS036*******1**2 | FVM4X4800BL | Water-Source | WBAHP-CB: Heat Pump Split Syst | Both Heat Pump and Electric Re | 208 | 1 | False |  |  | Dual-Speed |  |  |  | 37700 | 2478 | 15.21 | 12 | 45000 | 2637 | 5 | 4.2 | Federally-Regulated Commercial & Industrial Equipment | 03/15/2019 |  | 04/24/2019
FHP Manufacturing Company | Tempstar | HS036*******1**2 | FVM4X4800BL | Ground-Water-Source | WBAHP-CB: Heat Pump Split Syst | Both Heat Pump and Electric Re | 208 | 1 | False |  |  | Dual-Speed |  |  |  | 41400 | 1819 | 22.75 | 16.2 | 36700 | 2363 | 4.6 | 3.6 | Non Federally-Regulated | 03/15/2019 |  | 04/24/2019
FHP Manufacturing Company | Tempstar | HS036*******1**2 | FVM4X4800BL | Ground-Source | WBAHP-CB: Heat Pump Split Syst | Both Heat Pump and Electric Re | 208 | 1 | False |  |  | Dual-Speed |  |  |  | 39200 | 2227 | 17.6 | 13.4 | 27400 | 2294 | 3.5 | 3.1 | Non Federally-Regulated | 03/15/2019 |  | 04/24/2019
FHP Manufacturing Company | Tempstar | HB042V******1**1 |  | Water-Source | WBAHP: Heat Pump Packaged Unit | Heat Pump | 208 | 1 |  |  |  | Single-Speed |  |  |  | 40600 | 2671 | 15.2 | 11.2 | 42400 | 2180 | 5.7 | 4.2 | Federally-Regulated Commercial & Industrial Equipment | 03/15/2019 |  | 04/24/2019
FHP Manufacturing Company | Tempstar | HB042V******1**1 |  | Ground-Water-Source | WBAHP: Heat Pump Packaged Unit | Heat Pump | 208 | 1 |  |  |  | Single-Speed |  |  |  | 45000 | 1757 | 25.6 | 16.2 | 35000 | 2137 | 4.8 | 3.6 | Non Federally-Regulated | 03/15/2019 |  | 04/24/2019
FHP Manufacturing Company | Tempstar | HB042V******1**1 |  | Ground-Source | WBAHP: Heat Pump Packaged Unit | Heat Pump | 208 | 1 |  |  |  | Single-Speed |  |  |  | 42200 | 2125 | 19.85 | 13.4 | 26800 | 1988 | 4 | 3.1 | Non Federally-Regulated | 03/15/2019 |  | 04/24/2019
FHP Manufacturing Company | BOSCH-GEO | BP018-1HZ*******C |  | Water-Source | WBAHP: Heat Pump Packaged Unit | Heat Pump | 208 | 1 |  |  |  | Single-Speed |  |  |  | 19500 | 1266 | 15.4 | 11.2 | 21300 | 1248 | 5 | 4.2 | Federally-Regulated Commercial & Industrial Equipment | 03/15/2019 |  | 04/24/2019
FHP Manufacturing Company | BOSCH-GEO | BP018-1HZ*******C |  | Ground-Water-Source | WBAHP: Heat Pump Packaged Unit | Heat Pump | 208 | 1 |  |  |  | Single-Speed |  |  |  | 21300 | 862 | 24.7 | 16.2 | 17700 | 1178 | 4.4 | 3.6 | Non Federally-Regulated | 03/15/2019 |  | 04/24/2019
FHP Manufacturing Company | BOSCH-GEO | SM036-1CSN-*****B | SM036-1AH*-*****B | Water-Source | WBAHP-CB: Heat Pump Split Syst | Both Heat Pump and Electric Re | 208 | 1 | False |  |  | Dual-Speed |  |  |  | 36100 | 2464 | 14.65 | 12 | 44100 | 2584 | 5 | 4.2 | Federally-Regulated Commercial & Industrial Equipment | 03/15/2019 |  | 04/24/2019
FHP Manufacturing Company | BOSCH-GEO | BP018-1HZ*******C |  | Ground-Source | WBAHP: Heat Pump Packaged Unit | Heat Pump | 208 | 1 |  |  |  | Single-Speed |  |  |  | 20500 | 1145 | 17.9 | 13.4 | 14800 | 1188 | 3.7 | 3.1 | Non Federally-Regulated | 03/15/2019 |  | 04/24/2019
FHP Manufacturing Company | BOSCH-GEO | SM036-1CSN-*****B | SM036-1AH*-*****B | Ground-Water-Source | WBAHP-CB: Heat Pump Split Syst | Both Heat Pump and Electric Re | 208 | 1 | False |  |  | Dual-Speed |  |  |  | 40900 | 1842 | 22.2 | 16.2 | 35200 | 2292 | 4.5 | 3.6 | Non Federally-Regulated | 03/15/2019 |  | 04/24/2019
FHP Manufacturing Company | BOSCH-GEO | SM036-1CSN-*****B | SM036-1AH*-*****B | Ground-Source | WBAHP-CB: Heat Pump Split Syst | Both Heat Pump and Electric Re | 208 | 1 | False |  |  | Dual-Speed |  |  |  | 37900 | 2235 | 16.95 | 13.4 | 27400 | 2113 | 3.8 | 3.1 | Non Federally-Regulated | 03/15/2019 |  | 04/24/2019
FHP Manufacturing Company | BOSCH-GEO | BP048-1VT*******B |  | Water-Source | WBAHP: Heat Pump Packaged Unit | Heat Pump | 208 | 1 |  |  |  | Single-Speed |  |  |  | 47400 | 3160 | 15 | 11.2 | 50000 | 2764 | 5.3 | 4.2 | Federally-Regulated Commercial & Industrial Equipment | 03/15/2019 |  | 04/24/2019
FHP Manufacturing Company | BOSCH-GEO | SM024-1CSN-*****A | SM024-1AV*-*****A | Water-Source | WBAHP-CB: Heat Pump Split Syst | Both Heat Pump and Electric Re | 208 | 1 | False |  |  | Dual-Speed |  |  |  | 23100 | 1540 | 15 | 12 | 26400 | 1487 | 5.2 | 4.2 | Federally-Regulated Commercial & Industrial Equipment | 02/08/2019 |  | 04/24/2019
FHP Manufacturing Company | BOSCH-GEO | BP048-1VT*******B |  | Ground-Water-Source | WBAHP: Heat Pump Packaged Unit | Heat Pump | 208 | 1 |  |  |  | Single-Speed |  |  |  | 52900 | 2190 | 24.15 | 16.2 | 40500 | 2760 | 4.3 | 3.6 | Non Federally-Regulated | 03/15/2019 |  | 04/24/2019
FHP Manufacturing Company | BOSCH-GEO | SM024-1CSN-*****A | SM024-1AV*-*****A | Ground-Water-Source | WBAHP-CB: Heat Pump Split Syst | Both Heat Pump and Electric Re | 208 | 1 | False |  |  | Dual-Speed |  |  |  | 28500 | 1283 | 22.2 | 16.2 | 22200 | 1445 | 4.5 | 3.6 | Non Federally-Regulated | 02/08/2019 |  | 04/24/2019
FHP Manufacturing Company | BOSCH-GEO | BP048-1VT*******B |  | Ground-Source | WBAHP: Heat Pump Packaged Unit | Heat Pump | 208 | 1 |  |  |  | Single-Speed |  |  |  | 49500 | 2788 | 17.75 | 13.4 | 33400 | 2645 | 3.7 | 3.1 | Non Federally-Regulated | 03/15/2019 |  | 04/24/2019
FHP Manufacturing Company | BOSCH-GEO | SM024-1CSN-*****A | SM024-1AV*-*****A | Ground-Source | WBAHP-CB: Heat Pump Split Syst | Both Heat Pump and Electric Re | 208 | 1 | False |  |  | Dual-Speed |  |  |  | 26200 | 1541 | 17 | 13.4 | 17700 | 1383 | 3.8 | 3.1 | Non Federally-Regulated | 02/08/2019 |  | 04/24/2019
FHP Manufacturing Company | BOSCH-GEO | SM048-1CSN-*****A | SM048-1AV*-*****A | Water-Source | WBAHP-CB: Heat Pump Split Syst | Both Heat Pump and Electric Re | 208 | 1 | False |  |  | Dual-Speed |  |  |  | 46900 | 3147 | 14.9 | 12 | 56800 | 3140 | 5.3 | 4.2 | Federally-Regulated Commercial & Industrial Equipment | 02/08/2019 |  | 04/24/2019
FHP Manufacturing Company | BOSCH-GEO | SM048-1CSN-*****A | SM048-1AV*-*****A | Ground-Water-Source | WBAHP-CB: Heat Pump Split Syst | Both Heat Pump and Electric Re | 208 | 1 | False |  |  | Dual-Speed |  |  |  | 52800 | 2594 | 20.35 | 16.2 | 46600 | 3034 | 4.5 | 3.6 | Non Federally-Regulated | 02/08/2019 |  | 04/24/2019
FHP Manufacturing Company | BOSCH-GEO | SM048-1CSN-*****A | SM048-1AV*-*****A | Ground-Source | WBAHP-CB: Heat Pump Split Syst | Both Heat Pump and Electric Re | 208 | 1 | False |  |  | Dual-Speed |  |  |  | 48900 | 3075 | 15.9 | 13.4 | 37800 | 2877 | 3.9 | 3.1 | Non Federally-Regulated | 02/08/2019 |  | 04/24/2019
FHP Manufacturing Company | BOSCH-GEO | SM036-1CSN-*****B | SM036-1AV*-*****B | Water-Source | WBAHP-CB: Heat Pump Split Syst | Both Heat Pump and Electric Re | 208 | 1 | False |  |  | Dual-Speed |  |  |  | 36100 | 2569 | 14.05 | 12 | 44100 | 2664 | 4.9 | 4.2 | Federally-Regulated Commercial & Industrial Equipment | 02/08/2019 |  | 04/24/2019
FHP Manufacturing Company | BOSCH-GEO | SM036-1CSN-*****B | SM036-1AV*-*****B | Ground-Water-Source | WBAHP-CB: Heat Pump Split Syst | Both Heat Pump and Electric Re | 208 | 1 | False |  |  | Dual-Speed |  |  |  | 40900 | 1942 | 21.05 | 16.2 | 35200 | 2344 | 4.4 | 3.6 | Non Federally-Regulated | 02/08/2019 |  | 04/24/2019
FHP Manufacturing Company | BOSCH-GEO | SM036-1CSC-*****B | SM036-1AV*-*****B | Water-Source | WBAHP-CB: Heat Pump Split Syst | Both Heat Pump and Electric Re | 208 | 1 | False |  |  | Dual-Speed |  |  |  | 36100 | 2569 | 14.05 | 12 | 44100 | 2664 | 4.9 | 4.2 | Federally-Regulated Commercial & Industrial Equipment | 02/08/2019 |  | 04/24/2019
FHP Manufacturing Company | BOSCH-GEO | SM036-1CSN-*****B | SM036-1AV*-*****B | Ground-Source | WBAHP-CB: Heat Pump Split Syst | Both Heat Pump and Electric Re | 208 | 1 | False |  |  | Dual-Speed |  |  |  | 37900 | 2332 | 16.25 | 13.4 | 27400 | 2200 | 3.7 | 3.1 | Non Federally-Regulated | 02/08/2019 |  | 04/24/2019
FHP Manufacturing Company | BOSCH-GEO | SM036-1CSC-*****B | SM036-1AV*-*****B | Ground-Water-Source | WBAHP-CB: Heat Pump Split Syst | Both Heat Pump and Electric Re | 208 | 1 | False |  |  | Dual-Speed |  |  |  | 40900 | 1942 | 21.05 | 16.2 | 35200 | 2344 | 4.4 | 3.6 | Non Federally-Regulated | 02/08/2019 |  | 04/24/2019
FHP Manufacturing Company | BOSCH-GEO | SM036-1CSC-*****B | SM036-1AV*-*****B | Ground-Source | WBAHP-CB: Heat Pump Split Syst | Both Heat Pump and Electric Re | 208 | 1 | False |  |  | Dual-Speed |  |  |  | 37900 | 2332 | 16.25 | 13.4 | 27400 | 2200 | 3.7 | 3.1 | Non Federally-Regulated | 02/08/2019 |  | 04/24/2019
FHP Manufacturing Company | BOSCH-GEO | SM036-1CSC-*****B | SM036-1AH*-*****B | Water-Source | WBAHP-CB: Heat Pump Split Syst | Both Heat Pump and Electric Re | 208 | 1 | False |  |  | Dual-Speed |  |  |  | 36100 | 2430 | 14.85 | 12 | 44100 | 2584 | 5 | 4.2 | Federally-Regulated Commercial & Industrial Equipment | 03/15/2019 |  | 04/24/2019
FHP Manufacturing Company | BOSCH-GEO | SM036-1CSC-*****B | SM036-1AH*-*****B | Ground-Water-Source | WBAHP-CB: Heat Pump Split Syst | Both Heat Pump and Electric Re | 208 | 1 | False |  |  | Dual-Speed |  |  |  | 40900 | 1842 | 22.2 | 16.2 | 35200 | 2292 | 4.5 | 3.6 | Non Federally-Regulated | 03/15/2019 |  | 04/24/2019
FHP Manufacturing Company | BOSCH-GEO | SM036-1CSC-*****B | SM036-1AH*-*****B | Ground-Source | WBAHP-CB: Heat Pump Split Syst | Both Heat Pump and Electric Re | 208 | 1 | False |  |  | Dual-Speed |  |  |  | 37900 | 2209 | 17.15 | 13.4 | 27400 | 2113 | 3.8 | 3.1 | Non Federally-Regulated | 03/15/2019 |  | 04/24/2019
FHP Manufacturing Company | BOSCH-GEO | SM024-1CSN-*****A | SM024-1AH*-*****A | Water-Source | WBAHP-CB: Heat Pump Split Syst | Both Heat Pump and Electric Re | 208 | 1 | False |  |  | Dual-Speed |  |  |  | 23100 | 1462 | 15.79 | 12 | 26400 | 1529 | 5.1 | 4.2 | Federally-Regulated Commercial & Industrial Equipment | 02/08/2019 |  | 04/24/2019
FHP Manufacturing Company | BOSCH-GEO | SM024-1CSN-*****A | SM024-1AH*-*****A | Ground-Water-Source | WBAHP-CB: Heat Pump Split Syst | Both Heat Pump and Electric Re | 208 | 1 | False |  |  | Dual-Speed |  |  |  | 28500 | 1185 | 24.05 | 16.2 | 22200 | 1445 | 4.5 | 3.6 | Non Federally-Regulated | 02/08/2019 |  | 04/24/2019
FHP Manufacturing Company | BOSCH-GEO | SM024-1CSN-*****A | SM024-1AH*-*****A | Ground-Source | WBAHP-CB: Heat Pump Split Syst | Both Heat Pump and Electric Re | 208 | 1 | False |  |  | Dual-Speed |  |  |  | 26200 | 1420 | 18.44 | 13.4 | 17700 | 1394 | 3.7 | 3.1 | Non Federally-Regulated | 02/08/2019 |  | 04/24/2019
FHP Manufacturing Company | BOSCH-GEO | SM024-1CF/HZ/VT |  | Water-Source | WBAHP: Heat Pump Packaged Unit | Both Heat Pump and Electric Re | 208 | 1 |  |  |  | Dual-Speed |  |  |  | 25500 | 1465 | 17.4 | 11.2 | 29200 | 1528 | 5.6 | 4.2 | Federally-Regulated Commercial & Industrial Equipment | 03/15/2019 |  | 04/24/2019
FHP Manufacturing Company | BOSCH-GEO | SM024-1CF/HZ/VT |  | Ground-Water-Source | WBAHP: Heat Pump Packaged Unit | Both Heat Pump and Electric Re | 208 | 1 |  |  |  | Dual-Speed |  |  |  | 29000 | 1094 | 26.5 | 16.2 | 23500 | 1405 | 4.9 | 3.6 | Non Federally-Regulated | 03/15/2019 |  | 04/24/2019
FHP Manufacturing Company | BOSCH-GEO | SM024-1CF/HZ/VT |  | Ground-Source | WBAHP: Heat Pump Packaged Unit | Both Heat Pump and Electric Re | 208 | 1 |  |  |  | Dual-Speed |  |  |  | 26600 | 1336 | 19.9 | 13.4 | 18000 | 1395 | 3.8 | 3.1 | Non Federally-Regulated | 03/15/2019 |  | 04/24/2019
FHP Manufacturing Company | BOSCH-GEO | SM060-1CF/HZ/VT |  | Water-Source | WBAHP: Heat Pump Packaged Unit | Both Heat Pump and Electric Re | 208 | 1 |  |  |  | Dual-Speed |  |  |  | 63800 | 4129 | 15.45 | 11.2 | 73300 | 4475 | 4.8 | 4.2 | Federally-Regulated Commercial & Industrial Equipment | 03/15/2019 |  | 04/24/2019
FHP Manufacturing Company | BOSCH-GEO | SM048-1CF/HZ/VT |  | Water-Source | WBAHP: Heat Pump Packaged Unit | Both Heat Pump and Electric Re | 208 | 1 |  |  |  | Dual-Speed |  |  |  | 49200 | 3174 | 15.5 | 11.2 | 56100 | 3255 | 5.1 | 4.2 | Federally-Regulated Commercial & Industrial Equipment | 12/07/2018 |  | 04/24/2019
FHP Manufacturing Company | BOSCH-GEO | SM048-1CF/HZ/VT |  | Ground-Water-Source | WBAHP: Heat Pump Packaged Unit | Both Heat Pump and Electric Re | 208 | 1 |  |  |  | Dual-Speed |  |  |  | 55300 | 2323 | 23.8 | 16.2 | 46300 | 2982 | 4.6 | 3.6 | Non Federally-Regulated | 12/07/2018 |  | 04/24/2019
FHP Manufacturing Company | BOSCH-GEO | SM048-1CF/HZ/VT |  | Ground-Source | WBAHP: Heat Pump Packaged Unit | Both Heat Pump and Electric Re | 208 | 1 |  |  |  | Dual-Speed |  |  |  | 51300 | 2850 | 18 | 13.4 | 36900 | 2772 | 3.9 | 3.1 | Non Federally-Regulated | 12/07/2018 |  | 04/24/2019
FHP Manufacturing Company | BOSCH-GEO | BP024-1HZ/VT |  | Water-Source | WBAHP: Heat Pump Packaged Unit | Heat Pump | 208 | 1 |  |  |  | Single-Speed |  |  |  | 24500 | 1346 | 18.2 | 11.2 | 28500 | 1465 | 5.7 | 4.2 | Federally-Regulated Commercial & Industrial Equipment | 04/27/2016 |  | 04/24/2019
FHP Manufacturing Company | BOSCH-GEO | BP024-1HZ/VT |  | Ground-Water-Source | WBAHP: Heat Pump Packaged Unit | Heat Pump | 208 | 1 |  |  |  | Single-Speed |  |  |  | 28400 | 1010 | 28.1 | 16.2 | 23700 | 1509 | 4.6 | 3.6 | Non Federally-Regulated | 04/27/2016 |  | 04/24/2019
FHP Manufacturing Company | BOSCH-GEO | BP024-1HZ/VT |  | Ground-Source | WBAHP: Heat Pump Packaged Unit | Heat Pump | 208 | 1 |  |  |  | Single-Speed |  |  |  | 26000 | 1313 | 19.8 | 13.4 | 18000 | 1425 | 3.7 | 3.1 | Non Federally-Regulated | 11/19/2018 |  | 04/24/2019
FHP Manufacturing Company | BOSCH-GEO | SM036-1CF/HZ/VT |  | Ground-Source | WBAHP: Heat Pump Packaged Unit | Both Heat Pump and Electric Re | 208 | 1 |  |  |  | Dual-Speed |  |  |  | 40800 | 2019 | 20.2 | 13.4 | 28400 | 2107 | 4 | 3.1 | Non Federally-Regulated | 11/19/2018 |  | 04/24/2019
FHP Manufacturing Company | BOSCH-GEO | BP042-1VT*******B |  | Water-Source | WBAHP: Heat Pump Packaged Unit | Heat Pump | 208 | 1 |  |  |  | Single-Speed |  |  |  | 40600 | 2671 | 15.2 | 11.2 | 42400 | 2180 | 5.7 | 4.2 | Federally-Regulated Commercial & Industrial Equipment | 03/15/2019 |  | 04/24/2019
FHP Manufacturing Company | BOSCH-GEO | BP042-1VT*******B |  | Ground-Water-Source | WBAHP: Heat Pump Packaged Unit | Heat Pump | 208 | 1 |  |  |  | Single-Speed |  |  |  | 45000 | 1757 | 25.6 | 16.2 | 35000 | 2137 | 4.8 | 3.6 | Non Federally-Regulated | 03/15/2019 |  | 04/24/2019
FHP Manufacturing Company | BOSCH-GEO | BP042-1VT*******B |  | Ground-Source | WBAHP: Heat Pump Packaged Unit | Heat Pump | 208 | 1 |  |  |  | Single-Speed |  |  |  | 42200 | 2125 | 19.85 | 13.4 | 26800 | 1988 | 4 | 3.1 | Non Federally-Regulated | 03/15/2019 |  | 04/24/2019
FHP Manufacturing Company | BOSCH-GEO | BP030-1HZ/VT |  | Water-Source | WBAHP: Heat Pump Packaged Unit | Heat Pump | 208 | 1 |  |  |  | Single-Speed |  |  |  | 27000 | 1626 | 16.6 | 11.2 | 31000 | 1593 | 5.7 | 4.2 | Federally-Regulated Commercial & Industrial Equipment | 03/15/2019 |  | 04/24/2019
FHP Manufacturing Company | BOSCH-GEO | BP030-1HZ/VT |  | Ground-Water-Source | WBAHP: Heat Pump Packaged Unit | Heat Pump | 208 | 1 |  |  |  | Single-Speed |  |  |  | 31700 | 1174 | 27 | 16.2 | 25000 | 1480 | 5 | 3.6 | Non Federally-Regulated | 03/15/2019 |  | 04/24/2019
FHP Manufacturing Company | BOSCH-GEO | BP030-1HZ/VT |  | Ground-Source | WBAHP: Heat Pump Packaged Unit | Heat Pump | 208 | 1 |  |  |  | Single-Speed |  |  |  | 28500 | 1469 | 19.4 | 13.4 | 20500 | 1521 | 4 | 3.1 | Non Federally-Regulated | 03/15/2019 |  | 04/24/2019
FHP Manufacturing Company | Bryant | GP060V******1**1 |  | Water-Source | WBAHP: Heat Pump Packaged Unit | Heat Pump | 208 | 1 |  |  |  | Dual-Speed |  |  |  | 60000 | 4285 | 14 | 11.2 | 72000 | 4489 | 4.7 | 4.2 | Federally-Regulated Commercial & Industrial Equipment | 02/08/2019 |  | 04/24/2019
FHP Manufacturing Company | Bryant | GP060V******1**1 |  | Ground-Source | WBAHP: Heat Pump Packaged Unit | Heat Pump | 208 | 1 |  |  |  | Dual-Speed |  |  |  | 62000 | 3949 | 15.7 | 13.4 | 49000 | 3989 | 3.6 | 3.1 | Non Federally-Regulated | 02/08/2019 |  | 04/24/2019
FHP Manufacturing Company | Bryant | GB048V******1**1 |  | Water-Source | WBAHP: Heat Pump Packaged Unit | Heat Pump | 208 | 1 |  |  |  | Single-Speed |  |  |  | 47400 | 3160 | 15 | 11.2 | 50000 | 2764 | 5.3 | 4.2 | Federally-Regulated Commercial & Industrial Equipment | 02/08/2019 |  | 04/24/2019
FHP Manufacturing Company | Bryant | GB048V******1**1 |  | Ground-Water-Source | WBAHP: Heat Pump Packaged Unit | Heat Pump | 208 | 1 |  |  |  | Single-Speed |  |  |  | 52900 | 2190 | 24.15 | 16.2 | 40500 | 2760 | 4.3 | 3.6 | Non Federally-Regulated | 02/08/2019 |  | 04/24/2019
FHP Manufacturing Company | Bryant | GB048V******1**1 |  | Ground-Source | WBAHP: Heat Pump Packaged Unit | Heat Pump | 208 | 1 |  |  |  | Single-Speed |  |  |  | 49500 | 2788 | 17.75 | 13.4 | 33400 | 2645 | 3.7 | 3.1 | Non Federally-Regulated | 02/08/2019 |  | 04/24/2019
FHP Manufacturing Company | Bryant | GB018V******1**2 |  | Water-Source | WBAHP: Heat Pump Packaged Unit | Heat Pump | 208 | 1 |  |  |  | Single-Speed |  |  |  | 19500 | 1189 | 16.4 | 11.2 | 21300 | 1224 | 5.1 | 4.2 | Federally-Regulated Commercial & Industrial Equipment | 03/15/2019 |  | 04/24/2019
FHP Manufacturing Company | Bryant | GB018V******1**2 |  | Ground-Water-Source | WBAHP: Heat Pump Packaged Unit | Heat Pump | 208 | 1 |  |  |  | Single-Speed |  |  |  | 21300 | 832 | 25.6 | 16.2 | 17700 | 1152 | 4.5 | 3.6 | Non Federally-Regulated | 03/15/2019 |  | 04/24/2019
FHP Manufacturing Company | Bryant | GB018V******1**2 |  | Ground-Source | WBAHP: Heat Pump Packaged Unit | Heat Pump | 208 | 1 |  |  |  | Single-Speed |  |  |  | 20500 | 1078 | 19 | 13.4 | 14800 | 1141 | 3.8 | 3.1 | Non Federally-Regulated | 03/15/2019 |  | 04/24/2019
FHP Manufacturing Company | Bryant | GC036C/H/V******1*X1 + UI |  | Water-Source | WBAHP: Heat Pump Packaged Unit | Both Heat Pump and Electric Re | 208 | 1 |  |  |  | Dual-Speed |  |  |  | 39000 | 2052 | 19 | 11.2 | 42800 | 2239 | 5.6 | 4.2 | Federally-Regulated Commercial & Industrial Equipment | 04/27/2016 |  | 04/24/2019
FHP Manufacturing Company | Bryant | GC036C/H/V******1*X1 + UI |  | Ground-Water-Source | WBAHP: Heat Pump Packaged Unit | Both Heat Pump and Electric Re | 208 | 1 |  |  |  | Dual-Speed |  |  |  | 43300 | 1546 | 28 | 16.2 | 35900 | 2063 | 5.1 | 3.6 | Non Federally-Regulated | 04/27/2016 |  | 04/24/2019
FHP Manufacturing Company | Bryant | GC036C/H/V******1*X1 + UI |  | Ground-Source | WBAHP: Heat Pump Packaged Unit | Both Heat Pump and Electric Re | 208 | 1 |  |  |  | Dual-Speed |  |  |  | 40800 | 2019 | 20.2 | 13.4 | 28400 | 2107 | 4 | 3.1 | Non Federally-Regulated | 11/13/2018 |  | 04/24/2019
FHP Manufacturing Company | Bryant | GZ036*******1**2 | FE/V****005*** | Water-Source | WBAHP-CB: Heat Pump Split Syst | Both Heat Pump and Electric Re | 208 | 1 | False |  |  | Dual-Speed |  |  |  | 37700 | 2478 | 15.21 | 12 | 45000 | 2637 | 5 | 4.2 | Federally-Regulated Commercial & Industrial Equipment | 03/15/2019 |  | 04/24/2019
FHP Manufacturing Company | Bryant | GZ036*******1**2 | FE/V****005*** | Ground-Water-Source | WBAHP-CB: Heat Pump Split Syst | Both Heat Pump and Electric Re | 208 | 1 | False |  |  | Dual-Speed |  |  |  | 41400 | 1819 | 22.75 | 16.2 | 36700 | 2363 | 4.6 | 3.6 | Non Federally-Regulated | 03/15/2019 |  | 04/24/2019
FHP Manufacturing Company | Bryant | GZ036*******1**2 | FE/V****005*** | Ground-Source | WBAHP-CB: Heat Pump Split Syst | Both Heat Pump and Electric Re | 208 | 1 | False |  |  | Dual-Speed |  |  |  | 39200 | 2227 | 17.6 | 13.4 | 27400 | 2294 | 3.5 | 3.1 | Non Federally-Regulated | 03/15/2019 |  | 04/24/2019
FHP Manufacturing Company | Bryant | GB042V******1**1 |  | Water-Source | WBAHP: Heat Pump Packaged Unit | Heat Pump | 208 | 1 |  |  |  | Single-Speed |  |  |  | 40600 | 2671 | 15.2 | 11.2 | 42400 | 2180 | 5.7 | 4.2 | Federally-Regulated Commercial & Industrial Equipment | 03/15/2019 |  | 04/24/2019
FHP Manufacturing Company | Bryant | GB042V******1**1 |  | Ground-Water-Source | WBAHP: Heat Pump Packaged Unit | Heat Pump | 208 | 1 |  |  |  | Single-Speed |  |  |  | 45000 | 1757 | 25.6 | 16.2 | 35000 | 2137 | 4.8 | 3.6 | Non Federally-Regulated | 03/15/2019 |  | 04/24/2019
FHP Manufacturing Company | Bryant | GB042V******1**1 |  | Ground-Source | WBAHP: Heat Pump Packaged Unit | Heat Pump | 208 | 1 |  |  |  | Single-Speed |  |  |  | 42200 | 2125 | 19.85 | 13.4 | 26800 | 1988 | 4 | 3.1 | Non Federally-Regulated | 03/15/2019 |  | 04/24/2019
FHP Manufacturing Company | Bryant | GB018H******1**2 |  | Water-Source | WBAHP: Heat Pump Packaged Unit | Heat Pump | 208 | 1 |  |  |  | Single-Speed |  |  |  | 19500 | 1266 | 15.4 | 11.2 | 21300 | 1248 | 5 | 4.2 | Federally-Regulated Commercial & Industrial Equipment | 03/15/2019 |  | 04/24/2019
FHP Manufacturing Company | Bryant | GB018H******1**2 |  | Ground-Water-Source | WBAHP: Heat Pump Packaged Unit | Heat Pump | 208 | 1 |  |  |  | Single-Speed |  |  |  | 21300 | 862 | 24.7 | 16.2 | 17700 | 1178 | 4.4 | 3.6 | Non Federally-Regulated | 03/15/2019 |  | 04/24/2019
FHP Manufacturing Company | Bryant | GB018H******1**2 |  | Ground-Source | WBAHP: Heat Pump Packaged Unit | Heat Pump | 208 | 1 |  |  |  | Single-Speed |  |  |  | 20500 | 1145 | 17.9 | 13.4 | 14800 | 1188 | 3.7 | 3.1 | Non Federally-Regulated | 03/15/2019 |  | 04/24/2019
FHP Manufacturing Company | Carrier | GP060V******1**1 |  | Water-Source | WBAHP: Heat Pump Packaged Unit | Heat Pump | 208 | 1 |  |  |  | Dual-Speed |  |  |  | 60000 | 4285 | 14 | 11.2 | 72000 | 4489 | 4.7 | 4.2 | Federally-Regulated Commercial & Industrial Equipment | 01/11/2019 |  | 04/24/2019
FHP Manufacturing Company | Carrier | GP060V******1**1 |  | Ground-Source | WBAHP: Heat Pump Packaged Unit | Heat Pump | 208 | 1 |  |  |  | Dual-Speed |  |  |  | 62000 | 3949 | 15.7 | 13.4 | 49000 | 3989 | 3.6 | 3.1 | Non Federally-Regulated | 01/11/2019 |  | 04/24/2019
FHP Manufacturing Company | Carrier | GB018V******1**2 |  | Water-Source | WBAHP: Heat Pump Packaged Unit | Heat Pump | 208 | 1 |  |  |  | Single-Speed |  |  |  | 19500 | 1189 | 16.4 | 11.2 | 21300 | 1224 | 5.1 | 4.2 | Federally-Regulated Commercial & Industrial Equipment | 03/15/2019 |  | 04/24/2019
FHP Manufacturing Company | Carrier | GB018V******1**2 |  | Ground-Water-Source | WBAHP: Heat Pump Packaged Unit | Heat Pump | 208 | 1 |  |  |  | Single-Speed |  |  |  | 21300 | 832 | 25.6 | 16.2 | 17700 | 1152 | 4.5 | 3.6 | Non Federally-Regulated | 03/15/2019 |  | 04/24/2019
FHP Manufacturing Company | Carrier | GB018V******1**2 |  | Ground-Source | WBAHP: Heat Pump Packaged Unit | Heat Pump | 208 | 1 |  |  |  | Single-Speed |  |  |  | 20500 | 1078 | 19 | 13.4 | 14800 | 1141 | 3.8 | 3.1 | Non Federally-Regulated | 03/15/2019 |  | 04/24/2019
FHP Manufacturing Company | Carrier | GB048V******1**1 |  | Water-Source | WBAHP: Heat Pump Packaged Unit | Heat Pump | 208 | 1 |  |  |  | Single-Speed |  |  |  | 47400 | 3160 | 15 | 11.2 | 50000 | 2764 | 5.3 | 4.2 | Federally-Regulated Commercial & Industrial Equipment | 01/11/2019 |  | 04/24/2019
FHP Manufacturing Company | Carrier | GB048V******1**1 |  | Ground-Water-Source | WBAHP: Heat Pump Packaged Unit | Heat Pump | 208 | 1 |  |  |  | Single-Speed |  |  |  | 52900 | 2190 | 24.15 | 16.2 | 40500 | 2760 | 4.3 | 3.6 | Non Federally-Regulated | 01/11/2019 |  | 04/24/2019
FHP Manufacturing Company | Carrier | GB048V******1**1 |  | Ground-Source | WBAHP: Heat Pump Packaged Unit | Heat Pump | 208 | 1 |  |  |  | Single-Speed |  |  |  | 49500 | 2788 | 17.75 | 13.4 | 33400 | 2645 | 3.7 | 3.1 | Non Federally-Regulated | 01/11/2019 |  | 04/24/2019
FHP Manufacturing Company | Carrier | GC036C/H/V******1**1 + UI |  | Water-Source | WBAHP: Heat Pump Packaged Unit | Both Heat Pump and Electric Re | 208 | 1 |  |  |  | Dual-Speed |  |  |  | 39000 | 2052 | 19 | 11.2 | 42800 | 2239 | 5.6 | 4.2 | Federally-Regulated Commercial & Industrial Equipment | 04/27/2016 |  | 04/24/2019
FHP Manufacturing Company | Carrier | GC036C/H/V******1**1 + UI |  | Ground-Water-Source | WBAHP: Heat Pump Packaged Unit | Both Heat Pump and Electric Re | 208 | 1 |  |  |  | Dual-Speed |  |  |  | 43300 | 1546 | 28 | 16.2 | 35900 | 2063 | 5.1 | 3.6 | Non Federally-Regulated | 04/27/2016 |  | 04/24/2019
FHP Manufacturing Company | Carrier | GC036C/H/V******1**1 + UI |  | Ground-Source | WBAHP: Heat Pump Packaged Unit | Both Heat Pump and Electric Re | 208 | 1 |  |  |  | Dual-Speed |  |  |  | 40800 | 1854 | 22 | 13.4 | 28400 | 1935 | 4.3 | 3.1 | Non Federally-Regulated | 04/27/2016 |  | 04/24/2019
FHP Manufacturing Company | Carrier | 50PTD/H/V036***3/CA |  | Ground-Source | WBAHP: Heat Pump Packaged Unit | Both Heat Pump and Electric Re | 208 | 1 |  |  |  | Dual-Speed |  |  |  | 40800 | 2019 | 20.2 | 13.4 | 28400 | 2107 | 4 | 3.1 | Non Federally-Regulated | 11/13/2018 |  | 04/24/2019
FHP Manufacturing Company | Carrier | GZ036*******1**2 | FE/V****005*** | Water-Source | WBAHP-CB: Heat Pump Split Syst | Both Heat Pump and Electric Re | 208 | 1 | False |  |  | Dual-Speed |  |  |  | 37700 | 2478 | 15.21 | 12 | 45000 | 2637 | 5 | 4.2 | Federally-Regulated Commercial & Industrial Equipment | 03/15/2019 |  | 04/24/2019
FHP Manufacturing Company | Carrier | GZ036*******1**2 | FE/V****005*** | Ground-Water-Source | WBAHP-CB: Heat Pump Split Syst | Both Heat Pump and Electric Re | 208 | 1 | False |  |  | Dual-Speed |  |  |  | 41400 | 1819 | 22.75 | 16.2 | 36700 | 2363 | 4.6 | 3.6 | Non Federally-Regulated | 03/15/2019 |  | 04/24/2019
FHP Manufacturing Company | Carrier | GZ036*******1**2 | FE/V****005*** | Ground-Source | WBAHP-CB: Heat Pump Split Syst | Both Heat Pump and Electric Re | 208 | 1 | False |  |  | Dual-Speed |  |  |  | 39200 | 2227 | 17.6 | 13.4 | 27400 | 2294 | 3.5 | 3.1 | Non Federally-Regulated | 03/15/2019 |  | 04/24/2019
FHP Manufacturing Company | Carrier | GB042V******1**1 |  | Water-Source | WBAHP: Heat Pump Packaged Unit | Heat Pump | 208 | 1 |  |  |  | Single-Speed |  |  |  | 40600 | 2671 | 15.2 | 11.2 | 42400 | 2180 | 5.7 | 4.2 | Federally-Regulated Commercial & Industrial Equipment | 03/15/2019 |  | 04/24/2019
FHP Manufacturing Company | Carrier | GB042V******1**1 |  | Ground-Water-Source | WBAHP: Heat Pump Packaged Unit | Heat Pump | 208 | 1 |  |  |  | Single-Speed |  |  |  | 45000 | 1757 | 25.6 | 16.2 | 35000 | 2137 | 4.8 | 3.6 | Non Federally-Regulated | 03/15/2019 |  | 04/24/2019
FHP Manufacturing Company | Carrier | GB042V******1**1 |  | Ground-Source | WBAHP: Heat Pump Packaged Unit | Heat Pump | 208 | 1 |  |  |  | Single-Speed |  |  |  | 42200 | 2125 | 19.85 | 13.4 | 26800 | 1988 | 4 | 3.1 | Non Federally-Regulated | 03/15/2019 |  | 04/24/2019
FHP Manufacturing Company | Carrier | 50PSH/V042***3/CA |  | Water-Source | WBAHP: Heat Pump Packaged Unit | Heat Pump | 208 | 1 |  |  |  | Single-Speed |  |  |  | 40600 | 2230 | 18.2 | 11.2 | 42400 | 2071 | 6 | 4.2 | Federally-Regulated Commercial & Industrial Equipment | 03/15/2019 |  | 04/24/2019
FHP Manufacturing Company | Carrier | 50PSH/V042***3/CA |  | Ground-Water-Source | WBAHP: Heat Pump Packaged Unit | Heat Pump | 208 | 1 |  |  |  | Single-Speed |  |  |  | 45000 | 1750 | 25.7 | 16.2 | 35000 | 2011 | 5.1 | 3.6 | Non Federally-Regulated | 03/15/2019 |  | 04/24/2019
FHP Manufacturing Company | Carrier | 50PSH/V042***3/CA |  | Ground-Source | WBAHP: Heat Pump Packaged Unit | Heat Pump | 208 | 1 |  |  |  | Single-Speed |  |  |  | 42200 | 2000 | 21.1 | 13.4 | 26800 | 1915 | 4.1 | 3.1 | Non Federally-Regulated | 03/15/2019 |  | 04/24/2019
FHP Manufacturing Company | Carrier | 50PSH/V042***6/FA |  | Water-Source | WBAHP: Heat Pump Packaged Unit | Heat Pump | 460 | 3 |  |  |  | Single-Speed |  |  |  | 40600 | 2230 | 18.2 | 11.2 | 42000 | 2051 | 6 | 4.2 | Federally-Regulated Commercial & Industrial Equipment | 03/15/2019 |  | 04/24/2019
FHP Manufacturing Company | Carrier | 50PSH/V042***6/FA |  | Ground-Water-Source | WBAHP: Heat Pump Packaged Unit | Heat Pump | 460 | 3 |  |  |  | Single-Speed |  |  |  | 45000 | 1750 | 25.7 | 16.2 | 35000 | 2011 | 5.1 | 3.6 | Non Federally-Regulated | 03/15/2019 |  | 04/24/2019
FHP Manufacturing Company | Carrier | 50PSH/V042***6/FA |  | Ground-Source | WBAHP: Heat Pump Packaged Unit | Heat Pump | 460 | 3 |  |  |  | Single-Speed |  |  |  | 42200 | 2000 | 21.1 | 13.4 | 26800 | 1915 | 4.1 | 3.1 | Non Federally-Regulated | 03/15/2019 |  | 04/24/2019
FHP Manufacturing Company | Carrier | 50PSH/V042***5/EA |  | Water-Source | WBAHP: Heat Pump Packaged Unit | Heat Pump | 208 | 3 |  |  |  | Single-Speed |  |  |  | 40600 | 2230 | 18.2 | 11.2 | 42400 | 2071 | 6 | 4.2 | Federally-Regulated Commercial & Industrial Equipment | 03/15/2019 |  | 04/24/2019
FHP Manufacturing Company | Carrier | 50PSH/V042***5/EA |  | Ground-Water-Source | WBAHP: Heat Pump Packaged Unit | Heat Pump | 208 | 3 |  |  |  | Single-Speed |  |  |  | 45000 | 1750 | 25.7 | 16.2 | 35000 | 2011 | 5.1 | 3.6 | Non Federally-Regulated | 03/15/2019 |  | 04/24/2019
FHP Manufacturing Company | Carrier | 50PSH/V042***5/EA |  | Ground-Source | WBAHP: Heat Pump Packaged Unit | Heat Pump | 208 | 3 |  |  |  | Single-Speed |  |  |  | 42200 | 2000 | 21.1 | 13.4 | 26800 | 1915 | 4.1 | 3.1 | Non Federally-Regulated | 03/15/2019 |  | 04/24/2019
FHP Manufacturing Company | Carrier | GB018H******1**2 |  | Water-Source | WBAHP: Heat Pump Packaged Unit | Heat Pump | 208 | 1 |  |  |  | Single-Speed |  |  |  | 19500 | 1266 | 15.4 | 11.2 | 21300 | 1248 | 5 | 4.2 | Federally-Regulated Commercial & Industrial Equipment | 03/15/2019 |  | 04/24/2019
FHP Manufacturing Company | Carrier | GB018H******1**2 |  | Ground-Water-Source | WBAHP: Heat Pump Packaged Unit | Heat Pump | 208 | 1 |  |  |  | Single-Speed |  |  |  | 21300 | 862 | 24.7 | 16.2 | 17700 | 1178 | 4.4 | 3.6 | Non Federally-Regulated | 03/15/2019 |  | 04/24/2019
FHP Manufacturing Company | Carrier | GB018H******1**2 |  | Ground-Source | WBAHP: Heat Pump Packaged Unit | Heat Pump | 208 | 1 |  |  |  | Single-Speed |  |  |  | 20500 | 1145 | 17.9 | 13.4 | 14800 | 1188 | 3.7 | 3.1 | Non Federally-Regulated | 03/15/2019 |  | 04/24/2019
FHP Manufacturing Company | Carrier | 50PTD/H/V036***6/FA |  | Ground-Source | WBAHP: Heat Pump Packaged Unit | Both Heat Pump and Electric Re | 460 | 3 |  |  |  | Dual-Speed |  |  |  | 40800 | 2019 | 20.2 | 13.4 | 28400 | 2107 | 4 | 3.1 | Non Federally-Regulated | 11/13/2018 |  | 04/24/2019
FHP Manufacturing Company | Carrier | 50PTD/H/V036***4/DA |  | Ground-Source | WBAHP: Heat Pump Packaged Unit | Both Heat Pump and Electric Re | 265 | 1 |  |  |  | Dual-Speed |  |  |  | 40800 | 2019 | 20.2 | 13.4 | 28400 | 2107 | 4 | 3.1 | Non Federally-Regulated | 11/13/2018 |  | 04/24/2019
FHP Manufacturing Company | Carrier | 50PTD/H/V036***5/EA |  | Ground-Source | WBAHP: Heat Pump Packaged Unit | Both Heat Pump and Electric Re | 208 | 3 |  |  |  | Dual-Speed |  |  |  | 40800 | 2019 | 20.2 | 13.4 | 28400 | 2107 | 4 | 3.1 | Non Federally-Regulated | 11/13/2018 |  | 04/24/2019
ClimateMaster Inc. | TRANQUILITY TRE SERIES | TRE060D |  | Water-Source | WBAHP: Heat Pump Packaged Unit | Heat Pump | 208 | 3 |  |  |  | Single-Speed |  |  |  | 61100 | 3891 | 15.7 | 11.2 | 72800 | 4183 | 5.1 | 4.2 | Federally-Regulated Commercial & Industrial Equipment | 02/07/2019 |  | 04/24/2019
ClimateMaster Inc. | TRANQUILITY TRE SERIES | TRE060D |  | Ground-Source | WBAHP: Heat Pump Packaged Unit | Heat Pump | 208 | 3 |  |  |  | Single-Speed |  |  |  | 62100 | 3528 | 17.6 | 13.4 | 45600 | 3712 | 3.6 | 3.1 | Non Federally-Regulated | 02/07/2019 |  | 04/24/2019
ClimateMaster Inc. | TRANQUILITY TRE SERIES | TRE036B |  | Water-Source | WBAHP: Heat Pump Packaged Unit | Heat Pump | 208 | 3 |  |  |  | Single-Speed |  |  |  | 35000 | 2464 | 14.2 | 11.2 | 42700 | 2502 | 5 | 4.2 | Federally-Regulated Commercial & Industrial Equipment | 10/10/2017 |  | 04/24/2019
ClimateMaster Inc. | TRANQUILITY TRE SERIES | TRE036B |  | Ground-Water-Source | WBAHP: Heat Pump Packaged Unit | Heat Pump | 208 | 3 |  |  |  | Single-Speed |  |  |  | 39800 | 1834 | 21.7 | 16.2 | 35400 | 2357 | 4.4 | 3.6 | Non Federally-Regulated | 10/10/2017 |  | 04/24/2019
ClimateMaster Inc. | TRANQUILITY TRE SERIES | TRE036B |  | Ground-Source | WBAHP: Heat Pump Packaged Unit | Heat Pump | 208 | 3 |  |  |  | Single-Speed |  |  |  | 35000 | 2121 | 16.5 | 13.4 | 28100 | 2287 | 3.6 | 3.1 | Non Federally-Regulated | 10/10/2017 |  | 04/24/2019
ClimateMaster Inc. | TRANQUILITY TRE SERIES | TRE048D |  | Water-Source | WBAHP: Heat Pump Packaged Unit | Heat Pump | 208 | 3 |  |  |  | Single-Speed |  |  |  | 48500 | 3368 | 14.4 | 11.2 | 59700 | 3722 | 4.7 | 4.2 | Federally-Regulated Commercial & Industrial Equipment | 02/07/2019 |  | 04/24/2019
ClimateMaster Inc. | TRANQUILITY TRE SERIES | TRE048D |  | Ground-Water-Source | WBAHP: Heat Pump Packaged Unit | Heat Pump | 208 | 3 |  |  |  | Single-Speed |  |  |  | 54800 | 2597 | 21.1 | 16.2 | 48500 | 3466 | 4.1 | 3.6 | Non Federally-Regulated | 02/07/2019 |  | 04/24/2019
ClimateMaster Inc. | TRANQUILITY TRE SERIES | TRE048D |  | Ground-Source | WBAHP: Heat Pump Packaged Unit | Heat Pump | 208 | 3 |  |  |  | Single-Speed |  |  |  | 50000 | 3125 | 16 | 13.4 | 37800 | 3258 | 3.4 | 3.1 | Non Federally-Regulated | 02/07/2019 |  | 04/24/2019
ClimateMaster Inc. | TRANQUILITY TRE SERIES | TRE048B |  | Water-Source | WBAHP: Heat Pump Packaged Unit | Heat Pump | 208 | 3 |  |  |  | Single-Speed |  |  |  | 48500 | 3368 | 14.4 | 11.2 | 59700 | 3722 | 4.7 | 4.2 | Federally-Regulated Commercial & Industrial Equipment | 10/10/2017 |  | 04/24/2019
ClimateMaster Inc. | TRANQUILITY TRE SERIES | TRE048B |  | Ground-Water-Source | WBAHP: Heat Pump Packaged Unit | Heat Pump | 208 | 3 |  |  |  | Single-Speed |  |  |  | 54800 | 2597 | 21.1 | 16.2 | 48500 | 3466 | 4.1 | 3.6 | Non Federally-Regulated | 10/10/2017 |  | 04/24/2019
ClimateMaster Inc. | TRANQUILITY TRE SERIES | TRE048B |  | Ground-Source | WBAHP: Heat Pump Packaged Unit | Heat Pump | 208 | 3 |  |  |  | Single-Speed |  |  |  | 50000 | 3125 | 16 | 13.4 | 37800 | 3258 | 3.4 | 3.1 | Non Federally-Regulated | 10/10/2017 |  | 04/24/2019
ClimateMaster Inc. | TRANQUILITY TRE SERIES | TRE036D |  | Water-Source | WBAHP: Heat Pump Packaged Unit | Heat Pump | 208 | 3 |  |  |  | Single-Speed |  |  |  | 35000 | 2464 | 14.2 | 11.2 | 42700 | 2502 | 5 | 4.2 | Federally-Regulated Commercial & Industrial Equipment | 11/27/2018 |  | 04/24/2019
ClimateMaster Inc. | TRANQUILITY TRE SERIES | TRE036D |  | Ground-Water-Source | WBAHP: Heat Pump Packaged Unit | Heat Pump | 208 | 3 |  |  |  | Single-Speed |  |  |  | 39800 | 1834 | 21.7 | 16.2 | 35400 | 2357 | 4.4 | 3.6 | Non Federally-Regulated | 11/27/2018 |  | 04/24/2019
ClimateMaster Inc. | TRANQUILITY TRE SERIES | TRE036D |  | Ground-Source | WBAHP: Heat Pump Packaged Unit | Heat Pump | 208 | 3 |  |  |  | Single-Speed |  |  |  | 35000 | 2121 | 16.5 | 13.4 | 28100 | 2287 | 3.6 | 3.1 | Non Federally-Regulated | 11/27/2018 |  | 04/24/2019
FHP Manufacturing Company | Aquarius | EP024-1HZ/VT |  | Water-Source | WBAHP: Heat Pump Packaged Unit | Heat Pump | 208 | 1 |  |  |  | Single-Speed |  |  |  | 24500 | 1346 | 18.2 | 11.2 | 28500 | 1465 | 5.7 | 4.2 | Federally-Regulated Commercial & Industrial Equipment | 04/27/2016 |  | 04/24/2019
FHP Manufacturing Company | Aquarius | EP024-1HZ/VT |  | Ground-Water-Source | WBAHP: Heat Pump Packaged Unit | Heat Pump | 208 | 1 |  |  |  | Single-Speed |  |  |  | 28400 | 1010 | 28.1 | 16.2 | 23700 | 1509 | 4.6 | 3.6 | Non Federally-Regulated | 04/27/2016 |  | 04/24/2019
FHP Manufacturing Company | Aquarius | EP024-1HZ/VT |  | Ground-Source | WBAHP: Heat Pump Packaged Unit | Heat Pump | 208 | 1 |  |  |  | Single-Speed |  |  |  | 26000 | 1232 | 21.1 | 13.4 | 18000 | 1318 | 4 | 3.1 | Non Federally-Regulated | 04/27/2016 |  | 04/24/2019
FHP Manufacturing Company | Aquarius | EP018-1HZ/VT |  | Water-Source | WBAHP: Heat Pump Packaged Unit | Heat Pump | 208 | 1 |  |  |  | Single-Speed |  |  |  | 19500 | 1189 | 16.4 | 11.2 | 21300 | 1177 | 5.3 | 4.2 | Federally-Regulated Commercial & Industrial Equipment | 09/20/2016 |  | 04/24/2019
FHP Manufacturing Company | Aquarius | EP018-1HZ/VT |  | Ground-Water-Source | WBAHP: Heat Pump Packaged Unit | Heat Pump | 208 | 1 |  |  |  | Single-Speed |  |  |  | 21300 | 832 | 25.6 | 16.2 | 17700 | 1152 | 4.5 | 3.6 | Non Federally-Regulated | 09/20/2016 |  | 04/24/2019
FHP Manufacturing Company | Aquarius | EP018-1HZ/VT |  | Ground-Source | WBAHP: Heat Pump Packaged Unit | Heat Pump | 208 | 1 |  |  |  | Single-Speed |  |  |  | 20500 | 1078 | 19 | 13.4 | 14800 | 1141 | 3.8 | 3.1 | Non Federally-Regulated | 09/20/2016 |  | 04/24/2019
FHP Manufacturing Company | Aquarius | EP042-3HZ/VT |  | Water-Source | WBAHP: Heat Pump Packaged Unit | Heat Pump | 208 | 3 |  |  |  | Single-Speed |  |  |  | 40600 | 2230 | 18.2 | 11.2 | 42400 | 2071 | 6 | 4.2 | Federally-Regulated Commercial & Industrial Equipment | 03/15/2019 |  | 04/24/2019
FHP Manufacturing Company | Aquarius | EP042-1HZ/VT |  | Water-Source | WBAHP: Heat Pump Packaged Unit | Heat Pump | 208 | 1 |  |  |  | Single-Speed |  |  |  | 40600 | 2230 | 18.2 | 11.2 | 42400 | 2071 | 6 | 4.2 | Federally-Regulated Commercial & Industrial Equipment | 03/15/2019 |  | 04/24/2019
FHP Manufacturing Company | Aquarius | EP042-3HZ/VT |  | Ground-Water-Source | WBAHP: Heat Pump Packaged Unit | Heat Pump | 208 | 3 |  |  |  | Single-Speed |  |  |  | 45000 | 1750 | 25.7 | 16.2 | 35000 | 2011 | 5.1 | 3.6 | Non Federally-Regulated | 03/15/2019 |  | 04/24/2019
FHP Manufacturing Company | Aquarius | EP042-4HZ/VT |  | Water-Source | WBAHP: Heat Pump Packaged Unit | Heat Pump | 460 | 3 |  |  |  | Single-Speed |  |  |  | 40600 | 2230 | 18.2 | 11.2 | 42000 | 2051 | 6 | 4.2 | Federally-Regulated Commercial & Industrial Equipment | 03/15/2019 |  | 04/24/2019
FHP Manufacturing Company | Aquarius | EP042-4HZ/VT |  | Ground-Water-Source | WBAHP: Heat Pump Packaged Unit | Heat Pump | 460 | 3 |  |  |  | Single-Speed |  |  |  | 45000 | 1750 | 25.7 | 16.2 | 35000 | 2011 | 5.1 | 3.6 | Non Federally-Regulated | 03/15/2019 |  | 04/24/2019
FHP Manufacturing Company | Aquarius | EP042-1HZ/VT |  | Ground-Water-Source | WBAHP: Heat Pump Packaged Unit | Heat Pump | 208 | 1 |  |  |  | Single-Speed |  |  |  | 45000 | 1750 | 25.7 | 16.2 | 35000 | 2011 | 5.1 | 3.6 | Non Federally-Regulated | 03/15/2019 |  | 04/24/2019
FHP Manufacturing Company | Aquarius | EP042-3HZ/VT |  | Ground-Source | WBAHP: Heat Pump Packaged Unit | Heat Pump | 208 | 3 |  |  |  | Single-Speed |  |  |  | 42200 | 2000 | 21.1 | 13.4 | 26800 | 1915 | 4.1 | 3.1 | Non Federally-Regulated | 03/15/2019 |  | 04/24/2019
FHP Manufacturing Company | Aquarius | EP042-4HZ/VT |  | Ground-Source | WBAHP: Heat Pump Packaged Unit | Heat Pump | 460 | 3 |  |  |  | Single-Speed |  |  |  | 42200 | 2000 | 21.1 | 13.4 | 26800 | 1915 | 4.1 | 3.1 | Non Federally-Regulated | 03/15/2019 |  | 04/24/2019
FHP Manufacturing Company | Aquarius | EP042-1HZ/VT |  | Ground-Source | WBAHP: Heat Pump Packaged Unit | Heat Pump | 208 | 1 |  |  |  | Single-Speed |  |  |  | 42200 | 2000 | 21.1 | 13.4 | 26800 | 1915 | 4.1 | 3.1 | Non Federally-Regulated | 03/15/2019 |  | 04/24/2019
FHP Manufacturing Company | Arcoaire | HB018H******1**2 |  | Water-Source | WBAHP: Heat Pump Packaged Unit | Heat Pump | 208 | 1 |  |  |  | Single-Speed |  |  |  | 19500 | 1266 | 15.4 | 11.2 | 21300 | 1248 | 5 | 4.2 | Federally-Regulated Commercial & Industrial Equipment | 03/15/2019 |  | 04/24/2019
FHP Manufacturing Company | Arcoaire | HB018H******1**2 |  | Ground-Water-Source | WBAHP: Heat Pump Packaged Unit | Heat Pump | 208 | 1 |  |  |  | Single-Speed |  |  |  | 21300 | 862 | 24.7 | 16.2 | 17700 | 1178 | 4.4 | 3.6 | Non Federally-Regulated | 03/15/2019 |  | 04/24/2019
FHP Manufacturing Company | Arcoaire | HB018H******1**2 |  | Ground-Source | WBAHP: Heat Pump Packaged Unit | Heat Pump | 208 | 1 |  |  |  | Single-Speed |  |  |  | 20500 | 1145 | 17.9 | 13.4 | 14800 | 1188 | 3.7 | 3.1 | Non Federally-Regulated | 03/15/2019 |  | 04/24/2019
FHP Manufacturing Company | Arcoaire | HB048V******1**1 |  | Water-Source | WBAHP: Heat Pump Packaged Unit | Heat Pump | 208 | 1 |  |  |  | Single-Speed |  |  |  | 47400 | 3160 | 15 | 11.2 | 50000 | 2764 | 5.3 | 4.2 | Federally-Regulated Commercial & Industrial Equipment | 03/15/2019 |  | 04/24/2019
FHP Manufacturing Company | Arcoaire | HB048V******1**1 |  | Ground-Water-Source | WBAHP: Heat Pump Packaged Unit | Heat Pump | 208 | 1 |  |  |  | Single-Speed |  |  |  | 52900 | 2190 | 24.15 | 16.2 | 40500 | 2760 | 4.3 | 3.6 | Non Federally-Regulated | 03/15/2019 |  | 04/24/2019
FHP Manufacturing Company | Arcoaire | HB048V******1**1 |  | Ground-Source | WBAHP: Heat Pump Packaged Unit | Heat Pump | 208 | 1 |  |  |  | Single-Speed |  |  |  | 49500 | 2788 | 17.75 | 13.4 | 33400 | 2645 | 3.7 | 3.1 | Non Federally-Regulated | 03/15/2019 |  | 04/24/2019
FHP Manufacturing Company | Arcoaire | HB018V******1**2 |  | Water-Source | WBAHP: Heat Pump Packaged Unit | Heat Pump | 208 | 1 |  |  |  | Single-Speed |  |  |  | 19500 | 1189 | 16.4 | 11.2 | 21300 | 1224 | 5.1 | 4.2 | Federally-Regulated Commercial & Industrial Equipment | 03/15/2019 |  | 04/24/2019
FHP Manufacturing Company | Arcoaire | HP060V******1**1 |  | Water-Source | WBAHP: Heat Pump Packaged Unit | Heat Pump | 208 | 1 |  |  |  | Dual-Speed |  |  |  | 60000 | 4285 | 14 | 11.2 | 72000 | 4489 | 4.7 | 4.2 | Federally-Regulated Commercial & Industrial Equipment | 03/15/2019 |  | 04/24/2019
FHP Manufacturing Company | Arcoaire | HP060V******1**1 |  | Ground-Source | WBAHP: Heat Pump Packaged Unit | Heat Pump | 208 | 1 |  |  |  | Dual-Speed |  |  |  | 62000 | 3949 | 15.7 | 13.4 | 49000 | 3989 | 3.6 | 3.1 | Non Federally-Regulated | 03/15/2019 |  | 04/24/2019
FHP Manufacturing Company | Arcoaire | HB018V******1**2 |  | Ground-Water-Source | WBAHP: Heat Pump Packaged Unit | Heat Pump | 208 | 1 |  |  |  | Single-Speed |  |  |  | 21300 | 832 | 25.6 | 16.2 | 17700 | 1152 | 4.5 | 3.6 | Non Federally-Regulated | 03/15/2019 |  | 04/24/2019
FHP Manufacturing Company | Arcoaire | HB018V******1**2 |  | Ground-Source | WBAHP: Heat Pump Packaged Unit | Heat Pump | 208 | 1 |  |  |  | Single-Speed |  |  |  | 20500 | 1078 | 19 | 13.4 | 14800 | 1141 | 3.8 | 3.1 | Non Federally-Regulated | 03/15/2019 |  | 04/24/2019
FHP Manufacturing Company | Arcoaire | HS036*******1**2 | FVM4X4800BL | Water-Source | WBAHP-CB: Heat Pump Split Syst | Both Heat Pump and Electric Re | 208 | 1 | False |  |  | Dual-Speed |  |  |  | 37700 | 2478 | 15.21 | 12 | 45000 | 2637 | 5 | 4.2 | Federally-Regulated Commercial & Industrial Equipment | 03/15/2019 |  | 04/24/2019
FHP Manufacturing Company | Arcoaire | HS036*******1**2 | FVM4X4800BL | Ground-Water-Source | WBAHP-CB: Heat Pump Split Syst | Both Heat Pump and Electric Re | 208 | 1 | False |  |  | Dual-Speed |  |  |  | 41400 | 1819 | 22.75 | 16.2 | 36700 | 2363 | 4.6 | 3.6 | Non Federally-Regulated | 03/15/2019 |  | 04/24/2019
FHP Manufacturing Company | Arcoaire | HS036*******1**2 | FVM4X4800BL | Ground-Source | WBAHP-CB: Heat Pump Split Syst | Both Heat Pump and Electric Re | 208 | 1 | False |  |  | Dual-Speed |  |  |  | 39200 | 2227 | 17.6 | 13.4 | 27400 | 2294 | 3.5 | 3.1 | Non Federally-Regulated | 03/15/2019 |  | 04/24/2019
FHP Manufacturing Company | Arcoaire | HB042V******1**1 |  | Water-Source | WBAHP: Heat Pump Packaged Unit | Heat Pump | 208 | 1 |  |  |  | Single-Speed |  |  |  | 40600 | 2671 | 15.2 | 11.2 | 42400 | 2180 | 5.7 | 4.2 | Federally-Regulated Commercial & Industrial Equipment | 03/15/2019 |  | 04/24/2019
FHP Manufacturing Company | Arcoaire | HB042V******1**1 |  | Ground-Water-Source | WBAHP: Heat Pump Packaged Unit | Heat Pump | 208 | 1 |  |  |  | Single-Speed |  |  |  | 45000 | 1757 | 25.6 | 16.2 | 35000 | 2137 | 4.8 | 3.6 | Non Federally-Regulated | 03/15/2019 |  | 04/24/2019
FHP Manufacturing Company | Arcoaire | HB042V******1**1 |  | Ground-Source | WBAHP: Heat Pump Packaged Unit | Heat Pump | 208 | 1 |  |  |  | Single-Speed |  |  |  | 42200 | 2125 | 19.85 | 13.4 | 26800 | 1988 | 4 | 3.1 | Non Federally-Regulated | 03/15/2019 |  | 04/24/2019
FHP Manufacturing Company | Bosch | LM060-3VT/CF/HZ*-*****A |  | Water-Source | WBAHP: Heat Pump Packaged Unit | Both Heat Pump and Electric Re | 208 | 3 |  |  |  | Dual-Speed |  |  |  | 63800 | 4129 | 15.45 | 11.2 | 73300 | 4475 | 4.8 | 4.2 | Federally-Regulated Commercial & Industrial Equipment | 03/15/2019 |  | 04/24/2019
FHP Manufacturing Company | Bosch | LM060-1VT/CF/HZ*-*****A |  | Water-Source | WBAHP: Heat Pump Packaged Unit | Both Heat Pump and Electric Re | 208 | 1 |  |  |  | Dual-Speed |  |  |  | 63800 | 4129 | 15.45 | 11.2 | 73300 | 4475 | 4.8 | 4.2 | Federally-Regulated Commercial & Industrial Equipment | 03/15/2019 |  | 04/24/2019
FHP Manufacturing Company | Bosch | LM060-4VT/CF/HZ*-*****A |  | Water-Source | WBAHP: Heat Pump Packaged Unit | Both Heat Pump and Electric Re | 460 | 3 |  |  |  | Dual-Speed |  |  |  | 63800 | 4129 | 15.45 | 11.2 | 73300 | 4475 | 4.8 | 4.2 | Federally-Regulated Commercial & Industrial Equipment | 03/15/2019 |  | 04/24/2019
FHP Manufacturing Company | Bosch | SM048-1VT/CF*-*****B* |  | Water-Source | WBAHP: Heat Pump Packaged Unit | Both Heat Pump and Electric Re | 208 | 1 |  |  |  | Dual-Speed |  |  |  | 50500 | 3023 | 16.7 | 11.2 | 60300 | 3155 | 5.6 | 4.2 | Federally-Regulated Commercial & Industrial Equipment | 11/28/2018 |  | 04/24/2019
FHP Manufacturing Company | Bosch | SM048-1VT/CF*-*****B* |  | Ground-Water-Source | WBAHP: Heat Pump Packaged Unit | Both Heat Pump and Electric Re | 208 | 1 |  |  |  | Dual-Speed |  |  |  | 56900 | 2257 | 25.2 | 16.2 | 49200 | 2942 | 4.9 | 3.6 | Non Federally-Regulated | 11/28/2018 |  | 04/24/2019
FHP Manufacturing Company | Bosch | SM048-1VT/CF*-*****B* |  | Ground-Source | WBAHP: Heat Pump Packaged Unit | Both Heat Pump and Electric Re | 208 | 1 |  |  |  | Dual-Speed |  |  |  | 51800 | 2683 | 19.3 | 13.4 | 38200 | 2665 | 4.2 | 3.1 | Non Federally-Regulated | 11/28/2018 |  | 04/24/2019
FHP Manufacturing Company | Bosch | SM048-1VT*-*****C |  | Water-Source | WBAHP: Heat Pump Packaged Unit | Both Heat Pump and Electric Re | 208 | 1 |  |  |  | Dual-Speed |  |  |  | 50500 | 3023 | 16.7 | 11.2 | 60300 | 3155 | 5.6 | 4.2 | Federally-Regulated Commercial & Industrial Equipment | 03/15/2019 |  | 04/24/2019
FHP Manufacturing Company | Bosch | SM048-1VT*-*****C |  | Ground-Water-Source | WBAHP: Heat Pump Packaged Unit | Both Heat Pump and Electric Re | 208 | 1 |  |  |  | Dual-Speed |  |  |  | 56900 | 2257 | 25.2 | 16.2 | 49200 | 2942 | 4.9 | 3.6 | Non Federally-Regulated | 03/15/2019 |  | 04/24/2019
FHP Manufacturing Company | Bosch | SM048-1VT*-*****C |  | Ground-Source | WBAHP: Heat Pump Packaged Unit | Both Heat Pump and Electric Re | 208 | 1 |  |  |  | Dual-Speed |  |  |  | 51800 | 2683 | 19.3 | 13.4 | 38200 | 2665 | 4.2 | 3.1 | Non Federally-Regulated | 03/15/2019 |  | 04/24/2019
FHP Manufacturing Company | Bosch | CE061-1VTC-*****A* |  | Water-Source | WBAHP: Heat Pump Packaged Unit | Heat Pump | 208 | 1 |  |  |  | Dual-Speed |  |  |  | 60000 | 4285 | 14 | 11.2 | 72000 | 4489 | 4.7 | 4.2 | Federally-Regulated Commercial & Industrial Equipment | 02/08/2019 |  | 04/24/2019
FHP Manufacturing Company | Bosch | SM024-1CSN-*****A | SM024-1AV*-*****A | Water-Source | WBAHP-CB: Heat Pump Split Syst | Both Heat Pump and Electric Re | 208 | 1 | False |  |  | Dual-Speed |  |  |  | 23100 | 1540 | 15 | 12 | 26400 | 1487 | 5.2 | 4.2 | Federally-Regulated Commercial & Industrial Equipment | 02/08/2019 |  | 04/24/2019
FHP Manufacturing Company | Bosch | CE061-1VTC-*****A* |  | Ground-Source | WBAHP: Heat Pump Packaged Unit | Heat Pump | 208 | 1 |  |  |  | Dual-Speed |  |  |  | 62000 | 3949 | 15.7 | 13.4 | 49000 | 3989 | 3.6 | 3.1 | Non Federally-Regulated | 02/08/2019 |  | 04/24/2019
FHP Manufacturing Company | Bosch | SM024-1CSN-*****A | SM024-1AV*-*****A | Ground-Water-Source | WBAHP-CB: Heat Pump Split Syst | Both Heat Pump and Electric Re | 208 | 1 | False |  |  | Dual-Speed |  |  |  | 28500 | 1283 | 22.2 | 16.2 | 22200 | 1445 | 4.5 | 3.6 | Non Federally-Regulated | 02/08/2019 |  | 04/24/2019
FHP Manufacturing Company | Bosch | SM024-1CSN-*****A | SM024-1AV*-*****A | Ground-Source | WBAHP-CB: Heat Pump Split Syst | Both Heat Pump and Electric Re | 208 | 1 | False |  |  | Dual-Speed |  |  |  | 26200 | 1541 | 17 | 13.4 | 17700 | 1383 | 3.8 | 3.1 | Non Federally-Regulated | 02/08/2019 |  | 04/24/2019
FHP Manufacturing Company | Bosch | CE061-1VTC-*****A |  | Water-Source | WBAHP: Heat Pump Packaged Unit | Heat Pump | 208 | 1 |  |  |  | Dual-Speed |  |  |  | 60000 | 4285 | 14 | 11.2 | 72000 | 4489 | 4.7 | 4.2 | Federally-Regulated Commercial & Industrial Equipment | 02/08/2019 |  | 04/24/2019
FHP Manufacturing Company | Bosch | CE061-1VTC-*****A |  | Ground-Source | WBAHP: Heat Pump Packaged Unit | Heat Pump | 208 | 1 |  |  |  | Dual-Speed |  |  |  | 62000 | 3949 | 15.7 | 13.4 | 49000 | 3989 | 3.6 | 3.1 | Non Federally-Regulated | 02/08/2019 |  | 04/24/2019
FHP Manufacturing Company | Bosch | SM048-1CSN-*****A | SM048-1AV*-*****A | Water-Source | WBAHP-CB: Heat Pump Split Syst | Both Heat Pump and Electric Re | 208 | 1 | False |  |  | Dual-Speed |  |  |  | 46900 | 3147 | 14.9 | 12 | 56800 | 3140 | 5.3 | 4.2 | Federally-Regulated Commercial & Industrial Equipment | 02/08/2019 |  | 04/24/2019
FHP Manufacturing Company | Bosch | SM048-1CSN-*****A | SM048-1AV*-*****A | Ground-Water-Source | WBAHP-CB: Heat Pump Split Syst | Both Heat Pump and Electric Re | 208 | 1 | False |  |  | Dual-Speed |  |  |  | 52800 | 2594 | 20.35 | 16.2 | 46600 | 3034 | 4.5 | 3.6 | Non Federally-Regulated | 02/08/2019 |  | 04/24/2019
FHP Manufacturing Company | Bosch | SM048-1CSN-*****A | SM048-1AV*-*****A | Ground-Source | WBAHP-CB: Heat Pump Split Syst | Both Heat Pump and Electric Re | 208 | 1 | False |  |  | Dual-Speed |  |  |  | 48900 | 3075 | 15.9 | 13.4 | 37800 | 2877 | 3.9 | 3.1 | Non Federally-Regulated | 02/08/2019 |  | 04/24/2019
FHP Manufacturing Company | Bosch | SM060-1CSN-*****A | SM060-1AV*-*****A | Water-Source | WBAHP-CB: Heat Pump Split Syst | Both Heat Pump and Electric Re | 208 | 1 | False |  |  | Dual-Speed |  |  |  | 56100 | 3978 | 14.1 | 12 | 74500 | 4366 | 5 | 4.2 | Federally-Regulated Commercial & Industrial Equipment | 02/08/2019 |  | 04/24/2019
FHP Manufacturing Company | Bosch | SM060-1CSC-*****A | SM060-1AV*-*****A | Water-Source | WBAHP-CB: Heat Pump Split Syst | Both Heat Pump and Electric Re | 208 | 1 | False |  |  | Dual-Speed |  |  |  | 56100 | 3978 | 14.1 | 12 | 74500 | 4366 | 5 | 4.2 | Federally-Regulated Commercial & Industrial Equipment | 02/08/2019 |  | 04/24/2019
FHP Manufacturing Company | Bosch | SM060-1CSN-*****A | SM060-1AV*-*****A | Ground-Water-Source | WBAHP-CB: Heat Pump Split Syst | Both Heat Pump and Electric Re | 208 | 1 | False |  |  | Dual-Speed |  |  |  | 64500 | 3146 | 20.5 | 16.2 | 60500 | 4029 | 4.4 | 3.6 | Non Federally-Regulated | 02/08/2019 |  | 04/24/2019
FHP Manufacturing Company | Bosch | SM060-1CSC-*****A | SM060-1AV*-*****A | Ground-Water-Source | WBAHP-CB: Heat Pump Split Syst | Both Heat Pump and Electric Re | 208 | 1 | False |  |  | Dual-Speed |  |  |  | 64500 | 3146 | 20.5 | 16.2 | 60500 | 4029 | 4.4 | 3.6 | Non Federally-Regulated | 02/08/2019 |  | 04/24/2019
FHP Manufacturing Company | Bosch | SM060-1CSN-*****A | SM060-1AV*-*****A | Ground-Source | WBAHP-CB: Heat Pump Split Syst | Both Heat Pump and Electric Re | 208 | 1 | False |  |  | Dual-Speed |  |  |  | 58900 | 3658 | 16.1 | 13.4 | 49000 | 3779 | 3.8 | 3.1 | Non Federally-Regulated | 02/08/2019 |  | 04/24/2019
FHP Manufacturing Company | Bosch | SM060-1CSC-*****A | SM060-1AV*-*****A | Ground-Source | WBAHP-CB: Heat Pump Split Syst | Both Heat Pump and Electric Re | 208 | 1 | False |  |  | Dual-Speed |  |  |  | 58900 | 3658 | 16.1 | 13.4 | 49000 | 3779 | 3.8 | 3.1 | Non Federally-Regulated | 02/08/2019 |  | 04/24/2019
FHP Manufacturing Company | Bosch | BP018-1VT*******C |  | Ground-Source | WBAHP: Heat Pump Packaged Unit | Heat Pump | 208 | 1 |  |  |  | Single-Speed |  |  |  | 20500 | 1078 | 19 | 13.4 | 14800 | 1141 | 3.8 | 3.1 | Non Federally-Regulated | 11/19/2018 |  | 04/24/2019
FHP Manufacturing Company | Bosch | SM048-1CSC-*****A | SM048-1AV*-*****A | Water-Source | WBAHP-CB: Heat Pump Split Syst | Both Heat Pump and Electric Re | 208 | 1 | False |  |  | Dual-Speed |  |  |  | 46900 | 3147 | 14.9 | 12 | 56800 | 3329 | 5 | 4.2 | Federally-Regulated Commercial & Industrial Equipment | 02/08/2019 |  | 04/24/2019
FHP Manufacturing Company | Bosch | SM048-1CSC-*****A | SM048-1AV*-*****A | Ground-Water-Source | WBAHP-CB: Heat Pump Split Syst | Both Heat Pump and Electric Re | 208 | 1 | False |  |  | Dual-Speed |  |  |  | 52800 | 2484 | 21.25 | 16.2 | 46600 | 2968 | 4.6 | 3.6 | Non Federally-Regulated | 02/08/2019 |  | 04/24/2019
FHP Manufacturing Company | Bosch | SM048-1CSC-*****A | SM048-1AV*-*****A | Ground-Source | WBAHP-CB: Heat Pump Split Syst | Both Heat Pump and Electric Re | 208 | 1 | False |  |  | Dual-Speed |  |  |  | 48900 | 3018 | 16.2 | 13.4 | 37800 | 2840 | 3.9 | 3.1 | Non Federally-Regulated | 02/08/2019 |  | 04/24/2019
FHP Manufacturing Company | Bosch | SM036-1CSC-*****B | SM036-1AV*-*****B | Water-Source | WBAHP-CB: Heat Pump Split Syst | Both Heat Pump and Electric Re | 208 | 1 | False |  |  | Dual-Speed |  |  |  | 36100 | 2569 | 14.05 | 12 | 44100 | 2664 | 4.9 | 4.2 | Federally-Regulated Commercial & Industrial Equipment | 02/08/2019 |  | 04/24/2019
FHP Manufacturing Company | Bosch | SM036-1CSC-*****B | SM036-1AV*-*****B | Ground-Water-Source | WBAHP-CB: Heat Pump Split Syst | Both Heat Pump and Electric Re | 208 | 1 | False |  |  | Dual-Speed |  |  |  | 40900 | 1942 | 21.05 | 16.2 | 35200 | 2344 | 4.4 | 3.6 | Non Federally-Regulated | 02/08/2019 |  | 04/24/2019
FHP Manufacturing Company | Bosch | SM036-1CSC-*****B | SM036-1AV*-*****B | Ground-Source | WBAHP-CB: Heat Pump Split Syst | Both Heat Pump and Electric Re | 208 | 1 | False |  |  | Dual-Speed |  |  |  | 37900 | 2332 | 16.25 | 13.4 | 27400 | 2200 | 3.7 | 3.1 | Non Federally-Regulated | 02/08/2019 |  | 04/24/2019
FHP Manufacturing Company | Bosch | SM036-1CSN-*****B | SM036-1AV*-*****B | Water-Source | WBAHP-CB: Heat Pump Split Syst | Both Heat Pump and Electric Re | 208 | 1 | False |  |  | Dual-Speed |  |  |  | 36100 | 2569 | 14.05 | 12 | 44100 | 2664 | 4.9 | 4.2 | Federally-Regulated Commercial & Industrial Equipment | 02/08/2019 |  | 04/24/2019
FHP Manufacturing Company | Bosch | SM036-1CSN-*****B | SM036-1AV*-*****B | Ground-Water-Source | WBAHP-CB: Heat Pump Split Syst | Both Heat Pump and Electric Re | 208 | 1 | False |  |  | Dual-Speed |  |  |  | 40900 | 1942 | 21.05 | 16.2 | 35200 | 2344 | 4.4 | 3.6 | Non Federally-Regulated | 02/08/2019 |  | 04/24/2019
FHP Manufacturing Company | Bosch | SM036-1CSN-*****B | SM036-1AV*-*****B | Ground-Source | WBAHP-CB: Heat Pump Split Syst | Both Heat Pump and Electric Re | 208 | 1 | False |  |  | Dual-Speed |  |  |  | 37900 | 2332 | 16.25 | 13.4 | 27400 | 2200 | 3.7 | 3.1 | Non Federally-Regulated | 02/08/2019 |  | 04/24/2019
FHP Manufacturing Company | Bosch | BP048-1VT*******B |  | Water-Source | WBAHP: Heat Pump Packaged Unit | Heat Pump | 208 | 1 |  |  |  | Single-Speed |  |  |  | 47400 | 3160 | 15 | 11.2 | 50000 | 2764 | 5.3 | 4.2 | Federally-Regulated Commercial & Industrial Equipment | 02/08/2019 |  | 04/24/2019
FHP Manufacturing Company | Bosch | BP048-1VT*******B |  | Ground-Water-Source | WBAHP: Heat Pump Packaged Unit | Heat Pump | 208 | 1 |  |  |  | Single-Speed |  |  |  | 52900 | 2190 | 24.15 | 16.2 | 40500 | 2760 | 4.3 | 3.6 | Non Federally-Regulated | 02/08/2019 |  | 04/24/2019
FHP Manufacturing Company | Bosch | BP048-1VT*******B |  | Ground-Source | WBAHP: Heat Pump Packaged Unit | Heat Pump | 208 | 1 |  |  |  | Single-Speed |  |  |  | 49500 | 2788 | 17.75 | 13.4 | 33400 | 2645 | 3.7 | 3.1 | Non Federally-Regulated | 02/08/2019 |  | 04/24/2019
FHP Manufacturing Company | Bosch | SM060-1VT/CF*-*****B |  | Water-Source | WBAHP: Heat Pump Packaged Unit | Both Heat Pump and Electric Re | 208 | 1 |  |  |  | Dual-Speed |  |  |  | 62500 | 3858 | 16.2 | 11.2 | 78300 | 4249 | 5.4 | 4.2 | Federally-Regulated Commercial & Industrial Equipment | 08/08/2017 |  | 04/24/2019
FHP Manufacturing Company | Bosch | SM060-1VT/CF*-*****B |  | Ground-Source | WBAHP: Heat Pump Packaged Unit | Both Heat Pump and Electric Re | 208 | 1 |  |  |  | Dual-Speed |  |  |  | 63900 | 3435 | 18.6 | 13.4 | 48600 | 3560 | 4 | 3.1 | Non Federally-Regulated | 11/13/2018 |  | 04/24/2019
FHP Manufacturing Company | Bosch | SM060-1VT*-*****C |  | Water-Source | WBAHP: Heat Pump Packaged Unit | Both Heat Pump and Electric Re | 208 | 1 |  |  |  | Dual-Speed |  |  |  | 62500 | 4071 | 15.35 | 11.2 | 78300 | 4249 | 5.4 | 4.2 | Federally-Regulated Commercial & Industrial Equipment | 03/15/2019 |  | 04/24/2019
FHP Manufacturing Company | Bosch | SM060-1VT*-*****C |  | Ground-Source | WBAHP: Heat Pump Packaged Unit | Both Heat Pump and Electric Re | 208 | 1 |  |  |  | Dual-Speed |  |  |  | 63900 | 3435 | 18.6 | 13.4 | 48600 | 3560 | 4 | 3.1 | Non Federally-Regulated | 03/15/2019 |  | 04/24/2019
FHP Manufacturing Company | Bosch | SM024-1VT/CF*-*****B |  | Water-Source | WBAHP: Heat Pump Packaged Unit | Both Heat Pump and Electric Re | 208 | 1 |  |  |  | Dual-Speed |  |  |  | 26200 | 1480 | 17.7 | 11.2 | 30300 | 1585 | 5.6 | 4.2 | Federally-Regulated Commercial & Industrial Equipment | 08/08/2017 |  | 04/24/2019
FHP Manufacturing Company | Bosch | SM024-1VT/CF*-*****B |  | Ground-Water-Source | WBAHP: Heat Pump Packaged Unit | Both Heat Pump and Electric Re | 208 | 1 |  |  |  | Dual-Speed |  |  |  | 29400 | 1113 | 26.4 | 16.2 | 24700 | 1477 | 4.9 | 3.6 | Non Federally-Regulated | 08/08/2017 |  | 04/24/2019
FHP Manufacturing Company | Bosch | SM024-1VT/CF*-*****B |  | Ground-Source | WBAHP: Heat Pump Packaged Unit | Both Heat Pump and Electric Re | 208 | 1 |  |  |  | Dual-Speed |  |  |  | 26900 | 1423 | 18.9 | 13.4 | 18700 | 1336 | 4.1 | 3.1 | Non Federally-Regulated | 11/13/2018 |  | 04/24/2019
FHP Manufacturing Company | Bosch | SM024-1VT*-*****C |  | Water-Source | WBAHP: Heat Pump Packaged Unit | Both Heat Pump and Electric Re | 208 | 1 |  |  |  | Dual-Speed |  |  |  | 26200 | 1617 | 16.2 | 11.2 | 30300 | 1585 | 5.6 | 4.2 | Federally-Regulated Commercial & Industrial Equipment | 03/15/2019 |  | 04/24/2019
FHP Manufacturing Company | Bosch | SM024-1VT*-*****C |  | Ground-Water-Source | WBAHP: Heat Pump Packaged Unit | Both Heat Pump and Electric Re | 208 | 1 |  |  |  | Dual-Speed |  |  |  | 29400 | 1183 | 24.85 | 16.2 | 24700 | 1477 | 4.9 | 3.6 | Non Federally-Regulated | 03/15/2019 |  | 04/24/2019
FHP Manufacturing Company | Bosch | SM024-1VT*-*****C |  | Ground-Source | WBAHP: Heat Pump Packaged Unit | Both Heat Pump and Electric Re | 208 | 1 |  |  |  | Dual-Speed |  |  |  | 26900 | 1423 | 18.9 | 13.4 | 18700 | 1336 | 4.1 | 3.1 | Non Federally-Regulated | 03/15/2019 |  | 04/24/2019
FHP Manufacturing Company | Bosch | SM036-1VT/CF*-*****B |  | Water-Source | WBAHP: Heat Pump Packaged Unit | Both Heat Pump and Electric Re | 208 | 1 |  |  |  | Dual-Speed |  |  |  | 39300 | 2112 | 18.6 | 11.2 | 46300 | 2188 | 6.2 | 4.2 | Federally-Regulated Commercial & Industrial Equipment | 08/08/2017 |  | 04/24/2019
FHP Manufacturing Company | Bosch | SM036-1VT/CF*-*****B |  | Ground-Water-Source | WBAHP: Heat Pump Packaged Unit | Both Heat Pump and Electric Re | 208 | 1 |  |  |  | Dual-Speed |  |  |  | 44300 | 1634 | 27.1 | 16.2 | 36700 | 1991 | 5.4 | 3.6 | Non Federally-Regulated | 08/08/2017 |  | 04/24/2019
FHP Manufacturing Company | Bosch | SM036-1VT/CF*-*****B |  | Ground-Source | WBAHP: Heat Pump Packaged Unit | Both Heat Pump and Electric Re | 208 | 1 |  |  |  | Dual-Speed |  |  |  | 40200 | 1914 | 21 | 13.4 | 28200 | 1878 | 4.4 | 3.1 | Non Federally-Regulated | 08/08/2017 |  | 04/24/2019
FHP Manufacturing Company | Bosch | SM036-1VT*-*****C |  | Water-Source | WBAHP: Heat Pump Packaged Unit | Both Heat Pump and Electric Re | 208 | 1 |  |  |  | Dual-Speed |  |  |  | 39300 | 2112 | 18.6 | 11.2 | 46300 | 2188 | 6.2 | 4.2 | Federally-Regulated Commercial & Industrial Equipment | 03/15/2019 |  | 04/24/2019
FHP Manufacturing Company | Bosch | SM036-1VT*-*****C |  | Ground-Water-Source | WBAHP: Heat Pump Packaged Unit | Both Heat Pump and Electric Re | 208 | 1 |  |  |  | Dual-Speed |  |  |  | 44300 | 1634 | 27.1 | 16.2 | 36700 | 1991 | 5.4 | 3.6 | Non Federally-Regulated | 03/15/2019 |  | 04/24/2019
FHP Manufacturing Company | Bosch | SM036-1VT*-*****C |  | Ground-Source | WBAHP: Heat Pump Packaged Unit | Both Heat Pump and Electric Re | 208 | 1 |  |  |  | Dual-Speed |  |  |  | 40200 | 1914 | 21 | 13.4 | 28200 | 1878 | 4.4 | 3.1 | Non Federally-Regulated | 03/15/2019 |  | 04/24/2019
FHP Manufacturing Company | Bosch | LM036-4VT/CF/HZ*-*****A |  | Ground-Source | WBAHP: Heat Pump Packaged Unit | Both Heat Pump and Electric Re | 460 | 3 |  |  |  | Dual-Speed |  |  |  | 40800 | 2019 | 20.2 | 13.4 | 28400 | 2107 | 4 | 3.1 | Non Federally-Regulated | 11/13/2018 |  | 04/24/2019
FHP Manufacturing Company | Bosch | SM036-1CF/HZ/VT |  | Ground-Source | WBAHP: Heat Pump Packaged Unit | Both Heat Pump and Electric Re | 208 | 1 |  |  |  | Dual-Speed |  |  |  | 40800 | 2019 | 20.2 | 13.4 | 28400 | 2107 | 4 | 3.1 | Non Federally-Regulated | 11/13/2018 |  | 04/24/2019
FHP Manufacturing Company | Bosch | LM036-2VT/CF/HZ*-*****A |  | Ground-Source | WBAHP: Heat Pump Packaged Unit | Both Heat Pump and Electric Re | 265 | 1 |  |  |  | Dual-Speed |  |  |  | 40800 | 2019 | 20.2 | 13.4 | 28400 | 2107 | 4 | 3.1 | Non Federally-Regulated | 11/13/2018 |  | 04/24/2019
FHP Manufacturing Company | Bosch | LM036-3VT/CF/HZ*-*****A |  | Ground-Source | WBAHP: Heat Pump Packaged Unit | Both Heat Pump and Electric Re | 208 | 3 |  |  |  | Dual-Speed |  |  |  | 40800 | 2019 | 20.2 | 13.4 | 28400 | 2107 | 4 | 3.1 | Non Federally-Regulated | 11/13/2018 |  | 04/24/2019
FHP Manufacturing Company | Bosch | LM036-1VT/CF/HZ*-*****A |  | Ground-Source | WBAHP: Heat Pump Packaged Unit | Both Heat Pump and Electric Re | 208 | 1 |  |  |  | Dual-Speed |  |  |  | 40800 | 2019 | 20.2 | 13.4 | 28400 | 2107 | 4 | 3.1 | Non Federally-Regulated | 11/13/2018 |  | 04/24/2019
FHP Manufacturing Company | Bosch | SM036-1HZ*-*****C |  | Water-Source | WBAHP: Heat Pump Packaged Unit | Both Heat Pump and Electric Re | 208 | 1 |  |  |  | Dual-Speed |  |  |  | 39000 | 2142 | 18.2 | 11.2 | 42800 | 2459 | 5.1 | 4.2 | Federally-Regulated Commercial & Industrial Equipment | 03/15/2019 |  | 04/24/2019
FHP Manufacturing Company | Bosch | SM036-1HZ*-*****C |  | Ground-Water-Source | WBAHP: Heat Pump Packaged Unit | Both Heat Pump and Electric Re | 208 | 1 |  |  |  | Dual-Speed |  |  |  | 43300 | 1662 | 26.05 | 16.2 | 35900 | 2287 | 4.6 | 3.6 | Non Federally-Regulated | 03/15/2019 |  | 04/24/2019
FHP Manufacturing Company | Bosch | SM036-1HZ*-*****C |  | Ground-Source | WBAHP: Heat Pump Packaged Unit | Both Heat Pump and Electric Re | 208 | 1 |  |  |  | Dual-Speed |  |  |  | 40800 | 2019 | 20.2 | 13.4 | 28400 | 2107 | 4 | 3.1 | Non Federally-Regulated | 03/15/2019 |  | 04/24/2019
FHP Manufacturing Company | Bosch | BP042-1VT*******B |  | Water-Source | WBAHP: Heat Pump Packaged Unit | Heat Pump | 208 | 1 |  |  |  | Single-Speed |  |  |  | 40600 | 2671 | 15.2 | 11.2 | 42400 | 2180 | 5.7 | 4.2 | Federally-Regulated Commercial & Industrial Equipment | 03/15/2019 |  | 04/24/2019
FHP Manufacturing Company | Bosch | BP042-1VT*******B |  | Ground-Water-Source | WBAHP: Heat Pump Packaged Unit | Heat Pump | 208 | 1 |  |  |  | Single-Speed |  |  |  | 45000 | 1757 | 25.6 | 16.2 | 35000 | 2137 | 4.8 | 3.6 | Non Federally-Regulated | 03/15/2019 |  | 04/24/2019
FHP Manufacturing Company | Bosch | BP042-1VT*******B |  | Ground-Source | WBAHP: Heat Pump Packaged Unit | Heat Pump | 208 | 1 |  |  |  | Single-Speed |  |  |  | 42200 | 2125 | 19.85 | 13.4 | 26800 | 1988 | 4 | 3.1 | Non Federally-Regulated | 03/15/2019 |  | 04/24/2019
Enertech Global, LLC | GEOCOMFORT | GZS060*****1 |  | Water-Source | WBAHP: Heat Pump Packaged Unit | Heat Pump | 208 | 1 |  |  |  | Single-Speed |  |  |  | 53500 | 3566 | 15 | 11.2 | 71000 | 4246 | 4.9 | 4.2 | Federally-Regulated Commercial & Industrial Equipment | 03/15/2019 |  | 04/24/2019
Enertech Global, LLC | GEOCOMFORT | GZS060*****1 |  | Ground-Water-Source | WBAHP: Heat Pump Packaged Unit | Heat Pump | 208 | 1 |  |  |  | Single-Speed |  |  |  | 60500 | 2713 | 22.3 | 16.2 | 58600 | 3993 | 4.3 | 3.6 | Non Federally-Regulated | 03/15/2019 |  | 04/24/2019
Enertech Global, LLC | GEOCOMFORT | GZS060*****1 |  | Ground-Source | WBAHP: Heat Pump Packaged Unit | Heat Pump | 208 | 1 |  |  |  | Single-Speed |  |  |  | 57000 | 3257 | 17.5 | 13.4 | 46200 | 3761 | 3.6 | 3.1 | Non Federally-Regulated | 03/15/2019 |  | 04/24/2019
Enertech Global, LLC | GEOCOMFORT | GZS042*****1 |  | Water-Source | WBAHP: Heat Pump Packaged Unit | Heat Pump | 208 | 1 |  |  |  | Single-Speed |  |  |  | 39100 | 2384 | 16.4 | 11.2 | 46300 | 2713 | 5 | 4.2 | Federally-Regulated Commercial & Industrial Equipment | 03/15/2019 |  | 04/24/2019
Enertech Global, LLC | GEOCOMFORT | GZS048*****1 |  | Water-Source | WBAHP: Heat Pump Packaged Unit | Heat Pump | 208 | 1 |  |  |  | Single-Speed |  |  |  | 47300 | 3132 | 15.1 | 11.2 | 56300 | 3367 | 4.9 | 4.2 | Federally-Regulated Commercial & Industrial Equipment | 03/15/2019 |  | 04/24/2019
Enertech Global, LLC | GEOCOMFORT | GZS015*****1 |  | Water-Source | WBAHP: Heat Pump Packaged Unit | Heat Pump | 208 | 1 |  |  |  | Single-Speed |  |  |  | 13500 | 918 | 14.7 | 11.2 | 17800 | 915 | 5.7 | 4.2 | Federally-Regulated Commercial & Industrial Equipment | 03/15/2019 |  | 04/24/2019
Enertech Global, LLC | GEOCOMFORT | GZS042*****1 |  | Ground-Water-Source | WBAHP: Heat Pump Packaged Unit | Heat Pump | 208 | 1 |  |  |  | Single-Speed |  |  |  | 43700 | 1707 | 25.6 | 16.2 | 37500 | 2442 | 4.5 | 3.6 | Non Federally-Regulated | 03/15/2019 |  | 04/24/2019
Enertech Global, LLC | GEOCOMFORT | GZS048*****1 |  | Ground-Water-Source | WBAHP: Heat Pump Packaged Unit | Heat Pump | 208 | 1 |  |  |  | Single-Speed |  |  |  | 52900 | 2340 | 22.6 | 16.2 | 45600 | 3107 | 4.3 | 3.6 | Non Federally-Regulated | 03/15/2019 |  | 04/24/2019
Enertech Global, LLC | GEOCOMFORT | GZS036*****1 |  | Water-Source | WBAHP: Heat Pump Packaged Unit | Heat Pump | 208 | 1 |  |  |  | Single-Speed |  |  |  | 35300 | 2206 | 16 | 11.2 | 42600 | 2448 | 5.1 | 4.2 | Federally-Regulated Commercial & Industrial Equipment | 03/15/2019 |  | 04/24/2019
Enertech Global, LLC | GEOCOMFORT | GZS024*****1 |  | Water-Source | WBAHP: Heat Pump Packaged Unit | Heat Pump | 208 | 1 |  |  |  | Single-Speed |  |  |  | 25300 | 1497 | 16.9 | 11.2 | 28500 | 1518 | 5.5 | 4.2 | Federally-Regulated Commercial & Industrial Equipment | 03/15/2019 |  | 04/24/2019
Enertech Global, LLC | GEOCOMFORT | GZS015*****1 |  | Ground-Water-Source | WBAHP: Heat Pump Packaged Unit | Heat Pump | 208 | 1 |  |  |  | Single-Speed |  |  |  | 15600 | 626 | 24.9 | 16.2 | 14300 | 873 | 4.8 | 3.6 | Non Federally-Regulated | 03/15/2019 |  | 04/24/2019
Enertech Global, LLC | GEOCOMFORT | GZS042*****1 |  | Ground-Source | WBAHP: Heat Pump Packaged Unit | Heat Pump | 208 | 1 |  |  |  | Single-Speed |  |  |  | 40700 | 2119 | 19.2 | 13.4 | 30200 | 2329 | 3.8 | 3.1 | Non Federally-Regulated | 03/15/2019 |  | 04/24/2019
Enertech Global, LLC | GEOCOMFORT | GZS048*****1 |  | Ground-Source | WBAHP: Heat Pump Packaged Unit | Heat Pump | 208 | 1 |  |  |  | Single-Speed |  |  |  | 49300 | 2833 | 17.4 | 13.4 | 36200 | 2947 | 3.6 | 3.1 | Non Federally-Regulated | 03/15/2019 |  | 04/24/2019
Enertech Global, LLC | GEOCOMFORT | GZS024*****1 |  | Ground-Water-Source | WBAHP: Heat Pump Packaged Unit | Heat Pump | 208 | 1 |  |  |  | Single-Speed |  |  |  | 27900 | 1060 | 26.3 | 16.2 | 22900 | 1398 | 4.8 | 3.6 | Non Federally-Regulated | 03/15/2019 |  | 04/24/2019
Enertech Global, LLC | GEOCOMFORT | GZS030*****1 |  | Water-Source | WBAHP: Heat Pump Packaged Unit | Heat Pump | 208 | 1 |  |  |  | Single-Speed |  |  |  | 27800 | 1716 | 16.2 | 11.2 | 32200 | 1715 | 5.5 | 4.2 | Federally-Regulated Commercial & Industrial Equipment | 03/15/2019 |  | 04/24/2019
Enertech Global, LLC | GEOCOMFORT | GZS015*****1 |  | Ground-Source | WBAHP: Heat Pump Packaged Unit | Heat Pump | 208 | 1 |  |  |  | Single-Speed |  |  |  | 14200 | 806 | 17.6 | 13.4 | 11200 | 841 | 3.9 | 3.1 | Non Federally-Regulated | 03/15/2019 |  | 04/24/2019
Enertech Global, LLC | GEOCOMFORT | GZS036*****1 |  | Ground-Water-Source | WBAHP: Heat Pump Packaged Unit | Heat Pump | 208 | 1 |  |  |  | Single-Speed |  |  |  | 39500 | 1599 | 24.7 | 16.2 | 33600 | 2140 | 4.6 | 3.6 | Non Federally-Regulated | 03/15/2019 |  | 04/24/2019
Enertech Global, LLC | GEOCOMFORT | GZS024*****1 |  | Ground-Source | WBAHP: Heat Pump Packaged Unit | Heat Pump | 208 | 1 |  |  |  | Single-Speed |  |  |  | 26200 | 1336 | 19.6 | 13.4 | 18000 | 1352 | 3.9 | 3.1 | Non Federally-Regulated | 03/15/2019 |  | 04/24/2019
Enertech Global, LLC | GEOCOMFORT | GZS030*****1 |  | Ground-Water-Source | WBAHP: Heat Pump Packaged Unit | Heat Pump | 208 | 1 |  |  |  | Single-Speed |  |  |  | 30900 | 1256 | 24.6 | 16.2 | 26300 | 1639 | 4.7 | 3.6 | Non Federally-Regulated | 03/15/2019 |  | 04/24/2019
Enertech Global, LLC | GEOCOMFORT | GZS036*****1 |  | Ground-Source | WBAHP: Heat Pump Packaged Unit | Heat Pump | 208 | 1 |  |  |  | Single-Speed |  |  |  | 37200 | 1978 | 18.8 | 13.4 | 27500 | 2066 | 3.9 | 3.1 | Non Federally-Regulated | 03/15/2019 |  | 04/24/2019
Enertech Global, LLC | GEOCOMFORT | GZS030*****1 |  | Ground-Source | WBAHP: Heat Pump Packaged Unit | Heat Pump | 208 | 1 |  |  |  | Single-Speed |  |  |  | 29000 | 1542 | 18.8 | 13.4 | 21700 | 1673 | 3.8 | 3.1 | Non Federally-Regulated | 03/15/2019 |  | 04/24/2019
Enertech Global, LLC | GEOCOMFORT | GZT042 |  | Water-Source | WBAHP: Heat Pump Packaged Unit | Heat Pump | 208 | 1 |  |  |  | Single-Speed |  |  |  | 41200 | 2658 | 15.5 | 11.2 | 49500 | 3086 | 4.7 | 4.2 | Federally-Regulated Commercial & Industrial Equipment | 03/15/2019 |  | 04/24/2019
Enertech Global, LLC | GEOCOMFORT | GZT060 |  | Water-Source | WBAHP: Heat Pump Packaged Unit | Heat Pump | 208 | 1 |  |  |  | Single-Speed |  |  |  | 55100 | 3773 | 14.6 | 11.2 | 70700 | 4408 | 4.7 | 4.2 | Federally-Regulated Commercial & Industrial Equipment | 03/15/2019 |  | 04/24/2019
Enertech Global, LLC | GEOCOMFORT | GZT042 |  | Ground-Water-Source | WBAHP: Heat Pump Packaged Unit | Heat Pump | 208 | 1 |  |  |  | Single-Speed |  |  |  | 46000 | 1965 | 23.4 | 16.2 | 40100 | 2733 | 4.3 | 3.6 | Non Federally-Regulated | 03/15/2019 |  | 04/24/2019
Enertech Global, LLC | GEOCOMFORT | GZT060 |  | Ground-Water-Source | WBAHP: Heat Pump Packaged Unit | Heat Pump | 208 | 1 |  |  |  | Single-Speed |  |  |  | 62000 | 2924 | 21.2 | 16.2 | 58500 | 4082 | 4.2 | 3.6 | Non Federally-Regulated | 03/15/2019 |  | 04/24/2019
Enertech Global, LLC | GEOCOMFORT | GZS017*****1 |  | Water-Source | WBAHP: Heat Pump Packaged Unit | Heat Pump | 208 | 1 |  |  |  | Single-Speed |  |  |  | 17000 | 1089 | 15.6 | 11.2 | 20600 | 1097 | 5.5 | 4.2 | Federally-Regulated Commercial & Industrial Equipment | 03/15/2019 |  | 04/24/2019
Enertech Global, LLC | GEOCOMFORT | GZT042 |  | Ground-Source | WBAHP: Heat Pump Packaged Unit | Heat Pump | 208 | 1 |  |  |  | Single-Speed |  |  |  | 43000 | 2388 | 18 | 13.4 | 32900 | 2678 | 3.6 | 3.1 | Non Federally-Regulated | 03/15/2019 |  | 04/24/2019
Enertech Global, LLC | GEOCOMFORT | GZT060 |  | Ground-Source | WBAHP: Heat Pump Packaged Unit | Heat Pump | 208 | 1 |  |  |  | Single-Speed |  |  |  | 59000 | 3491 | 16.9 | 13.4 | 46800 | 3809 | 3.6 | 3.1 | Non Federally-Regulated | 03/15/2019 |  | 04/24/2019
Enertech Global, LLC | GEOCOMFORT | GZS017*****1 |  | Ground-Water-Source | WBAHP: Heat Pump Packaged Unit | Heat Pump | 208 | 1 |  |  |  | Single-Speed |  |  |  | 19400 | 779 | 24.9 | 16.2 | 16700 | 1041 | 4.7 | 3.6 | Non Federally-Regulated | 03/15/2019 |  | 04/24/2019
Enertech Global, LLC | GEOCOMFORT | GZS017*****1 |  | Ground-Source | WBAHP: Heat Pump Packaged Unit | Heat Pump | 208 | 1 |  |  |  | Single-Speed |  |  |  | 17800 | 978 | 18.2 | 13.4 | 13500 | 1014 | 3.9 | 3.1 | Non Federally-Regulated | 03/15/2019 |  | 04/24/2019
Enertech Global, LLC | GEOCOMFORT | GZT036 |  | Water-Source | WBAHP: Heat Pump Packaged Unit | Heat Pump | 208 | 1 |  |  |  | Single-Speed |  |  |  | 35100 | 2264 | 15.5 | 11.2 | 42300 | 2479 | 5 | 4.2 | Federally-Regulated Commercial & Industrial Equipment | 03/15/2019 |  | 04/24/2019
Enertech Global, LLC | GEOCOMFORT | GZT036 |  | Ground-Water-Source | WBAHP: Heat Pump Packaged Unit | Heat Pump | 208 | 1 |  |  |  | Single-Speed |  |  |  | 39400 | 1669 | 23.6 | 16.2 | 34000 | 2166 | 4.6 | 3.6 | Non Federally-Regulated | 03/15/2019 |  | 04/24/2019
Enertech Global, LLC | GEOCOMFORT | GZT036 |  | Ground-Source | WBAHP: Heat Pump Packaged Unit | Heat Pump | 208 | 1 |  |  |  | Single-Speed |  |  |  | 36700 | 2050 | 17.9 | 13.4 | 27100 | 2090 | 3.8 | 3.1 | Non Federally-Regulated | 03/15/2019 |  | 04/24/2019
Enertech Global, LLC | GEOCOMFORT | GZT048 |  | Water-Source | WBAHP: Heat Pump Packaged Unit | Heat Pump | 208 | 1 |  |  |  | Single-Speed |  |  |  | 46500 | 3079 | 15.1 | 11.2 | 55300 | 3376 | 4.8 | 4.2 | Federally-Regulated Commercial & Industrial Equipment | 03/15/2019 |  | 04/24/2019
Enertech Global, LLC | GEOCOMFORT | GZT048 |  | Ground-Water-Source | WBAHP: Heat Pump Packaged Unit | Heat Pump | 208 | 1 |  |  |  | Single-Speed |  |  |  | 52200 | 2361 | 22.1 | 16.2 | 45900 | 3128 | 4.3 | 3.6 | Non Federally-Regulated | 03/15/2019 |  | 04/24/2019
Enertech Global, LLC | GEOCOMFORT | GZT048 |  | Ground-Source | WBAHP: Heat Pump Packaged Unit | Heat Pump | 208 | 1 |  |  |  | Single-Speed |  |  |  | 48700 | 2815 | 17.3 | 13.4 | 36900 | 3004 | 3.6 | 3.1 | Non Federally-Regulated | 03/15/2019 |  | 04/24/2019
Enertech Global, LLC | GEOCOMFORT | GZT030 |  | Water-Source | WBAHP: Heat Pump Packaged Unit | Heat Pump | 208 | 1 |  |  |  | Single-Speed |  |  |  | 30200 | 2000 | 15.1 | 11.2 | 34800 | 1999 | 5.1 | 4.2 | Federally-Regulated Commercial & Industrial Equipment | 03/15/2019 |  | 04/24/2019
Enertech Global, LLC | GEOCOMFORT | GZT030 |  | Ground-Water-Source | WBAHP: Heat Pump Packaged Unit | Heat Pump | 208 | 1 |  |  |  | Single-Speed |  |  |  | 32600 | 1509 | 21.6 | 16.2 | 28800 | 1875 | 4.5 | 3.6 | Non Federally-Regulated | 03/15/2019 |  | 04/24/2019
Enertech Global, LLC | GEOCOMFORT | GZT030 |  | Ground-Source | WBAHP: Heat Pump Packaged Unit | Heat Pump | 208 | 1 |  |  |  | Single-Speed |  |  |  | 31500 | 1800 | 17.5 | 13.4 | 23300 | 1845 | 3.7 | 3.1 | Non Federally-Regulated | 03/15/2019 |  | 04/24/2019
Enertech Global, LLC | GEOCOMFORT | GZT024 |  | Ground-Source | WBAHP: Heat Pump Packaged Unit | Heat Pump | 208 | 1 |  |  |  | Single-Speed |  |  |  | 26400 | 1442 | 18.3 | 13.4 | 18300 | 1375 | 3.9 | 3.1 | Non Federally-Regulated | 11/16/2018 |  | 04/24/2019
Enertech Global, LLC | GEOCOMFORT | GZS018*****1 |  | Water-Source | WBAHP: Heat Pump Packaged Unit | Heat Pump | 208 | 1 |  |  |  | Single-Speed |  |  |  | 19100 | 1240 | 15.4 | 11.2 | 21900 | 1166 | 5.5 | 4.2 | Federally-Regulated Commercial & Industrial Equipment | 03/15/2019 |  | 04/24/2019
Enertech Global, LLC | GEOCOMFORT | GZS018*****1 |  | Ground-Water-Source | WBAHP: Heat Pump Packaged Unit | Heat Pump | 208 | 1 |  |  |  | Single-Speed |  |  |  | 21400 | 823 | 26 | 16.2 | 17500 | 1091 | 4.7 | 3.6 | Non Federally-Regulated | 03/15/2019 |  | 04/24/2019
Enertech Global, LLC | GEOCOMFORT | GZS018*****1 |  | Ground-Source | WBAHP: Heat Pump Packaged Unit | Heat Pump | 208 | 1 |  |  |  | Single-Speed |  |  |  | 20100 | 1074 | 18.7 | 13.4 | 14100 | 1116 | 3.7 | 3.1 | Non Federally-Regulated | 03/15/2019 |  | 04/24/2019
Enertech Global, LLC | GEOCOMFORT | GCT060D |  | Ground-Source | WBAHP: Heat Pump Packaged Unit | Heat Pump | 208 | 1 |  |  |  | Single-Speed |  |  |  | 61000 | 3674 | 16.6 | 13.4 | 47900 | 3794 | 3.7 | 3.1 | Non Federally-Regulated | 03/15/2019 |  | 04/24/2019
Enertech Global, LLC | GEOEXCEL | AZS015*****1 |  | Ground-Source | WBAHP: Heat Pump Packaged Unit | Heat Pump | 208 | 1 |  |  |  | Single-Speed |  |  |  | 14200 | 806 | 17.6 | 13.4 | 11200 | 841 | 3.9 | 3.1 | Non Federally-Regulated | 11/16/2018 |  | 04/24/2019
Enertech Global, LLC | GEOEXCEL | AZS017*****1 |  | Ground-Source | WBAHP: Heat Pump Packaged Unit | Heat Pump | 208 | 1 |  |  |  | Single-Speed |  |  |  | 17800 | 978 | 18.2 | 13.4 | 13500 | 1014 | 3.9 | 3.1 | Non Federally-Regulated | 11/16/2018 |  | 04/24/2019
Enertech Global, LLC | GEOEXCEL | AZS018*****1 |  | Ground-Source | WBAHP: Heat Pump Packaged Unit | Heat Pump | 208 | 1 |  |  |  | Single-Speed |  |  |  | 20100 | 1074 | 18.7 | 13.4 | 14100 | 1116 | 3.7 | 3.1 | Non Federally-Regulated | 11/16/2018 |  | 04/24/2019
Enertech Global, LLC | GEOEXCEL | AZS024*****1 |  | Ground-Source | WBAHP: Heat Pump Packaged Unit | Heat Pump | 208 | 1 |  |  |  | Single-Speed |  |  |  | 26200 | 1336 | 19.6 | 13.4 | 18000 | 1352 | 3.9 | 3.1 | Non Federally-Regulated | 11/16/2018 |  | 04/24/2019
Enertech Global, LLC | GEOEXCEL | AZS030*****1 |  | Ground-Source | WBAHP: Heat Pump Packaged Unit | Heat Pump | 208 | 1 |  |  |  | Single-Speed |  |  |  | 29000 | 1542 | 18.8 | 13.4 | 21700 | 1673 | 3.8 | 3.1 | Non Federally-Regulated | 11/16/2018 |  | 04/24/2019
Enertech Global, LLC | GEOEXCEL | AZS036*****1 |  | Ground-Source | WBAHP: Heat Pump Packaged Unit | Heat Pump | 208 | 1 |  |  |  | Single-Speed |  |  |  | 37200 | 1978 | 18.8 | 13.4 | 27500 | 2066 | 3.9 | 3.1 | Non Federally-Regulated | 11/16/2018 |  | 04/24/2019
Enertech Global, LLC | GEOEXCEL | AZS042*****1 |  | Ground-Source | WBAHP: Heat Pump Packaged Unit | Heat Pump | 208 | 1 |  |  |  | Single-Speed |  |  |  | 40700 | 2119 | 19.2 | 13.4 | 30200 | 2329 | 3.8 | 3.1 | Non Federally-Regulated | 11/16/2018 |  | 04/24/2019
Enertech Global, LLC | GEOEXCEL | AZS048*****1 |  | Ground-Source | WBAHP: Heat Pump Packaged Unit | Heat Pump | 208 | 1 |  |  |  | Single-Speed |  |  |  | 49300 | 2833 | 17.4 | 13.4 | 36200 | 2947 | 3.6 | 3.1 | Non Federally-Regulated | 11/16/2018 |  | 04/24/2019
Enertech Global, LLC | GEOEXCEL | AZS060*****1 |  | Ground-Source | WBAHP: Heat Pump Packaged Unit | Heat Pump | 208 | 1 |  |  |  | Single-Speed |  |  |  | 57000 | 3257 | 17.5 | 13.4 | 46200 | 3761 | 3.6 | 3.1 | Non Federally-Regulated | 11/16/2018 |  | 04/24/2019
Enertech Global, LLC | GEOEXCEL | AZT024 |  | Ground-Source | WBAHP: Heat Pump Packaged Unit | Heat Pump | 208 | 1 |  |  |  | Single-Speed |  |  |  | 26400 | 1442 | 18.3 | 13.4 | 18300 | 1375 | 3.9 | 3.1 | Non Federally-Regulated | 11/16/2018 |  | 04/24/2019
Enertech Global, LLC | GEOEXCEL | AZT030 |  | Ground-Source | WBAHP: Heat Pump Packaged Unit | Heat Pump | 208 | 1 |  |  |  | Single-Speed |  |  |  | 31500 | 1800 | 17.5 | 13.4 | 23300 | 1845 | 3.7 | 3.1 | Non Federally-Regulated | 11/16/2018 |  | 04/24/2019
Enertech Global, LLC | GEOEXCEL | AZT036 |  | Ground-Source | WBAHP: Heat Pump Packaged Unit | Heat Pump | 208 | 1 |  |  |  | Single-Speed |  |  |  | 36700 | 2050 | 17.9 | 13.4 | 27100 | 2090 | 3.8 | 3.1 | Non Federally-Regulated | 11/16/2018 |  | 04/24/2019
Enertech Global, LLC | GEOEXCEL | AZT042 |  | Ground-Source | WBAHP: Heat Pump Packaged Unit | Heat Pump | 208 | 1 |  |  |  | Single-Speed |  |  |  | 43000 | 2388 | 18 | 13.4 | 32900 | 2678 | 3.6 | 3.1 | Non Federally-Regulated | 11/16/2018 |  | 04/24/2019
Enertech Global, LLC | GEOEXCEL | AZT048 |  | Ground-Source | WBAHP: Heat Pump Packaged Unit | Heat Pump | 208 | 1 |  |  |  | Single-Speed |  |  |  | 48700 | 2815 | 17.3 | 13.4 | 36900 | 3004 | 3.6 | 3.1 | Non Federally-Regulated | 11/16/2018 |  | 04/24/2019
Enertech Global, LLC | GEOEXCEL | AZT060 |  | Ground-Source | WBAHP: Heat Pump Packaged Unit | Heat Pump | 208 | 1 |  |  |  | Single-Speed |  |  |  | 59000 | 3491 | 16.9 | 13.4 | 46800 | 3809 | 3.6 | 3.1 | Non Federally-Regulated | 11/16/2018 |  | 04/24/2019
Enertech Global, LLC | Hydron Module | HZS060*****1 |  | Water-Source | WBAHP: Heat Pump Packaged Unit | Heat Pump | 208 | 1 |  |  |  | Single-Speed |  |  |  | 53500 | 3566 | 15 | 11.2 | 71000 | 4246 | 4.9 | 4.2 | Federally-Regulated Commercial & Industrial Equipment | 03/15/2019 |  | 04/24/2019
Enertech Global, LLC | Hydron Module | HZS060*****1 |  | Ground-Water-Source | WBAHP: Heat Pump Packaged Unit | Heat Pump | 208 | 1 |  |  |  | Single-Speed |  |  |  | 60500 | 2713 | 22.3 | 16.2 | 58600 | 3993 | 4.3 | 3.6 | Non Federally-Regulated | 03/15/2019 |  | 04/24/2019
Enertech Global, LLC | Hydron Module | HZS048*****1 |  | Water-Source | WBAHP: Heat Pump Packaged Unit | Heat Pump | 208 | 1 |  |  |  | Single-Speed |  |  |  | 47300 | 3132 | 15.1 | 11.2 | 56300 | 3367 | 4.9 | 4.2 | Federally-Regulated Commercial & Industrial Equipment | 03/15/2019 |  | 04/24/2019
Enertech Global, LLC | Hydron Module | HZS060*****1 |  | Ground-Source | WBAHP: Heat Pump Packaged Unit | Heat Pump | 208 | 1 |  |  |  | Single-Speed |  |  |  | 57000 | 3257 | 17.5 | 13.4 | 46200 | 3761 | 3.6 | 3.1 | Non Federally-Regulated | 03/15/2019 |  | 04/24/2019
Enertech Global, LLC | Hydron Module | HZS048*****1 |  | Ground-Water-Source | WBAHP: Heat Pump Packaged Unit | Heat Pump | 208 | 1 |  |  |  | Single-Speed |  |  |  | 52900 | 2340 | 22.6 | 16.2 | 45600 | 3107 | 4.3 | 3.6 | Non Federally-Regulated | 03/15/2019 |  | 04/24/2019
Enertech Global, LLC | Hydron Module | HZS048*****1 |  | Ground-Source | WBAHP: Heat Pump Packaged Unit | Heat Pump | 208 | 1 |  |  |  | Single-Speed |  |  |  | 49300 | 2833 | 17.4 | 13.4 | 36200 | 2947 | 3.6 | 3.1 | Non Federally-Regulated | 03/15/2019 |  | 04/24/2019
Enertech Global, LLC | Hydron Module | HZS042*****1 |  | Water-Source | WBAHP: Heat Pump Packaged Unit | Heat Pump | 208 | 1 |  |  |  | Single-Speed |  |  |  | 39100 | 2384 | 16.4 | 11.2 | 46300 | 2713 | 5 | 4.2 | Federally-Regulated Commercial & Industrial Equipment | 03/15/2019 |  | 04/24/2019
Enertech Global, LLC | Hydron Module | HZS042*****1 |  | Ground-Water-Source | WBAHP: Heat Pump Packaged Unit | Heat Pump | 208 | 1 |  |  |  | Single-Speed |  |  |  | 43700 | 1707 | 25.6 | 16.2 | 37500 | 2442 | 4.5 | 3.6 | Non Federally-Regulated | 03/15/2019 |  | 04/24/2019
Enertech Global, LLC | Hydron Module | HZS017*****1 |  | Water-Source | WBAHP: Heat Pump Packaged Unit | Heat Pump | 208 | 1 |  |  |  | Single-Speed |  |  |  | 17000 | 1089 | 15.6 | 11.2 | 20600 | 1097 | 5.5 | 4.2 | Federally-Regulated Commercial & Industrial Equipment | 03/15/2019 |  | 04/24/2019
Enertech Global, LLC | Hydron Module | HZS042*****1 |  | Ground-Source | WBAHP: Heat Pump Packaged Unit | Heat Pump | 208 | 1 |  |  |  | Single-Speed |  |  |  | 40700 | 2119 | 19.2 | 13.4 | 30200 | 2329 | 3.8 | 3.1 | Non Federally-Regulated | 03/15/2019 |  | 04/24/2019
Enertech Global, LLC | Hydron Module | HZS017*****1 |  | Ground-Water-Source | WBAHP: Heat Pump Packaged Unit | Heat Pump | 208 | 1 |  |  |  | Single-Speed |  |  |  | 19400 | 779 | 24.9 | 16.2 | 16700 | 1041 | 4.7 | 3.6 | Non Federally-Regulated | 03/15/2019 |  | 04/24/2019
Enertech Global, LLC | Hydron Module | HZS017*****1 |  | Ground-Source | WBAHP: Heat Pump Packaged Unit | Heat Pump | 208 | 1 |  |  |  | Single-Speed |  |  |  | 17800 | 978 | 18.2 | 13.4 | 13500 | 1014 | 3.9 | 3.1 | Non Federally-Regulated | 03/15/2019 |  | 04/24/2019
Enertech Global, LLC | Hydron Module | HZS024*****1 |  | Water-Source | WBAHP: Heat Pump Packaged Unit | Heat Pump | 208 | 1 |  |  |  | Single-Speed |  |  |  | 25300 | 1497 | 16.9 | 11.2 | 28500 | 1518 | 5.5 | 4.2 | Federally-Regulated Commercial & Industrial Equipment | 03/15/2019 |  | 04/24/2019
Enertech Global, LLC | Hydron Module | HZS036*****1 |  | Water-Source | WBAHP: Heat Pump Packaged Unit | Heat Pump | 208 | 1 |  |  |  | Single-Speed |  |  |  | 35300 | 2206 | 16 | 11.2 | 42600 | 2448 | 5.1 | 4.2 | Federally-Regulated Commercial & Industrial Equipment | 03/15/2019 |  | 04/24/2019
Enertech Global, LLC | Hydron Module | HZS024*****1 |  | Ground-Water-Source | WBAHP: Heat Pump Packaged Unit | Heat Pump | 208 | 1 |  |  |  | Single-Speed |  |  |  | 27900 | 1060 | 26.3 | 16.2 | 22900 | 1398 | 4.8 | 3.6 | Non Federally-Regulated | 03/15/2019 |  | 04/24/2019
Enertech Global, LLC | Hydron Module | HZT060 |  | Water-Source | WBAHP: Heat Pump Packaged Unit | Heat Pump | 208 | 1 |  |  |  | Single-Speed |  |  |  | 55100 | 3773 | 14.6 | 11.2 | 70700 | 4408 | 4.7 | 4.2 | Federally-Regulated Commercial & Industrial Equipment | 03/15/2019 |  | 04/24/2019
Enertech Global, LLC | Hydron Module | HZS036*****1 |  | Ground-Water-Source | WBAHP: Heat Pump Packaged Unit | Heat Pump | 208 | 1 |  |  |  | Single-Speed |  |  |  | 39500 | 1599 | 24.7 | 16.2 | 33600 | 2140 | 4.6 | 3.6 | Non Federally-Regulated | 03/15/2019 |  | 04/24/2019
Enertech Global, LLC | Hydron Module | HZS024*****1 |  | Ground-Source | WBAHP: Heat Pump Packaged Unit | Heat Pump | 208 | 1 |  |  |  | Single-Speed |  |  |  | 26200 | 1336 | 19.6 | 13.4 | 18000 | 1352 | 3.9 | 3.1 | Non Federally-Regulated | 03/15/2019 |  | 04/24/2019
Enertech Global, LLC | Hydron Module | HZS036*****1 |  | Ground-Source | WBAHP: Heat Pump Packaged Unit | Heat Pump | 208 | 1 |  |  |  | Single-Speed |  |  |  | 37200 | 1978 | 18.8 | 13.4 | 27500 | 2066 | 3.9 | 3.1 | Non Federally-Regulated | 03/15/2019 |  | 04/24/2019
Enertech Global, LLC | Hydron Module | HZT060 |  | Ground-Water-Source | WBAHP: Heat Pump Packaged Unit | Heat Pump | 208 | 1 |  |  |  | Single-Speed |  |  |  | 62000 | 2924 | 21.2 | 16.2 | 58500 | 4082 | 4.2 | 3.6 | Non Federally-Regulated | 03/15/2019 |  | 04/24/2019
Enertech Global, LLC | Hydron Module | HZT060 |  | Ground-Source | WBAHP: Heat Pump Packaged Unit | Heat Pump | 208 | 1 |  |  |  | Single-Speed |  |  |  | 59000 | 3491 | 16.9 | 13.4 | 46800 | 3809 | 3.6 | 3.1 | Non Federally-Regulated | 03/15/2019 |  | 04/24/2019
Enertech Global, LLC | Hydron Module | HZT048 |  | Water-Source | WBAHP: Heat Pump Packaged Unit | Heat Pump | 208 | 1 |  |  |  | Single-Speed |  |  |  | 46500 | 3079 | 15.1 | 11.2 | 55300 | 3376 | 4.8 | 4.2 | Federally-Regulated Commercial & Industrial Equipment | 03/15/2019 |  | 04/24/2019
Enertech Global, LLC | Hydron Module | HZT048 |  | Ground-Water-Source | WBAHP: Heat Pump Packaged Unit | Heat Pump | 208 | 1 |  |  |  | Single-Speed |  |  |  | 52200 | 2361 | 22.1 | 16.2 | 45900 | 3128 | 4.3 | 3.6 | Non Federally-Regulated | 03/15/2019 |  | 04/24/2019
Enertech Global, LLC | Hydron Module | HZT048 |  | Ground-Source | WBAHP: Heat Pump Packaged Unit | Heat Pump | 208 | 1 |  |  |  | Single-Speed |  |  |  | 48700 | 2815 | 17.3 | 13.4 | 36900 | 3004 | 3.6 | 3.1 | Non Federally-Regulated | 03/15/2019 |  | 04/24/2019
Enertech Global, LLC | Hydron Module | HZS015*****1 |  | Water-Source | WBAHP: Heat Pump Packaged Unit | Heat Pump | 208 | 1 |  |  |  | Single-Speed |  |  |  | 13500 | 918 | 14.7 | 11.2 | 17800 | 915 | 5.7 | 4.2 | Federally-Regulated Commercial & Industrial Equipment | 03/15/2019 |  | 04/24/2019
Enertech Global, LLC | Hydron Module | HZS030*****1 |  | Water-Source | WBAHP: Heat Pump Packaged Unit | Heat Pump | 208 | 1 |  |  |  | Single-Speed |  |  |  | 27800 | 1716 | 16.2 | 11.2 | 32200 | 1715 | 5.5 | 4.2 | Federally-Regulated Commercial & Industrial Equipment | 03/15/2019 |  | 04/24/2019
Enertech Global, LLC | Hydron Module | HZS015*****1 |  | Ground-Water-Source | WBAHP: Heat Pump Packaged Unit | Heat Pump | 208 | 1 |  |  |  | Single-Speed |  |  |  | 15600 | 626 | 24.9 | 16.2 | 14300 | 873 | 4.8 | 3.6 | Non Federally-Regulated | 03/15/2019 |  | 04/24/2019
Enertech Global, LLC | Hydron Module | HZS030*****1 |  | Ground-Water-Source | WBAHP: Heat Pump Packaged Unit | Heat Pump | 208 | 1 |  |  |  | Single-Speed |  |  |  | 30900 | 1256 | 24.6 | 16.2 | 26300 | 1639 | 4.7 | 3.6 | Non Federally-Regulated | 03/15/2019 |  | 04/24/2019
Enertech Global, LLC | Hydron Module | HZS015*****1 |  | Ground-Source | WBAHP: Heat Pump Packaged Unit | Heat Pump | 208 | 1 |  |  |  | Single-Speed |  |  |  | 14200 | 806 | 17.6 | 13.4 | 11200 | 841 | 3.9 | 3.1 | Non Federally-Regulated | 03/15/2019 |  | 04/24/2019
Enertech Global, LLC | Hydron Module | HZS030*****1 |  | Ground-Source | WBAHP: Heat Pump Packaged Unit | Heat Pump | 208 | 1 |  |  |  | Single-Speed |  |  |  | 29000 | 1542 | 18.8 | 13.4 | 21700 | 1673 | 3.8 | 3.1 | Non Federally-Regulated | 03/15/2019 |  | 04/24/2019
Enertech Global, LLC | Hydron Module | HZT036 |  | Water-Source | WBAHP: Heat Pump Packaged Unit | Heat Pump | 208 | 1 |  |  |  | Single-Speed |  |  |  | 35100 | 2264 | 15.5 | 11.2 | 42300 | 2479 | 5 | 4.2 | Federally-Regulated Commercial & Industrial Equipment | 03/15/2019 |  | 04/24/2019
Enertech Global, LLC | Hydron Module | HZT036 |  | Ground-Water-Source | WBAHP: Heat Pump Packaged Unit | Heat Pump | 208 | 1 |  |  |  | Single-Speed |  |  |  | 39400 | 1669 | 23.6 | 16.2 | 34000 | 2166 | 4.6 | 3.6 | Non Federally-Regulated | 03/15/2019 |  | 04/24/2019
Enertech Global, LLC | Hydron Module | HZT036 |  | Ground-Source | WBAHP: Heat Pump Packaged Unit | Heat Pump | 208 | 1 |  |  |  | Single-Speed |  |  |  | 36700 | 2050 | 17.9 | 13.4 | 27100 | 2090 | 3.8 | 3.1 | Non Federally-Regulated | 03/15/2019 |  | 04/24/2019
Enertech Global, LLC | Hydron Module | HZT030 |  | Water-Source | WBAHP: Heat Pump Packaged Unit | Heat Pump | 208 | 1 |  |  |  | Single-Speed |  |  |  | 30200 | 2000 | 15.1 | 11.2 | 34800 | 1999 | 5.1 | 4.2 | Federally-Regulated Commercial & Industrial Equipment | 03/15/2019 |  | 04/24/2019
Enertech Global, LLC | Hydron Module | HZT042 |  | Water-Source | WBAHP: Heat Pump Packaged Unit | Heat Pump | 208 | 1 |  |  |  | Single-Speed |  |  |  | 41200 | 2658 | 15.5 | 11.2 | 49500 | 3086 | 4.7 | 4.2 | Federally-Regulated Commercial & Industrial Equipment | 03/15/2019 |  | 04/24/2019
Enertech Global, LLC | Hydron Module | HZT042 |  | Ground-Water-Source | WBAHP: Heat Pump Packaged Unit | Heat Pump | 208 | 1 |  |  |  | Single-Speed |  |  |  | 46000 | 1965 | 23.4 | 16.2 | 40100 | 2733 | 4.3 | 3.6 | Non Federally-Regulated | 03/15/2019 |  | 04/24/2019
Enertech Global, LLC | Hydron Module | HZT030 |  | Ground-Water-Source | WBAHP: Heat Pump Packaged Unit | Heat Pump | 208 | 1 |  |  |  | Single-Speed |  |  |  | 32600 | 1509 | 21.6 | 16.2 | 28800 | 1875 | 4.5 | 3.6 | Non Federally-Regulated | 03/15/2019 |  | 04/24/2019
Enertech Global, LLC | Hydron Module | HZT042 |  | Ground-Source | WBAHP: Heat Pump Packaged Unit | Heat Pump | 208 | 1 |  |  |  | Single-Speed |  |  |  | 43000 | 2388 | 18 | 13.4 | 32900 | 2678 | 3.6 | 3.1 | Non Federally-Regulated | 03/15/2019 |  | 04/24/2019
Enertech Global, LLC | Hydron Module | HZT030 |  | Ground-Source | WBAHP: Heat Pump Packaged Unit | Heat Pump | 208 | 1 |  |  |  | Single-Speed |  |  |  | 31500 | 1800 | 17.5 | 13.4 | 23300 | 1845 | 3.7 | 3.1 | Non Federally-Regulated | 03/15/2019 |  | 04/24/2019
Enertech Global, LLC | Hydron Module | HZT024 |  | Water-Source | WBAHP: Heat Pump Packaged Unit | Heat Pump | 208 | 1 |  |  |  | Single-Speed |  |  |  | 25300 | 1591 | 15.9 | 11.2 | 28800 | 1623 | 5.2 | 4.2 | Federally-Regulated Commercial & Industrial Equipment | 03/15/2019 |  | 04/24/2019
Enertech Global, LLC | Hydron Module | HZT024 |  | Ground-Water-Source | WBAHP: Heat Pump Packaged Unit | Heat Pump | 208 | 1 |  |  |  | Single-Speed |  |  |  | 28200 | 1189 | 23.7 | 16.2 | 22900 | 1459 | 4.6 | 3.6 | Non Federally-Regulated | 03/15/2019 |  | 04/24/2019
Enertech Global, LLC | Hydron Module | HZT024 |  | Ground-Source | WBAHP: Heat Pump Packaged Unit | Heat Pump | 208 | 1 |  |  |  | Single-Speed |  |  |  | 26400 | 1442 | 18.3 | 13.4 | 18300 | 1375 | 3.9 | 3.1 | Non Federally-Regulated | 03/15/2019 |  | 04/24/2019
Enertech Global, LLC | Hydron Module | HZS018*****1 |  | Water-Source | WBAHP: Heat Pump Packaged Unit | Heat Pump | 208 | 1 |  |  |  | Single-Speed |  |  |  | 19100 | 1240 | 15.4 | 11.2 | 21900 | 1166 | 5.5 | 4.2 | Federally-Regulated Commercial & Industrial Equipment | 03/15/2019 |  | 04/24/2019
Enertech Global, LLC | Hydron Module | HZS018*****1 |  | Ground-Water-Source | WBAHP: Heat Pump Packaged Unit | Heat Pump | 208 | 1 |  |  |  | Single-Speed |  |  |  | 21400 | 823 | 26 | 16.2 | 17500 | 1091 | 4.7 | 3.6 | Non Federally-Regulated | 03/15/2019 |  | 04/24/2019
Enertech Global, LLC | Hydron Module | HZS018*****1 |  | Ground-Source | WBAHP: Heat Pump Packaged Unit | Heat Pump | 208 | 1 |  |  |  | Single-Speed |  |  |  | 20100 | 1074 | 18.7 | 13.4 | 14100 | 1116 | 3.7 | 3.1 | Non Federally-Regulated | 03/15/2019 |  | 04/24/2019
Enertech Global, LLC | Hydron Module | HCT060D |  | Ground-Source | WBAHP: Heat Pump Packaged Unit | Heat Pump | 208 | 1 |  |  |  | Single-Speed |  |  |  | 61000 | 3674 | 16.6 | 13.4 | 47900 | 3794 | 3.7 | 3.1 | Non Federally-Regulated | 03/15/2019 |  | 04/24/2019
Enertech Global, LLC | Tetco | TZS060*****1 |  | Water-Source | WBAHP: Heat Pump Packaged Unit | Heat Pump | 208 | 1 |  |  |  | Single-Speed |  |  |  | 53500 | 3566 | 15 | 11.2 | 71000 | 4246 | 4.9 | 4.2 | Federally-Regulated Commercial & Industrial Equipment | 03/15/2019 |  | 04/24/2019
Enertech Global, LLC | Tetco | TZS060*****1 |  | Ground-Water-Source | WBAHP: Heat Pump Packaged Unit | Heat Pump | 208 | 1 |  |  |  | Single-Speed |  |  |  | 60500 | 2713 | 22.3 | 16.2 | 58600 | 3993 | 4.3 | 3.6 | Non Federally-Regulated | 03/15/2019 |  | 04/24/2019
Enertech Global, LLC | Tetco | TZS060*****1 |  | Ground-Source | WBAHP: Heat Pump Packaged Unit | Heat Pump | 208 | 1 |  |  |  | Single-Speed |  |  |  | 57000 | 3257 | 17.5 | 13.4 | 46200 | 3761 | 3.6 | 3.1 | Non Federally-Regulated | 03/15/2019 |  | 04/24/2019
Enertech Global, LLC | Tetco | TZS048*****1 |  | Water-Source | WBAHP: Heat Pump Packaged Unit | Heat Pump | 208 | 1 |  |  |  | Single-Speed |  |  |  | 47300 | 3132 | 15.1 | 11.2 | 56300 | 3367 | 4.9 | 4.2 | Federally-Regulated Commercial & Industrial Equipment | 03/15/2019 |  | 04/24/2019
Enertech Global, LLC | Tetco | TZS036*****1 |  | Water-Source | WBAHP: Heat Pump Packaged Unit | Heat Pump | 208 | 1 |  |  |  | Single-Speed |  |  |  | 35300 | 2206 | 16 | 11.2 | 42600 | 2448 | 5.1 | 4.2 | Federally-Regulated Commercial & Industrial Equipment | 03/15/2019 |  | 04/24/2019
Enertech Global, LLC | Tetco | TZS048*****1 |  | Ground-Water-Source | WBAHP: Heat Pump Packaged Unit | Heat Pump | 208 | 1 |  |  |  | Single-Speed |  |  |  | 52900 | 2340 | 22.6 | 16.2 | 45600 | 3107 | 4.3 | 3.6 | Non Federally-Regulated | 03/15/2019 |  | 04/24/2019
Enertech Global, LLC | Tetco | TZS036*****1 |  | Ground-Water-Source | WBAHP: Heat Pump Packaged Unit | Heat Pump | 208 | 1 |  |  |  | Single-Speed |  |  |  | 39500 | 1599 | 24.7 | 16.2 | 33600 | 2140 | 4.6 | 3.6 | Non Federally-Regulated | 03/15/2019 |  | 04/24/2019
Enertech Global, LLC | Tetco | TZS015*****1 |  | Water-Source | WBAHP: Heat Pump Packaged Unit | Heat Pump | 208 | 1 |  |  |  | Single-Speed |  |  |  | 13500 | 918 | 14.7 | 11.2 | 17800 | 915 | 5.7 | 4.2 | Federally-Regulated Commercial & Industrial Equipment | 03/15/2019 |  | 04/24/2019
Enertech Global, LLC | Tetco | TZS048*****1 |  | Ground-Source | WBAHP: Heat Pump Packaged Unit | Heat Pump | 208 | 1 |  |  |  | Single-Speed |  |  |  | 49300 | 2833 | 17.4 | 13.4 | 36200 | 2947 | 3.6 | 3.1 | Non Federally-Regulated | 03/15/2019 |  | 04/24/2019
Enertech Global, LLC | Tetco | TZS036*****1 |  | Ground-Source | WBAHP: Heat Pump Packaged Unit | Heat Pump | 208 | 1 |  |  |  | Single-Speed |  |  |  | 37200 | 1978 | 18.8 | 13.4 | 27500 | 2066 | 3.9 | 3.1 | Non Federally-Regulated | 03/15/2019 |  | 04/24/2019
Enertech Global, LLC | Tetco | TZS042*****1 |  | Water-Source | WBAHP: Heat Pump Packaged Unit | Heat Pump | 208 | 1 |  |  |  | Single-Speed |  |  |  | 39100 | 2384 | 16.4 | 11.2 | 46300 | 2713 | 5 | 4.2 | Federally-Regulated Commercial & Industrial Equipment | 03/15/2019 |  | 04/24/2019
Enertech Global, LLC | Tetco | TZS015*****1 |  | Ground-Water-Source | WBAHP: Heat Pump Packaged Unit | Heat Pump | 208 | 1 |  |  |  | Single-Speed |  |  |  | 15600 | 626 | 24.9 | 16.2 | 14300 | 873 | 4.8 | 3.6 | Non Federally-Regulated | 03/15/2019 |  | 04/24/2019
Enertech Global, LLC | Tetco | TZS042*****1 |  | Ground-Water-Source | WBAHP: Heat Pump Packaged Unit | Heat Pump | 208 | 1 |  |  |  | Single-Speed |  |  |  | 43700 | 1707 | 25.6 | 16.2 | 37500 | 2442 | 4.5 | 3.6 | Non Federally-Regulated | 03/15/2019 |  | 04/24/2019
Enertech Global, LLC | Tetco | TZS015*****1 |  | Ground-Source | WBAHP: Heat Pump Packaged Unit | Heat Pump | 208 | 1 |  |  |  | Single-Speed |  |  |  | 14200 | 806 | 17.6 | 13.4 | 11200 | 841 | 3.9 | 3.1 | Non Federally-Regulated | 03/15/2019 |  | 04/24/2019
Enertech Global, LLC | Tetco | TZT048 |  | Water-Source | WBAHP: Heat Pump Packaged Unit | Heat Pump | 208 | 1 |  |  |  | Single-Speed |  |  |  | 46500 | 3079 | 15.1 | 11.2 | 55300 | 3376 | 4.8 | 4.2 | Federally-Regulated Commercial & Industrial Equipment | 03/15/2019 |  | 04/24/2019
Enertech Global, LLC | Tetco | TZS042*****1 |  | Ground-Source | WBAHP: Heat Pump Packaged Unit | Heat Pump | 208 | 1 |  |  |  | Single-Speed |  |  |  | 40700 | 2119 | 19.2 | 13.4 | 30200 | 2329 | 3.8 | 3.1 | Non Federally-Regulated | 03/15/2019 |  | 04/24/2019
Enertech Global, LLC | Tetco | TZT048 |  | Ground-Water-Source | WBAHP: Heat Pump Packaged Unit | Heat Pump | 208 | 1 |  |  |  | Single-Speed |  |  |  | 52200 | 2361 | 22.1 | 16.2 | 45900 | 3128 | 4.3 | 3.6 | Non Federally-Regulated | 03/15/2019 |  | 04/24/2019
Enertech Global, LLC | Tetco | TZS030*****1 |  | Water-Source | WBAHP: Heat Pump Packaged Unit | Heat Pump | 208 | 1 |  |  |  | Single-Speed |  |  |  | 27800 | 1716 | 16.2 | 11.2 | 32200 | 1715 | 5.5 | 4.2 | Federally-Regulated Commercial & Industrial Equipment | 03/15/2019 |  | 04/24/2019
Enertech Global, LLC | Tetco | TZT048 |  | Ground-Source | WBAHP: Heat Pump Packaged Unit | Heat Pump | 208 | 1 |  |  |  | Single-Speed |  |  |  | 48700 | 2815 | 17.3 | 13.4 | 36900 | 3004 | 3.6 | 3.1 | Non Federally-Regulated | 03/15/2019 |  | 04/24/2019
Enertech Global, LLC | Tetco | TZT042 |  | Water-Source | WBAHP: Heat Pump Packaged Unit | Heat Pump | 208 | 1 |  |  |  | Single-Speed |  |  |  | 41200 | 2658 | 15.5 | 11.2 | 49500 | 3086 | 4.7 | 4.2 | Federally-Regulated Commercial & Industrial Equipment | 03/15/2019 |  | 04/24/2019
Enertech Global, LLC | Tetco | TZS030*****1 |  | Ground-Water-Source | WBAHP: Heat Pump Packaged Unit | Heat Pump | 208 | 1 |  |  |  | Single-Speed |  |  |  | 30900 | 1256 | 24.6 | 16.2 | 26300 | 1639 | 4.7 | 3.6 | Non Federally-Regulated | 03/15/2019 |  | 04/24/2019
Enertech Global, LLC | Tetco | TZT042 |  | Ground-Water-Source | WBAHP: Heat Pump Packaged Unit | Heat Pump | 208 | 1 |  |  |  | Single-Speed |  |  |  | 46000 | 1965 | 23.4 | 16.2 | 40100 | 2733 | 4.3 | 3.6 | Non Federally-Regulated | 03/15/2019 |  | 04/24/2019
Enertech Global, LLC | Tetco | TZT060 |  | Water-Source | WBAHP: Heat Pump Packaged Unit | Heat Pump | 208 | 1 |  |  |  | Single-Speed |  |  |  | 55100 | 3773 | 14.6 | 11.2 | 70700 | 4408 | 4.7 | 4.2 | Federally-Regulated Commercial & Industrial Equipment | 03/15/2019 |  | 04/24/2019
Enertech Global, LLC | Tetco | TZS030*****1 |  | Ground-Source | WBAHP: Heat Pump Packaged Unit | Heat Pump | 208 | 1 |  |  |  | Single-Speed |  |  |  | 29000 | 1542 | 18.8 | 13.4 | 21700 | 1673 | 3.8 | 3.1 | Non Federally-Regulated | 03/15/2019 |  | 04/24/2019
Enertech Global, LLC | Tetco | TZT042 |  | Ground-Source | WBAHP: Heat Pump Packaged Unit | Heat Pump | 208 | 1 |  |  |  | Single-Speed |  |  |  | 43000 | 2388 | 18 | 13.4 | 32900 | 2678 | 3.6 | 3.1 | Non Federally-Regulated | 03/15/2019 |  | 04/24/2019
Enertech Global, LLC | Tetco | TZT060 |  | Ground-Water-Source | WBAHP: Heat Pump Packaged Unit | Heat Pump | 208 | 1 |  |  |  | Single-Speed |  |  |  | 62000 | 2924 | 21.2 | 16.2 | 58500 | 4082 | 4.2 | 3.6 | Non Federally-Regulated | 03/15/2019 |  | 04/24/2019
Enertech Global, LLC | Tetco | TZT060 |  | Ground-Source | WBAHP: Heat Pump Packaged Unit | Heat Pump | 208 | 1 |  |  |  | Single-Speed |  |  |  | 59000 | 3491 | 16.9 | 13.4 | 46800 | 3809 | 3.6 | 3.1 | Non Federally-Regulated | 03/15/2019 |  | 04/24/2019
Enertech Global, LLC | Tetco | TZS017*****1 |  | Water-Source | WBAHP: Heat Pump Packaged Unit | Heat Pump | 208 | 1 |  |  |  | Single-Speed |  |  |  | 17000 | 1089 | 15.6 | 11.2 | 20600 | 1097 | 5.5 | 4.2 | Federally-Regulated Commercial & Industrial Equipment | 03/15/2019 |  | 04/24/2019
Enertech Global, LLC | Tetco | TZS017*****1 |  | Ground-Water-Source | WBAHP: Heat Pump Packaged Unit | Heat Pump | 208 | 1 |  |  |  | Single-Speed |  |  |  | 19400 | 779 | 24.9 | 16.2 | 16700 | 1041 | 4.7 | 3.6 | Non Federally-Regulated | 03/15/2019 |  | 04/24/2019
Enertech Global, LLC | Tetco | TZS024*****1 |  | Water-Source | WBAHP: Heat Pump Packaged Unit | Heat Pump | 208 | 1 |  |  |  | Single-Speed |  |  |  | 25300 | 1497 | 16.9 | 11.2 | 28500 | 1518 | 5.5 | 4.2 | Federally-Regulated Commercial & Industrial Equipment | 03/15/2019 |  | 04/24/2019
Enertech Global, LLC | Tetco | TZS017*****1 |  | Ground-Source | WBAHP: Heat Pump Packaged Unit | Heat Pump | 208 | 1 |  |  |  | Single-Speed |  |  |  | 17800 | 978 | 18.2 | 13.4 | 13500 | 1014 | 3.9 | 3.1 | Non Federally-Regulated | 03/15/2019 |  | 04/24/2019
Enertech Global, LLC | Tetco | TZS024*****1 |  | Ground-Water-Source | WBAHP: Heat Pump Packaged Unit | Heat Pump | 208 | 1 |  |  |  | Single-Speed |  |  |  | 27900 | 1060 | 26.3 | 16.2 | 22900 | 1398 | 4.8 | 3.6 | Non Federally-Regulated | 03/15/2019 |  | 04/24/2019
Enertech Global, LLC | Tetco | TZS024*****1 |  | Ground-Source | WBAHP: Heat Pump Packaged Unit | Heat Pump | 208 | 1 |  |  |  | Single-Speed |  |  |  | 26200 | 1336 | 19.6 | 13.4 | 18000 | 1352 | 3.9 | 3.1 | Non Federally-Regulated | 03/15/2019 |  | 04/24/2019
Enertech Global, LLC | Tetco | TZT036 |  | Water-Source | WBAHP: Heat Pump Packaged Unit | Heat Pump | 208 | 1 |  |  |  | Single-Speed |  |  |  | 35100 | 2264 | 15.5 | 11.2 | 42300 | 2479 | 5 | 4.2 | Federally-Regulated Commercial & Industrial Equipment | 03/15/2019 |  | 04/24/2019
Enertech Global, LLC | Tetco | TZT036 |  | Ground-Water-Source | WBAHP: Heat Pump Packaged Unit | Heat Pump | 208 | 1 |  |  |  | Single-Speed |  |  |  | 39400 | 1669 | 23.6 | 16.2 | 34000 | 2166 | 4.6 | 3.6 | Non Federally-Regulated | 03/15/2019 |  | 04/24/2019
Enertech Global, LLC | Tetco | TZT036 |  | Ground-Source | WBAHP: Heat Pump Packaged Unit | Heat Pump | 208 | 1 |  |  |  | Single-Speed |  |  |  | 36700 | 2050 | 17.9 | 13.4 | 27100 | 2090 | 3.8 | 3.1 | Non Federally-Regulated | 03/15/2019 |  | 04/24/2019
Enertech Global, LLC | Tetco | TZT030 |  | Water-Source | WBAHP: Heat Pump Packaged Unit | Heat Pump | 208 | 1 |  |  |  | Single-Speed |  |  |  | 30200 | 2000 | 15.1 | 11.2 | 34800 | 1999 | 5.1 | 4.2 | Federally-Regulated Commercial & Industrial Equipment | 03/15/2019 |  | 04/24/2019
Enertech Global, LLC | Tetco | TZT030 |  | Ground-Water-Source | WBAHP: Heat Pump Packaged Unit | Heat Pump | 208 | 1 |  |  |  | Single-Speed |  |  |  | 32600 | 1509 | 21.6 | 16.2 | 28800 | 1875 | 4.5 | 3.6 | Non Federally-Regulated | 03/15/2019 |  | 04/24/2019
Enertech Global, LLC | Tetco | TZT030 |  | Ground-Source | WBAHP: Heat Pump Packaged Unit | Heat Pump | 208 | 1 |  |  |  | Single-Speed |  |  |  | 31500 | 1800 | 17.5 | 13.4 | 23300 | 1845 | 3.7 | 3.1 | Non Federally-Regulated | 03/15/2019 |  | 04/24/2019
Enertech Global, LLC | Tetco | TZT024 |  | Water-Source | WBAHP: Heat Pump Packaged Unit | Heat Pump | 208 | 1 |  |  |  | Single-Speed |  |  |  | 25300 | 1591 | 15.9 | 11.2 | 28800 | 1623 | 5.2 | 4.2 | Federally-Regulated Commercial & Industrial Equipment | 03/15/2019 |  | 04/24/2019
Enertech Global, LLC | Tetco | TZT024 |  | Ground-Water-Source | WBAHP: Heat Pump Packaged Unit | Heat Pump | 208 | 1 |  |  |  | Single-Speed |  |  |  | 28200 | 1189 | 23.7 | 16.2 | 22900 | 1459 | 4.6 | 3.6 | Non Federally-Regulated | 03/15/2019 |  | 04/24/2019
Enertech Global, LLC | Tetco | TZT024 |  | Ground-Source | WBAHP: Heat Pump Packaged Unit | Heat Pump | 208 | 1 |  |  |  | Single-Speed |  |  |  | 26400 | 1442 | 18.3 | 13.4 | 18300 | 1375 | 3.9 | 3.1 | Non Federally-Regulated | 03/15/2019 |  | 04/24/2019
Enertech Global, LLC | Tetco | TZS018*****1 |  | Water-Source | WBAHP: Heat Pump Packaged Unit | Heat Pump | 208 | 1 |  |  |  | Single-Speed |  |  |  | 19100 | 1240 | 15.4 | 11.2 | 21900 | 1166 | 5.5 | 4.2 | Federally-Regulated Commercial & Industrial Equipment | 03/15/2019 |  | 04/24/2019
Enertech Global, LLC | Tetco | TZS018*****1 |  | Ground-Water-Source | WBAHP: Heat Pump Packaged Unit | Heat Pump | 208 | 1 |  |  |  | Single-Speed |  |  |  | 21400 | 823 | 26 | 16.2 | 17500 | 1091 | 4.7 | 3.6 | Non Federally-Regulated | 03/15/2019 |  | 04/24/2019
Enertech Global, LLC | Tetco | TZS018*****1 |  | Ground-Source | WBAHP: Heat Pump Packaged Unit | Heat Pump | 208 | 1 |  |  |  | Single-Speed |  |  |  | 20100 | 1074 | 18.7 | 13.4 | 14100 | 1116 | 3.7 | 3.1 | Non Federally-Regulated | 03/15/2019 |  | 04/24/2019
Enertech Global, LLC | Tetco | TCT060D |  | Ground-Source | WBAHP: Heat Pump Packaged Unit | Heat Pump | 208 | 1 |  |  |  | Single-Speed |  |  |  | 61000 | 3674 | 16.6 | 13.4 | 47900 | 3794 | 3.7 | 3.1 | Non Federally-Regulated | 03/15/2019 |  | 04/24/2019
Waterfurnace International, Inc. | ASTON | 103H072**1 | SAH066* | Ground-Source | WBAHP-CB: Heat Pump Split Syst | Heat Pump | 208 | 1 | False |  |  | Dual-Speed |  |  |  | 62800 | 3925 | 16 | 13.4 | 53500 | 4479 | 3.5 | 3.1 | Non Federally-Regulated | 11/14/2018 |  | 04/24/2019
Waterfurnace International, Inc. | ASTON | 103H060**1 | SAH060* | Water-Source | WBAHP-CB: Heat Pump Split Syst | Heat Pump | 208 | 1 | False |  |  | Single-Speed |  |  |  | 53500 | 3590 | 14.9 | 12 | 64500 | 3938 | 4.8 | 4.2 | Federally-Regulated Commercial & Industrial Equipment | 06/13/2017 |  | 04/24/2019
Waterfurnace International, Inc. | ASTON | 103H070**1 | SAH066* | Ground-Source | WBAHP-CB: Heat Pump Split Syst | Heat Pump | 208 | 1 | False |  |  | Single-Speed |  |  |  | 60500 | 3538 | 17.1 | 13.4 | 50700 | 4127 | 3.6 | 3.1 | Non Federally-Regulated | 11/14/2018 |  | 04/24/2019
Waterfurnace International, Inc. | ASTON | 103H060**1 | SAH060* | Ground-Water-Source | WBAHP-CB: Heat Pump Split Syst | Heat Pump | 208 | 1 | False |  |  | Single-Speed |  |  |  | 61700 | 2614 | 23.6 | 16.2 | 54500 | 3714 | 4.3 | 3.6 | Non Federally-Regulated | 06/13/2017 |  | 04/24/2019
Waterfurnace International, Inc. | ASTON | 103H060**1 | SAH060* | Ground-Source | WBAHP-CB: Heat Pump Split Syst | Heat Pump | 208 | 1 | False |  |  | Single-Speed |  |  |  | 56300 | 3180 | 17.7 | 13.4 | 44000 | 3485 | 3.7 | 3.1 | Non Federally-Regulated | 11/14/2018 |  | 04/24/2019
Waterfurnace International, Inc. | ASTON | 103H026**1 | SAH026* | Water-Source | WBAHP-CB: Heat Pump Split Syst | Heat Pump | 208 | 1 | False |  |  | Dual-Speed |  |  |  | 22500 | 1500 | 15 | 12 | 28100 | 1647 | 5 | 4.2 | Federally-Regulated Commercial & Industrial Equipment | 01/11/2019 |  | 04/24/2019
Waterfurnace International, Inc. | ASTON | 103H042**1 | SAH042* | Water-Source | WBAHP-CB: Heat Pump Split Syst | Heat Pump | 208 | 1 | False |  |  | Single-Speed |  |  |  | 36000 | 2155 | 16.7 | 12 | 43100 | 2296 | 5.5 | 4.2 | Federally-Regulated Commercial & Industrial Equipment | 06/13/2017 |  | 04/24/2019
Waterfurnace International, Inc. | ASTON | 103H042**1 | SAH042* | Ground-Water-Source | WBAHP-CB: Heat Pump Split Syst | Heat Pump | 208 | 1 | False |  |  | Single-Speed |  |  |  | 41300 | 1613 | 25.6 | 16.2 | 36000 | 2198 | 4.8 | 3.6 | Non Federally-Regulated | 06/13/2017 |  | 04/24/2019
Waterfurnace International, Inc. | ASTON | 103H026**1 | SAH026* | Ground-Water-Source | WBAHP-CB: Heat Pump Split Syst | Heat Pump | 208 | 1 | False |  |  | Dual-Speed |  |  |  | 25800 | 1121 | 23 | 16.2 | 23300 | 1484 | 4.6 | 3.6 | Non Federally-Regulated | 01/11/2019 |  | 04/24/2019
Waterfurnace International, Inc. | ASTON | 103H042**1 | SAH042* | Ground-Source | WBAHP-CB: Heat Pump Split Syst | Heat Pump | 208 | 1 | False |  |  | Single-Speed |  |  |  | 37800 | 1938 | 19.5 | 13.4 | 27400 | 2059 | 3.9 | 3.1 | Non Federally-Regulated | 11/14/2018 |  | 04/24/2019
Waterfurnace International, Inc. | ASTON | 103H026**1 | SAH026* | Ground-Source | WBAHP-CB: Heat Pump Split Syst | Heat Pump | 208 | 1 | False |  |  | Dual-Speed |  |  |  | 23400 | 1337 | 17.5 | 13.4 | 18400 | 1457 | 3.7 | 3.1 | Non Federally-Regulated | 01/11/2019 |  | 04/24/2019
Waterfurnace International, Inc. | ASTON | 103H038**1 | SAH036* | Water-Source | WBAHP-CB: Heat Pump Split Syst | Heat Pump | 208 | 1 | False |  |  | Dual-Speed |  |  |  | 34400 | 2110 | 16.3 | 12 | 41600 | 2344 | 5.2 | 4.2 | Federally-Regulated Commercial & Industrial Equipment | 01/11/2019 |  | 04/24/2019
Waterfurnace International, Inc. | ASTON | 103H038**1 | SAH036* | Ground-Water-Source | WBAHP-CB: Heat Pump Split Syst | Heat Pump | 208 | 1 | False |  |  | Dual-Speed |  |  |  | 38200 | 1578 | 24.2 | 16.2 | 35100 | 2188 | 4.7 | 3.6 | Non Federally-Regulated | 01/11/2019 |  | 04/24/2019
Waterfurnace International, Inc. | ASTON | 103H038**1 | SAH036* | Ground-Source | WBAHP-CB: Heat Pump Split Syst | Heat Pump | 208 | 1 | False |  |  | Dual-Speed |  |  |  | 36000 | 1894 | 19 | 13.4 | 27900 | 2044 | 4 | 3.1 | Non Federally-Regulated | 01/11/2019 |  | 04/24/2019
Waterfurnace International, Inc. | ASTON | 103H064**1 | SAH060* | Water-Source | WBAHP-CB: Heat Pump Split Syst | Heat Pump | 208 | 1 | False |  |  | Dual-Speed |  |  |  | 54800 | 3653 | 15 | 12 | 66900 | 4084 | 4.8 | 4.2 | Federally-Regulated Commercial & Industrial Equipment | 01/11/2019 |  | 04/24/2019
Waterfurnace International, Inc. | ASTON | 103H030**1 | SAH030* | Water-Source | WBAHP-CB: Heat Pump Split Syst | Heat Pump | 208 | 1 | False |  |  | Single-Speed |  |  |  | 23400 | 1471 | 15.9 | 12 | 30600 | 1573 | 5.7 | 4.2 | Federally-Regulated Commercial & Industrial Equipment | 01/11/2019 |  | 04/24/2019
Waterfurnace International, Inc. | ASTON | 103H064**1 | SAH060* | Ground-Water-Source | WBAHP-CB: Heat Pump Split Syst | Heat Pump | 208 | 1 | False |  |  | Dual-Speed |  |  |  | 63200 | 2808 | 22.5 | 16.2 | 56000 | 3730 | 4.4 | 3.6 | Non Federally-Regulated | 01/11/2019 |  | 04/24/2019
Waterfurnace International, Inc. | ASTON | 103H030**1 | SAH030* | Ground-Water-Source | WBAHP-CB: Heat Pump Split Syst | Heat Pump | 208 | 1 | False |  |  | Single-Speed |  |  |  | 26900 | 1050 | 25.6 | 16.2 | 24900 | 1520 | 4.8 | 3.6 | Non Federally-Regulated | 01/11/2019 |  | 04/24/2019
Waterfurnace International, Inc. | ASTON | 103H064**1 | SAH060* | Ground-Source | WBAHP-CB: Heat Pump Split Syst | Heat Pump | 208 | 1 | False |  |  | Dual-Speed |  |  |  | 57400 | 3376 | 17 | 13.4 | 45200 | 3580 | 3.7 | 3.1 | Non Federally-Regulated | 01/11/2019 |  | 04/24/2019
Waterfurnace International, Inc. | ASTON | 103H030**1 | SAH030* | Ground-Source | WBAHP-CB: Heat Pump Split Syst | Heat Pump | 208 | 1 | False |  |  | Single-Speed |  |  |  | 24600 | 1301 | 18.9 | 13.4 | 19800 | 1487 | 3.9 | 3.1 | Non Federally-Regulated | 01/11/2019 |  | 04/24/2019
Waterfurnace International, Inc. | ASTON | 103H022**1 | SAH022* | Water-Source | WBAHP-CB: Heat Pump Split Syst | Heat Pump | 208 | 1 | False |  |  | Single-Speed |  |  |  | 17800 | 1098 | 16.2 | 12 | 22100 | 1136 | 5.7 | 4.2 | Federally-Regulated Commercial & Industrial Equipment | 06/13/2017 |  | 04/24/2019
Waterfurnace International, Inc. | ASTON | 103H022**1 | SAH022* | Ground-Water-Source | WBAHP-CB: Heat Pump Split Syst | Heat Pump | 208 | 1 | False |  |  | Single-Speed |  |  |  | 20400 | 769 | 26.5 | 16.2 | 18100 | 1105 | 4.8 | 3.6 | Non Federally-Regulated | 06/13/2017 |  | 04/24/2019
Waterfurnace International, Inc. | ASTON | 103H022**1 | SAH022* | Ground-Source | WBAHP-CB: Heat Pump Split Syst | Heat Pump | 208 | 1 | False |  |  | Single-Speed |  |  |  | 18700 | 979 | 19.1 | 13.4 | 14000 | 1079 | 3.8 | 3.1 | Non Federally-Regulated | 11/14/2018 |  | 04/24/2019
Waterfurnace International, Inc. | ASTON | 103H049**1 | SAH048* | Water-Source | WBAHP-CB: Heat Pump Split Syst | Heat Pump | 208 | 1 | False |  |  | Dual-Speed |  |  |  | 43200 | 2805 | 15.4 | 12 | 56300 | 3235 | 5.1 | 4.2 | Federally-Regulated Commercial & Industrial Equipment | 01/11/2019 |  | 04/24/2019
Waterfurnace International, Inc. | ASTON | 103H049**1 | SAH048* | Ground-Water-Source | WBAHP-CB: Heat Pump Split Syst | Heat Pump | 208 | 1 | False |  |  | Dual-Speed |  |  |  | 51000 | 2107 | 24.2 | 16.2 | 47100 | 3000 | 4.6 | 3.6 | Non Federally-Regulated | 01/11/2019 |  | 04/24/2019
Waterfurnace International, Inc. | ASTON | 103H049**1 | SAH048* | Ground-Source | WBAHP-CB: Heat Pump Split Syst | Heat Pump | 208 | 1 | False |  |  | Dual-Speed |  |  |  | 46300 | 2572 | 18 | 13.4 | 37700 | 2833 | 3.9 | 3.1 | Non Federally-Regulated | 01/11/2019 |  | 04/24/2019
Waterfurnace International, Inc. | ASTON | 101/102H022**1*(0,3)***** |  | Water-Source | WBAHP: Heat Pump Packaged Unit | Heat Pump | 208 | 1 |  |  |  | Single-Speed |  |  |  | 17200 | 1264 | 13.6 | 11.2 | 23500 | 1167 | 5.9 | 4.2 | Federally-Regulated Commercial & Industrial Equipment | 02/08/2019 |  | 04/24/2019
Waterfurnace International, Inc. | ASTON | 101/102H022**1*(0,3)***** |  | Ground-Water-Source | WBAHP: Heat Pump Packaged Unit | Heat Pump | 208 | 1 |  |  |  | Single-Speed |  |  |  | 20100 | 788 | 25.5 | 16.2 | 19400 | 1184 | 4.8 | 3.6 | Non Federally-Regulated | 02/08/2019 |  | 04/24/2019
Waterfurnace International, Inc. | ASTON | 101/102H022**1*(0,3)***** |  | Ground-Source | WBAHP: Heat Pump Packaged Unit | Heat Pump | 208 | 1 |  |  |  | Single-Speed |  |  |  | 17700 | 1092 | 16.2 | 13.4 | 15000 | 1156 | 3.8 | 3.1 | Non Federally-Regulated | 02/08/2019 |  | 04/24/2019
Waterfurnace International, Inc. | ASTON | 103H036**1 | SAH036* | Water-Source | WBAHP-CB: Heat Pump Split Syst | Heat Pump | 208 | 1 | False |  |  | Single-Speed |  |  |  | 29100 | 1672 | 17.4 | 12 | 35600 | 1798 | 5.8 | 4.2 | Federally-Regulated Commercial & Industrial Equipment | 06/13/2017 |  | 04/24/2019
Waterfurnace International, Inc. | ASTON | 103H036**1 | SAH036* | Ground-Water-Source | WBAHP-CB: Heat Pump Split Syst | Heat Pump | 208 | 1 | False |  |  | Single-Speed |  |  |  | 33200 | 1211 | 27.4 | 16.2 | 29600 | 1770 | 4.9 | 3.6 | Non Federally-Regulated | 06/13/2017 |  | 04/24/2019
Waterfurnace International, Inc. | ASTON | 103H036**1 | SAH036* | Ground-Source | WBAHP-CB: Heat Pump Split Syst | Heat Pump | 208 | 1 | False |  |  | Single-Speed |  |  |  | 30600 | 1500 | 20.4 | 13.4 | 23100 | 1692 | 4 | 3.1 | Non Federally-Regulated | 11/14/2018 |  | 04/24/2019
Waterfurnace International, Inc. | ASTON | 103H048**1 | SAH048* | Water-Source | WBAHP-CB: Heat Pump Split Syst | Heat Pump | 208 | 1 | False |  |  | Single-Speed |  |  |  | 39300 | 2568 | 15.3 | 12 | 50000 | 2764 | 5.3 | 4.2 | Federally-Regulated Commercial & Industrial Equipment | 06/13/2017 |  | 04/24/2019
Waterfurnace International, Inc. | ASTON | 103H048**1 | SAH048* | Ground-Water-Source | WBAHP-CB: Heat Pump Split Syst | Heat Pump | 208 | 1 | False |  |  | Single-Speed |  |  |  | 46900 | 1839 | 25.5 | 16.2 | 41900 | 2612 | 4.7 | 3.6 | Non Federally-Regulated | 06/13/2017 |  | 04/24/2019
Waterfurnace International, Inc. | ASTON | 103H048**1 | SAH048* | Ground-Source | WBAHP-CB: Heat Pump Split Syst | Heat Pump | 208 | 1 | False |  |  | Single-Speed |  |  |  | 42500 | 2272 | 18.7 | 13.4 | 33400 | 2447 | 4 | 3.1 | Non Federally-Regulated | 11/14/2018 |  | 04/24/2019
Waterfurnace International, Inc. | MAGNOLIA PLUS | 12(1,2)A060 |  | Water-Source | WBAHP: Heat Pump Packaged Unit | Heat Pump | 208 | 1 |  |  |  | Dual-Speed |  |  |  | 57200 | 4000 | 14.3 | 11.2 | 69000 | 4493 | 4.5 | 4.2 | Federally-Regulated Commercial & Industrial Equipment | 02/08/2019 |  | 04/24/2019
Waterfurnace International, Inc. | MAGNOLIA PLUS | 12(1,2)A060 |  | Ground-Water-Source | WBAHP: Heat Pump Packaged Unit | Heat Pump | 208 | 1 |  |  |  | Dual-Speed |  |  |  | 64100 | 3096 | 20.7 | 16.2 | 56500 | 4139 | 4 | 3.6 | Non Federally-Regulated | 02/08/2019 |  | 04/24/2019
Waterfurnace International, Inc. | MAGNOLIA PLUS | 12(1,2)A060 |  | Ground-Source | WBAHP: Heat Pump Packaged Unit | Heat Pump | 208 | 1 |  |  |  | Dual-Speed |  |  |  | 59900 | 3630 | 16.5 | 13.4 | 45300 | 3904 | 3.4 | 3.1 | Non Federally-Regulated | 02/08/2019 |  | 04/24/2019
Waterfurnace International, Inc. | MAGNOLIA PLUS | 12(1,2)A048 |  | Water-Source | WBAHP: Heat Pump Packaged Unit | Heat Pump | 208 | 1 |  |  |  | Dual-Speed |  |  |  | 46500 | 3141 | 14.8 | 11.2 | 53900 | 3290 | 4.8 | 4.2 | Federally-Regulated Commercial & Industrial Equipment | 02/08/2019 |  | 04/24/2019
Waterfurnace International, Inc. | MAGNOLIA PLUS | 12(1,2)A048 |  | Ground-Water-Source | WBAHP: Heat Pump Packaged Unit | Heat Pump | 208 | 1 |  |  |  | Dual-Speed |  |  |  | 52300 | 2399 | 21.8 | 16.2 | 45000 | 3067 | 4.3 | 3.6 | Non Federally-Regulated | 02/08/2019 |  | 04/24/2019
Waterfurnace International, Inc. | MAGNOLIA PLUS | 12(1,2)A048 |  | Ground-Source | WBAHP: Heat Pump Packaged Unit | Heat Pump | 208 | 1 |  |  |  | Dual-Speed |  |  |  | 49000 | 3043 | 16.1 | 13.4 | 36000 | 2851 | 3.7 | 3.1 | Non Federally-Regulated | 02/08/2019 |  | 04/24/2019
Waterfurnace International, Inc. | MAGNOLIA PLUS | 12(1,2)A072 |  | Water-Source | WBAHP: Heat Pump Packaged Unit | Heat Pump | 208 | 1 |  |  |  | Dual-Speed |  |  |  | 64400 | 4472 | 14.4 | 11.2 | 82800 | 5392 | 4.5 | 4.2 | Federally-Regulated Commercial & Industrial Equipment | 02/08/2019 |  | 04/24/2019
Waterfurnace International, Inc. | MAGNOLIA PLUS | 12(1,2)A024 |  | Water-Source | WBAHP: Heat Pump Packaged Unit | Heat Pump | 208 | 1 |  |  |  | Dual-Speed |  |  |  | 22000 | 1582 | 13.9 | 11.2 | 28300 | 1692 | 4.9 | 4.2 | Federally-Regulated Commercial & Industrial Equipment | 02/08/2019 |  | 04/24/2019
Waterfurnace International, Inc. | MAGNOLIA PLUS | 12(1,2)A024 |  | Ground-Water-Source | WBAHP: Heat Pump Packaged Unit | Heat Pump | 208 | 1 |  |  |  | Dual-Speed |  |  |  | 25100 | 1218 | 20.6 | 16.2 | 23500 | 1565 | 4.4 | 3.6 | Non Federally-Regulated | 02/08/2019 |  | 04/24/2019
Waterfurnace International, Inc. | MAGNOLIA PLUS | 12(1,2)A036 |  | Water-Source | WBAHP: Heat Pump Packaged Unit | Heat Pump | 208 | 1 |  |  |  | Dual-Speed |  |  |  | 33700 | 2496 | 13.5 | 11.2 | 42500 | 2650 | 4.7 | 4.2 | Federally-Regulated Commercial & Industrial Equipment | 02/08/2019 |  | 04/24/2019
Waterfurnace International, Inc. | MAGNOLIA PLUS | 12(1,2)A024 |  | Ground-Source | WBAHP: Heat Pump Packaged Unit | Heat Pump | 208 | 1 |  |  |  | Dual-Speed |  |  |  | 23100 | 1480 | 15.6 | 13.4 | 18900 | 1457 | 3.8 | 3.1 | Non Federally-Regulated | 02/08/2019 |  | 04/24/2019
Waterfurnace International, Inc. | MAGNOLIA PLUS | 12(1,2)A036 |  | Ground-Water-Source | WBAHP: Heat Pump Packaged Unit | Heat Pump | 208 | 1 |  |  |  | Dual-Speed |  |  |  | 38000 | 1928 | 19.7 | 16.2 | 35500 | 2477 | 4.2 | 3.6 | Non Federally-Regulated | 02/08/2019 |  | 04/24/2019
Waterfurnace International, Inc. | MAGNOLIA PLUS | 12(1,2)A036 |  | Ground-Source | WBAHP: Heat Pump Packaged Unit | Heat Pump | 208 | 1 |  |  |  | Dual-Speed |  |  |  | 35100 | 2264 | 15.5 | 13.4 | 26000 | 2116 | 3.6 | 3.1 | Non Federally-Regulated | 02/08/2019 |  | 04/24/2019
Waterfurnace International, Inc. | SYCAMORE | 141/142A036**1*(1,2) |  | Water-Source | WBAHP: Heat Pump Packaged Unit | Heat Pump | 208 | 1 |  |  |  | Variable-Speed |  |  |  | 32000 | 1777 | 18 | 11.2 | 50000 | 2764 | 5.3 | 4.2 | Federally-Regulated Commercial & Industrial Equipment | 02/08/2019 |  | 04/24/2019
Waterfurnace International, Inc. | SYCAMORE | 141/142A036**1*(1,2) |  | Ground-Water-Source | WBAHP: Heat Pump Packaged Unit | Heat Pump | 208 | 1 |  |  |  | Variable-Speed |  |  |  | 38000 | 1206 | 31.5 | 16.2 | 41000 | 2612 | 4.6 | 3.6 | Non Federally-Regulated | 02/08/2019 |  | 04/24/2019
Waterfurnace International, Inc. | SYCAMORE | 141/142A036**1*(1,2) |  | Ground-Source | WBAHP: Heat Pump Packaged Unit | Heat Pump | 208 | 1 |  |  |  | Variable-Speed |  |  |  | 36000 | 1636 | 22 | 13.4 | 32000 | 2679 | 3.5 | 3.1 | Non Federally-Regulated | 02/08/2019 |  | 04/24/2019
Waterfurnace International, Inc. | SYCAMORE | 141/142A060**1*1 |  | Water-Source | WBAHP: Heat Pump Packaged Unit | Heat Pump | 208 | 1 |  |  |  | Variable-Speed |  |  |  | 50000 | 3067 | 16.3 | 11.2 | 78000 | 4762 | 4.8 | 4.2 | Federally-Regulated Commercial & Industrial Equipment | 02/08/2019 |  | 04/24/2019
Waterfurnace International, Inc. | SYCAMORE | 141/142A060**1*1 |  | Ground-Water-Source | WBAHP: Heat Pump Packaged Unit | Heat Pump | 208 | 1 |  |  |  | Variable-Speed |  |  |  | 60000 | 2097 | 28.6 | 16.2 | 65000 | 4430 | 4.3 | 3.6 | Non Federally-Regulated | 02/08/2019 |  | 04/24/2019
Waterfurnace International, Inc. | SYCAMORE | 141/142A060**1*1 |  | Ground-Source | WBAHP: Heat Pump Packaged Unit | Heat Pump | 208 | 1 |  |  |  | Variable-Speed |  |  |  | 56000 | 2886 | 19.4 | 13.4 | 51000 | 4270 | 3.5 | 3.1 | Non Federally-Regulated | 02/08/2019 |  | 04/24/2019
Waterfurnace International, Inc. | SYCAMORE | 141/142A048**1*1 |  | Water-Source | WBAHP: Heat Pump Packaged Unit | Heat Pump | 208 | 1 |  |  |  | Variable-Speed |  |  |  | 41000 | 2329 | 17.6 | 11.2 | 67000 | 3927 | 5 | 4.2 | Federally-Regulated Commercial & Industrial Equipment | 02/08/2019 |  | 04/24/2019
Waterfurnace International, Inc. | SYCAMORE | 141/142A048**1*1 |  | Ground-Water-Source | WBAHP: Heat Pump Packaged Unit | Heat Pump | 208 | 1 |  |  |  | Variable-Speed |  |  |  | 49000 | 1545 | 31.7 | 16.2 | 55000 | 3748 | 4.3 | 3.6 | Non Federally-Regulated | 02/08/2019 |  | 04/24/2019
Waterfurnace International, Inc. | SYCAMORE | 141/142A048**1*1 |  | Ground-Source | WBAHP: Heat Pump Packaged Unit | Heat Pump | 208 | 1 |  |  |  | Variable-Speed |  |  |  | 46000 | 2119 | 21.7 | 13.4 | 43000 | 3500 | 3.6 | 3.1 | Non Federally-Regulated | 02/08/2019 |  | 04/24/2019
Waterfurnace International, Inc. | 3 SERIES | LD(V,H)060B |  | Water-Source | WBAHP: Heat Pump Packaged Unit | Heat Pump | 208 | 1 |  |  |  | Dual-Speed |  |  |  | 57200 | 4000 | 14.3 | 11.2 | 69000 | 4493 | 4.5 | 4.2 | Federally-Regulated Commercial & Industrial Equipment | 03/15/2019 |  | 04/24/2019
Waterfurnace International, Inc. | 3 SERIES | LD(V,H)060B |  | Ground-Water-Source | WBAHP: Heat Pump Packaged Unit | Heat Pump | 208 | 1 |  |  |  | Dual-Speed |  |  |  | 64100 | 3096 | 20.7 | 16.2 | 56500 | 4139 | 4 | 3.6 | Non Federally-Regulated | 03/15/2019 |  | 04/24/2019
Waterfurnace International, Inc. | 3 SERIES | LD(V,H)060B |  | Ground-Source | WBAHP: Heat Pump Packaged Unit | Heat Pump | 208 | 1 |  |  |  | Dual-Speed |  |  |  | 59900 | 3630 | 16.5 | 13.4 | 45300 | 3904 | 3.4 | 3.1 | Non Federally-Regulated | 03/15/2019 |  | 04/24/2019
Waterfurnace International, Inc. | 5 SERIES INDOOR SPLITS | NSZ042J1 | SAH042* | Water-Source | WBAHP-CB: Heat Pump Split Syst | Heat Pump | 208 | 1 | False |  |  | Single-Speed |  |  |  | 36000 | 2155 | 16.7 | 12 | 43100 | 2296 | 5.5 | 4.2 | Federally-Regulated Commercial & Industrial Equipment | 03/15/2019 |  | 04/24/2019
Waterfurnace International, Inc. | 5 SERIES INDOOR SPLITS | NSZ042J1 | SAH042* | Ground-Water-Source | WBAHP-CB: Heat Pump Split Syst | Heat Pump | 208 | 1 | False |  |  | Single-Speed |  |  |  | 41300 | 1613 | 25.6 | 16.2 | 36000 | 2198 | 4.8 | 3.6 | Non Federally-Regulated | 03/15/2019 |  | 04/24/2019
Waterfurnace International, Inc. | 5 SERIES INDOOR SPLITS | NSZ042J1 | SAH042* | Ground-Source | WBAHP-CB: Heat Pump Split Syst | Heat Pump | 208 | 1 | False |  |  | Single-Speed |  |  |  | 37800 | 1938 | 19.5 | 13.4 | 27400 | 2059 | 3.9 | 3.1 | Non Federally-Regulated | 03/15/2019 |  | 04/24/2019
Waterfurnace International, Inc. | 5 SERIES INDOOR SPLITS | NSZ036H1 | SRAA036* | Ground-Water-Source | WBAHP-C: Heat Pump Split Syste | Heat Pump | 208 | 1 | False |  |  | Single-Speed |  |  |  | 33200 | 1211 | 27.4 | 16.2 | 29600 | 1770 | 4.9 | 3.6 | Non Federally-Regulated | 03/15/2019 |  | 04/24/2019
Waterfurnace International, Inc. | 5 SERIES INDOOR SPLITS | NSZ036H1 | SRAA036* | Ground-Source | WBAHP-C: Heat Pump Split Syste | Heat Pump | 208 | 1 | False |  |  | Single-Speed |  |  |  | 30600 | 1500 | 20.4 | 13.4 | 23100 | 1692 | 4 | 3.1 | Non Federally-Regulated | 03/15/2019 |  | 04/24/2019
Waterfurnace International, Inc. | 5 SERIES INDOOR SPLITS | NSZ036J1 | SAH036* | Water-Source | WBAHP-CB: Heat Pump Split Syst | Heat Pump | 208 | 1 | False |  |  | Single-Speed |  |  |  | 29100 | 1672 | 17.4 | 12 | 35600 | 1798 | 5.8 | 4.2 | Federally-Regulated Commercial & Industrial Equipment | 03/15/2019 |  | 04/24/2019
Waterfurnace International, Inc. | 5 SERIES INDOOR SPLITS | NSZ036J1 | SAH036* | Ground-Water-Source | WBAHP-CB: Heat Pump Split Syst | Heat Pump | 208 | 1 | False |  |  | Single-Speed |  |  |  | 33200 | 1211 | 27.4 | 16.2 | 29600 | 1770 | 4.9 | 3.6 | Non Federally-Regulated | 03/15/2019 |  | 04/24/2019
Waterfurnace International, Inc. | 5 SERIES INDOOR SPLITS | NSZ036J1 | SAH036* | Ground-Source | WBAHP-CB: Heat Pump Split Syst | Heat Pump | 208 | 1 | False |  |  | Single-Speed |  |  |  | 30600 | 1500 | 20.4 | 13.4 | 23100 | 1692 | 4 | 3.1 | Non Federally-Regulated | 03/15/2019 |  | 04/24/2019
Waterfurnace International, Inc. | 5 SERIES INDOOR SPLITS | NSZ036H1 | SAH036* | Water-Source | WBAHP-CB: Heat Pump Split Syst | Heat Pump | 208 | 1 | False |  |  | Single-Speed |  |  |  | 29100 | 1672 | 17.4 | 12 | 35600 | 1798 | 5.8 | 4.2 | Federally-Regulated Commercial & Industrial Equipment | 03/15/2019 |  | 04/24/2019
Waterfurnace International, Inc. | 5 SERIES INDOOR SPLITS | NSZ036H1 | SAH036* | Ground-Water-Source | WBAHP-CB: Heat Pump Split Syst | Heat Pump | 208 | 1 | False |  |  | Single-Speed |  |  |  | 33200 | 1211 | 27.4 | 16.2 | 29600 | 1770 | 4.9 | 3.6 | Non Federally-Regulated | 03/15/2019 |  | 04/24/2019
Waterfurnace International, Inc. | 5 SERIES INDOOR SPLITS | NSZ036H1 | SAH036* | Ground-Source | WBAHP-CB: Heat Pump Split Syst | Heat Pump | 208 | 1 | False |  |  | Single-Speed |  |  |  | 30600 | 1500 | 20.4 | 13.4 | 23100 | 1692 | 4 | 3.1 | Non Federally-Regulated | 03/15/2019 |  | 04/24/2019
Waterfurnace International, Inc. | 5 SERIES INDOOR SPLITS | NDZ072H1 | SAH066* | Water-Source | WBAHP-CB: Heat Pump Split Syst | Heat Pump | 208 | 1 | False |  |  | Dual-Speed |  |  |  | 60400 | 4314 | 14 | 12 | 81000 | 5275 | 4.5 | 4.2 | Federally-Regulated Commercial & Industrial Equipment | 03/15/2019 |  | 04/24/2019
Waterfurnace International, Inc. | 5 SERIES INDOOR SPLITS | NDZ072H1 | SAH066* | Ground-Source | WBAHP-CB: Heat Pump Split Syst | Heat Pump | 208 | 1 | False |  |  | Dual-Speed |  |  |  | 62800 | 3925 | 16 | 13.4 | 53500 | 4479 | 3.5 | 3.1 | Non Federally-Regulated | 03/15/2019 |  | 04/24/2019
Waterfurnace International, Inc. | 5 SERIES INDOOR SPLITS | NSZ070H1 | SAH066* | Water-Source | WBAHP-CB: Heat Pump Split Syst | Heat Pump | 208 | 1 | False |  |  | Single-Speed |  |  |  | 57100 | 4137 | 13.8 | 12 | 74700 | 4759 | 4.6 | 4.2 | Federally-Regulated Commercial & Industrial Equipment | 03/15/2019 |  | 04/24/2019
Waterfurnace International, Inc. | 5 SERIES INDOOR SPLITS | NSZ070H1 | SAH066* | Ground-Source | WBAHP-CB: Heat Pump Split Syst | Heat Pump | 208 | 1 | False |  |  | Single-Speed |  |  |  | 60500 | 3538 | 17.1 | 13.4 | 50700 | 4127 | 3.6 | 3.1 | Non Federally-Regulated | 03/15/2019 |  | 04/24/2019
Waterfurnace International, Inc. | 5 SERIES INDOOR SPLITS | NSZ070H1 | SRAA060* | Ground-Source | WBAHP-C: Heat Pump Split Syste | Heat Pump | 208 | 1 | False |  |  | Single-Speed |  |  |  | 60500 | 3538 | 17.1 | 13.4 | 50700 | 4127 | 3.6 | 3.1 | Non Federally-Regulated | 03/15/2019 |  | 04/24/2019
Waterfurnace International, Inc. | 5 SERIES INDOOR SPLITS | NSZ048H1 | SRAA048* | Ground-Water-Source | WBAHP-C: Heat Pump Split Syste | Heat Pump | 208 | 1 | False |  |  | Single-Speed |  |  |  | 46900 | 1839 | 25.5 | 16.2 | 41900 | 2612 | 4.7 | 3.6 | Non Federally-Regulated | 03/15/2019 |  | 04/24/2019
Waterfurnace International, Inc. | 5 SERIES INDOOR SPLITS | NSZ048H1 | SRAA048* | Ground-Source | WBAHP-C: Heat Pump Split Syste | Heat Pump | 208 | 1 | False |  |  | Single-Speed |  |  |  | 42500 | 2272 | 18.7 | 13.4 | 33400 | 2447 | 4 | 3.1 | Non Federally-Regulated | 03/15/2019 |  | 04/24/2019
Waterfurnace International, Inc. | 5 SERIES INDOOR SPLITS | NSZ042H1 | SRAA048* | Ground-Water-Source | WBAHP-C: Heat Pump Split Syste | Heat Pump | 208 | 1 | False |  |  | Single-Speed |  |  |  | 41300 | 1613 | 25.6 | 16.2 | 36000 | 2198 | 4.8 | 3.6 | Non Federally-Regulated | 03/15/2019 |  | 04/24/2019
Waterfurnace International, Inc. | 5 SERIES INDOOR SPLITS | NSZ060H1 | SRAA060* | Ground-Water-Source | WBAHP-C: Heat Pump Split Syste | Heat Pump | 208 | 1 | False |  |  | Single-Speed |  |  |  | 61700 | 2614 | 23.6 | 16.2 | 54500 | 3714 | 4.3 | 3.6 | Non Federally-Regulated | 03/15/2019 |  | 04/24/2019
Waterfurnace International, Inc. | 5 SERIES INDOOR SPLITS | NSZ042H1 | SRAA048* | Ground-Source | WBAHP-C: Heat Pump Split Syste | Heat Pump | 208 | 1 | False |  |  | Single-Speed |  |  |  | 37800 | 1938 | 19.5 | 13.4 | 27400 | 2059 | 3.9 | 3.1 | Non Federally-Regulated | 03/15/2019 |  | 04/24/2019
Waterfurnace International, Inc. | 5 SERIES INDOOR SPLITS | NSZ060H1 | SRAA060* | Ground-Source | WBAHP-C: Heat Pump Split Syste | Heat Pump | 208 | 1 | False |  |  | Single-Speed |  |  |  | 56300 | 3180 | 17.7 | 13.4 | 44000 | 3485 | 3.7 | 3.1 | Non Federally-Regulated | 03/15/2019 |  | 04/24/2019
Waterfurnace International, Inc. | 5 SERIES INDOOR SPLITS | NSZ060H1 | SAH060* | Water-Source | WBAHP-CB: Heat Pump Split Syst | Heat Pump | 208 | 1 | False |  |  | Single-Speed |  |  |  | 53500 | 3590 | 14.9 | 12 | 64500 | 3938 | 4.8 | 4.2 | Federally-Regulated Commercial & Industrial Equipment | 03/15/2019 |  | 04/24/2019
Waterfurnace International, Inc. | 5 SERIES INDOOR SPLITS | NSZ060H1 | SAH060* | Ground-Water-Source | WBAHP-CB: Heat Pump Split Syst | Heat Pump | 208 | 1 | False |  |  | Single-Speed |  |  |  | 61700 | 2614 | 23.6 | 16.2 | 54500 | 3714 | 4.3 | 3.6 | Non Federally-Regulated | 03/15/2019 |  | 04/24/2019
Waterfurnace International, Inc. | 5 SERIES INDOOR SPLITS | NSZ060H1 | SAH060* | Ground-Source | WBAHP-CB: Heat Pump Split Syst | Heat Pump | 208 | 1 | False |  |  | Single-Speed |  |  |  | 56300 | 3180 | 17.7 | 13.4 | 44000 | 3485 | 3.7 | 3.1 | Non Federally-Regulated | 03/15/2019 |  | 04/24/2019
Waterfurnace International, Inc. | 5 SERIES INDOOR SPLITS | NSZ030H1 | SAH030* | Water-Source | WBAHP-CB: Heat Pump Split Syst | Heat Pump | 208 | 1 | False |  |  | Single-Speed |  |  |  | 23400 | 1471 | 15.9 | 12 | 30600 | 1573 | 5.7 | 4.2 | Federally-Regulated Commercial & Industrial Equipment | 01/11/2019 |  | 04/24/2019
Waterfurnace International, Inc. | 5 SERIES INDOOR SPLITS | NSZ030H1 | SAH030* | Ground-Water-Source | WBAHP-CB: Heat Pump Split Syst | Heat Pump | 208 | 1 | False |  |  | Single-Speed |  |  |  | 26900 | 1050 | 25.6 | 16.2 | 24900 | 1520 | 4.8 | 3.6 | Non Federally-Regulated | 01/11/2019 |  | 04/24/2019
Waterfurnace International, Inc. | 5 SERIES INDOOR SPLITS | NSZ030H1 | SAH030* | Ground-Source | WBAHP-CB: Heat Pump Split Syst | Heat Pump | 208 | 1 | False |  |  | Single-Speed |  |  |  | 24600 | 1301 | 18.9 | 13.4 | 19800 | 1487 | 3.9 | 3.1 | Non Federally-Regulated | 01/11/2019 |  | 04/24/2019
Waterfurnace International, Inc. | 5 SERIES INDOOR SPLITS | NDZ049H1 | SAH048* | Water-Source | WBAHP-CB: Heat Pump Split Syst | Heat Pump | 208 | 1 | False |  |  | Dual-Speed |  |  |  | 43200 | 2805 | 15.4 | 12 | 56300 | 3235 | 5.1 | 4.2 | Federally-Regulated Commercial & Industrial Equipment | 01/11/2019 |  | 04/24/2019
Waterfurnace International, Inc. | 5 SERIES INDOOR SPLITS | NDZ049H1 | SAH048* | Ground-Water-Source | WBAHP-CB: Heat Pump Split Syst | Heat Pump | 208 | 1 | False |  |  | Dual-Speed |  |  |  | 51000 | 2107 | 24.2 | 16.2 | 47100 | 3000 | 4.6 | 3.6 | Non Federally-Regulated | 01/11/2019 |  | 04/24/2019
Waterfurnace International, Inc. | 5 SERIES INDOOR SPLITS | NDZ049H1 | SAH048* | Ground-Source | WBAHP-CB: Heat Pump Split Syst | Heat Pump | 208 | 1 | False |  |  | Dual-Speed |  |  |  | 46300 | 2572 | 18 | 13.4 | 37700 | 2833 | 3.9 | 3.1 | Non Federally-Regulated | 01/11/2019 |  | 04/24/2019
Waterfurnace International, Inc. | 5 SERIES INDOOR SPLITS | NSZ022H1 | SAH022* | Water-Source | WBAHP-CB: Heat Pump Split Syst | Heat Pump | 208 | 1 | False |  |  | Single-Speed |  |  |  | 17800 | 1098 | 16.2 | 12 | 22100 | 1136 | 5.7 | 4.2 | Federally-Regulated Commercial & Industrial Equipment | 03/15/2019 |  | 04/24/2019
Waterfurnace International, Inc. | 5 SERIES INDOOR SPLITS | NSZ022H1 | SAH022* | Ground-Water-Source | WBAHP-CB: Heat Pump Split Syst | Heat Pump | 208 | 1 | False |  |  | Single-Speed |  |  |  | 20400 | 769 | 26.5 | 16.2 | 18100 | 1105 | 4.8 | 3.6 | Non Federally-Regulated | 03/15/2019 |  | 04/24/2019
Waterfurnace International, Inc. | 5 SERIES INDOOR SPLITS | NSZ022H1 | SAH022* | Ground-Source | WBAHP-CB: Heat Pump Split Syst | Heat Pump | 208 | 1 | False |  |  | Single-Speed |  |  |  | 18700 | 979 | 19.1 | 13.4 | 14000 | 1079 | 3.8 | 3.1 | Non Federally-Regulated | 03/15/2019 |  | 04/24/2019
Waterfurnace International, Inc. | 5 SERIES INDOOR SPLITS | NSZ030H1 | SRAA026* | Ground-Water-Source | WBAHP-C: Heat Pump Split Syste | Heat Pump | 208 | 1 | False |  |  | Single-Speed |  |  |  | 26900 | 1050 | 25.6 | 16.2 | 24900 | 1520 | 4.8 | 3.6 | Non Federally-Regulated | 01/11/2019 |  | 04/24/2019
Waterfurnace International, Inc. | 5 SERIES INDOOR SPLITS | NSZ030H1 | SRAA026* | Ground-Source | WBAHP-C: Heat Pump Split Syste | Heat Pump | 208 | 1 | False |  |  | Single-Speed |  |  |  | 24600 | 1301 | 18.9 | 13.4 | 19800 | 1487 | 3.9 | 3.1 | Non Federally-Regulated | 01/11/2019 |  | 04/24/2019
Waterfurnace International, Inc. | 5 SERIES INDOOR SPLITS | NSZ022H1 | SRAA026* | Ground-Water-Source | WBAHP-C: Heat Pump Split Syste | Heat Pump | 208 | 1 | False |  |  | Single-Speed |  |  |  | 20400 | 769 | 26.5 | 16.2 | 18100 | 1105 | 4.8 | 3.6 | Non Federally-Regulated | 03/15/2019 |  | 04/24/2019
Waterfurnace International, Inc. | 5 SERIES INDOOR SPLITS | NSZ022H1 | SRAA026* | Ground-Source | WBAHP-C: Heat Pump Split Syste | Heat Pump | 208 | 1 | False |  |  | Single-Speed |  |  |  | 18700 | 979 | 19.1 | 13.4 | 14000 | 1079 | 3.8 | 3.1 | Non Federally-Regulated | 03/15/2019 |  | 04/24/2019
Waterfurnace International, Inc. | 5 SERIES INDOOR SPLITS | NSZ042H1 | SAH042* | Water-Source | WBAHP-CB: Heat Pump Split Syst | Heat Pump | 208 | 1 | False |  |  | Single-Speed |  |  |  | 36000 | 2155 | 16.7 | 12 | 43100 | 2296 | 5.5 | 4.2 | Federally-Regulated Commercial & Industrial Equipment | 03/15/2019 |  | 04/24/2019
Waterfurnace International, Inc. | 5 SERIES INDOOR SPLITS | NSZ042H1 | SAH042* | Ground-Water-Source | WBAHP-CB: Heat Pump Split Syst | Heat Pump | 208 | 1 | False |  |  | Single-Speed |  |  |  | 41300 | 1613 | 25.6 | 16.2 | 36000 | 2198 | 4.8 | 3.6 | Non Federally-Regulated | 03/15/2019 |  | 04/24/2019
Waterfurnace International, Inc. | 5 SERIES INDOOR SPLITS | NDZ064H1 | SAH060* | Water-Source | WBAHP-CB: Heat Pump Split Syst | Heat Pump | 208 | 1 | False |  |  | Dual-Speed |  |  |  | 54800 | 3653 | 15 | 12 | 66900 | 4084 | 4.8 | 4.2 | Federally-Regulated Commercial & Industrial Equipment | 01/11/2019 |  | 04/24/2019
Waterfurnace International, Inc. | 5 SERIES INDOOR SPLITS | NSZ042H1 | SAH042* | Ground-Source | WBAHP-CB: Heat Pump Split Syst | Heat Pump | 208 | 1 | False |  |  | Single-Speed |  |  |  | 37800 | 1938 | 19.5 | 13.4 | 27400 | 2059 | 3.9 | 3.1 | Non Federally-Regulated | 03/15/2019 |  | 04/24/2019
Waterfurnace International, Inc. | 5 SERIES INDOOR SPLITS | NDZ064H1 | SAH060* | Ground-Water-Source | WBAHP-CB: Heat Pump Split Syst | Heat Pump | 208 | 1 | False |  |  | Dual-Speed |  |  |  | 63200 | 2808 | 22.5 | 16.2 | 56000 | 3730 | 4.4 | 3.6 | Non Federally-Regulated | 01/11/2019 |  | 04/24/2019
Waterfurnace International, Inc. | 5 SERIES INDOOR SPLITS | NDZ064H1 | SAH060* | Ground-Source | WBAHP-CB: Heat Pump Split Syst | Heat Pump | 208 | 1 | False |  |  | Dual-Speed |  |  |  | 57400 | 3376 | 17 | 13.4 | 45200 | 3580 | 3.7 | 3.1 | Non Federally-Regulated | 01/11/2019 |  | 04/24/2019
Waterfurnace International, Inc. | 5 SERIES INDOOR SPLITS | NDZ072H1 | SRAA060* | Ground-Source | WBAHP-C: Heat Pump Split Syste | Heat Pump | 208 | 1 | False |  |  | Dual-Speed |  |  |  | 62800 | 3925 | 16 | 13.4 | 53500 | 4479 | 3.5 | 3.1 | Non Federally-Regulated | 03/15/2019 |  | 04/24/2019
Waterfurnace International, Inc. | 5 SERIES INDOOR SPLITS | NDZ026H1 | SRAA026* | Ground-Water-Source | WBAHP-C: Heat Pump Split Syste | Heat Pump | 208 | 1 | False |  |  | Dual-Speed |  |  |  | 25800 | 1121 | 23 | 16.2 | 23300 | 1484 | 4.6 | 3.6 | Non Federally-Regulated | 01/11/2019 |  | 04/24/2019
Waterfurnace International, Inc. | 5 SERIES INDOOR SPLITS | NDZ026H1 | SRAA026* | Ground-Source | WBAHP-C: Heat Pump Split Syste | Heat Pump | 208 | 1 | False |  |  | Dual-Speed |  |  |  | 23400 | 1337 | 17.5 | 13.4 | 18400 | 1457 | 3.7 | 3.1 | Non Federally-Regulated | 01/11/2019 |  | 04/24/2019
Waterfurnace International, Inc. | 5 SERIES INDOOR SPLITS | NDZ064H1 | SRAA060* | Ground-Water-Source | WBAHP-C: Heat Pump Split Syste | Heat Pump | 208 | 1 | False |  |  | Dual-Speed |  |  |  | 63200 | 2808 | 22.5 | 16.2 | 56000 | 3730 | 4.4 | 3.6 | Non Federally-Regulated | 01/11/2019 |  | 04/24/2019
Waterfurnace International, Inc. | 5 SERIES INDOOR SPLITS | NDZ064H1 | SRAA060* | Ground-Source | WBAHP-C: Heat Pump Split Syste | Heat Pump | 208 | 1 | False |  |  | Dual-Speed |  |  |  | 57400 | 3376 | 17 | 13.4 | 45200 | 3580 | 3.7 | 3.1 | Non Federally-Regulated | 01/11/2019 |  | 04/24/2019
Waterfurnace International, Inc. | 5 SERIES INDOOR SPLITS | NDZ038H1 | SRAA036* | Ground-Water-Source | WBAHP-C: Heat Pump Split Syste | Heat Pump | 208 | 1 | False |  |  | Dual-Speed |  |  |  | 38200 | 1578 | 24.2 | 16.2 | 35100 | 2188 | 4.7 | 3.6 | Non Federally-Regulated | 01/11/2019 |  | 04/24/2019
Waterfurnace International, Inc. | 5 SERIES INDOOR SPLITS | NDZ038H1 | SRAA036* | Ground-Source | WBAHP-C: Heat Pump Split Syste | Heat Pump | 208 | 1 | False |  |  | Dual-Speed |  |  |  | 36000 | 1894 | 19 | 13.4 | 27900 | 2044 | 4 | 3.1 | Non Federally-Regulated | 01/11/2019 |  | 04/24/2019
Waterfurnace International, Inc. | 5 SERIES INDOOR SPLITS | NDZ026H1 | SAH026* | Water-Source | WBAHP-CB: Heat Pump Split Syst | Heat Pump | 208 | 1 | False |  |  | Dual-Speed |  |  |  | 22500 | 1500 | 15 | 12 | 28100 | 1647 | 5 | 4.2 | Federally-Regulated Commercial & Industrial Equipment | 01/11/2019 |  | 04/24/2019
Waterfurnace International, Inc. | 5 SERIES INDOOR SPLITS | NDZ026H1 | SAH026* | Ground-Water-Source | WBAHP-CB: Heat Pump Split Syst | Heat Pump | 208 | 1 | False |  |  | Dual-Speed |  |  |  | 25800 | 1121 | 23 | 16.2 | 23300 | 1484 | 4.6 | 3.6 | Non Federally-Regulated | 01/11/2019 |  | 04/24/2019
Waterfurnace International, Inc. | 5 SERIES INDOOR SPLITS | NDZ026H1 | SAH026* | Ground-Source | WBAHP-CB: Heat Pump Split Syst | Heat Pump | 208 | 1 | False |  |  | Dual-Speed |  |  |  | 23400 | 1337 | 17.5 | 13.4 | 18400 | 1457 | 3.7 | 3.1 | Non Federally-Regulated | 01/11/2019 |  | 04/24/2019
Waterfurnace International, Inc. | 5 SERIES INDOOR SPLITS | NDZ038H1 | SAH036* | Water-Source | WBAHP-CB: Heat Pump Split Syst | Heat Pump | 208 | 1 | False |  |  | Dual-Speed |  |  |  | 34400 | 2110 | 16.3 | 12 | 41600 | 2344 | 5.2 | 4.2 | Federally-Regulated Commercial & Industrial Equipment | 01/11/2019 |  | 04/24/2019
Waterfurnace International, Inc. | 5 SERIES INDOOR SPLITS | NDZ038H1 | SAH036* | Ground-Water-Source | WBAHP-CB: Heat Pump Split Syst | Heat Pump | 208 | 1 | False |  |  | Dual-Speed |  |  |  | 38200 | 1578 | 24.2 | 16.2 | 35100 | 2188 | 4.7 | 3.6 | Non Federally-Regulated | 01/11/2019 |  | 04/24/2019
Waterfurnace International, Inc. | 5 SERIES INDOOR SPLITS | NDZ038H1 | SAH036* | Ground-Source | WBAHP-CB: Heat Pump Split Syst | Heat Pump | 208 | 1 | False |  |  | Dual-Speed |  |  |  | 36000 | 1894 | 19 | 13.4 | 27900 | 2044 | 4 | 3.1 | Non Federally-Regulated | 01/11/2019 |  | 04/24/2019
Waterfurnace International, Inc. | 5 SERIES INDOOR SPLITS | NDZ049H1 | SRAA048* | Ground-Water-Source | WBAHP-C: Heat Pump Split Syste | Heat Pump | 208 | 1 | False |  |  | Dual-Speed |  |  |  | 51000 | 2107 | 24.2 | 16.2 | 47100 | 3000 | 4.6 | 3.6 | Non Federally-Regulated | 03/15/2019 |  | 04/24/2019
Waterfurnace International, Inc. | 5 SERIES INDOOR SPLITS | NDZ049H1 | SRAA048* | Ground-Source | WBAHP-C: Heat Pump Split Syste | Heat Pump | 208 | 1 | False |  |  | Dual-Speed |  |  |  | 46300 | 2572 | 18 | 13.4 | 37700 | 2833 | 3.9 | 3.1 | Non Federally-Regulated | 03/15/2019 |  | 04/24/2019
Waterfurnace International, Inc. | 5 SERIES INDOOR SPLITS | NSZ048H1 | SAH048* | Water-Source | WBAHP-CB: Heat Pump Split Syst | Heat Pump | 208 | 1 | False |  |  | Single-Speed |  |  |  | 39300 | 2568 | 15.3 | 12 | 50000 | 2764 | 5.3 | 4.2 | Federally-Regulated Commercial & Industrial Equipment | 03/15/2019 |  | 04/24/2019
Waterfurnace International, Inc. | 5 SERIES INDOOR SPLITS | NSZ048H1 | SAH048* | Ground-Water-Source | WBAHP-CB: Heat Pump Split Syst | Heat Pump | 208 | 1 | False |  |  | Single-Speed |  |  |  | 46900 | 1839 | 25.5 | 16.2 | 41900 | 2612 | 4.7 | 3.6 | Non Federally-Regulated | 03/15/2019 |  | 04/24/2019
Waterfurnace International, Inc. | 5 SERIES INDOOR SPLITS | NSZ048H1 | SAH048* | Ground-Source | WBAHP-CB: Heat Pump Split Syst | Heat Pump | 208 | 1 | False |  |  | Single-Speed |  |  |  | 42500 | 2272 | 18.7 | 13.4 | 33400 | 2447 | 4 | 3.1 | Non Federally-Regulated | 03/15/2019 |  | 04/24/2019
Waterfurnace International, Inc. | 5 SERIES | NDP049H1*1 |  | Water-Source | WBAHP: Heat Pump Packaged Unit | Heat Pump | 208 | 1 |  |  |  | Dual-Speed |  |  |  | 48800 | 2922 | 16.7 | 11.2 | 57700 | 3131 | 5.4 | 4.2 | Federally-Regulated Commercial & Industrial Equipment | 01/11/2019 |  | 04/24/2019
Waterfurnace International, Inc. | 5 SERIES | NDP049H1*1 |  | Ground-Water-Source | WBAHP: Heat Pump Packaged Unit | Heat Pump | 208 | 1 |  |  |  | Dual-Speed |  |  |  | 53800 | 2213 | 24.3 | 16.2 | 46900 | 3054 | 4.5 | 3.6 | Non Federally-Regulated | 01/11/2019 |  | 04/24/2019
Waterfurnace International, Inc. | 5 SERIES | NDP049H1*1 |  | Ground-Source | WBAHP: Heat Pump Packaged Unit | Heat Pump | 208 | 1 |  |  |  | Dual-Speed |  |  |  | 50400 | 2652 | 19 | 13.4 | 38000 | 2784 | 4 | 3.1 | Non Federally-Regulated | 01/11/2019 |  | 04/24/2019
Waterfurnace International, Inc. | 5 SERIES | NDP064H1*1 |  | Water-Source | WBAHP: Heat Pump Packaged Unit | Heat Pump | 208 | 1 |  |  |  | Dual-Speed |  |  |  | 60000 | 3797 | 15.8 | 11.2 | 71700 | 4120 | 5.1 | 4.2 | Federally-Regulated Commercial & Industrial Equipment | 01/11/2019 |  | 04/24/2019
Waterfurnace International, Inc. | 5 SERIES | NDP064H1*1 |  | Ground-Source | WBAHP: Heat Pump Packaged Unit | Heat Pump | 208 | 1 |  |  |  | Dual-Speed |  |  |  | 62500 | 3434 | 18.2 | 13.4 | 46300 | 3570 | 3.8 | 3.1 | Non Federally-Regulated | 01/11/2019 |  | 04/24/2019
Waterfurnace International, Inc. | 5 SERIES | NDP038H1*(1,2) |  | Water-Source | WBAHP: Heat Pump Packaged Unit | Heat Pump | 208 | 1 |  |  |  | Dual-Speed |  |  |  | 36500 | 2147 | 17 | 11.2 | 41900 | 2274 | 5.4 | 4.2 | Federally-Regulated Commercial & Industrial Equipment | 01/11/2019 |  | 04/24/2019
Waterfurnace International, Inc. | 5 SERIES | NDP038H1*(1,2) |  | Ground-Water-Source | WBAHP: Heat Pump Packaged Unit | Heat Pump | 208 | 1 |  |  |  | Dual-Speed |  |  |  | 40000 | 1639 | 24.4 | 16.2 | 34700 | 2118 | 4.8 | 3.6 | Non Federally-Regulated | 01/11/2019 |  | 04/24/2019
Waterfurnace International, Inc. | 5 SERIES | NDP038H1*(1,2) |  | Ground-Source | WBAHP: Heat Pump Packaged Unit | Heat Pump | 208 | 1 |  |  |  | Dual-Speed |  |  |  | 38200 | 1939 | 19.7 | 13.4 | 28300 | 2022 | 4.1 | 3.1 | Non Federally-Regulated | 01/11/2019 |  | 04/24/2019
Waterfurnace International, Inc. | 5 SERIES | NDP026H1*1 |  | Water-Source | WBAHP: Heat Pump Packaged Unit | Heat Pump | 208 | 1 |  |  |  | Dual-Speed |  |  |  | 23500 | 1506 | 15.6 | 11.2 | 29100 | 1579 | 5.4 | 4.2 | Federally-Regulated Commercial & Industrial Equipment | 01/11/2019 |  | 04/24/2019
Waterfurnace International, Inc. | 5 SERIES | NDP026H1*1 |  | Ground-Water-Source | WBAHP: Heat Pump Packaged Unit | Heat Pump | 208 | 1 |  |  |  | Dual-Speed |  |  |  | 26200 | 1164 | 22.5 | 16.2 | 23800 | 1484 | 4.7 | 3.6 | Non Federally-Regulated | 01/11/2019 |  | 04/24/2019
Waterfurnace International, Inc. | 5 SERIES | NDP026H1*1 |  | Ground-Source | WBAHP: Heat Pump Packaged Unit | Heat Pump | 208 | 1 |  |  |  | Dual-Speed |  |  |  | 24800 | 1385 | 17.9 | 13.4 | 19300 | 1450 | 3.9 | 3.1 | Non Federally-Regulated | 01/11/2019 |  | 04/24/2019
Waterfurnace International, Inc. | 5 SERIES | NDV/NDH049H1*(1,2,4) |  | Water-Source | WBAHP: Heat Pump Packaged Unit | Heat Pump | 208 | 1 |  |  |  | Dual-Speed |  |  |  | 49100 | 2854 | 17.2 | 11.2 | 59000 | 3143 | 5.5 | 4.2 | Federally-Regulated Commercial & Industrial Equipment | 02/06/2017 |  | 04/24/2019
Waterfurnace International, Inc. | 5 SERIES | NDV/NDH049H1*(1,2,4) |  | Ground-Water-Source | WBAHP: Heat Pump Packaged Unit | Heat Pump | 208 | 1 |  |  |  | Dual-Speed |  |  |  | 54100 | 2208 | 24.5 | 16.2 | 47200 | 3007 | 4.6 | 3.6 | Non Federally-Regulated | 02/06/2017 |  | 04/24/2019
Waterfurnace International, Inc. | 5 SERIES | NDV/NDH049H1*(1,2,4) |  | Ground-Source | WBAHP: Heat Pump Packaged Unit | Heat Pump | 208 | 1 |  |  |  | Dual-Speed |  |  |  | 50800 | 2632 | 19.3 | 13.4 | 38200 | 2798 | 4 | 3.1 | Non Federally-Regulated | 02/06/2017 |  | 04/24/2019
Waterfurnace International, Inc. | 5 SERIES | NDV/NDH038J1*(1,2,4) |  | Water-Source | WBAHP: Heat Pump Packaged Unit | Heat Pump | 208 | 1 |  |  |  | Dual-Speed |  |  |  | 36500 | 2147 | 17 | 11.2 | 43300 | 2307 | 5.5 | 4.2 | Federally-Regulated Commercial & Industrial Equipment | 03/15/2019 |  | 04/24/2019
Waterfurnace International, Inc. | 5 SERIES | NDV/NDH038J1*(1,2,4) |  | Ground-Water-Source | WBAHP: Heat Pump Packaged Unit | Heat Pump | 208 | 1 |  |  |  | Dual-Speed |  |  |  | 40000 | 1639 | 24.4 | 16.2 | 35000 | 2093 | 4.9 | 3.6 | Non Federally-Regulated | 03/15/2019 |  | 04/24/2019
Waterfurnace International, Inc. | 5 SERIES | NDV/NDH038J1*(1,2,4) |  | Ground-Source | WBAHP: Heat Pump Packaged Unit | Heat Pump | 208 | 1 |  |  |  | Dual-Speed |  |  |  | 38200 | 1939 | 19.7 | 13.4 | 28500 | 1988 | 4.2 | 3.1 | Non Federally-Regulated | 03/15/2019 |  | 04/24/2019
Waterfurnace International, Inc. | 5 SERIES | NSV/NSH042J1*(1,2,4) |  | Water-Source | WBAHP: Heat Pump Packaged Unit | Heat Pump | 208 | 1 |  |  |  | Single-Speed |  |  |  | 39000 | 2096 | 18.6 | 11.2 | 45600 | 2304 | 5.8 | 4.2 | Federally-Regulated Commercial & Industrial Equipment | 03/15/2019 |  | 04/24/2019
Waterfurnace International, Inc. | 5 SERIES | NSV/NSH042J1*(1,2,4) |  | Ground-Water-Source | WBAHP: Heat Pump Packaged Unit | Heat Pump | 208 | 1 |  |  |  | Single-Speed |  |  |  | 43900 | 1562 | 28.1 | 16.2 | 36100 | 2159 | 4.9 | 3.6 | Non Federally-Regulated | 03/15/2019 |  | 04/24/2019
Waterfurnace International, Inc. | 5 SERIES | NSV/NSH042J1*(1,2,4) |  | Ground-Source | WBAHP: Heat Pump Packaged Unit | Heat Pump | 208 | 1 |  |  |  | Single-Speed |  |  |  | 40700 | 1875 | 21.7 | 13.4 | 28900 | 2117 | 4 | 3.1 | Non Federally-Regulated | 03/15/2019 |  | 04/24/2019
Waterfurnace International, Inc. | 5 SERIES | NSV/NSH036J1*(1,2,4) |  | Water-Source | WBAHP: Heat Pump Packaged Unit | Heat Pump | 208 | 1 |  |  |  | Single-Speed |  |  |  | 32300 | 1718 | 18.8 | 11.2 | 36500 | 1876 | 5.7 | 4.2 | Federally-Regulated Commercial & Industrial Equipment | 03/15/2019 |  | 04/24/2019
Waterfurnace International, Inc. | 5 SERIES | NSV/NSH036J1*(1,2,4) |  | Ground-Water-Source | WBAHP: Heat Pump Packaged Unit | Heat Pump | 208 | 1 |  |  |  | Single-Speed |  |  |  | 36800 | 1277 | 28.8 | 16.2 | 29200 | 1746 | 4.9 | 3.6 | Non Federally-Regulated | 03/15/2019 |  | 04/24/2019
Waterfurnace International, Inc. | 5 SERIES | NSV/NSH036J1*(1,2,4) |  | Ground-Source | WBAHP: Heat Pump Packaged Unit | Heat Pump | 208 | 1 |  |  |  | Single-Speed |  |  |  | 33700 | 1531 | 22 | 13.4 | 24400 | 1702 | 4.2 | 3.1 | Non Federally-Regulated | 03/15/2019 |  | 04/24/2019
Waterfurnace International, Inc. | 5 SERIES | NSV/NSH036J1*(0,3) |  | Water-Source | WBAHP: Heat Pump Packaged Unit | Heat Pump | 208 | 1 |  |  |  | Single-Speed |  |  |  | 31500 | 2128 | 14.8 | 11.2 | 40200 | 2222 | 5.3 | 4.2 | Federally-Regulated Commercial & Industrial Equipment | 03/15/2019 |  | 04/24/2019
Waterfurnace International, Inc. | 5 SERIES | NSV/NSH036J1*(0,3) |  | Ground-Water-Source | WBAHP: Heat Pump Packaged Unit | Heat Pump | 208 | 1 |  |  |  | Single-Speed |  |  |  | 35100 | 1438 | 24.4 | 16.2 | 29200 | 1901 | 4.5 | 3.6 | Non Federally-Regulated | 03/15/2019 |  | 04/24/2019
Waterfurnace International, Inc. | 5 SERIES | NSV/NSH036J1*(0,3) |  | Ground-Source | WBAHP: Heat Pump Packaged Unit | Heat Pump | 208 | 1 |  |  |  | Single-Speed |  |  |  | 32900 | 1713 | 19.2 | 13.4 | 24400 | 1881 | 3.8 | 3.1 | Non Federally-Regulated | 03/15/2019 |  | 04/24/2019
Waterfurnace International, Inc. | ECO Y | YT060*B |  | Water-Source | WBAHP: Heat Pump Packaged Unit | Heat Pump | 208 | 1 |  |  |  | Dual-Speed |  |  |  | 57200 | 4000 | 14.3 | 11.2 | 69000 | 4493 | 4.5 | 4.2 | Federally-Regulated Commercial & Industrial Equipment | 03/15/2019 |  | 04/24/2019
Waterfurnace International, Inc. | ECO Y | YT060*B |  | Ground-Water-Source | WBAHP: Heat Pump Packaged Unit | Heat Pump | 208 | 1 |  |  |  | Dual-Speed |  |  |  | 64100 | 3096 | 20.7 | 16.2 | 56500 | 4139 | 4 | 3.6 | Non Federally-Regulated | 03/15/2019 |  | 04/24/2019
Waterfurnace International, Inc. | ECO Y | YT060*B |  | Ground-Source | WBAHP: Heat Pump Packaged Unit | Heat Pump | 208 | 1 |  |  |  | Dual-Speed |  |  |  | 59900 | 3630 | 16.5 | 13.4 | 45300 | 3904 | 3.4 | 3.1 | Non Federally-Regulated | 03/15/2019 |  | 04/24/2019
Waterfurnace International, Inc. | PREMIUM G | GSZ042*1*J | SAH042* | Ground-Source | WBAHP-CB: Heat Pump Split Syst | Heat Pump | 208 | 1 | False |  |  | Single-Speed |  |  |  | 37800 | 1938 | 19.5 | 13.4 | 27400 | 2059 | 3.9 | 3.1 | Non Federally-Regulated | 11/14/2018 |  | 04/24/2019
Waterfurnace International, Inc. | PREMIUM G | GSZ036*1*J | SAH036* | Ground-Source | WBAHP-CB: Heat Pump Split Syst | Heat Pump | 208 | 1 | False |  |  | Single-Speed |  |  |  | 30600 | 1500 | 20.4 | 13.4 | 23100 | 1692 | 4 | 3.1 | Non Federally-Regulated | 11/14/2018 |  | 04/24/2019
Waterfurnace International, Inc. | PREMIUM G | GS036**1*(1,2,4)*J |  | Water-Source | WBAHP: Heat Pump Packaged Unit | Heat Pump | 208 | 1 |  |  |  | Single-Speed |  |  |  | 32300 | 1718 | 18.8 | 11.2 | 36500 | 1876 | 5.7 | 4.2 | Federally-Regulated Commercial & Industrial Equipment | 03/15/2019 |  | 04/24/2019
Waterfurnace International, Inc. | PREMIUM G | GS036**1*(1,2,4)*J |  | Ground-Water-Source | WBAHP: Heat Pump Packaged Unit | Heat Pump | 208 | 1 |  |  |  | Single-Speed |  |  |  | 36800 | 1277 | 28.8 | 16.2 | 29200 | 1746 | 4.9 | 3.6 | Non Federally-Regulated | 03/15/2019 |  | 04/24/2019
Waterfurnace International, Inc. | PREMIUM G | GS036**1*(1,2,4)*J |  | Ground-Source | WBAHP: Heat Pump Packaged Unit | Heat Pump | 208 | 1 |  |  |  | Single-Speed |  |  |  | 33700 | 1531 | 22 | 13.4 | 24400 | 1702 | 4.2 | 3.1 | Non Federally-Regulated | 03/15/2019 |  | 04/24/2019
Waterfurnace International, Inc. | PREMIUM G | GS036**1*(0,3)*J |  | Water-Source | WBAHP: Heat Pump Packaged Unit | Heat Pump | 208 | 1 |  |  |  | Single-Speed |  |  |  | 31500 | 2128 | 14.8 | 11.2 | 40200 | 2222 | 5.3 | 4.2 | Federally-Regulated Commercial & Industrial Equipment | 03/15/2019 |  | 04/24/2019
Waterfurnace International, Inc. | PREMIUM G | GS036**1*(0,3)*J |  | Ground-Water-Source | WBAHP: Heat Pump Packaged Unit | Heat Pump | 208 | 1 |  |  |  | Single-Speed |  |  |  | 35100 | 1438 | 24.4 | 16.2 | 29200 | 1901 | 4.5 | 3.6 | Non Federally-Regulated | 03/15/2019 |  | 04/24/2019
Waterfurnace International, Inc. | PREMIUM G | GS036**1*(0,3)*J |  | Ground-Source | WBAHP: Heat Pump Packaged Unit | Heat Pump | 208 | 1 |  |  |  | Single-Speed |  |  |  | 32900 | 1713 | 19.2 | 13.4 | 24400 | 1881 | 3.8 | 3.1 | Non Federally-Regulated | 03/15/2019 |  | 04/24/2019
Waterfurnace International, Inc. | PREMIUM G | GTZ038*1*J | SAH038* | Ground-Source | WBAHP-CB: Heat Pump Split Syst | Heat Pump | 208 | 1 | False |  |  | Dual-Speed |  |  |  | 36000 | 1894 | 19 | 13.4 | 27900 | 2044 | 4 | 3.1 | Non Federally-Regulated | 11/14/2018 |  | 04/24/2019
Waterfurnace International, Inc. | PREMIUM G | GT038**1*(1,2,4)*J |  | Water-Source | WBAHP: Heat Pump Packaged Unit | Heat Pump | 208 | 1 |  |  |  | Dual-Speed |  |  |  | 36500 | 2147 | 17 | 11.2 | 43300 | 2307 | 5.5 | 4.2 | Federally-Regulated Commercial & Industrial Equipment | 03/15/2019 |  | 04/24/2019
Waterfurnace International, Inc. | PREMIUM G | GT038**1*(1,2,4)*J |  | Ground-Water-Source | WBAHP: Heat Pump Packaged Unit | Heat Pump | 208 | 1 |  |  |  | Dual-Speed |  |  |  | 40000 | 1639 | 24.4 | 16.2 | 35000 | 2093 | 4.9 | 3.6 | Non Federally-Regulated | 03/15/2019 |  | 04/24/2019
Waterfurnace International, Inc. | PREMIUM G | GT038**1*(1,2,4)*J |  | Ground-Source | WBAHP: Heat Pump Packaged Unit | Heat Pump | 208 | 1 |  |  |  | Dual-Speed |  |  |  | 38200 | 1939 | 19.7 | 13.4 | 28500 | 1988 | 4.2 | 3.1 | Non Federally-Regulated | 03/15/2019 |  | 04/24/2019
Waterfurnace International, Inc. | PREMIUM G | GS042**1*(1,2,4)*J |  | Water-Source | WBAHP: Heat Pump Packaged Unit | Heat Pump | 208 | 1 |  |  |  | Single-Speed |  |  |  | 39000 | 2096 | 18.6 | 11.2 | 45600 | 2304 | 5.8 | 4.2 | Federally-Regulated Commercial & Industrial Equipment | 03/15/2019 |  | 04/24/2019
Waterfurnace International, Inc. | PREMIUM G | GS042**1*(1,2,4)*J |  | Ground-Water-Source | WBAHP: Heat Pump Packaged Unit | Heat Pump | 208 | 1 |  |  |  | Single-Speed |  |  |  | 43900 | 1562 | 28.1 | 16.2 | 36100 | 2159 | 4.9 | 3.6 | Non Federally-Regulated | 03/15/2019 |  | 04/24/2019
Waterfurnace International, Inc. | PREMIUM G | GS042**1*(1,2,4)*J |  | Ground-Source | WBAHP: Heat Pump Packaged Unit | Heat Pump | 208 | 1 |  |  |  | Single-Speed |  |  |  | 40700 | 1875 | 21.7 | 13.4 | 28900 | 2117 | 4 | 3.1 | Non Federally-Regulated | 03/15/2019 |  | 04/24/2019
Waterfurnace International, Inc. | TRANE/AMERICAN STANDARD | T1GX042***1**(1,2,4)J |  | Water-Source | WBAHP: Heat Pump Packaged Unit | Heat Pump | 208 | 1 |  |  |  | Single-Speed |  |  |  | 39000 | 2096 | 18.6 | 11.2 | 45600 | 2304 | 5.8 | 4.2 | Federally-Regulated Commercial & Industrial Equipment | 03/15/2019 |  | 04/24/2019
Waterfurnace International, Inc. | TRANE/AMERICAN STANDARD | T1GX042***1**(1,2,4)J |  | Ground-Water-Source | WBAHP: Heat Pump Packaged Unit | Heat Pump | 208 | 1 |  |  |  | Single-Speed |  |  |  | 43900 | 1562 | 28.1 | 16.2 | 36100 | 2159 | 4.9 | 3.6 | Non Federally-Regulated | 03/15/2019 |  | 04/24/2019
Waterfurnace International, Inc. | TRANE/AMERICAN STANDARD | T1GX042***1**(1,2,4)J |  | Ground-Source | WBAHP: Heat Pump Packaged Unit | Heat Pump | 208 | 1 |  |  |  | Single-Speed |  |  |  | 40700 | 1875 | 21.7 | 13.4 | 28900 | 2117 | 4 | 3.1 | Non Federally-Regulated | 03/15/2019 |  | 04/24/2019
Waterfurnace International, Inc. | TRANE/AMERICAN STANDARD | T2GC060*B |  | Water-Source | WBAHP: Heat Pump Packaged Unit | Heat Pump | 208 | 1 |  |  |  | Dual-Speed |  |  |  | 57200 | 4000 | 14.3 | 11.2 | 69000 | 4493 | 4.5 | 4.2 | Federally-Regulated Commercial & Industrial Equipment | 03/15/2019 |  | 04/24/2019
Waterfurnace International, Inc. | TRANE/AMERICAN STANDARD | T2GC060*B |  | Ground-Water-Source | WBAHP: Heat Pump Packaged Unit | Heat Pump | 208 | 1 |  |  |  | Dual-Speed |  |  |  | 64100 | 3096 | 20.7 | 16.2 | 56500 | 4139 | 4 | 3.6 | Non Federally-Regulated | 03/15/2019 |  | 04/24/2019
Waterfurnace International, Inc. | TRANE/AMERICAN STANDARD | T2GC060*B |  | Ground-Source | WBAHP: Heat Pump Packaged Unit | Heat Pump | 208 | 1 |  |  |  | Dual-Speed |  |  |  | 59900 | 3630 | 16.5 | 13.4 | 45300 | 3904 | 3.4 | 3.1 | Non Federally-Regulated | 03/15/2019 |  | 04/24/2019
Waterfurnace International, Inc. | TRANE/AMERICAN STANDARD | T1GX036***1**(1,2,4)J |  | Water-Source | WBAHP: Heat Pump Packaged Unit | Heat Pump | 208 | 1 |  |  |  | Single-Speed |  |  |  | 32300 | 1718 | 18.8 | 11.2 | 36500 | 1876 | 5.7 | 4.2 | Federally-Regulated Commercial & Industrial Equipment | 03/15/2019 |  | 04/24/2019
Waterfurnace International, Inc. | TRANE/AMERICAN STANDARD | T1GX036***1**(1,2,4)J |  | Ground-Water-Source | WBAHP: Heat Pump Packaged Unit | Heat Pump | 208 | 1 |  |  |  | Single-Speed |  |  |  | 36800 | 1277 | 28.8 | 16.2 | 29200 | 1746 | 4.9 | 3.6 | Non Federally-Regulated | 03/15/2019 |  | 04/24/2019
Waterfurnace International, Inc. | TRANE/AMERICAN STANDARD | T1GX036***1**(1,2,4)J |  | Ground-Source | WBAHP: Heat Pump Packaged Unit | Heat Pump | 208 | 1 |  |  |  | Single-Speed |  |  |  | 33700 | 1531 | 22 | 13.4 | 24400 | 1702 | 4.2 | 3.1 | Non Federally-Regulated | 03/15/2019 |  | 04/24/2019
Waterfurnace International, Inc. | TRANE/AMERICAN STANDARD | T1GX036***1**(0,3)J |  | Water-Source | WBAHP: Heat Pump Packaged Unit | Heat Pump | 208 | 1 |  |  |  | Single-Speed |  |  |  | 31500 | 2128 | 14.8 | 11.2 | 40200 | 2222 | 5.3 | 4.2 | Federally-Regulated Commercial & Industrial Equipment | 03/15/2019 |  | 04/24/2019
Waterfurnace International, Inc. | TRANE/AMERICAN STANDARD | T1GX036***1**(0,3)J |  | Ground-Water-Source | WBAHP: Heat Pump Packaged Unit | Heat Pump | 208 | 1 |  |  |  | Single-Speed |  |  |  | 35100 | 1438 | 24.4 | 16.2 | 29200 | 1901 | 4.5 | 3.6 | Non Federally-Regulated | 03/15/2019 |  | 04/24/2019
Waterfurnace International, Inc. | TRANE/AMERICAN STANDARD | T1GX036***1**(0,3)J |  | Ground-Source | WBAHP: Heat Pump Packaged Unit | Heat Pump | 208 | 1 |  |  |  | Single-Speed |  |  |  | 32900 | 1713 | 19.2 | 13.4 | 24400 | 1881 | 3.8 | 3.1 | Non Federally-Regulated | 03/15/2019 |  | 04/24/2019
Waterfurnace International, Inc. | TRANE/AMERICAN STANDARD | T2GX038***1**(1,2,4)J |  | Water-Source | WBAHP: Heat Pump Packaged Unit | Heat Pump | 208 | 1 |  |  |  | Dual-Speed |  |  |  | 36500 | 2147 | 17 | 11.2 | 43300 | 2307 | 5.5 | 4.2 | Federally-Regulated Commercial & Industrial Equipment | 03/15/2019 |  | 04/24/2019
Waterfurnace International, Inc. | TRANE/AMERICAN STANDARD | T2GX038***1**(1,2,4)J |  | Ground-Water-Source | WBAHP: Heat Pump Packaged Unit | Heat Pump | 208 | 1 |  |  |  | Dual-Speed |  |  |  | 40000 | 1639 | 24.4 | 16.2 | 35000 | 2093 | 4.9 | 3.6 | Non Federally-Regulated | 03/15/2019 |  | 04/24/2019
Waterfurnace International, Inc. | TRANE/AMERICAN STANDARD | T2GX038***1**(1,2,4)J |  | Ground-Source | WBAHP: Heat Pump Packaged Unit | Heat Pump | 208 | 1 |  |  |  | Dual-Speed |  |  |  | 38200 | 1939 | 19.7 | 13.4 | 28500 | 1988 | 4.2 | 3.1 | Non Federally-Regulated | 03/15/2019 |  | 04/24/2019
Waterfurnace International, Inc. | YORK BY JOHNSON CONTROLS | YAZS042**1*J | SAH042* | Ground-Source | WBAHP-CB: Heat Pump Split Syst | Heat Pump | 208 | 1 | False |  |  | Single-Speed |  |  |  | 37800 | 1938 | 19.5 | 13.4 | 27400 | 2059 | 3.9 | 3.1 | Non Federally-Regulated | 11/14/2018 |  | 04/24/2019
Waterfurnace International, Inc. | YORK BY JOHNSON CONTROLS | YAZS036**1*J | SAH036* | Ground-Source | WBAHP-CB: Heat Pump Split Syst | Heat Pump | 208 | 1 | False |  |  | Single-Speed |  |  |  | 30600 | 1500 | 20.4 | 13.4 | 23100 | 1692 | 4 | 3.1 | Non Federally-Regulated | 11/14/2018 |  | 04/24/2019
Waterfurnace International, Inc. | YORK BY JOHNSON CONTROLS | YAST038**1*J | SAH036* | Ground-Source | WBAHP-CB: Heat Pump Split Syst | Heat Pump | 208 | 1 | False |  |  | Dual-Speed |  |  |  | 36000 | 1894 | 19 | 13.4 | 27900 | 2044 | 4 | 3.1 | Non Federally-Regulated | 11/14/2018 |  | 04/24/2019
Waterfurnace International, Inc. | YORK BY JOHNSON CONTROLS | YAZT038**1*J | SAH036* | Ground-Source | WBAHP-CB: Heat Pump Split Syst | Heat Pump | 208 | 1 | False |  |  | Dual-Speed |  |  |  | 36000 | 1894 | 19 | 13.4 | 27900 | 2044 | 4 | 3.1 | Non Federally-Regulated | 11/14/2018 |  | 04/24/2019
Waterfurnace International, Inc. | YORK BY JOHNSON CONTROLS | YAFT038**1*(1,2,4)*J |  | Water-Source | WBAHP: Heat Pump Packaged Unit | Heat Pump | 208 | 1 |  |  |  | Dual-Speed |  |  |  | 36500 | 2147 | 17 | 11.2 | 43300 | 2307 | 5.5 | 4.2 | Federally-Regulated Commercial & Industrial Equipment | 03/15/2019 |  | 04/24/2019
Waterfurnace International, Inc. | YORK BY JOHNSON CONTROLS | YAFT038**1*(1,2,4)*J |  | Ground-Water-Source | WBAHP: Heat Pump Packaged Unit | Heat Pump | 208 | 1 |  |  |  | Dual-Speed |  |  |  | 40000 | 1639 | 24.4 | 16.2 | 35000 | 2093 | 4.9 | 3.6 | Non Federally-Regulated | 03/15/2019 |  | 04/24/2019
Waterfurnace International, Inc. | YORK BY JOHNSON CONTROLS | YAFT038**1*(1,2,4)*J |  | Ground-Source | WBAHP: Heat Pump Packaged Unit | Heat Pump | 208 | 1 |  |  |  | Dual-Speed |  |  |  | 38200 | 1939 | 19.7 | 13.4 | 28500 | 1988 | 4.2 | 3.1 | Non Federally-Regulated | 03/15/2019 |  | 04/24/2019
Waterfurnace International, Inc. | YORK BY JOHNSON CONTROLS | YAFS036**1*(1,2,4)*J |  | Water-Source | WBAHP: Heat Pump Packaged Unit | Heat Pump | 208 | 1 |  |  |  | Single-Speed |  |  |  | 32300 | 1718 | 18.8 | 11.2 | 36500 | 1876 | 5.7 | 4.2 | Federally-Regulated Commercial & Industrial Equipment | 03/15/2019 |  | 04/24/2019
Waterfurnace International, Inc. | YORK BY JOHNSON CONTROLS | YAFS036**1*(1,2,4)*J |  | Ground-Water-Source | WBAHP: Heat Pump Packaged Unit | Heat Pump | 208 | 1 |  |  |  | Single-Speed |  |  |  | 36800 | 1277 | 28.8 | 16.2 | 29200 | 1746 | 4.9 | 3.6 | Non Federally-Regulated | 03/15/2019 |  | 04/24/2019
Waterfurnace International, Inc. | YORK BY JOHNSON CONTROLS | YAFS036**1*(1,2,4)*J |  | Ground-Source | WBAHP: Heat Pump Packaged Unit | Heat Pump | 208 | 1 |  |  |  | Single-Speed |  |  |  | 33700 | 1531 | 22 | 13.4 | 24400 | 1702 | 4.2 | 3.1 | Non Federally-Regulated | 03/15/2019 |  | 04/24/2019
Waterfurnace International, Inc. | YORK BY JOHNSON CONTROLS | YAFS036**1*(0,3)*J |  | Water-Source | WBAHP: Heat Pump Packaged Unit | Heat Pump | 208 | 1 |  |  |  | Single-Speed |  |  |  | 31500 | 2128 | 14.8 | 11.2 | 40200 | 2222 | 5.3 | 4.2 | Federally-Regulated Commercial & Industrial Equipment | 03/15/2019 |  | 04/24/2019
Waterfurnace International, Inc. | YORK BY JOHNSON CONTROLS | YAFS036**1*(0,3)*J |  | Ground-Water-Source | WBAHP: Heat Pump Packaged Unit | Heat Pump | 208 | 1 |  |  |  | Single-Speed |  |  |  | 35100 | 1438 | 24.4 | 16.2 | 29200 | 1901 | 4.5 | 3.6 | Non Federally-Regulated | 03/15/2019 |  | 04/24/2019
Waterfurnace International, Inc. | YORK BY JOHNSON CONTROLS | YAFS036**1*(0,3)*J |  | Ground-Source | WBAHP: Heat Pump Packaged Unit | Heat Pump | 208 | 1 |  |  |  | Single-Speed |  |  |  | 32900 | 1713 | 19.2 | 13.4 | 24400 | 1881 | 3.8 | 3.1 | Non Federally-Regulated | 03/15/2019 |  | 04/24/2019
Waterfurnace International, Inc. | YORK BY JOHNSON CONTROLS | YAFS042**1*(1,2,4)*J |  | Water-Source | WBAHP: Heat Pump Packaged Unit | Heat Pump | 208 | 1 |  |  |  | Single-Speed |  |  |  | 39000 | 2096 | 18.6 | 11.2 | 45600 | 2304 | 5.8 | 4.2 | Federally-Regulated Commercial & Industrial Equipment | 03/15/2019 |  | 04/24/2019
Waterfurnace International, Inc. | YORK BY JOHNSON CONTROLS | YAFS042**1*(1,2,4)*J |  | Ground-Water-Source | WBAHP: Heat Pump Packaged Unit | Heat Pump | 208 | 1 |  |  |  | Single-Speed |  |  |  | 43900 | 1562 | 28.1 | 16.2 | 36100 | 2159 | 4.9 | 3.6 | Non Federally-Regulated | 03/15/2019 |  | 04/24/2019
Waterfurnace International, Inc. | YORK BY JOHNSON CONTROLS | YAFS042**1*(1,2,4)*J |  | Ground-Source | WBAHP: Heat Pump Packaged Unit | Heat Pump | 208 | 1 |  |  |  | Single-Speed |  |  |  | 40700 | 1875 | 21.7 | 13.4 | 28900 | 2117 | 4 | 3.1 | Non Federally-Regulated | 03/15/2019 |  | 04/24/2019
Waterfurnace International, Inc. | YORK BY JOHNSON CONTROLS | YLFT060*B |  | Water-Source | WBAHP: Heat Pump Packaged Unit | Heat Pump | 208 | 1 |  |  |  | Dual-Speed |  |  |  | 57200 | 4000 | 14.3 | 11.2 | 69000 | 4493 | 4.5 | 4.2 | Federally-Regulated Commercial & Industrial Equipment | 03/15/2019 |  | 04/24/2019
Waterfurnace International, Inc. | YORK BY JOHNSON CONTROLS | YLFT060*B |  | Ground-Water-Source | WBAHP: Heat Pump Packaged Unit | Heat Pump | 208 | 1 |  |  |  | Dual-Speed |  |  |  | 64100 | 3096 | 20.7 | 16.2 | 56500 | 4139 | 4 | 3.6 | Non Federally-Regulated | 03/15/2019 |  | 04/24/2019
Waterfurnace International, Inc. | YORK BY JOHNSON CONTROLS | YLFT060*B |  | Ground-Source | WBAHP: Heat Pump Packaged Unit | Heat Pump | 208 | 1 |  |  |  | Dual-Speed |  |  |  | 59900 | 3630 | 16.5 | 13.4 | 45300 | 3904 | 3.4 | 3.1 | Non Federally-Regulated | 03/15/2019 |  | 04/24/2019
ClimateMaster Inc. | Century | HBH/V006 |  | Ground-Source | WBAHP: Heat Pump Packaged Unit | Heat Pump | 208 | 1 |  |  |  | Single-Speed |  |  |  | 6200 | 402 | 15.4 | 13.4 | 4900 | 455 | 3.2 | 3.1 | Non Federally-Regulated | 11/13/2018 |  | 05/10/2019
ClimateMaster Inc. | Century | HBH/V009 |  | Water-Source | WBAHP: Heat Pump Packaged Unit | Heat Pump | 208 | 1 |  |  |  | Single-Speed |  |  |  | 8800 | 656 | 13.4 | 11.2 | 11600 | 790 | 4.3 | 4.2 | Federally-Regulated Commercial & Industrial Equipment | 06/29/2016 |  | 05/10/2019
ClimateMaster Inc. | Century | HBH/V009 |  | Ground-Water-Source | WBAHP: Heat Pump Packaged Unit | Heat Pump | 208 | 1 |  |  |  | Single-Speed |  |  |  | 10100 | 480 | 21 | 16.2 | 9800 | 736 | 3.9 | 3.6 | Non Federally-Regulated | 06/29/2016 |  | 05/10/2019
ClimateMaster Inc. | Century | HBH/V009 |  | Ground-Source | WBAHP: Heat Pump Packaged Unit | Heat Pump | 208 | 1 |  |  |  | Single-Speed |  |  |  | 9300 | 592 | 15.7 | 13.4 | 7900 | 680 | 3.4 | 3.1 | Non Federally-Regulated | 06/29/2016 |  | 05/10/2019
ClimateMaster Inc. | Century | HBH/V015 |  | Water-Source | WBAHP: Heat Pump Packaged Unit | Heat Pump | 208 | 1 |  |  |  | Single-Speed |  |  |  | 14500 | 941 | 15.4 | 11.2 | 17300 | 1014 | 5 | 4.2 | Federally-Regulated Commercial & Industrial Equipment | 04/23/2019 |  | 05/10/2019
ClimateMaster Inc. | Century | HBH/V015 |  | Ground-Water-Source | WBAHP: Heat Pump Packaged Unit | Heat Pump | 208 | 1 |  |  |  | Single-Speed |  |  |  | 16800 | 685 | 24.5 | 16.2 | 14400 | 959 | 4.4 | 3.6 | Non Federally-Regulated | 04/23/2019 |  | 05/10/2019
ClimateMaster Inc. | Century | HBH/V015 |  | Ground-Source | WBAHP: Heat Pump Packaged Unit | Heat Pump | 208 | 1 |  |  |  | Single-Speed |  |  |  | 15000 | 872 | 17.2 | 13.4 | 11100 | 903 | 3.6 | 3.1 | Non Federally-Regulated | 04/23/2019 |  | 05/10/2019
ClimateMaster Inc. | Century | HBH/V030 |  | Water-Source | WBAHP: Heat Pump Packaged Unit | Heat Pump | 208 | 1 |  |  |  | Single-Speed |  |  |  | 28100 | 2097 | 13.4 | 11.2 | 35100 | 2236 | 4.6 | 4.2 | Federally-Regulated Commercial & Industrial Equipment | 04/23/2019 |  | 05/10/2019
ClimateMaster Inc. | Century | HBH/V030 |  | Ground-Water-Source | WBAHP: Heat Pump Packaged Unit | Heat Pump | 208 | 1 |  |  |  | Single-Speed |  |  |  | 31700 | 1577 | 20.1 | 16.2 | 29600 | 2115 | 4.1 | 3.6 | Non Federally-Regulated | 04/23/2019 |  | 05/10/2019
ClimateMaster Inc. | Century | HBH/V030 |  | Ground-Source | WBAHP: Heat Pump Packaged Unit | Heat Pump | 208 | 1 |  |  |  | Single-Speed |  |  |  | 28900 | 1913 | 15.1 | 13.4 | 23400 | 2017 | 3.4 | 3.1 | Non Federally-Regulated | 04/23/2019 |  | 05/10/2019
ClimateMaster Inc. | Century | HBH/V048 |  | Water-Source | WBAHP: Heat Pump Packaged Unit | Heat Pump | 208 | 1 |  |  |  | Single-Speed |  |  |  | 47700 | 3586 | 13.3 | 11.2 | 55900 | 3485 | 4.7 | 4.2 | Federally-Regulated Commercial & Industrial Equipment | 11/27/2018 |  | 05/10/2019
ClimateMaster Inc. | Century | HBH/V048 |  | Ground-Water-Source | WBAHP: Heat Pump Packaged Unit | Heat Pump | 208 | 1 |  |  |  | Single-Speed |  |  |  | 54300 | 2648 | 20.5 | 16.2 | 46500 | 3323 | 4.1 | 3.6 | Non Federally-Regulated | 11/27/2018 |  | 05/10/2019
ClimateMaster Inc. | Century | HBH/V048 |  | Ground-Source | WBAHP: Heat Pump Packaged Unit | Heat Pump | 208 | 1 |  |  |  | Single-Speed |  |  |  | 49000 | 3333 | 14.7 | 13.4 | 36400 | 3137 | 3.4 | 3.1 | Non Federally-Regulated | 11/27/2018 |  | 05/10/2019
ClimateMaster Inc. | Century | HBV041 |  | Water-Source | WBAHP: Heat Pump Packaged Unit | Heat Pump | 208 | 1 |  |  |  | Single-Speed |  |  |  | 36500 | 2765 | 13.2 | 11.2 | 45700 | 3114 | 4.3 | 4.2 | Federally-Regulated Commercial & Industrial Equipment | 01/11/2019 |  | 05/10/2019
ClimateMaster Inc. | Century | HBV041 |  | Ground-Water-Source | WBAHP: Heat Pump Packaged Unit | Heat Pump | 208 | 1 |  |  |  | Single-Speed |  |  |  | 41400 | 2101 | 19.7 | 16.2 | 38000 | 3009 | 3.7 | 3.6 | Non Federally-Regulated | 01/11/2019 |  | 05/10/2019
ClimateMaster Inc. | Century | HBV041 |  | Ground-Source | WBAHP: Heat Pump Packaged Unit | Heat Pump | 208 | 1 |  |  |  | Single-Speed |  |  |  | 38000 | 2567 | 14.8 | 13.4 | 30100 | 2756 | 3.2 | 3.1 | Non Federally-Regulated | 01/11/2019 |  | 05/10/2019
ClimateMaster Inc. | Century | HEV/H024C |  | Water-Source | WBAHP: Heat Pump Packaged Unit | Heat Pump | 208 | 1 |  |  |  | Single-Speed |  |  |  | 23700 | 1657 | 14.3 | 11.2 | 28000 | 1783 | 4.6 | 4.2 | Federally-Regulated Commercial & Industrial Equipment | 04/23/2019 |  | 05/10/2019
ClimateMaster Inc. | Century | HEV/H024C |  | Ground-Water-Source | WBAHP: Heat Pump Packaged Unit | Heat Pump | 208 | 1 |  |  |  | Single-Speed |  |  |  | 26500 | 1221 | 21.7 | 16.2 | 23000 | 1644 | 4.1 | 3.6 | Non Federally-Regulated | 04/23/2019 |  | 05/10/2019
ClimateMaster Inc. | Century | HEV/H024C |  | Ground-Source | WBAHP: Heat Pump Packaged Unit | Heat Pump | 208 | 1 |  |  |  | Single-Speed |  |  |  | 24600 | 1537 | 16 | 13.4 | 17800 | 1449 | 3.6 | 3.1 | Non Federally-Regulated | 04/23/2019 |  | 05/10/2019
ClimateMaster Inc. | Century | HEV/H030C |  | Water-Source | WBAHP: Heat Pump Packaged Unit | Heat Pump | 208 | 1 |  |  |  | Single-Speed |  |  |  | 28500 | 2035 | 14 | 11.2 | 35800 | 2280 | 4.6 | 4.2 | Federally-Regulated Commercial & Industrial Equipment | 04/23/2019 |  | 05/10/2019
ClimateMaster Inc. | Century | HEV/H030C |  | Ground-Water-Source | WBAHP: Heat Pump Packaged Unit | Heat Pump | 208 | 1 |  |  |  | Single-Speed |  |  |  | 32300 | 1560 | 20.7 | 16.2 | 30000 | 2093 | 4.2 | 3.6 | Non Federally-Regulated | 04/23/2019 |  | 05/10/2019
ClimateMaster Inc. | Century | HEV/H030C |  | Ground-Source | WBAHP: Heat Pump Packaged Unit | Heat Pump | 208 | 1 |  |  |  | Single-Speed |  |  |  | 29900 | 1904 | 15.7 | 13.4 | 23800 | 1937 | 3.6 | 3.1 | Non Federally-Regulated | 04/23/2019 |  | 05/10/2019
ClimateMaster Inc. | Century | HEV/H036C |  | Water-Source | WBAHP: Heat Pump Packaged Unit | Heat Pump | 208 | 1 |  |  |  | Single-Speed |  |  |  | 34300 | 2271 | 15.1 | 11.2 | 42000 | 2675 | 4.6 | 4.2 | Federally-Regulated Commercial & Industrial Equipment | 04/23/2019 |  | 05/10/2019
ClimateMaster Inc. | Century | HEV/H036C |  | Ground-Water-Source | WBAHP: Heat Pump Packaged Unit | Heat Pump | 208 | 1 |  |  |  | Single-Speed |  |  |  | 38200 | 1713 | 22.3 | 16.2 | 35100 | 2392 | 4.3 | 3.6 | Non Federally-Regulated | 04/23/2019 |  | 05/10/2019
ClimateMaster Inc. | Century | HEV/H036C |  | Ground-Source | WBAHP: Heat Pump Packaged Unit | Heat Pump | 208 | 1 |  |  |  | Single-Speed |  |  |  | 35200 | 2107 | 16.7 | 13.4 | 27300 | 2222 | 3.6 | 3.1 | Non Federally-Regulated | 04/23/2019 |  | 05/10/2019
ClimateMaster Inc. | Century | HEV/H042C |  | Water-Source | WBAHP: Heat Pump Packaged Unit | Heat Pump | 208 | 1 |  |  |  | Single-Speed |  |  |  | 41100 | 2874 | 14.3 | 11.2 | 50200 | 3198 | 4.6 | 4.2 | Federally-Regulated Commercial & Industrial Equipment | 04/23/2019 |  | 05/10/2019
ClimateMaster Inc. | Century | HEV/H042C |  | Ground-Water-Source | WBAHP: Heat Pump Packaged Unit | Heat Pump | 208 | 1 |  |  |  | Single-Speed |  |  |  | 46300 | 2173 | 21.3 | 16.2 | 42300 | 3023 | 4.1 | 3.6 | Non Federally-Regulated | 04/23/2019 |  | 05/10/2019
ClimateMaster Inc. | Century | HEV/H042C |  | Ground-Source | WBAHP: Heat Pump Packaged Unit | Heat Pump | 208 | 1 |  |  |  | Single-Speed |  |  |  | 43100 | 2677 | 16.1 | 13.4 | 33300 | 2870 | 3.4 | 3.1 | Non Federally-Regulated | 04/23/2019 |  | 05/10/2019
ClimateMaster Inc. | Century | HEV/H048C |  | Water-Source | WBAHP: Heat Pump Packaged Unit | Heat Pump | 208 | 1 |  |  |  | Single-Speed |  |  |  | 45900 | 3278 | 14 | 11.2 | 53800 | 3217 | 4.9 | 4.2 | Federally-Regulated Commercial & Industrial Equipment | 04/23/2019 |  | 05/10/2019
ClimateMaster Inc. | Century | HEV/H048C |  | Ground-Water-Source | WBAHP: Heat Pump Packaged Unit | Heat Pump | 208 | 1 |  |  |  | Single-Speed |  |  |  | 51800 | 2478 | 20.9 | 16.2 | 45000 | 2997 | 4.4 | 3.6 | Non Federally-Regulated | 04/23/2019 |  | 05/10/2019
ClimateMaster Inc. | Century | HEV/H048C |  | Ground-Source | WBAHP: Heat Pump Packaged Unit | Heat Pump | 208 | 1 |  |  |  | Single-Speed |  |  |  | 48100 | 3103 | 15.5 | 13.4 | 35600 | 2819 | 3.7 | 3.1 | Non Federally-Regulated | 04/23/2019 |  | 05/10/2019
ClimateMaster Inc. | Century | HEV/H060C |  | Water-Source | WBAHP: Heat Pump Packaged Unit | Heat Pump | 208 | 1 |  |  |  | Single-Speed |  |  |  | 61700 | 3929 | 15.7 | 11.2 | 67500 | 4121 | 4.8 | 4.2 | Federally-Regulated Commercial & Industrial Equipment | 02/06/2019 |  | 05/10/2019
ClimateMaster Inc. | Century | HEV/H060C |  | Ground-Source | WBAHP: Heat Pump Packaged Unit | Heat Pump | 208 | 1 |  |  |  | Single-Speed |  |  |  | 63200 | 3653 | 17.3 | 13.4 | 43700 | 3557 | 3.6 | 3.1 | Non Federally-Regulated | 02/06/2019 |  | 05/10/2019
ClimateMaster Inc. | Century | HPH/V030 |  | Water-Source | WBAHP: Heat Pump Packaged Unit | Heat Pump | 208 | 1 |  |  |  | Single-Speed |  |  |  | 28100 | 2097 | 13.4 | 11.2 | 35100 | 2236 | 4.6 | 4.2 | Federally-Regulated Commercial & Industrial Equipment | 04/23/2019 |  | 05/10/2019
ClimateMaster Inc. | Century | HPH/V030 |  | Ground-Water-Source | WBAHP: Heat Pump Packaged Unit | Heat Pump | 208 | 1 |  |  |  | Single-Speed |  |  |  | 31700 | 1577 | 20.1 | 16.2 | 29600 | 2115 | 4.1 | 3.6 | Non Federally-Regulated | 04/23/2019 |  | 05/10/2019
ClimateMaster Inc. | Century | HPH/V030 |  | Ground-Source | WBAHP: Heat Pump Packaged Unit | Heat Pump | 208 | 1 |  |  |  | Single-Speed |  |  |  | 28900 | 1913 | 15.1 | 13.4 | 23400 | 2017 | 3.4 | 3.1 | Non Federally-Regulated | 04/23/2019 |  | 05/10/2019
ClimateMaster Inc. | Century | HZS024B | MWG24*A-B | Ground-Water-Source | WBAHP-C: Heat Pump Split Syste | Heat Pump | 208 | 1 | False |  |  | Single-Speed |  |  |  | 25200 | 1125 | 22.4 | 16.2 | 22300 | 1452 | 4.5 | 3.6 | Non Federally-Regulated | 01/11/2019 |  | 05/10/2019
ClimateMaster Inc. | Century | HZS024B | MWG24*A-B | Ground-Source | WBAHP-C: Heat Pump Split Syste | Heat Pump | 208 | 1 | False |  |  | Single-Speed |  |  |  | 24000 | 1379 | 17.4 | 13.4 | 18800 | 1412 | 3.9 | 3.1 | Non Federally-Regulated | 01/11/2019 |  | 05/10/2019
ClimateMaster Inc. | Century | HZS036B | WDG036***-*B | Ground-Water-Source | WBAHP-CB: Heat Pump Split Syst | Heat Pump | 208 | 1 | False |  |  | Single-Speed |  |  |  | 40500 | 1730 | 23.4 | 16.2 | 32700 | 2129 | 4.5 | 3.6 | Non Federally-Regulated | 04/23/2019 |  | 05/10/2019
ClimateMaster Inc. | Century | HZS036B | WDG036***-*B | Ground-Source | WBAHP-CB: Heat Pump Split Syst | Heat Pump | 208 | 1 | False |  |  | Single-Speed |  |  |  | 37700 | 2117 | 17.8 | 13.4 | 26200 | 2020 | 3.8 | 3.1 | Non Federally-Regulated | 04/23/2019 |  | 05/10/2019
ClimateMaster Inc. | Century | HZS036B | MWG36**-B | Ground-Source | WBAHP-C: Heat Pump Split Syste | Heat Pump | 208 | 1 | False |  |  | Single-Speed |  |  |  | 38000 | 2196 | 17.3 | 13.4 | 26600 | 2106 | 3.7 | 3.1 | Non Federally-Regulated | 04/23/2019 |  | 05/10/2019
ClimateMaster Inc. | Century | HZV/H/D024B |  | Ground-Source | WBAHP: Heat Pump Packaged Unit | Heat Pump | 208 | 1 |  |  |  | Single-Speed |  |  |  | 26000 | 1306 | 19.9 | 13.4 | 20200 | 1443 | 4.1 | 3.1 | Non Federally-Regulated | 11/13/2018 |  | 05/10/2019
ClimateMaster Inc. | Century | HZV/H/D036B |  | Water-Source | WBAHP: Heat Pump Packaged Unit | Heat Pump | 208 | 1 |  |  |  | Single-Speed |  |  |  | 37700 | 2106 | 17.9 | 11.2 | 45700 | 2309 | 5.8 | 4.2 | Federally-Regulated Commercial & Industrial Equipment | 04/23/2019 |  | 05/10/2019
ClimateMaster Inc. | Century | HZV/H/D036B |  | Ground-Water-Source | WBAHP: Heat Pump Packaged Unit | Heat Pump | 208 | 1 |  |  |  | Single-Speed |  |  |  | 42100 | 1613 | 26.1 | 16.2 | 37900 | 2136 | 5.2 | 3.6 | Non Federally-Regulated | 04/23/2019 |  | 05/10/2019
ClimateMaster Inc. | Century | HZV/H/D036B |  | Ground-Source | WBAHP: Heat Pump Packaged Unit | Heat Pump | 208 | 1 |  |  |  | Single-Speed |  |  |  | 39000 | 1921 | 20.3 | 13.4 | 29700 | 1978 | 4.4 | 3.1 | Non Federally-Regulated | 04/23/2019 |  | 05/10/2019
ClimateMaster Inc. | Century | HZV/H/D048B |  | Water-Source | WBAHP: Heat Pump Packaged Unit | Heat Pump | 208 | 1 |  |  |  | Single-Speed |  |  |  | 48600 | 2892 | 16.8 | 11.2 | 56700 | 3258 | 5.1 | 4.2 | Federally-Regulated Commercial & Industrial Equipment | 04/23/2019 |  | 05/10/2019
ClimateMaster Inc. | Century | HZV/H/D048B |  | Ground-Water-Source | WBAHP: Heat Pump Packaged Unit | Heat Pump | 208 | 1 |  |  |  | Single-Speed |  |  |  | 55000 | 2173 | 25.3 | 16.2 | 46800 | 2981 | 4.6 | 3.6 | Non Federally-Regulated | 04/23/2019 |  | 05/10/2019
ClimateMaster Inc. | Century | HZV/H/D048B |  | Ground-Source | WBAHP: Heat Pump Packaged Unit | Heat Pump | 208 | 1 |  |  |  | Single-Speed |  |  |  | 49600 | 2569 | 19.3 | 13.4 | 36400 | 2666 | 4 | 3.1 | Non Federally-Regulated | 04/23/2019 |  | 05/10/2019
ClimateMaster Inc. | Century | HZV/H/D060B |  | Water-Source | WBAHP: Heat Pump Packaged Unit | Heat Pump | 208 | 1 |  |  |  | Single-Speed |  |  |  | 61500 | 3796 | 16.2 | 11.2 | 77400 | 4200 | 5.4 | 4.2 | Federally-Regulated Commercial & Industrial Equipment | 04/23/2019 |  | 05/10/2019
ClimateMaster Inc. | Comfort-Aire | HBH/V006 |  | Ground-Source | WBAHP: Heat Pump Packaged Unit | Heat Pump | 208 | 1 |  |  |  | Single-Speed |  |  |  | 6200 | 402 | 15.4 | 13.4 | 4900 | 455 | 3.2 | 3.1 | Non Federally-Regulated | 11/13/2018 |  | 05/10/2019
ClimateMaster Inc. | Comfort-Aire | HBV041 |  | Water-Source | WBAHP: Heat Pump Packaged Unit | Heat Pump | 208 | 1 |  |  |  | Single-Speed |  |  |  | 36500 | 2765 | 13.2 | 11.2 | 45700 | 3114 | 4.3 | 4.2 | Federally-Regulated Commercial & Industrial Equipment | 01/11/2019 |  | 05/10/2019
ClimateMaster Inc. | Comfort-Aire | HBV041 |  | Ground-Water-Source | WBAHP: Heat Pump Packaged Unit | Heat Pump | 208 | 1 |  |  |  | Single-Speed |  |  |  | 41400 | 2101 | 19.7 | 16.2 | 38000 | 3009 | 3.7 | 3.6 | Non Federally-Regulated | 01/11/2019 |  | 05/10/2019
ClimateMaster Inc. | Comfort-Aire | HBV041 |  | Ground-Source | WBAHP: Heat Pump Packaged Unit | Heat Pump | 208 | 1 |  |  |  | Single-Speed |  |  |  | 38000 | 2567 | 14.8 | 13.4 | 30100 | 2756 | 3.2 | 3.1 | Non Federally-Regulated | 01/11/2019 |  | 05/10/2019
ClimateMaster Inc. | Comfort-Aire | HBH/V048 |  | Water-Source | WBAHP: Heat Pump Packaged Unit | Heat Pump | 208 | 1 |  |  |  | Single-Speed |  |  |  | 47700 | 3586 | 13.3 | 11.2 | 55900 | 3485 | 4.7 | 4.2 | Federally-Regulated Commercial & Industrial Equipment | 11/27/2018 |  | 05/10/2019
ClimateMaster Inc. | Comfort-Aire | HBH/V048 |  | Ground-Water-Source | WBAHP: Heat Pump Packaged Unit | Heat Pump | 208 | 1 |  |  |  | Single-Speed |  |  |  | 54300 | 2648 | 20.5 | 16.2 | 46500 | 3323 | 4.1 | 3.6 | Non Federally-Regulated | 11/27/2018 |  | 05/10/2019
ClimateMaster Inc. | Comfort-Aire | HBH/V048 |  | Ground-Source | WBAHP: Heat Pump Packaged Unit | Heat Pump | 208 | 1 |  |  |  | Single-Speed |  |  |  | 49000 | 3333 | 14.7 | 13.4 | 36400 | 3137 | 3.4 | 3.1 | Non Federally-Regulated | 11/27/2018 |  | 05/10/2019
ClimateMaster Inc. | Comfort-Aire | HBH/V009 |  | Water-Source | WBAHP: Heat Pump Packaged Unit | Heat Pump | 208 | 1 |  |  |  | Single-Speed |  |  |  | 8800 | 656 | 13.4 | 11.2 | 11600 | 790 | 4.3 | 4.2 | Federally-Regulated Commercial & Industrial Equipment | 06/29/2016 |  | 05/10/2019
ClimateMaster Inc. | Comfort-Aire | HBH/V009 |  | Ground-Water-Source | WBAHP: Heat Pump Packaged Unit | Heat Pump | 208 | 1 |  |  |  | Single-Speed |  |  |  | 10100 | 480 | 21 | 16.2 | 9800 | 736 | 3.9 | 3.6 | Non Federally-Regulated | 06/29/2016 |  | 05/10/2019
ClimateMaster Inc. | Comfort-Aire | HBH/V009 |  | Ground-Source | WBAHP: Heat Pump Packaged Unit | Heat Pump | 208 | 1 |  |  |  | Single-Speed |  |  |  | 9300 | 592 | 15.7 | 13.4 | 7900 | 680 | 3.4 | 3.1 | Non Federally-Regulated | 06/29/2016 |  | 05/10/2019
ClimateMaster Inc. | Comfort-Aire | HZV/H/D024B |  | Ground-Source | WBAHP: Heat Pump Packaged Unit | Heat Pump | 208 | 1 |  |  |  | Single-Speed |  |  |  | 26000 | 1306 | 19.9 | 13.4 | 20200 | 1443 | 4.1 | 3.1 | Non Federally-Regulated | 11/13/2018 |  | 05/10/2019
ClimateMaster Inc. | Comfort-Aire | HEV/H060C |  | Water-Source | WBAHP: Heat Pump Packaged Unit | Heat Pump | 208 | 1 |  |  |  | Single-Speed |  |  |  | 61700 | 3929 | 15.7 | 11.2 | 67500 | 4121 | 4.8 | 4.2 | Federally-Regulated Commercial & Industrial Equipment | 02/07/2019 |  | 05/10/2019
ClimateMaster Inc. | Comfort-Aire | HEV/H060C |  | Ground-Source | WBAHP: Heat Pump Packaged Unit | Heat Pump | 208 | 1 |  |  |  | Single-Speed |  |  |  | 63200 | 3653 | 17.3 | 13.4 | 43700 | 3557 | 3.6 | 3.1 | Non Federally-Regulated | 02/07/2019 |  | 05/10/2019
ClimateMaster Inc. | Comfort-Aire | HZS024B | MWG24*A-B | Ground-Water-Source | WBAHP-C: Heat Pump Split Syste | Heat Pump | 208 | 1 | False |  |  | Single-Speed |  |  |  | 25200 | 1125 | 22.4 | 16.2 | 22300 | 1452 | 4.5 | 3.6 | Non Federally-Regulated | 01/11/2019 |  | 05/10/2019
ClimateMaster Inc. | Comfort-Aire | HZS024B | MWG24*A-B | Ground-Source | WBAHP-C: Heat Pump Split Syste | Heat Pump | 208 | 1 | False |  |  | Single-Speed |  |  |  | 24000 | 1379 | 17.4 | 13.4 | 18800 | 1412 | 3.9 | 3.1 | Non Federally-Regulated | 01/11/2019 |  | 05/10/2019
ClimateMaster Inc. | Rheem | RPVS/EC036 | RCFL-HM38** | Ground-Water-Source | WBAHP-C: Heat Pump Split Syste | Heat Pump | 208 | 1 | False |  |  | Single-Speed |  |  |  | 40200 | 1802 | 22.3 | 16.2 | 32800 | 2184 | 4.4 | 3.6 | Non Federally-Regulated | 04/23/2019 |  | 05/10/2019
ClimateMaster Inc. | Rheem | RPVS/EC036 | RCFL-HM38** | Ground-Source | WBAHP-C: Heat Pump Split Syste | Heat Pump | 208 | 1 | False |  |  | Single-Speed |  |  |  | 38000 | 2196 | 17.3 | 13.4 | 26600 | 2106 | 3.7 | 3.1 | Non Federally-Regulated | 04/23/2019 |  | 05/10/2019
ClimateMaster Inc. | TRANQUILITY 16 | TRH/V060A*W/K |  | Water-Source | WBAHP: Heat Pump Packaged Unit | Heat Pump | 208 | 1 |  |  |  | Single-Speed |  |  |  | 60000 | 4054 | 14.8 | 11.2 | 71200 | 4742 | 4.4 | 4.2 | Federally-Regulated Commercial & Industrial Equipment | 02/07/2019 |  | 05/10/2019
ClimateMaster Inc. | TRANQUILITY 16 | TRH/V060A*W/K |  | Ground-Source | WBAHP: Heat Pump Packaged Unit | Heat Pump | 208 | 1 |  |  |  | Single-Speed |  |  |  | 61400 | 3721 | 16.5 | 13.4 | 47500 | 4094 | 3.4 | 3.1 | Non Federally-Regulated | 02/07/2019 |  | 05/10/2019
ClimateMaster Inc. | TRANQUILITY 16 | TCH/V060A*W/K |  | Water-Source | WBAHP: Heat Pump Packaged Unit | Heat Pump | 208 | 1 |  |  |  | Single-Speed |  |  |  | 60000 | 4054 | 14.8 | 11.2 | 71200 | 4742 | 4.4 | 4.2 | Federally-Regulated Commercial & Industrial Equipment | 02/07/2019 |  | 05/10/2019
ClimateMaster Inc. | TRANQUILITY 16 | TCH/V060A*W/K |  | Ground-Source | WBAHP: Heat Pump Packaged Unit | Heat Pump | 208 | 1 |  |  |  | Single-Speed |  |  |  | 61400 | 3721 | 16.5 | 13.4 | 47500 | 4094 | 3.4 | 3.1 | Non Federally-Regulated | 02/07/2019 |  | 05/10/2019
ClimateMaster Inc. | TRANQUILITY 16 | TCH/V048A |  | Water-Source | WBAHP: Heat Pump Packaged Unit | Heat Pump | 208 | 1 |  |  |  | Single-Speed |  |  |  | 47700 | 3586 | 13.3 | 11.2 | 55900 | 3485 | 4.7 | 4.2 | Federally-Regulated Commercial & Industrial Equipment | 11/27/2018 |  | 05/10/2019
ClimateMaster Inc. | TRANQUILITY 16 | TCH/V048A |  | Ground-Water-Source | WBAHP: Heat Pump Packaged Unit | Heat Pump | 208 | 1 |  |  |  | Single-Speed |  |  |  | 54300 | 2648 | 20.5 | 16.2 | 46500 | 3323 | 4.1 | 3.6 | Non Federally-Regulated | 11/27/2018 |  | 05/10/2019
ClimateMaster Inc. | TRANQUILITY 16 | TCH/V048A |  | Ground-Source | WBAHP: Heat Pump Packaged Unit | Heat Pump | 208 | 1 |  |  |  | Single-Speed |  |  |  | 49000 | 3333 | 14.7 | 13.4 | 36400 | 3137 | 3.4 | 3.1 | Non Federally-Regulated | 11/27/2018 |  | 05/10/2019
ClimateMaster Inc. | TRANQUILITY 16 | TRH/V030A |  | Water-Source | WBAHP: Heat Pump Packaged Unit | Heat Pump | 208 | 1 |  |  |  | Single-Speed |  |  |  | 28100 | 2097 | 13.4 | 11.2 | 35100 | 2236 | 4.6 | 4.2 | Federally-Regulated Commercial & Industrial Equipment | 04/23/2019 |  | 05/10/2019
ClimateMaster Inc. | TRANQUILITY 16 | TRH/V030A |  | Ground-Water-Source | WBAHP: Heat Pump Packaged Unit | Heat Pump | 208 | 1 |  |  |  | Single-Speed |  |  |  | 31700 | 1577 | 20.1 | 16.2 | 29600 | 2115 | 4.1 | 3.6 | Non Federally-Regulated | 04/23/2019 |  | 05/10/2019
ClimateMaster Inc. | TRANQUILITY 16 | TRH/V030A |  | Ground-Source | WBAHP: Heat Pump Packaged Unit | Heat Pump | 208 | 1 |  |  |  | Single-Speed |  |  |  | 28900 | 1913 | 15.1 | 13.4 | 23400 | 2017 | 3.4 | 3.1 | Non Federally-Regulated | 04/23/2019 |  | 05/10/2019
ClimateMaster Inc. | TRANQUILITY 16 | TCH/V006A |  | Ground-Source | WBAHP: Heat Pump Packaged Unit | Heat Pump | 208 | 1 |  |  |  | Single-Speed |  |  |  | 6200 | 402 | 15.4 | 13.4 | 4900 | 455 | 3.2 | 3.1 | Non Federally-Regulated | 11/13/2018 |  | 05/10/2019
ClimateMaster Inc. | TRANQUILITY 16 | TCH/V036A*W/K |  | Water-Source | WBAHP: Heat Pump Packaged Unit | Heat Pump | 208 | 1 |  |  |  | Single-Speed |  |  |  | 34500 | 2464 | 14 | 11.2 | 43400 | 2826 | 4.5 | 4.2 | Federally-Regulated Commercial & Industrial Equipment | 02/07/2019 |  | 05/10/2019
ClimateMaster Inc. | TRANQUILITY 16 | TCH/V036A*W/K |  | Ground-Water-Source | WBAHP: Heat Pump Packaged Unit | Heat Pump | 208 | 1 |  |  |  | Single-Speed |  |  |  | 39000 | 1866 | 20.9 | 16.2 | 35800 | 2623 | 4 | 3.6 | Non Federally-Regulated | 02/07/2019 |  | 05/10/2019
ClimateMaster Inc. | TRANQUILITY 16 | TCH/V036A*W/K |  | Ground-Source | WBAHP: Heat Pump Packaged Unit | Heat Pump | 208 | 1 |  |  |  | Single-Speed |  |  |  | 35400 | 2283 | 15.5 | 13.4 | 28700 | 2473 | 3.4 | 3.1 | Non Federally-Regulated | 02/07/2019 |  | 05/10/2019
ClimateMaster Inc. | TRANQUILITY 16 | TRH/V042A*W/K |  | Water-Source | WBAHP: Heat Pump Packaged Unit | Heat Pump | 208 | 1 |  |  |  | Single-Speed |  |  |  | 42100 | 2825 | 14.9 | 11.2 | 50400 | 3282 | 4.5 | 4.2 | Federally-Regulated Commercial & Industrial Equipment | 02/07/2019 |  | 05/10/2019
ClimateMaster Inc. | TRANQUILITY 16 | TRH/V042A*W/K |  | Ground-Water-Source | WBAHP: Heat Pump Packaged Unit | Heat Pump | 208 | 1 |  |  |  | Single-Speed |  |  |  | 46400 | 2109 | 22 | 16.2 | 42400 | 3106 | 4 | 3.6 | Non Federally-Regulated | 02/07/2019 |  | 05/10/2019
ClimateMaster Inc. | TRANQUILITY 16 | TRH/V042A*W/K |  | Ground-Source | WBAHP: Heat Pump Packaged Unit | Heat Pump | 208 | 1 |  |  |  | Single-Speed |  |  |  | 42200 | 2511 | 16.8 | 13.4 | 33900 | 2922 | 3.4 | 3.1 | Non Federally-Regulated | 02/07/2019 |  | 05/10/2019
ClimateMaster Inc. | TRANQUILITY 16 | TRH/V009A |  | Water-Source | WBAHP: Heat Pump Packaged Unit | Heat Pump | 208 | 1 |  |  |  | Single-Speed |  |  |  | 8800 | 656 | 13.4 | 11.2 | 11600 | 790 | 4.3 | 4.2 | Federally-Regulated Commercial & Industrial Equipment | 05/25/2016 |  | 05/10/2019
ClimateMaster Inc. | TRANQUILITY 16 | TRH/V009A |  | Ground-Water-Source | WBAHP: Heat Pump Packaged Unit | Heat Pump | 208 | 1 |  |  |  | Single-Speed |  |  |  | 10100 | 480 | 21 | 16.2 | 9800 | 736 | 3.9 | 3.6 | Non Federally-Regulated | 05/25/2016 |  | 05/10/2019
ClimateMaster Inc. | TRANQUILITY 16 | TRH/V009A |  | Ground-Source | WBAHP: Heat Pump Packaged Unit | Heat Pump | 208 | 1 |  |  |  | Single-Speed |  |  |  | 9300 | 592 | 15.7 | 13.4 | 7900 | 680 | 3.4 | 3.1 | Non Federally-Regulated | 05/25/2016 |  | 05/10/2019
ClimateMaster Inc. | TRANQUILITY 16 | TCV041A |  | Water-Source | WBAHP: Heat Pump Packaged Unit | Heat Pump | 208 | 1 |  |  |  | Single-Speed |  |  |  | 36500 | 2765 | 13.2 | 11.2 | 45700 | 3114 | 4.3 | 4.2 | Federally-Regulated Commercial & Industrial Equipment | 04/23/2019 |  | 05/10/2019
ClimateMaster Inc. | TRANQUILITY 16 | TCV041A |  | Ground-Water-Source | WBAHP: Heat Pump Packaged Unit | Heat Pump | 208 | 1 |  |  |  | Single-Speed |  |  |  | 41400 | 2101 | 19.7 | 16.2 | 38000 | 3009 | 3.7 | 3.6 | Non Federally-Regulated | 04/23/2019 |  | 05/10/2019
ClimateMaster Inc. | TRANQUILITY 16 | TCV041A |  | Ground-Source | WBAHP: Heat Pump Packaged Unit | Heat Pump | 208 | 1 |  |  |  | Single-Speed |  |  |  | 38000 | 2567 | 14.8 | 13.4 | 30100 | 2756 | 3.2 | 3.1 | Non Federally-Regulated | 04/23/2019 |  | 05/10/2019
ClimateMaster Inc. | TRANQUILITY 16 | TCH/V048A*W/K |  | Water-Source | WBAHP: Heat Pump Packaged Unit | Heat Pump | 208 | 1 |  |  |  | Single-Speed |  |  |  | 47900 | 3373 | 14.2 | 11.2 | 53000 | 3236 | 4.8 | 4.2 | Federally-Regulated Commercial & Industrial Equipment | 02/07/2019 |  | 05/10/2019
ClimateMaster Inc. | TRANQUILITY 16 | TCH/V048A*W/K |  | Ground-Water-Source | WBAHP: Heat Pump Packaged Unit | Heat Pump | 208 | 1 |  |  |  | Single-Speed |  |  |  | 53600 | 2552 | 21 | 16.2 | 45600 | 3107 | 4.3 | 3.6 | Non Federally-Regulated | 02/07/2019 |  | 05/10/2019
ClimateMaster Inc. | TRANQUILITY 16 | TCH/V048A*W/K |  | Ground-Source | WBAHP: Heat Pump Packaged Unit | Heat Pump | 208 | 1 |  |  |  | Single-Speed |  |  |  | 49000 | 3024 | 16.2 | 13.4 | 36400 | 2963 | 3.6 | 3.1 | Non Federally-Regulated | 02/07/2019 |  | 05/10/2019
ClimateMaster Inc. | TRANQUILITY 16 | TCH/V018A*W/K |  | Water-Source | WBAHP: Heat Pump Packaged Unit | Heat Pump | 208 | 1 |  |  |  | Single-Speed |  |  |  | 19600 | 1232 | 15.9 | 11.2 | 22000 | 1216 | 5.3 | 4.2 | Federally-Regulated Commercial & Industrial Equipment | 02/07/2019 |  | 05/10/2019
ClimateMaster Inc. | TRANQUILITY 16 | TCH/V018A*W/K |  | Ground-Water-Source | WBAHP: Heat Pump Packaged Unit | Heat Pump | 208 | 1 |  |  |  | Single-Speed |  |  |  | 22300 | 899 | 24.8 | 16.2 | 18200 | 1159 | 4.6 | 3.6 | Non Federally-Regulated | 02/07/2019 |  | 05/10/2019
ClimateMaster Inc. | TRANQUILITY 16 | TCH/V018A*W/K |  | Ground-Source | WBAHP: Heat Pump Packaged Unit | Heat Pump | 208 | 1 |  |  |  | Single-Speed |  |  |  | 20200 | 1116 | 18.1 | 13.4 | 14100 | 1087 | 3.8 | 3.1 | Non Federally-Regulated | 02/07/2019 |  | 05/10/2019
ClimateMaster Inc. | TRANQUILITY 16 | TCH/V042A*W/K |  | Water-Source | WBAHP: Heat Pump Packaged Unit | Heat Pump | 208 | 1 |  |  |  | Single-Speed |  |  |  | 42100 | 2825 | 14.9 | 11.2 | 50400 | 3282 | 4.5 | 4.2 | Federally-Regulated Commercial & Industrial Equipment | 02/07/2019 |  | 05/10/2019
ClimateMaster Inc. | TRANQUILITY 16 | TCH/V042A*W/K |  | Ground-Water-Source | WBAHP: Heat Pump Packaged Unit | Heat Pump | 208 | 1 |  |  |  | Single-Speed |  |  |  | 46400 | 2109 | 22 | 16.2 | 42400 | 3106 | 4 | 3.6 | Non Federally-Regulated | 02/07/2019 |  | 05/10/2019
ClimateMaster Inc. | TRANQUILITY 16 | TCH/V042A*W/K |  | Ground-Source | WBAHP: Heat Pump Packaged Unit | Heat Pump | 208 | 1 |  |  |  | Single-Speed |  |  |  | 42200 | 2511 | 16.8 | 13.4 | 33900 | 2922 | 3.4 | 3.1 | Non Federally-Regulated | 02/07/2019 |  | 05/10/2019
ClimateMaster Inc. | TRANQUILITY 16 | TCH/V030A |  | Water-Source | WBAHP: Heat Pump Packaged Unit | Heat Pump | 208 | 1 |  |  |  | Single-Speed |  |  |  | 28100 | 2097 | 13.4 | 11.2 | 35100 | 2236 | 4.6 | 4.2 | Federally-Regulated Commercial & Industrial Equipment | 04/23/2019 |  | 05/10/2019
ClimateMaster Inc. | TRANQUILITY 16 | TCH/V030A |  | Ground-Water-Source | WBAHP: Heat Pump Packaged Unit | Heat Pump | 208 | 1 |  |  |  | Single-Speed |  |  |  | 31700 | 1577 | 20.1 | 16.2 | 29600 | 2115 | 4.1 | 3.6 | Non Federally-Regulated | 04/23/2019 |  | 05/10/2019
ClimateMaster Inc. | TRANQUILITY 16 | TCH/V030A |  | Ground-Source | WBAHP: Heat Pump Packaged Unit | Heat Pump | 208 | 1 |  |  |  | Single-Speed |  |  |  | 28900 | 1913 | 15.1 | 13.4 | 23400 | 2017 | 3.4 | 3.1 | Non Federally-Regulated | 04/23/2019 |  | 05/10/2019
ClimateMaster Inc. | TRANQUILITY 16 | TRH/V024A*W/K |  | Water-Source | WBAHP: Heat Pump Packaged Unit | Heat Pump | 208 | 1 |  |  |  | Single-Speed |  |  |  | 23800 | 1664 | 14.3 | 11.2 | 27700 | 1656 | 4.9 | 4.2 | Federally-Regulated Commercial & Industrial Equipment | 02/07/2019 |  | 05/10/2019
ClimateMaster Inc. | TRANQUILITY 16 | TRH/V024A*W/K |  | Ground-Water-Source | WBAHP: Heat Pump Packaged Unit | Heat Pump | 208 | 1 |  |  |  | Single-Speed |  |  |  | 26700 | 1241 | 21.5 | 16.2 | 23400 | 1672 | 4.1 | 3.6 | Non Federally-Regulated | 02/07/2019 |  | 05/10/2019
ClimateMaster Inc. | TRANQUILITY 16 | TRH/V024A*W/K |  | Ground-Source | WBAHP: Heat Pump Packaged Unit | Heat Pump | 208 | 1 |  |  |  | Single-Speed |  |  |  | 24900 | 1518 | 16.4 | 13.4 | 18500 | 1549 | 3.5 | 3.1 | Non Federally-Regulated | 02/07/2019 |  | 05/10/2019
ClimateMaster Inc. | TRANQUILITY 16 | TCH/V009A |  | Water-Source | WBAHP: Heat Pump Packaged Unit | Heat Pump | 208 | 1 |  |  |  | Single-Speed |  |  |  | 8800 | 656 | 13.4 | 11.2 | 11600 | 790 | 4.3 | 4.2 | Federally-Regulated Commercial & Industrial Equipment | 05/25/2016 |  | 05/10/2019
ClimateMaster Inc. | TRANQUILITY 16 | TCH/V009A |  | Ground-Water-Source | WBAHP: Heat Pump Packaged Unit | Heat Pump | 208 | 1 |  |  |  | Single-Speed |  |  |  | 10100 | 480 | 21 | 16.2 | 9800 | 736 | 3.9 | 3.6 | Non Federally-Regulated | 05/25/2016 |  | 05/10/2019
ClimateMaster Inc. | TRANQUILITY 16 | TCH/V009A |  | Ground-Source | WBAHP: Heat Pump Packaged Unit | Heat Pump | 208 | 1 |  |  |  | Single-Speed |  |  |  | 9300 | 592 | 15.7 | 13.4 | 7900 | 680 | 3.4 | 3.1 | Non Federally-Regulated | 05/25/2016 |  | 05/10/2019
ClimateMaster Inc. | TRANQUILITY 16 | TRH/V036A*W/K |  | Water-Source | WBAHP: Heat Pump Packaged Unit | Heat Pump | 208 | 1 |  |  |  | Single-Speed |  |  |  | 34500 | 2464 | 14 | 11.2 | 43400 | 2826 | 4.5 | 4.2 | Federally-Regulated Commercial & Industrial Equipment | 02/07/2019 |  | 05/10/2019
ClimateMaster Inc. | TRANQUILITY 16 | TRH/V036A*W/K |  | Ground-Water-Source | WBAHP: Heat Pump Packaged Unit | Heat Pump | 208 | 1 |  |  |  | Single-Speed |  |  |  | 39000 | 1866 | 20.9 | 16.2 | 35800 | 2623 | 4 | 3.6 | Non Federally-Regulated | 02/07/2019 |  | 05/10/2019
ClimateMaster Inc. | TRANQUILITY 16 | TRH/V036A*W/K |  | Ground-Source | WBAHP: Heat Pump Packaged Unit | Heat Pump | 208 | 1 |  |  |  | Single-Speed |  |  |  | 35400 | 2283 | 15.5 | 13.4 | 28700 | 2473 | 3.4 | 3.1 | Non Federally-Regulated | 02/07/2019 |  | 05/10/2019
ClimateMaster Inc. | TRANQUILITY 16 | TRH/V018A*W/K |  | Water-Source | WBAHP: Heat Pump Packaged Unit | Heat Pump | 208 | 1 |  |  |  | Single-Speed |  |  |  | 19600 | 1232 | 15.9 | 11.2 | 22000 | 1216 | 5.3 | 4.2 | Federally-Regulated Commercial & Industrial Equipment | 02/07/2019 |  | 05/10/2019
ClimateMaster Inc. | TRANQUILITY 16 | TRH/V018A*W/K |  | Ground-Water-Source | WBAHP: Heat Pump Packaged Unit | Heat Pump | 208 | 1 |  |  |  | Single-Speed |  |  |  | 22300 | 899 | 24.8 | 16.2 | 18200 | 1159 | 4.6 | 3.6 | Non Federally-Regulated | 02/07/2019 |  | 05/10/2019
ClimateMaster Inc. | TRANQUILITY 16 | TRH/V018A*W/K |  | Ground-Source | WBAHP: Heat Pump Packaged Unit | Heat Pump | 208 | 1 |  |  |  | Single-Speed |  |  |  | 20200 | 1116 | 18.1 | 13.4 | 14100 | 1087 | 3.8 | 3.1 | Non Federally-Regulated | 02/07/2019 |  | 05/10/2019
ClimateMaster Inc. | TRANQUILITY 16 | TRH/V015A |  | Water-Source | WBAHP: Heat Pump Packaged Unit | Heat Pump | 208 | 1 |  |  |  | Single-Speed |  |  |  | 14500 | 941 | 15.4 | 11.2 | 17300 | 1014 | 5 | 4.2 | Federally-Regulated Commercial & Industrial Equipment | 04/23/2019 |  | 05/10/2019
ClimateMaster Inc. | TRANQUILITY 16 | TRH/V015A |  | Ground-Water-Source | WBAHP: Heat Pump Packaged Unit | Heat Pump | 208 | 1 |  |  |  | Single-Speed |  |  |  | 16800 | 685 | 24.5 | 16.2 | 14400 | 959 | 4.4 | 3.6 | Non Federally-Regulated | 04/23/2019 |  | 05/10/2019
ClimateMaster Inc. | TRANQUILITY 16 | TRH/V015A |  | Ground-Source | WBAHP: Heat Pump Packaged Unit | Heat Pump | 208 | 1 |  |  |  | Single-Speed |  |  |  | 15000 | 872 | 17.2 | 13.4 | 11100 | 903 | 3.6 | 3.1 | Non Federally-Regulated | 04/23/2019 |  | 05/10/2019
ClimateMaster Inc. | TRANQUILITY 16 | TRH/V006A |  | Water-Source | WBAHP: Heat Pump Packaged Unit | Heat Pump | 208 | 1 |  |  |  | Single-Speed |  |  |  | 5800 | 439 | 13.2 | 11.2 | 7500 | 467 | 4.7 | 4.2 | Federally-Regulated Commercial & Industrial Equipment | 04/23/2019 |  | 05/10/2019
ClimateMaster Inc. | TRANQUILITY 16 | TRH/V006A |  | Ground-Water-Source | WBAHP: Heat Pump Packaged Unit | Heat Pump | 208 | 1 |  |  |  | Single-Speed |  |  |  | 6900 | 327 | 21.1 | 16.2 | 6200 | 454 | 4 | 3.6 | Non Federally-Regulated | 04/23/2019 |  | 05/10/2019
ClimateMaster Inc. | TRANQUILITY 16 | TRH/V006A |  | Ground-Source | WBAHP: Heat Pump Packaged Unit | Heat Pump | 208 | 1 |  |  |  | Single-Speed |  |  |  | 6200 | 402 | 15.4 | 13.4 | 4900 | 455 | 3.2 | 3.1 | Non Federally-Regulated | 04/23/2019 |  | 05/10/2019
ClimateMaster Inc. | TRANQUILITY 16 | TCH/V018A |  | Water-Source | WBAHP: Heat Pump Packaged Unit | Heat Pump | 208 | 1 |  |  |  | Single-Speed |  |  |  | 17300 | 1209 | 14.3 | 11.2 | 21500 | 1260 | 5 | 4.2 | Federally-Regulated Commercial & Industrial Equipment | 02/22/2017 |  | 05/10/2019
ClimateMaster Inc. | TRANQUILITY 16 | TCH/V018A |  | Ground-Water-Source | WBAHP: Heat Pump Packaged Unit | Heat Pump | 208 | 1 |  |  |  | Single-Speed |  |  |  | 20600 | 953 | 21.6 | 16.2 | 17200 | 1200 | 4.2 | 3.6 | Non Federally-Regulated | 02/22/2017 |  | 05/10/2019
ClimateMaster Inc. | TRANQUILITY 16 | TCH/V018A |  | Ground-Source | WBAHP: Heat Pump Packaged Unit | Heat Pump | 208 | 1 |  |  |  | Single-Speed |  |  |  | 18400 | 1128 | 16.3 | 13.4 | 13900 | 1198 | 3.4 | 3.1 | Non Federally-Regulated | 02/22/2017 |  | 05/10/2019
ClimateMaster Inc. | TRANQUILITY 16 | TCH/V060A |  | Water-Source | WBAHP: Heat Pump Packaged Unit | Heat Pump | 208 | 1 |  |  |  | Single-Speed |  |  |  | 59400 | 4432 | 13.4 | 11.2 | 72000 | 4907 | 4.3 | 4.2 | Federally-Regulated Commercial & Industrial Equipment | 10/10/2017 |  | 05/10/2019
ClimateMaster Inc. | TRANQUILITY 16 | TCH/V060A |  | Ground-Source | WBAHP: Heat Pump Packaged Unit | Heat Pump | 208 | 1 |  |  |  | Single-Speed |  |  |  | 60100 | 4060 | 14.8 | 13.4 | 47500 | 4218 | 3.3 | 3.1 | Non Federally-Regulated | 10/10/2017 |  | 05/10/2019
ClimateMaster Inc. | TRANQUILITY 16 | TCH/V015A |  | Water-Source | WBAHP: Heat Pump Packaged Unit | Heat Pump | 208 | 1 |  |  |  | Single-Speed |  |  |  | 14500 | 941 | 15.4 | 11.2 | 17300 | 1014 | 5 | 4.2 | Federally-Regulated Commercial & Industrial Equipment | 04/23/2019 |  | 05/10/2019
ClimateMaster Inc. | TRANQUILITY 16 | TCH/V015A |  | Ground-Water-Source | WBAHP: Heat Pump Packaged Unit | Heat Pump | 208 | 1 |  |  |  | Single-Speed |  |  |  | 16800 | 685 | 24.5 | 16.2 | 14400 | 959 | 4.4 | 3.6 | Non Federally-Regulated | 04/23/2019 |  | 05/10/2019
ClimateMaster Inc. | TRANQUILITY 16 | TCH/V015A |  | Ground-Source | WBAHP: Heat Pump Packaged Unit | Heat Pump | 208 | 1 |  |  |  | Single-Speed |  |  |  | 15000 | 872 | 17.2 | 13.4 | 11100 | 903 | 3.6 | 3.1 | Non Federally-Regulated | 04/23/2019 |  | 05/10/2019
ClimateMaster Inc. | TRANQUILITY 16 | TRH/V048A*W/K |  | Water-Source | WBAHP: Heat Pump Packaged Unit | Heat Pump | 208 | 1 |  |  |  | Single-Speed |  |  |  | 47900 | 3373 | 14.2 | 11.2 | 53000 | 3236 | 4.8 | 4.2 | Federally-Regulated Commercial & Industrial Equipment | 02/07/2019 |  | 05/10/2019
ClimateMaster Inc. | TRANQUILITY 16 | TRH/V048A*W/K |  | Ground-Water-Source | WBAHP: Heat Pump Packaged Unit | Heat Pump | 208 | 1 |  |  |  | Single-Speed |  |  |  | 53600 | 2552 | 21 | 16.2 | 45600 | 3107 | 4.3 | 3.6 | Non Federally-Regulated | 02/07/2019 |  | 05/10/2019
ClimateMaster Inc. | TRANQUILITY 16 | TRH/V048A*W/K |  | Ground-Source | WBAHP: Heat Pump Packaged Unit | Heat Pump | 208 | 1 |  |  |  | Single-Speed |  |  |  | 49000 | 3024 | 16.2 | 13.4 | 36400 | 2963 | 3.6 | 3.1 | Non Federally-Regulated | 02/07/2019 |  | 05/10/2019
ClimateMaster Inc. | TRANQUILITY 16 | TRH/V060A |  | Water-Source | WBAHP: Heat Pump Packaged Unit | Heat Pump | 208 | 1 |  |  |  | Single-Speed |  |  |  | 59400 | 4432 | 13.4 | 11.2 | 72000 | 4907 | 4.3 | 4.2 | Federally-Regulated Commercial & Industrial Equipment | 10/10/2017 |  | 05/10/2019
ClimateMaster Inc. | TRANQUILITY 16 | TRH/V060A |  | Ground-Source | WBAHP: Heat Pump Packaged Unit | Heat Pump | 208 | 1 |  |  |  | Single-Speed |  |  |  | 60100 | 4060 | 14.8 | 13.4 | 47500 | 4218 | 3.3 | 3.1 | Non Federally-Regulated | 10/10/2017 |  | 05/10/2019
ClimateMaster Inc. | TRANQUILITY 16 | TCH/V024A*W/K |  | Water-Source | WBAHP: Heat Pump Packaged Unit | Heat Pump | 208 | 1 |  |  |  | Single-Speed |  |  |  | 23800 | 1664 | 14.3 | 11.2 | 27700 | 1656 | 4.9 | 4.2 | Federally-Regulated Commercial & Industrial Equipment | 11/27/2018 |  | 05/10/2019
ClimateMaster Inc. | TRANQUILITY 16 | TCH/V024A*W/K |  | Ground-Water-Source | WBAHP: Heat Pump Packaged Unit | Heat Pump | 208 | 1 |  |  |  | Single-Speed |  |  |  | 26700 | 1241 | 21.5 | 16.2 | 23400 | 1672 | 4.1 | 3.6 | Non Federally-Regulated | 11/27/2018 |  | 05/10/2019
ClimateMaster Inc. | TRANQUILITY 16 | TCH/V024A*W/K |  | Ground-Source | WBAHP: Heat Pump Packaged Unit | Heat Pump | 208 | 1 |  |  |  | Single-Speed |  |  |  | 24900 | 1518 | 16.4 | 13.4 | 18500 | 1549 | 3.5 | 3.1 | Non Federally-Regulated | 11/27/2018 |  | 05/10/2019
ClimateMaster Inc. | TRANQUILITY 16 | TRH/V030A*W/K |  | Water-Source | WBAHP: Heat Pump Packaged Unit | Heat Pump | 208 | 1 |  |  |  | Single-Speed |  |  |  | 28300 | 1979 | 14.3 | 11.2 | 35800 | 2185 | 4.8 | 4.2 | Federally-Regulated Commercial & Industrial Equipment | 04/23/2019 |  | 05/10/2019
ClimateMaster Inc. | TRANQUILITY 16 | TRH/V030A*W/K |  | Ground-Water-Source | WBAHP: Heat Pump Packaged Unit | Heat Pump | 208 | 1 |  |  |  | Single-Speed |  |  |  | 32400 | 1472 | 22 | 16.2 | 30000 | 1998 | 4.4 | 3.6 | Non Federally-Regulated | 04/23/2019 |  | 05/10/2019
ClimateMaster Inc. | TRANQUILITY 16 | TRH/V030A*W/K |  | Ground-Source | WBAHP: Heat Pump Packaged Unit | Heat Pump | 208 | 1 |  |  |  | Single-Speed |  |  |  | 29300 | 1775 | 16.5 | 13.4 | 23600 | 1869 | 3.7 | 3.1 | Non Federally-Regulated | 04/23/2019 |  | 05/10/2019
ClimateMaster Inc. | TRANQUILITY 16 | TRH/V015A*W/K |  | Water-Source | WBAHP: Heat Pump Packaged Unit | Heat Pump | 208 | 1 |  |  |  | Single-Speed |  |  |  | 14500 | 935 | 15.5 | 11.2 | 16800 | 965 | 5.1 | 4.2 | Federally-Regulated Commercial & Industrial Equipment | 04/23/2019 |  | 05/10/2019
ClimateMaster Inc. | TRANQUILITY 16 | TRH/V015A*W/K |  | Ground-Water-Source | WBAHP: Heat Pump Packaged Unit | Heat Pump | 208 | 1 |  |  |  | Single-Speed |  |  |  | 16800 | 672 | 25 | 16.2 | 13800 | 919 | 4.4 | 3.6 | Non Federally-Regulated | 04/23/2019 |  | 05/10/2019
ClimateMaster Inc. | TRANQUILITY 16 | TRH/V015A*W/K |  | Ground-Source | WBAHP: Heat Pump Packaged Unit | Heat Pump | 208 | 1 |  |  |  | Single-Speed |  |  |  | 15000 | 837 | 17.9 | 13.4 | 10900 | 887 | 3.6 | 3.1 | Non Federally-Regulated | 04/23/2019 |  | 05/10/2019
ClimateMaster Inc. | TRANQUILITY 16 | TCH/V030A*W/K |  | Water-Source | WBAHP: Heat Pump Packaged Unit | Heat Pump | 208 | 1 |  |  |  | Single-Speed |  |  |  | 28300 | 1979 | 14.3 | 11.2 | 35800 | 2185 | 4.8 | 4.2 | Federally-Regulated Commercial & Industrial Equipment | 04/23/2019 |  | 05/10/2019
ClimateMaster Inc. | TRANQUILITY 16 | TCH/V030A*W/K |  | Ground-Water-Source | WBAHP: Heat Pump Packaged Unit | Heat Pump | 208 | 1 |  |  |  | Single-Speed |  |  |  | 32400 | 1472 | 22 | 16.2 | 30000 | 1998 | 4.4 | 3.6 | Non Federally-Regulated | 04/23/2019 |  | 05/10/2019
ClimateMaster Inc. | TRANQUILITY 16 | TCH/V030A*W/K |  | Ground-Source | WBAHP: Heat Pump Packaged Unit | Heat Pump | 208 | 1 |  |  |  | Single-Speed |  |  |  | 29300 | 1775 | 16.5 | 13.4 | 23600 | 1869 | 3.7 | 3.1 | Non Federally-Regulated | 04/23/2019 |  | 05/10/2019
ClimateMaster Inc. | TRANQUILITY 16 | TCH/V015A*W/K |  | Water-Source | WBAHP: Heat Pump Packaged Unit | Heat Pump | 208 | 1 |  |  |  | Single-Speed |  |  |  | 14500 | 935 | 15.5 | 11.2 | 16800 | 965 | 5.1 | 4.2 | Federally-Regulated Commercial & Industrial Equipment | 04/23/2019 |  | 05/10/2019
ClimateMaster Inc. | TRANQUILITY 16 | TCH/V015A*W/K |  | Ground-Water-Source | WBAHP: Heat Pump Packaged Unit | Heat Pump | 208 | 1 |  |  |  | Single-Speed |  |  |  | 16800 | 672 | 25 | 16.2 | 13800 | 919 | 4.4 | 3.6 | Non Federally-Regulated | 04/23/2019 |  | 05/10/2019
ClimateMaster Inc. | TRANQUILITY 16 | TCH/V015A*W/K |  | Ground-Source | WBAHP: Heat Pump Packaged Unit | Heat Pump | 208 | 1 |  |  |  | Single-Speed |  |  |  | 15000 | 837 | 17.9 | 13.4 | 10900 | 887 | 3.6 | 3.1 | Non Federally-Regulated | 04/23/2019 |  | 05/10/2019
ClimateMaster Inc. | TRANQUILITY 20 | TSH/V/D018B*K |  | Water-Source | WBAHP: Heat Pump Packaged Unit | Heat Pump | 208 | 1 |  |  |  | Single-Speed |  |  |  | 19200 | 1163 | 16.5 | 11.2 | 23300 | 1157 | 5.9 | 4.2 | Federally-Regulated Commercial & Industrial Equipment | 02/07/2019 |  | 05/10/2019
ClimateMaster Inc. | TRANQUILITY 20 | TSH/V/D018B*K |  | Ground-Water-Source | WBAHP: Heat Pump Packaged Unit | Heat Pump | 208 | 1 |  |  |  | Single-Speed |  |  |  | 22100 | 840 | 26.3 | 16.2 | 18900 | 1130 | 4.9 | 3.6 | Non Federally-Regulated | 02/07/2019 |  | 05/10/2019
ClimateMaster Inc. | TRANQUILITY 20 | TSH/V/D018B*K |  | Ground-Source | WBAHP: Heat Pump Packaged Unit | Heat Pump | 208 | 1 |  |  |  | Single-Speed |  |  |  | 20200 | 1041 | 19.4 | 13.4 | 14500 | 1089 | 3.9 | 3.1 | Non Federally-Regulated | 02/07/2019 |  | 05/10/2019
ClimateMaster Inc. | TRANQUILITY 20 | TSH/V/D024C |  | Water-Source | WBAHP: Heat Pump Packaged Unit | Heat Pump | 208 | 1 |  |  |  | Single-Speed |  |  |  | 23800 | 1408 | 16.9 | 11.2 | 30800 | 1529 | 5.9 | 4.2 | Federally-Regulated Commercial & Industrial Equipment | 04/23/2019 |  | 05/10/2019
ClimateMaster Inc. | TRANQUILITY 20 | TSH/V/D024C |  | Ground-Water-Source | WBAHP: Heat Pump Packaged Unit | Heat Pump | 208 | 1 |  |  |  | Single-Speed |  |  |  | 26500 | 1003 | 26.4 | 16.2 | 24100 | 1412 | 5 | 3.6 | Non Federally-Regulated | 04/23/2019 |  | 05/10/2019
ClimateMaster Inc. | TRANQUILITY 20 | TSH/V/D024C |  | Ground-Source | WBAHP: Heat Pump Packaged Unit | Heat Pump | 208 | 1 |  |  |  | Single-Speed |  |  |  | 25300 | 1338 | 18.9 | 13.4 | 19200 | 1406 | 4 | 3.1 | Non Federally-Regulated | 04/23/2019 |  | 05/10/2019
ClimateMaster Inc. | TRANQUILITY 20 | TSH/V/D024C*K |  | Water-Source | WBAHP: Heat Pump Packaged Unit | Heat Pump | 208 | 1 |  |  |  | Single-Speed |  |  |  | 23900 | 1335 | 17.9 | 11.2 | 30400 | 1460 | 6.1 | 4.2 | Federally-Regulated Commercial & Industrial Equipment | 04/23/2019 |  | 05/10/2019
ClimateMaster Inc. | TRANQUILITY 20 | TSH/V/D024C*K |  | Ground-Water-Source | WBAHP: Heat Pump Packaged Unit | Heat Pump | 208 | 1 |  |  |  | Single-Speed |  |  |  | 26900 | 943 | 28.5 | 16.2 | 23800 | 1341 | 5.2 | 3.6 | Non Federally-Regulated | 04/23/2019 |  | 05/10/2019
ClimateMaster Inc. | TRANQUILITY 20 | TSH/V/D024C*K |  | Ground-Source | WBAHP: Heat Pump Packaged Unit | Heat Pump | 208 | 1 |  |  |  | Single-Speed |  |  |  | 25500 | 1220 | 20.9 | 13.4 | 19100 | 1332 | 4.2 | 3.1 | Non Federally-Regulated | 04/23/2019 |  | 05/10/2019
ClimateMaster Inc. | TRANQUILITY 20 | TSH/V/D030C |  | Water-Source | WBAHP: Heat Pump Packaged Unit | Heat Pump | 208 | 1 |  |  |  | Single-Speed |  |  |  | 28000 | 1717 | 16.3 | 11.2 | 35500 | 1891 | 5.5 | 4.2 | Federally-Regulated Commercial & Industrial Equipment | 02/07/2019 |  | 05/10/2019
ClimateMaster Inc. | TRANQUILITY 20 | TSH/V/D030C |  | Ground-Water-Source | WBAHP: Heat Pump Packaged Unit | Heat Pump | 208 | 1 |  |  |  | Single-Speed |  |  |  | 31000 | 1244 | 24.9 | 16.2 | 28400 | 1770 | 4.7 | 3.6 | Non Federally-Regulated | 02/07/2019 |  | 05/10/2019
ClimateMaster Inc. | TRANQUILITY 20 | TSH/V/D030C |  | Ground-Source | WBAHP: Heat Pump Packaged Unit | Heat Pump | 208 | 1 |  |  |  | Single-Speed |  |  |  | 29200 | 1578 | 18.5 | 13.4 | 22200 | 1668 | 3.9 | 3.1 | Non Federally-Regulated | 02/07/2019 |  | 05/10/2019
ClimateMaster Inc. | TRANQUILITY 20 | TSH/V/D030C*K |  | Water-Source | WBAHP: Heat Pump Packaged Unit | Heat Pump | 208 | 1 |  |  |  | Single-Speed |  |  |  | 28000 | 1618 | 17.3 | 11.2 | 35100 | 1773 | 5.8 | 4.2 | Federally-Regulated Commercial & Industrial Equipment | 02/07/2019 |  | 05/10/2019
ClimateMaster Inc. | TRANQUILITY 20 | TSH/V/D030C*K |  | Ground-Water-Source | WBAHP: Heat Pump Packaged Unit | Heat Pump | 208 | 1 |  |  |  | Single-Speed |  |  |  | 30800 | 1153 | 26.7 | 16.2 | 28000 | 1674 | 4.9 | 3.6 | Non Federally-Regulated | 02/07/2019 |  | 05/10/2019
ClimateMaster Inc. | TRANQUILITY 20 | TSH/V/D030C*K |  | Ground-Source | WBAHP: Heat Pump Packaged Unit | Heat Pump | 208 | 1 |  |  |  | Single-Speed |  |  |  | 29200 | 1505 | 19.4 | 13.4 | 22000 | 1572 | 4.1 | 3.1 | Non Federally-Regulated | 02/07/2019 |  | 05/10/2019
ClimateMaster Inc. | TRANQUILITY 20 | TSH/V/D036C |  | Water-Source | WBAHP: Heat Pump Packaged Unit | Heat Pump | 208 | 1 |  |  |  | Single-Speed |  |  |  | 33400 | 1964 | 17 | 11.2 | 40400 | 2114 | 5.6 | 4.2 | Federally-Regulated Commercial & Industrial Equipment | 02/07/2019 |  | 05/10/2019
ClimateMaster Inc. | TRANQUILITY 20 | TSH/V/D036C |  | Ground-Water-Source | WBAHP: Heat Pump Packaged Unit | Heat Pump | 208 | 1 |  |  |  | Single-Speed |  |  |  | 35400 | 1525 | 23.2 | 16.2 | 33200 | 2070 | 4.7 | 3.6 | Non Federally-Regulated | 02/07/2019 |  | 05/10/2019
ClimateMaster Inc. | TRANQUILITY 20 | TSH/V/D036C |  | Ground-Source | WBAHP: Heat Pump Packaged Unit | Heat Pump | 208 | 1 |  |  |  | Single-Speed |  |  |  | 34300 | 1786 | 19.2 | 13.4 | 25900 | 1851 | 4.1 | 3.1 | Non Federally-Regulated | 02/07/2019 |  | 05/10/2019
ClimateMaster Inc. | TRANQUILITY 20 | TSH/V/D036C*K |  | Water-Source | WBAHP: Heat Pump Packaged Unit | Heat Pump | 208 | 1 |  |  |  | Single-Speed |  |  |  | 33500 | 1850 | 18.1 | 11.2 | 39900 | 1981 | 5.9 | 4.2 | Federally-Regulated Commercial & Industrial Equipment | 02/07/2019 |  | 05/10/2019
ClimateMaster Inc. | TRANQUILITY 20 | TSH/V/D036C*K |  | Ground-Water-Source | WBAHP: Heat Pump Packaged Unit | Heat Pump | 208 | 1 |  |  |  | Single-Speed |  |  |  | 35400 | 1421 | 24.9 | 16.2 | 32600 | 1949 | 4.9 | 3.6 | Non Federally-Regulated | 02/07/2019 |  | 05/10/2019
ClimateMaster Inc. | TRANQUILITY 20 | TSH/V/D036C*K |  | Ground-Source | WBAHP: Heat Pump Packaged Unit | Heat Pump | 208 | 1 |  |  |  | Single-Speed |  |  |  | 34600 | 1696 | 20.4 | 13.4 | 25600 | 1744 | 4.3 | 3.1 | Non Federally-Regulated | 02/07/2019 |  | 05/10/2019
ClimateMaster Inc. | TRANQUILITY 20 | TSH/V/D042C |  | Water-Source | WBAHP: Heat Pump Packaged Unit | Heat Pump | 208 | 1 |  |  |  | Single-Speed |  |  |  | 38500 | 2238 | 17.2 | 11.2 | 46300 | 2423 | 5.6 | 4.2 | Federally-Regulated Commercial & Industrial Equipment | 02/07/2019 |  | 05/10/2019
ClimateMaster Inc. | TRANQUILITY 20 | TSH/V/D042C |  | Ground-Water-Source | WBAHP: Heat Pump Packaged Unit | Heat Pump | 208 | 1 |  |  |  | Single-Speed |  |  |  | 43700 | 1720 | 25.4 | 16.2 | 36200 | 2257 | 4.7 | 3.6 | Non Federally-Regulated | 02/07/2019 |  | 05/10/2019
ClimateMaster Inc. | TRANQUILITY 20 | TSH/V/D042C |  | Ground-Source | WBAHP: Heat Pump Packaged Unit | Heat Pump | 208 | 1 |  |  |  | Single-Speed |  |  |  | 40100 | 2067 | 19.4 | 13.4 | 28700 | 2213 | 3.8 | 3.1 | Non Federally-Regulated | 02/07/2019 |  | 05/10/2019
ClimateMaster Inc. | TRANQUILITY 20 | TSH/V/D042C*K |  | Water-Source | WBAHP: Heat Pump Packaged Unit | Heat Pump | 208 | 1 |  |  |  | Single-Speed |  |  |  | 39400 | 2010 | 19.6 | 11.2 | 45100 | 2202 | 6 | 4.2 | Federally-Regulated Commercial & Industrial Equipment | 02/07/2019 |  | 05/10/2019
ClimateMaster Inc. | TRANQUILITY 20 | TSH/V/D042C*K |  | Ground-Water-Source | WBAHP: Heat Pump Packaged Unit | Heat Pump | 208 | 1 |  |  |  | Single-Speed |  |  |  | 44400 | 1505 | 29.5 | 16.2 | 35200 | 1983 | 5.2 | 3.6 | Non Federally-Regulated | 02/07/2019 |  | 05/10/2019
ClimateMaster Inc. | TRANQUILITY 20 | TSH/V/D042C*K |  | Ground-Source | WBAHP: Heat Pump Packaged Unit | Heat Pump | 208 | 1 |  |  |  | Single-Speed |  |  |  | 40700 | 1858 | 21.9 | 13.4 | 27400 | 1958 | 4.1 | 3.1 | Non Federally-Regulated | 02/07/2019 |  | 05/10/2019
ClimateMaster Inc. | TRANQUILITY 20 | TSH/V/D048C |  | Water-Source | WBAHP: Heat Pump Packaged Unit | Heat Pump | 208 | 1 |  |  |  | Single-Speed |  |  |  | 47100 | 3182 | 14.8 | 11.2 | 58000 | 3616 | 4.7 | 4.2 | Federally-Regulated Commercial & Industrial Equipment | 04/23/2019 |  | 05/10/2019
ClimateMaster Inc. | TRANQUILITY 20 | TSH/V/D048C |  | Ground-Water-Source | WBAHP: Heat Pump Packaged Unit | Heat Pump | 208 | 1 |  |  |  | Single-Speed |  |  |  | 53600 | 2516 | 21.3 | 16.2 | 47500 | 3480 | 4 | 3.6 | Non Federally-Regulated | 04/23/2019 |  | 05/10/2019
ClimateMaster Inc. | TRANQUILITY 20 | TSH/V/D048C |  | Ground-Source | WBAHP: Heat Pump Packaged Unit | Heat Pump | 208 | 1 |  |  |  | Single-Speed |  |  |  | 49600 | 2952 | 16.8 | 13.4 | 36600 | 3154 | 3.4 | 3.1 | Non Federally-Regulated | 04/23/2019 |  | 05/10/2019
ClimateMaster Inc. | TRANQUILITY 20 | TSH/V/D048C*K |  | Water-Source | WBAHP: Heat Pump Packaged Unit | Heat Pump | 208 | 1 |  |  |  | Single-Speed |  |  |  | 48900 | 2843 | 17.2 | 11.2 | 57700 | 3252 | 5.2 | 4.2 | Federally-Regulated Commercial & Industrial Equipment | 04/23/2019 |  | 05/10/2019
ClimateMaster Inc. | TRANQUILITY 20 | TSH/V/D048C*K |  | Ground-Water-Source | WBAHP: Heat Pump Packaged Unit | Heat Pump | 208 | 1 |  |  |  | Single-Speed |  |  |  | 53700 | 2246 | 23.9 | 16.2 | 45700 | 3043 | 4.4 | 3.6 | Non Federally-Regulated | 04/23/2019 |  | 05/10/2019
ClimateMaster Inc. | TRANQUILITY 20 | TSH/V/D048C*K |  | Ground-Source | WBAHP: Heat Pump Packaged Unit | Heat Pump | 208 | 1 |  |  |  | Single-Speed |  |  |  | 50600 | 2691 | 18.8 | 13.4 | 36100 | 2859 | 3.7 | 3.1 | Non Federally-Regulated | 04/23/2019 |  | 05/10/2019
ClimateMaster Inc. | TRANQUILITY 20 | TSH/V/D060C |  | Water-Source | WBAHP: Heat Pump Packaged Unit | Heat Pump | 208 | 1 |  |  |  | Single-Speed |  |  |  | 62400 | 3924 | 15.9 | 11.2 | 73900 | 4331 | 5 | 4.2 | Federally-Regulated Commercial & Industrial Equipment | 02/07/2019 |  | 05/10/2019
ClimateMaster Inc. | TRANQUILITY 20 | TSH/V/D060C |  | Ground-Source | WBAHP: Heat Pump Packaged Unit | Heat Pump | 208 | 1 |  |  |  | Single-Speed |  |  |  | 63900 | 3715 | 17.2 | 13.4 | 46900 | 3714 | 3.7 | 3.1 | Non Federally-Regulated | 02/07/2019 |  | 05/10/2019
ClimateMaster Inc. | TRANQUILITY 20 | TSH/V/D060C*K |  | Water-Source | WBAHP: Heat Pump Packaged Unit | Heat Pump | 208 | 1 |  |  |  | Single-Speed |  |  |  | 63200 | 3674 | 17.2 | 11.2 | 73200 | 3972 | 5.4 | 4.2 | Federally-Regulated Commercial & Industrial Equipment | 02/07/2019 |  | 05/10/2019
ClimateMaster Inc. | TRANQUILITY 20 | TSH/V/D060C*K |  | Ground-Source | WBAHP: Heat Pump Packaged Unit | Heat Pump | 208 | 1 |  |  |  | Single-Speed |  |  |  | 64400 | 3500 | 18.4 | 13.4 | 46400 | 3486 | 3.9 | 3.1 | Non Federally-Regulated | 02/07/2019 |  | 05/10/2019
ClimateMaster Inc. | TRANQUILITY 22 DIGITAL | TYV/H024B |  | Water-Source | WBAHP: Heat Pump Packaged Unit | Heat Pump | 208 | 1 |  |  |  | Multiple-Speed |  |  |  | 23700 | 1657 | 14.3 | 11.2 | 28000 | 1783 | 4.6 | 4.2 | Federally-Regulated Commercial & Industrial Equipment | 04/24/2019 |  | 05/10/2019
ClimateMaster Inc. | TRANQUILITY 22 DIGITAL | TYV/H024B |  | Ground-Water-Source | WBAHP: Heat Pump Packaged Unit | Heat Pump | 208 | 1 |  |  |  | Multiple-Speed |  |  |  | 26500 | 1221 | 21.7 | 16.2 | 23000 | 1644 | 4.1 | 3.6 | Non Federally-Regulated | 04/24/2019 |  | 05/10/2019
ClimateMaster Inc. | TRANQUILITY 22 DIGITAL | TYV/H024B |  | Ground-Source | WBAHP: Heat Pump Packaged Unit | Heat Pump | 208 | 1 |  |  |  | Multiple-Speed |  |  |  | 24600 | 1537 | 16 | 13.4 | 17800 | 1449 | 3.6 | 3.1 | Non Federally-Regulated | 04/24/2019 |  | 05/10/2019
ClimateMaster Inc. | TRANQUILITY 22 DIGITAL | TYV/H030 |  | Water-Source | WBAHP: Heat Pump Packaged Unit | Heat Pump | 208 | 1 |  |  |  | Multiple-Speed |  |  |  | 28500 | 2035 | 14 | 11.2 | 35800 | 2280 | 4.6 | 4.2 | Federally-Regulated Commercial & Industrial Equipment | 04/24/2019 |  | 05/10/2019
ClimateMaster Inc. | TRANQUILITY 22 DIGITAL | TYV/H030 |  | Ground-Water-Source | WBAHP: Heat Pump Packaged Unit | Heat Pump | 208 | 1 |  |  |  | Multiple-Speed |  |  |  | 32300 | 1560 | 20.7 | 16.2 | 30000 | 2093 | 4.2 | 3.6 | Non Federally-Regulated | 04/24/2019 |  | 05/10/2019
ClimateMaster Inc. | TRANQUILITY 22 DIGITAL | TYV/H030 |  | Ground-Source | WBAHP: Heat Pump Packaged Unit | Heat Pump | 208 | 1 |  |  |  | Multiple-Speed |  |  |  | 29900 | 1904 | 15.7 | 13.4 | 23800 | 1937 | 3.6 | 3.1 | Non Federally-Regulated | 04/24/2019 |  | 05/10/2019
ClimateMaster Inc. | TRANQUILITY 22 DIGITAL | TYV/H036B |  | Water-Source | WBAHP: Heat Pump Packaged Unit | Heat Pump | 208 | 1 |  |  |  | Dual-Speed |  |  |  | 34300 | 2271 | 15.1 | 11.2 | 42000 | 2675 | 4.6 | 4.2 | Federally-Regulated Commercial & Industrial Equipment | 04/24/2019 |  | 05/10/2019
ClimateMaster Inc. | TRANQUILITY 22 DIGITAL | TYV/H036B |  | Ground-Water-Source | WBAHP: Heat Pump Packaged Unit | Heat Pump | 208 | 1 |  |  |  | Dual-Speed |  |  |  | 38200 | 1713 | 22.3 | 16.2 | 35100 | 2392 | 4.3 | 3.6 | Non Federally-Regulated | 04/24/2019 |  | 05/10/2019
ClimateMaster Inc. | TRANQUILITY 22 DIGITAL | TYV/H036B |  | Ground-Source | WBAHP: Heat Pump Packaged Unit | Heat Pump | 208 | 1 |  |  |  | Dual-Speed |  |  |  | 35200 | 2107 | 16.7 | 13.4 | 27300 | 2222 | 3.6 | 3.1 | Non Federally-Regulated | 04/24/2019 |  | 05/10/2019
ClimateMaster Inc. | TRANQUILITY 22 DIGITAL | TYV/H042 |  | Water-Source | WBAHP: Heat Pump Packaged Unit | Heat Pump | 208 | 1 |  |  |  | Dual-Speed |  |  |  | 41100 | 2874 | 14.3 | 11.2 | 50200 | 3198 | 4.6 | 4.2 | Federally-Regulated Commercial & Industrial Equipment | 04/24/2019 |  | 05/10/2019
ClimateMaster Inc. | TRANQUILITY 22 DIGITAL | TYV/H042 |  | Ground-Water-Source | WBAHP: Heat Pump Packaged Unit | Heat Pump | 208 | 1 |  |  |  | Dual-Speed |  |  |  | 46300 | 2173 | 21.3 | 16.2 | 42300 | 3023 | 4.1 | 3.6 | Non Federally-Regulated | 04/24/2019 |  | 05/10/2019
ClimateMaster Inc. | TRANQUILITY 22 DIGITAL | TYV/H042 |  | Ground-Source | WBAHP: Heat Pump Packaged Unit | Heat Pump | 208 | 1 |  |  |  | Dual-Speed |  |  |  | 43100 | 2677 | 16.1 | 13.4 | 33300 | 2870 | 3.4 | 3.1 | Non Federally-Regulated | 04/24/2019 |  | 05/10/2019
ClimateMaster Inc. | TRANQUILITY 22 DIGITAL | TYV/H048 |  | Water-Source | WBAHP: Heat Pump Packaged Unit | Heat Pump | 208 | 1 |  |  |  | Dual-Speed |  |  |  | 45900 | 3278 | 14 | 11.2 | 53800 | 3217 | 4.9 | 4.2 | Federally-Regulated Commercial & Industrial Equipment | 04/24/2019 |  | 05/10/2019
ClimateMaster Inc. | TRANQUILITY 22 DIGITAL | TYV/H048 |  | Ground-Water-Source | WBAHP: Heat Pump Packaged Unit | Heat Pump | 208 | 1 |  |  |  | Dual-Speed |  |  |  | 51800 | 2478 | 20.9 | 16.2 | 45000 | 2997 | 4.4 | 3.6 | Non Federally-Regulated | 04/24/2019 |  | 05/10/2019
ClimateMaster Inc. | TRANQUILITY 22 DIGITAL | TYV/H048 |  | Ground-Source | WBAHP: Heat Pump Packaged Unit | Heat Pump | 208 | 1 |  |  |  | Dual-Speed |  |  |  | 48100 | 3103 | 15.5 | 13.4 | 35600 | 2819 | 3.7 | 3.1 | Non Federally-Regulated | 04/24/2019 |  | 05/10/2019
ClimateMaster Inc. | TRANQUILITY 22 DIGITAL | TYV/H060B |  | Water-Source | WBAHP: Heat Pump Packaged Unit | Heat Pump | 208 | 1 |  |  |  | Dual-Speed |  |  |  | 61700 | 3929 | 15.7 | 11.2 | 67500 | 4121 | 4.8 | 4.2 | Federally-Regulated Commercial & Industrial Equipment | 02/07/2019 |  | 05/10/2019
ClimateMaster Inc. | TRANQUILITY 22 DIGITAL | TYV/H060B |  | Ground-Source | WBAHP: Heat Pump Packaged Unit | Heat Pump | 208 | 1 |  |  |  | Dual-Speed |  |  |  | 63200 | 3653 | 17.3 | 13.4 | 43700 | 3557 | 3.6 | 3.1 | Non Federally-Regulated | 02/07/2019 |  | 05/10/2019
ClimateMaster Inc. | TRANQUILITY 22 DIGITAL | TZV/H024C |  | Water-Source | WBAHP: Heat Pump Packaged Unit | Heat Pump | 208 | 1 |  |  |  | Single-Speed |  |  |  | 23700 | 1657 | 14.3 | 11.2 | 28000 | 1783 | 4.6 | 4.2 | Federally-Regulated Commercial & Industrial Equipment | 04/24/2019 |  | 05/10/2019
ClimateMaster Inc. | TRANQUILITY 22 DIGITAL | TZV/H024C |  | Ground-Water-Source | WBAHP: Heat Pump Packaged Unit | Heat Pump | 208 | 1 |  |  |  | Single-Speed |  |  |  | 26500 | 1221 | 21.7 | 16.2 | 23000 | 1644 | 4.1 | 3.6 | Non Federally-Regulated | 04/24/2019 |  | 05/10/2019
ClimateMaster Inc. | TRANQUILITY 22 DIGITAL | TZV/H024C |  | Ground-Source | WBAHP: Heat Pump Packaged Unit | Heat Pump | 208 | 1 |  |  |  | Single-Speed |  |  |  | 24600 | 1537 | 16 | 13.4 | 17800 | 1449 | 3.6 | 3.1 | Non Federally-Regulated | 04/24/2019 |  | 05/10/2019
ClimateMaster Inc. | TRANQUILITY 22 DIGITAL | TZV/H030C |  | Water-Source | WBAHP: Heat Pump Packaged Unit | Heat Pump | 208 | 1 |  |  |  | Single-Speed |  |  |  | 28500 | 2035 | 14 | 11.2 | 35800 | 2280 | 4.6 | 4.2 | Federally-Regulated Commercial & Industrial Equipment | 04/24/2019 |  | 05/10/2019
ClimateMaster Inc. | TRANQUILITY 22 DIGITAL | TZV/H030C |  | Ground-Water-Source | WBAHP: Heat Pump Packaged Unit | Heat Pump | 208 | 1 |  |  |  | Single-Speed |  |  |  | 32300 | 1560 | 20.7 | 16.2 | 30000 | 2093 | 4.2 | 3.6 | Non Federally-Regulated | 04/24/2019 |  | 05/10/2019
ClimateMaster Inc. | TRANQUILITY 22 DIGITAL | TZV/H030C |  | Ground-Source | WBAHP: Heat Pump Packaged Unit | Heat Pump | 208 | 1 |  |  |  | Single-Speed |  |  |  | 29900 | 1904 | 15.7 | 13.4 | 23800 | 1937 | 3.6 | 3.1 | Non Federally-Regulated | 04/24/2019 |  | 05/10/2019
ClimateMaster Inc. | TRANQUILITY 22 DIGITAL | TZV/H036C |  | Water-Source | WBAHP: Heat Pump Packaged Unit | Heat Pump | 208 | 1 |  |  |  | Single-Speed |  |  |  | 34300 | 2271 | 15.1 | 11.2 | 42000 | 2675 | 4.6 | 4.2 | Federally-Regulated Commercial & Industrial Equipment | 04/24/2019 |  | 05/10/2019
ClimateMaster Inc. | TRANQUILITY 22 DIGITAL | TZV/H036C |  | Ground-Water-Source | WBAHP: Heat Pump Packaged Unit | Heat Pump | 208 | 1 |  |  |  | Single-Speed |  |  |  | 38200 | 1713 | 22.3 | 16.2 | 35100 | 2392 | 4.3 | 3.6 | Non Federally-Regulated | 04/24/2019 |  | 05/10/2019
ClimateMaster Inc. | TRANQUILITY 22 DIGITAL | TZV/H036C |  | Ground-Source | WBAHP: Heat Pump Packaged Unit | Heat Pump | 208 | 1 |  |  |  | Single-Speed |  |  |  | 35200 | 2107 | 16.7 | 13.4 | 27300 | 2222 | 3.6 | 3.1 | Non Federally-Regulated | 04/24/2019 |  | 05/10/2019
ClimateMaster Inc. | TRANQUILITY 22 DIGITAL | TZV/H042C |  | Water-Source | WBAHP: Heat Pump Packaged Unit | Heat Pump | 208 | 1 |  |  |  | Single-Speed |  |  |  | 41100 | 2874 | 14.3 | 11.2 | 50200 | 3198 | 4.6 | 4.2 | Federally-Regulated Commercial & Industrial Equipment | 04/24/2019 |  | 05/10/2019
ClimateMaster Inc. | TRANQUILITY 22 DIGITAL | TZV/H042C |  | Ground-Water-Source | WBAHP: Heat Pump Packaged Unit | Heat Pump | 208 | 1 |  |  |  | Single-Speed |  |  |  | 46300 | 2173 | 21.3 | 16.2 | 42300 | 3023 | 4.1 | 3.6 | Non Federally-Regulated | 04/24/2019 |  | 05/10/2019
ClimateMaster Inc. | TRANQUILITY 22 DIGITAL | TZV/H042C |  | Ground-Source | WBAHP: Heat Pump Packaged Unit | Heat Pump | 208 | 1 |  |  |  | Single-Speed |  |  |  | 43100 | 2677 | 16.1 | 13.4 | 33300 | 2870 | 3.4 | 3.1 | Non Federally-Regulated | 04/24/2019 |  | 05/10/2019
ClimateMaster Inc. | TRANQUILITY 22 DIGITAL | TZV/H048C |  | Water-Source | WBAHP: Heat Pump Packaged Unit | Heat Pump | 208 | 1 |  |  |  | Single-Speed |  |  |  | 45900 | 3278 | 14 | 11.2 | 53800 | 3217 | 4.9 | 4.2 | Federally-Regulated Commercial & Industrial Equipment | 04/24/2019 |  | 05/10/2019
ClimateMaster Inc. | TRANQUILITY 22 DIGITAL | TZV/H048C |  | Ground-Water-Source | WBAHP: Heat Pump Packaged Unit | Heat Pump | 208 | 1 |  |  |  | Single-Speed |  |  |  | 51800 | 2478 | 20.9 | 16.2 | 45000 | 2997 | 4.4 | 3.6 | Non Federally-Regulated | 04/24/2019 |  | 05/10/2019
ClimateMaster Inc. | TRANQUILITY 22 DIGITAL | TZV/H048C |  | Ground-Source | WBAHP: Heat Pump Packaged Unit | Heat Pump | 208 | 1 |  |  |  | Single-Speed |  |  |  | 48100 | 3103 | 15.5 | 13.4 | 35600 | 2819 | 3.7 | 3.1 | Non Federally-Regulated | 04/24/2019 |  | 05/10/2019
ClimateMaster Inc. | TRANQUILITY 22 DIGITAL | TZV/H060C |  | Water-Source | WBAHP: Heat Pump Packaged Unit | Heat Pump | 208 | 1 |  |  |  | Single-Speed |  |  |  | 61700 | 3929 | 15.7 | 11.2 | 67500 | 4121 | 4.8 | 4.2 | Federally-Regulated Commercial & Industrial Equipment | 04/24/2019 |  | 05/10/2019
ClimateMaster Inc. | TRANQUILITY 22 DIGITAL | TZV/H060C |  | Ground-Source | WBAHP: Heat Pump Packaged Unit | Heat Pump | 208 | 1 |  |  |  | Single-Speed |  |  |  | 63200 | 3653 | 17.3 | 13.4 | 43700 | 3557 | 3.6 | 3.1 | Non Federally-Regulated | 04/24/2019 |  | 05/10/2019
ClimateMaster Inc. | TRANQUILITY 27 DIGITAL SPLIT | TES/P038B | TAH038C | Ground-Water-Source | WBAHP-CB: Heat Pump Split Syst | Heat Pump | 208 | 1 | False |  |  | Single-Speed |  |  |  | 40500 | 1730 | 23.4 | 16.2 | 32700 | 2129 | 4.5 | 3.6 | Non Federally-Regulated | 04/24/2019 |  | 05/10/2019
ClimateMaster Inc. | TRANQUILITY 27 DIGITAL SPLIT | TES/P038B | TAH038C | Ground-Source | WBAHP-CB: Heat Pump Split Syst | Heat Pump | 208 | 1 | False |  |  | Single-Speed |  |  |  | 37700 | 2117 | 17.8 | 13.4 | 26200 | 2020 | 3.8 | 3.1 | Non Federally-Regulated | 04/24/2019 |  | 05/10/2019
ClimateMaster Inc. | TRANQUILITY 27 DIGITAL SPLIT | TES/P049B | TAC049B | Ground-Water-Source | WBAHP-C: Heat Pump Split Syste | Heat Pump | 208 | 1 | False |  |  | Single-Speed |  |  |  | 52000 | 2441 | 21.3 | 16.2 | 46100 | 3216 | 4.2 | 3.6 | Non Federally-Regulated | 02/07/2019 |  | 05/10/2019
ClimateMaster Inc. | TRANQUILITY 27 DIGITAL SPLIT | TES/P049B | TAC049B | Ground-Source | WBAHP-C: Heat Pump Split Syste | Heat Pump | 208 | 1 | False |  |  | Single-Speed |  |  |  | 48400 | 2951 | 16.4 | 13.4 | 36000 | 3014 | 3.5 | 3.1 | Non Federally-Regulated | 02/07/2019 |  | 05/10/2019
ClimateMaster Inc. | TRANQUILITY 27 DIGITAL SPLIT | TES/P049B | TAH049C | Ground-Water-Source | WBAHP-CB: Heat Pump Split Syst | Heat Pump | 208 | 1 | False |  |  | Single-Speed |  |  |  | 52800 | 2295 | 23 | 16.2 | 45900 | 3202 | 4.2 | 3.6 | Non Federally-Regulated | 02/07/2019 |  | 05/10/2019
ClimateMaster Inc. | TRANQUILITY 27 DIGITAL SPLIT | TES/P049B | TAH049C | Ground-Source | WBAHP-CB: Heat Pump Split Syst | Heat Pump | 208 | 1 | False |  |  | Single-Speed |  |  |  | 48700 | 2881 | 16.9 | 13.4 | 35900 | 3006 | 3.5 | 3.1 | Non Federally-Regulated | 02/07/2019 |  | 05/10/2019
ClimateMaster Inc. | TRANQUILITY 27 DIGITAL SPLIT | TES/P038B | TAC038B | Ground-Water-Source | WBAHP-C: Heat Pump Split Syste | Heat Pump | 208 | 1 | False |  |  | Single-Speed |  |  |  | 40200 | 1802 | 22.3 | 16.2 | 32800 | 2184 | 4.4 | 3.6 | Non Federally-Regulated | 04/24/2019 |  | 05/10/2019
ClimateMaster Inc. | TRANQUILITY 27 DIGITAL SPLIT | TES/P038B | TAC038B | Ground-Source | WBAHP-C: Heat Pump Split Syste | Heat Pump | 208 | 1 | False |  |  | Single-Speed |  |  |  | 38000 | 2196 | 17.3 | 13.4 | 26600 | 2106 | 3.7 | 3.1 | Non Federally-Regulated | 04/24/2019 |  | 05/10/2019
ClimateMaster Inc. | TRANQUILITY 27 DIGITAL SPLIT | TES/P026B | TAC026B***B* | Ground-Water-Source | WBAHP-C: Heat Pump Split Syste | Heat Pump | 208 | 1 | False |  |  | Single-Speed |  |  |  | 26400 | 1173 | 22.5 | 16.2 | 22900 | 1491 | 4.5 | 3.6 | Non Federally-Regulated | 02/07/2019 |  | 05/10/2019
ClimateMaster Inc. | TRANQUILITY 27 DIGITAL SPLIT | TES/P026B | TAC026B***B* | Ground-Source | WBAHP-C: Heat Pump Split Syste | Heat Pump | 208 | 1 | False |  |  | Single-Speed |  |  |  | 26000 | 1444 | 18 | 13.4 | 18600 | 1434 | 3.8 | 3.1 | Non Federally-Regulated | 02/07/2019 |  | 05/10/2019
ClimateMaster Inc. | TRANQUILITY 27 DIGITAL SPLIT | TES/P026B | TAC026B***A* | Ground-Water-Source | WBAHP-C: Heat Pump Split Syste | Heat Pump | 208 | 1 | False |  |  | Single-Speed |  |  |  | 25200 | 1125 | 22.4 | 16.2 | 22300 | 1452 | 4.5 | 3.6 | Non Federally-Regulated | 02/07/2019 |  | 05/10/2019
ClimateMaster Inc. | TRANQUILITY 27 DIGITAL SPLIT | TES/P026B | TAC026B***A* | Ground-Source | WBAHP-C: Heat Pump Split Syste | Heat Pump | 208 | 1 | False |  |  | Single-Speed |  |  |  | 24000 | 1379 | 17.4 | 13.4 | 18800 | 1412 | 3.9 | 3.1 | Non Federally-Regulated | 02/07/2019 |  | 05/10/2019
ClimateMaster Inc. | TRANQUILITY 27 DIGITAL SPLIT | TES/P026B | TAH026C***B* | Ground-Water-Source | WBAHP-CB: Heat Pump Split Syst | Heat Pump | 208 | 1 | False |  |  | Single-Speed |  |  |  | 27300 | 1137 | 24 | 16.2 | 22800 | 1518 | 4.4 | 3.6 | Non Federally-Regulated | 02/07/2019 |  | 05/10/2019
ClimateMaster Inc. | TRANQUILITY 27 DIGITAL SPLIT | TES/P026B | TAH026C***B* | Ground-Source | WBAHP-CB: Heat Pump Split Syst | Heat Pump | 208 | 1 | False |  |  | Single-Speed |  |  |  | 25800 | 1409 | 18.3 | 13.4 | 18700 | 1442 | 3.8 | 3.1 | Non Federally-Regulated | 02/07/2019 |  | 05/10/2019
ClimateMaster Inc. | TRANQUILITY 27 DIGITAL SPLIT | TES/P026B | TAH026C***A* | Ground-Water-Source | WBAHP-CB: Heat Pump Split Syst | Heat Pump | 208 | 1 | False |  |  | Single-Speed |  |  |  | 25600 | 1142 | 22.4 | 16.2 | 24900 | 1621 | 4.5 | 3.6 | Non Federally-Regulated | 02/07/2019 |  | 05/10/2019
ClimateMaster Inc. | TRANQUILITY 27 DIGITAL SPLIT | TES/P026B | TAH026C***A* | Ground-Source | WBAHP-CB: Heat Pump Split Syst | Heat Pump | 208 | 1 | False |  |  | Single-Speed |  |  |  | 24700 | 1395 | 17.7 | 13.4 | 18800 | 1530 | 3.6 | 3.1 | Non Federally-Regulated | 02/07/2019 |  | 05/10/2019
ClimateMaster Inc. | TRANQUILITY 27 DIGITAL SPLIT | TES/P064B | TAC064B | Ground-Water-Source | WBAHP-C: Heat Pump Split Syste | Heat Pump | 208 | 1 | False |  |  | Single-Speed |  |  |  | 58700 | 3041 | 19.3 | 16.2 | 56400 | 4349 | 3.8 | 3.6 | Non Federally-Regulated | 05/07/2018 |  | 05/10/2019
ClimateMaster Inc. | TRANQUILITY 27 DIGITAL SPLIT | TES/P064B | TAC064B | Ground-Source | WBAHP-C: Heat Pump Split Syste | Heat Pump | 208 | 1 | False |  |  | Single-Speed |  |  |  | 54500 | 3585 | 15.2 | 13.4 | 44000 | 3792 | 3.4 | 3.1 | Non Federally-Regulated | 05/07/2018 |  | 05/10/2019
ClimateMaster Inc. | TRANQUILITY 27 DIGITAL SPLIT | TES/P064B | TAH064C | Ground-Water-Source | WBAHP-CB: Heat Pump Split Syst | Heat Pump | 208 | 1 | False |  |  | Single-Speed |  |  |  | 62400 | 3073 | 20.3 | 16.2 | 56600 | 4147 | 4 | 3.6 | Non Federally-Regulated | 02/07/2019 |  | 05/10/2019
ClimateMaster Inc. | TRANQUILITY 27 DIGITAL SPLIT | TES/P064B | TAH064C | Ground-Source | WBAHP-CB: Heat Pump Split Syst | Heat Pump | 208 | 1 | False |  |  | Single-Speed |  |  |  | 57300 | 3696 | 15.5 | 13.4 | 44300 | 3818 | 3.4 | 3.1 | Non Federally-Regulated | 02/07/2019 |  | 05/10/2019
FHP Manufacturing Company | Heil | HP072D/H/V |  | Water-Source | WBAHP: Heat Pump Packaged Unit | Heat Pump | 208 | 1 |  |  |  | Dual-Speed | 4406 | 803 |  | 72000 | 4965 | 14.5 | 12 | 80000 | 5210 | 4.5 | 4.2 | Federally-Regulated Commercial & Industrial Equipment | 10/11/2017 |  | 05/10/2019
FHP Manufacturing Company | Heil | HP072D/H/V |  | Ground-Water-Source | WBAHP: Heat Pump Packaged Unit | Heat Pump | 208 | 1 |  |  |  | Dual-Speed | 3941 | 803 |  | 77000 | 3928 | 19.6 | 16.2 | 68000 | 4745 | 4.2 | 3.6 | Non Federally-Regulated | 10/11/2017 |  | 05/10/2019
FHP Manufacturing Company | Heil | HP072D/H/V |  | Ground-Source | WBAHP: Heat Pump Packaged Unit | Heat Pump | 208 | 1 |  |  |  | Dual-Speed | 3394 | 803 |  | 74000 | 4539 | 16.3 | 13.4 | 53000 | 4437 | 3.5 | 3.1 | Non Federally-Regulated | 10/11/2017 |  | 05/10/2019
FHP Manufacturing Company | Heil | HP048D/H/V |  | Water-Source | WBAHP: Heat Pump Packaged Unit | Heat Pump | 208 | 1 |  |  |  | Dual-Speed |  |  |  | 48000 | 3636 | 13.2 | 11.2 | 58000 | 3541 | 4.8 | 4.2 | Federally-Regulated Commercial & Industrial Equipment | 05/26/2016 |  | 05/10/2019
FHP Manufacturing Company | Heil | HP048D/H/V |  | Ground-Water-Source | WBAHP: Heat Pump Packaged Unit | Heat Pump | 208 | 1 |  |  |  | Dual-Speed |  |  |  | 54000 | 2842 | 19 | 16.2 | 48000 | 3349 | 4.2 | 3.6 | Non Federally-Regulated | 05/26/2016 |  | 05/10/2019
FHP Manufacturing Company | Heil | HP048D/H/V |  | Ground-Source | WBAHP: Heat Pump Packaged Unit | Heat Pump | 208 | 1 |  |  |  | Dual-Speed |  |  |  | 49000 | 3161 | 15.5 | 13.4 | 38000 | 3093 | 3.6 | 3.1 | Non Federally-Regulated | 05/26/2016 |  | 05/10/2019
FHP Manufacturing Company | Heil | HP024D/H/V |  | Water-Source | WBAHP: Heat Pump Packaged Unit | Heat Pump | 208 | 1 |  |  |  | Dual-Speed |  |  |  | 26000 | 1625 | 16 | 11.2 | 27600 | 1617 | 5 | 4.2 | Federally-Regulated Commercial & Industrial Equipment | 03/15/2019 |  | 05/10/2019
FHP Manufacturing Company | Heil | HP024D/H/V |  | Ground-Water-Source | WBAHP: Heat Pump Packaged Unit | Heat Pump | 208 | 1 |  |  |  | Dual-Speed |  |  |  | 29000 | 1208 | 24 | 16.2 | 25000 | 1592 | 4.6 | 3.6 | Non Federally-Regulated | 03/15/2019 |  | 05/10/2019
FHP Manufacturing Company | Heil | HP024D/H/V |  | Ground-Source | WBAHP: Heat Pump Packaged Unit | Heat Pump | 208 | 1 |  |  |  | Dual-Speed |  |  |  | 27500 | 1470 | 18.7 | 13.4 | 19000 | 1465 | 3.8 | 3.1 | Non Federally-Regulated | 03/15/2019 |  | 05/10/2019
FHP Manufacturing Company | Heil | HP060D/H/V |  | Water-Source | WBAHP: Heat Pump Packaged Unit | Heat Pump | 208 | 1 |  |  |  | Dual-Speed |  |  |  | 60000 | 4285 | 14 | 11.2 | 72000 | 4489 | 4.7 | 4.2 | Federally-Regulated Commercial & Industrial Equipment | 05/26/2016 |  | 05/10/2019
FHP Manufacturing Company | Heil | HP060D/H/V |  | Ground-Water-Source | WBAHP: Heat Pump Packaged Unit | Heat Pump | 208 | 1 |  |  |  | Dual-Speed | 3426 | 730 |  | 68000 | 3451 | 19.7 | 16.2 | 61000 | 4157 | 4.3 | 3.6 | Non Federally-Regulated | 10/11/2017 |  | 05/10/2019
FHP Manufacturing Company | Heil | HP060D/H/V |  | Ground-Source | WBAHP: Heat Pump Packaged Unit | Heat Pump | 208 | 1 |  |  |  | Dual-Speed |  |  |  | 62000 | 3949 | 15.7 | 13.4 | 49000 | 3989 | 3.6 | 3.1 | Non Federally-Regulated | 05/26/2016 |  | 05/10/2019
FHP Manufacturing Company | Heil | HB018H/V* |  | Water-Source | WBAHP: Heat Pump Packaged Unit | Heat Pump | 208 | 1 |  |  |  | Single-Speed |  |  |  | 19500 | 1189 | 16.4 | 11.2 | 23500 | 1299 | 5.3 | 4.2 | Federally-Regulated Commercial & Industrial Equipment | 04/27/2016 |  | 05/10/2019
FHP Manufacturing Company | Heil | HB018H/V* |  | Ground-Water-Source | WBAHP: Heat Pump Packaged Unit | Heat Pump | 208 | 1 |  |  |  | Single-Speed |  |  |  | 21300 | 832 | 25.6 | 16.2 | 17700 | 1152 | 4.5 | 3.6 | Non Federally-Regulated | 04/27/2016 |  | 05/10/2019
FHP Manufacturing Company | Heil | HB018H/V* |  | Ground-Source | WBAHP: Heat Pump Packaged Unit | Heat Pump | 208 | 1 |  |  |  | Single-Speed |  |  |  | 20500 | 1078 | 19 | 13.4 | 14800 | 1141 | 3.8 | 3.1 | Non Federally-Regulated | 11/13/2018 |  | 05/10/2019
FHP Manufacturing Company | Heil | HB036H/V* |  | Water-Source | WBAHP: Heat Pump Packaged Unit | Heat Pump | 208 | 1 |  |  |  | Single-Speed |  |  |  | 36000 | 2093 | 17.2 | 11.2 | 41000 | 2145 | 5.6 | 4.2 | Federally-Regulated Commercial & Industrial Equipment | 04/27/2016 |  | 05/10/2019
FHP Manufacturing Company | Heil | HB036H/V* |  | Ground-Water-Source | WBAHP: Heat Pump Packaged Unit | Heat Pump | 208 | 1 |  |  |  | Single-Speed |  |  |  | 40200 | 1552 | 25.9 | 16.2 | 34400 | 2057 | 4.9 | 3.6 | Non Federally-Regulated | 04/27/2016 |  | 05/10/2019
FHP Manufacturing Company | Heil | HB036H/V* |  | Ground-Source | WBAHP: Heat Pump Packaged Unit | Heat Pump | 208 | 1 |  |  |  | Single-Speed |  |  |  | 37500 | 1903 | 19.7 | 13.4 | 26000 | 1858 | 4.1 | 3.1 | Non Federally-Regulated | 04/27/2016 |  | 05/10/2019
FHP Manufacturing Company | Heil | HP060H**N***1**1 |  | Water-Source | WBAHP: Heat Pump Packaged Unit | Heat Pump | 208 | 1 |  |  |  | Dual-Speed |  |  |  | 60000 | 4285 | 14 | 11.2 | 72000 | 4587 | 4.6 | 4.2 | Federally-Regulated Commercial & Industrial Equipment | 04/24/2019 |  | 05/10/2019
FHP Manufacturing Company | Heil | HP060H**N***1**1 |  | Ground-Source | WBAHP: Heat Pump Packaged Unit | Heat Pump | 208 | 1 |  |  |  | Dual-Speed |  |  |  | 62000 | 3850 | 16.1 | 13.4 | 49000 | 3934 | 3.7 | 3.1 | Non Federally-Regulated | 04/24/2019 |  | 05/10/2019
ClimateMaster Inc. | TRANQUILITY 30 DIGITAL | TEV/H/D026B |  | Water-Source | WBAHP: Heat Pump Packaged Unit | Heat Pump | 208 | 1 |  |  |  | Single-Speed |  |  |  | 25000 | 1436 | 17.4 | 11.2 | 31400 | 1533 | 6 | 4.2 | Federally-Regulated Commercial & Industrial Equipment | 02/07/2019 |  | 05/10/2019
ClimateMaster Inc. | TRANQUILITY 30 DIGITAL | TEV/H/D026B |  | Ground-Water-Source | WBAHP: Heat Pump Packaged Unit | Heat Pump | 208 | 1 |  |  |  | Single-Speed |  |  |  | 28500 | 1079 | 26.4 | 16.2 | 25800 | 1426 | 5.3 | 3.6 | Non Federally-Regulated | 02/07/2019 |  | 05/10/2019
ClimateMaster Inc. | TRANQUILITY 30 DIGITAL | TEV/H/D026B |  | Ground-Source | WBAHP: Heat Pump Packaged Unit | Heat Pump | 208 | 1 |  |  |  | Single-Speed |  |  |  | 26000 | 1306 | 19.9 | 13.4 | 20200 | 1443 | 4.1 | 3.1 | Non Federally-Regulated | 02/07/2019 |  | 05/10/2019
ClimateMaster Inc. | TRANQUILITY 30 DIGITAL | TEV/H/D064B |  | Water-Source | WBAHP: Heat Pump Packaged Unit | Heat Pump | 208 | 1 |  |  |  | Single-Speed |  |  |  | 61500 | 3796 | 16.2 | 11.2 | 77400 | 4200 | 5.4 | 4.2 | Federally-Regulated Commercial & Industrial Equipment | 04/24/2019 |  | 05/10/2019
ClimateMaster Inc. | TRANQUILITY 30 DIGITAL | TEV/H/D049B |  | Water-Source | WBAHP: Heat Pump Packaged Unit | Heat Pump | 208 | 1 |  |  |  | Single-Speed |  |  |  | 48600 | 2892 | 16.8 | 11.2 | 56700 | 3258 | 5.1 | 4.2 | Federally-Regulated Commercial & Industrial Equipment | 04/24/2019 |  | 05/10/2019
ClimateMaster Inc. | TRANQUILITY 30 DIGITAL | TEV/H/D049B |  | Ground-Water-Source | WBAHP: Heat Pump Packaged Unit | Heat Pump | 208 | 1 |  |  |  | Single-Speed |  |  |  | 55000 | 2173 | 25.3 | 16.2 | 46800 | 2981 | 4.6 | 3.6 | Non Federally-Regulated | 04/24/2019 |  | 05/10/2019
ClimateMaster Inc. | TRANQUILITY 30 DIGITAL | TEV/H/D049B |  | Ground-Source | WBAHP: Heat Pump Packaged Unit | Heat Pump | 208 | 1 |  |  |  | Single-Speed |  |  |  | 49600 | 2569 | 19.3 | 13.4 | 36400 | 2666 | 4 | 3.1 | Non Federally-Regulated | 04/24/2019 |  | 05/10/2019
ClimateMaster Inc. | TRANQUILITY 30 DIGITAL | TEV/H/D038B |  | Water-Source | WBAHP: Heat Pump Packaged Unit | Heat Pump | 208 | 1 |  |  |  | Single-Speed |  |  |  | 37700 | 2106 | 17.9 | 11.2 | 45700 | 2309 | 5.8 | 4.2 | Federally-Regulated Commercial & Industrial Equipment | 04/24/2019 |  | 05/10/2019
ClimateMaster Inc. | TRANQUILITY 30 DIGITAL | TEV/H/D038B |  | Ground-Water-Source | WBAHP: Heat Pump Packaged Unit | Heat Pump | 208 | 1 |  |  |  | Single-Speed |  |  |  | 42100 | 1613 | 26.1 | 16.2 | 37900 | 2136 | 5.2 | 3.6 | Non Federally-Regulated | 04/24/2019 |  | 05/10/2019
ClimateMaster Inc. | TRANQUILITY 30 DIGITAL | TEV/H/D038B |  | Ground-Source | WBAHP: Heat Pump Packaged Unit | Heat Pump | 208 | 1 |  |  |  | Single-Speed |  |  |  | 39000 | 1921 | 20.3 | 13.4 | 29700 | 1978 | 4.4 | 3.1 | Non Federally-Regulated | 04/24/2019 |  | 05/10/2019
FHP Manufacturing Company | Aquarius | EP048-1HZ/VT |  | Water-Source | WBAHP: Heat Pump Packaged Unit | Heat Pump | 208 | 1 |  |  |  | Single-Speed |  |  |  | 47400 | 3160 | 15 | 11.2 | 50000 | 2764 | 5.3 | 4.2 | Federally-Regulated Commercial & Industrial Equipment | 02/08/2019 |  | 05/10/2019
FHP Manufacturing Company | Aquarius | EP048-1HZ/VT |  | Ground-Water-Source | WBAHP: Heat Pump Packaged Unit | Heat Pump | 208 | 1 |  |  |  | Single-Speed |  |  |  | 52900 | 2190 | 24.15 | 16.2 | 40500 | 2760 | 4.3 | 3.6 | Non Federally-Regulated | 02/08/2019 |  | 05/10/2019
FHP Manufacturing Company | Aquarius | EP048-1HZ/VT |  | Ground-Source | WBAHP: Heat Pump Packaged Unit | Heat Pump | 208 | 1 |  |  |  | Single-Speed |  |  |  | 49500 | 2788 | 17.75 | 13.4 | 33400 | 2645 | 3.7 | 3.1 | Non Federally-Regulated | 02/08/2019 |  | 05/10/2019
FHP Manufacturing Company | Aquarius | EP042-1HZ/VT |  | Water-Source | WBAHP: Heat Pump Packaged Unit | Heat Pump | 208 | 1 |  |  |  | Single-Speed |  |  |  | 40600 | 2671 | 15.2 | 11.2 | 42400 | 2259 | 5.5 | 4.2 | Federally-Regulated Commercial & Industrial Equipment | 04/24/2019 |  | 05/10/2019
FHP Manufacturing Company | Aquarius | EP042-1HZ/VT |  | Ground-Water-Source | WBAHP: Heat Pump Packaged Unit | Heat Pump | 208 | 1 |  |  |  | Single-Speed |  |  |  | 45000 | 1757 | 25.6 | 16.2 | 35000 | 2205 | 4.7 | 3.6 | Non Federally-Regulated | 04/24/2019 |  | 05/10/2019
FHP Manufacturing Company | Aquarius | EP042-1HZ/VT |  | Ground-Source | WBAHP: Heat Pump Packaged Unit | Heat Pump | 208 | 1 |  |  |  | Single-Speed |  |  |  | 42200 | 2125 | 19.85 | 13.4 | 26800 | 2122 | 3.7 | 3.1 | Non Federally-Regulated | 04/24/2019 |  | 05/10/2019
FHP Manufacturing Company | Aquarius | EP018-1HZ/VT |  | Water-Source | WBAHP: Heat Pump Packaged Unit | Heat Pump | 208 | 1 |  |  |  | Single-Speed |  |  |  | 19500 | 1189 | 16.4 | 11.2 | 21300 | 1224 | 5.1 | 4.2 | Federally-Regulated Commercial & Industrial Equipment | 04/24/2019 |  | 05/10/2019
FHP Manufacturing Company | Aquarius | EP018-1HZ/VT |  | Ground-Water-Source | WBAHP: Heat Pump Packaged Unit | Heat Pump | 208 | 1 |  |  |  | Single-Speed |  |  |  | 21300 | 832 | 25.6 | 16.2 | 17700 | 1152 | 4.5 | 3.6 | Non Federally-Regulated | 04/24/2019 |  | 05/10/2019
FHP Manufacturing Company | Aquarius | EP018-1HZ/VT |  | Ground-Source | WBAHP: Heat Pump Packaged Unit | Heat Pump | 208 | 1 |  |  |  | Single-Speed |  |  |  | 20500 | 1078 | 19 | 13.4 | 14800 | 1141 | 3.8 | 3.1 | Non Federally-Regulated | 04/24/2019 |  | 05/10/2019
FHP Manufacturing Company | Aquarius | EP048-4HZ/VT |  | Water-Source | WBAHP: Heat Pump Packaged Unit | Heat Pump | 460 | 3 |  |  |  | Single-Speed |  |  |  | 47400 | 3160 | 15 | 11.2 | 50000 | 2764 | 5.3 | 4.2 | Federally-Regulated Commercial & Industrial Equipment | 03/15/2019 |  | 05/10/2019
FHP Manufacturing Company | Aquarius | EP048-4HZ/VT |  | Ground-Water-Source | WBAHP: Heat Pump Packaged Unit | Heat Pump | 460 | 3 |  |  |  | Single-Speed |  |  |  | 52900 | 2190 | 24.15 | 16.2 | 40500 | 2760 | 4.3 | 3.6 | Non Federally-Regulated | 03/15/2019 |  | 05/10/2019
FHP Manufacturing Company | Aquarius | EP048-4HZ/VT |  | Ground-Source | WBAHP: Heat Pump Packaged Unit | Heat Pump | 460 | 3 |  |  |  | Single-Speed |  |  |  | 49500 | 2788 | 17.75 | 13.4 | 33400 | 2645 | 3.7 | 3.1 | Non Federally-Regulated | 03/15/2019 |  | 05/10/2019
FHP Manufacturing Company | Aquarius | EP048-3HZ/VT |  | Water-Source | WBAHP: Heat Pump Packaged Unit | Heat Pump | 208 | 3 |  |  |  | Single-Speed |  |  |  | 47400 | 3160 | 15 | 11.2 | 50000 | 2764 | 5.3 | 4.2 | Federally-Regulated Commercial & Industrial Equipment | 03/15/2019 |  | 05/10/2019
FHP Manufacturing Company | Aquarius | EP048-3HZ/VT |  | Ground-Water-Source | WBAHP: Heat Pump Packaged Unit | Heat Pump | 208 | 3 |  |  |  | Single-Speed |  |  |  | 52900 | 2190 | 24.15 | 16.2 | 40500 | 2760 | 4.3 | 3.6 | Non Federally-Regulated | 03/15/2019 |  | 05/10/2019
FHP Manufacturing Company | Aquarius | EP048-3HZ/VT |  | Ground-Source | WBAHP: Heat Pump Packaged Unit | Heat Pump | 208 | 3 |  |  |  | Single-Speed |  |  |  | 49500 | 2788 | 17.75 | 13.4 | 33400 | 2645 | 3.7 | 3.1 | Non Federally-Regulated | 03/15/2019 |  | 05/10/2019
FHP Manufacturing Company | Aquarius | EP042-4HZ/VT |  | Water-Source | WBAHP: Heat Pump Packaged Unit | Heat Pump | 460 | 3 |  |  |  | Single-Speed |  |  |  | 40600 | 2671 | 15.2 | 11.2 | 42000 | 2238 | 5.5 | 4.2 | Federally-Regulated Commercial & Industrial Equipment | 04/24/2019 |  | 05/10/2019
FHP Manufacturing Company | Aquarius | EP042-4HZ/VT |  | Ground-Water-Source | WBAHP: Heat Pump Packaged Unit | Heat Pump | 460 | 3 |  |  |  | Single-Speed |  |  |  | 45000 | 1757 | 25.6 | 16.2 | 35000 | 2205 | 4.7 | 3.6 | Non Federally-Regulated | 04/24/2019 |  | 05/10/2019
FHP Manufacturing Company | Aquarius | EP042-4HZ/VT |  | Ground-Source | WBAHP: Heat Pump Packaged Unit | Heat Pump | 460 | 3 |  |  |  | Single-Speed |  |  |  | 42200 | 2125 | 19.85 | 13.4 | 26800 | 2122 | 3.7 | 3.1 | Non Federally-Regulated | 04/24/2019 |  | 05/10/2019
FHP Manufacturing Company | Aquarius | EP042-3HZ/VT |  | Water-Source | WBAHP: Heat Pump Packaged Unit | Heat Pump | 208 | 3 |  |  |  | Single-Speed |  |  |  | 40600 | 2671 | 15.2 | 11.2 | 42400 | 2259 | 5.5 | 4.2 | Federally-Regulated Commercial & Industrial Equipment | 04/24/2019 |  | 05/10/2019
FHP Manufacturing Company | Aquarius | EP042-3HZ/VT |  | Ground-Water-Source | WBAHP: Heat Pump Packaged Unit | Heat Pump | 208 | 3 |  |  |  | Single-Speed |  |  |  | 45000 | 1757 | 25.6 | 16.2 | 35000 | 2205 | 4.7 | 3.6 | Non Federally-Regulated | 04/24/2019 |  | 05/10/2019
FHP Manufacturing Company | Aquarius | EP042-3HZ/VT |  | Ground-Source | WBAHP: Heat Pump Packaged Unit | Heat Pump | 208 | 3 |  |  |  | Single-Speed |  |  |  | 42200 | 2125 | 19.85 | 13.4 | 26800 | 2122 | 3.7 | 3.1 | Non Federally-Regulated | 04/24/2019 |  | 05/10/2019
FHP Manufacturing Company | Aquarius | EP018-2HZ/VT |  | Water-Source | WBAHP: Heat Pump Packaged Unit | Heat Pump | 265 | 1 |  |  |  | Single-Speed |  |  |  | 19500 | 1189 | 16.4 | 11.2 | 21300 | 1224 | 5.1 | 4.2 | Federally-Regulated Commercial & Industrial Equipment | 11/28/2018 |  | 05/10/2019
FHP Manufacturing Company | Aquarius | EP018-2HZ/VT |  | Ground-Water-Source | WBAHP: Heat Pump Packaged Unit | Heat Pump | 265 | 1 |  |  |  | Single-Speed |  |  |  | 21300 | 832 | 25.6 | 16.2 | 17700 | 1152 | 4.5 | 3.6 | Non Federally-Regulated | 11/28/2018 |  | 05/10/2019
FHP Manufacturing Company | Aquarius | EP018-2HZ/VT |  | Ground-Source | WBAHP: Heat Pump Packaged Unit | Heat Pump | 265 | 1 |  |  |  | Single-Speed |  |  |  | 20500 | 1078 | 19 | 13.4 | 14800 | 1141 | 3.8 | 3.1 | Non Federally-Regulated | 11/28/2018 |  | 05/10/2019
ClimateMaster Inc. | TRANQUILITY CONSOLE SERIES | TRC09 |  | Water-Source | WBAHP-O: Heat Pump Packaged Un | Heat Pump | 208 | 1 |  |  |  | Single-Speed |  |  |  | 8600 | 646 | 13.3 | 11.2 | 11400 | 726 | 4.6 | 4.2 | Federally-Regulated Commercial & Industrial Equipment | 02/07/2019 |  | 05/10/2019
ClimateMaster Inc. | TRANQUILITY CONSOLE SERIES | TRC09 |  | Ground-Water-Source | WBAHP-O: Heat Pump Packaged Un | Heat Pump | 208 | 1 |  |  |  | Single-Speed |  |  |  | 9200 | 494 | 18.6 | 16.2 | 9500 | 696 | 4 | 3.6 | Non Federally-Regulated | 02/07/2019 |  | 05/10/2019
ClimateMaster Inc. | TRANQUILITY CONSOLE SERIES | TRC09 |  | Ground-Source | WBAHP-O: Heat Pump Packaged Un | Heat Pump | 208 | 1 |  |  |  | Single-Speed |  |  |  | 8800 | 590 | 14.9 | 13.4 | 7300 | 648 | 3.3 | 3.1 | Non Federally-Regulated | 02/07/2019 |  | 05/10/2019
ClimateMaster Inc. | TRANQUILITY CONSOLE SERIES | TRC12 |  | Water-Source | WBAHP-O: Heat Pump Packaged Un | Heat Pump | 208 | 1 |  |  |  | Single-Speed |  |  |  | 11300 | 849 | 13.3 | 11.2 | 14900 | 891 | 4.9 | 4.2 | Federally-Regulated Commercial & Industrial Equipment | 02/07/2019 |  | 05/10/2019
ClimateMaster Inc. | TRANQUILITY CONSOLE SERIES | TRC12 |  | Ground-Water-Source | WBAHP-O: Heat Pump Packaged Un | Heat Pump | 208 | 1 |  |  |  | Single-Speed |  |  |  | 12500 | 668 | 18.7 | 16.2 | 12100 | 864 | 4.1 | 3.6 | Non Federally-Regulated | 02/07/2019 |  | 05/10/2019
ClimateMaster Inc. | TRANQUILITY CONSOLE SERIES | TRC12 |  | Ground-Source | WBAHP-O: Heat Pump Packaged Un | Heat Pump | 208 | 1 |  |  |  | Single-Speed |  |  |  | 11800 | 781 | 15.1 | 13.4 | 9300 | 825 | 3.3 | 3.1 | Non Federally-Regulated | 02/07/2019 |  | 05/10/2019
ClimateMaster Inc. | TRANQUILITY CONSOLE SERIES | TRC18 |  | Water-Source | WBAHP-O: Heat Pump Packaged Un | Heat Pump | 208 | 1 |  |  |  | Single-Speed |  |  |  | 15600 | 1200 | 13 | 11.2 | 20100 | 1309 | 4.5 | 4.2 | Federally-Regulated Commercial & Industrial Equipment | 02/07/2019 |  | 05/10/2019
ClimateMaster Inc. | TRANQUILITY CONSOLE SERIES | TRC18 |  | Ground-Water-Source | WBAHP-O: Heat Pump Packaged Un | Heat Pump | 208 | 1 |  |  |  | Single-Speed |  |  |  | 17200 | 960 | 17.9 | 16.2 | 16500 | 1239 | 3.9 | 3.6 | Non Federally-Regulated | 02/07/2019 |  | 05/10/2019
ClimateMaster Inc. | TRANQUILITY CONSOLE SERIES | TRC18 |  | Ground-Source | WBAHP-O: Heat Pump Packaged Un | Heat Pump | 208 | 1 |  |  |  | Single-Speed |  |  |  | 16100 | 1166 | 13.8 | 13.4 | 13200 | 1172 | 3.3 | 3.1 | Non Federally-Regulated | 02/07/2019 |  | 05/10/2019
ClimateMaster Inc. | TRANQUILITY CONSOLE SERIES | TRC15 |  | Water-Source | WBAHP-O: Heat Pump Packaged Un | Heat Pump | 208 | 1 |  |  |  | Single-Speed |  |  |  | 14100 | 1044 | 13.5 | 11.2 | 18200 | 1045 | 5.1 | 4.2 | Federally-Regulated Commercial & Industrial Equipment | 02/07/2019 |  | 05/10/2019
ClimateMaster Inc. | TRANQUILITY CONSOLE SERIES | TRC15 |  | Ground-Water-Source | WBAHP-O: Heat Pump Packaged Un | Heat Pump | 208 | 1 |  |  |  | Single-Speed |  |  |  | 16600 | 779 | 21.3 | 16.2 | 14800 | 1008 | 4.3 | 3.6 | Non Federally-Regulated | 02/07/2019 |  | 05/10/2019
ClimateMaster Inc. | TRANQUILITY CONSOLE SERIES | TRC15 |  | Ground-Source | WBAHP-O: Heat Pump Packaged Un | Heat Pump | 208 | 1 |  |  |  | Single-Speed |  |  |  | 15100 | 955 | 15.8 | 13.4 | 11400 | 954 | 3.5 | 3.1 | Non Federally-Regulated | 02/07/2019 |  | 05/10/2019
FHP Manufacturing Company | GEO-THERMAL SPLIT | GZ036***N***1**2 | FE/V****005*** | Water-Source | WBAHP-CB: Heat Pump Split Syst | Both Heat Pump and Electric Re | 208 | 1 | False |  |  | Dual-Speed |  |  |  | 37700 | 2683 | 14.05 | 12 | 45000 | 2691 | 4.9 | 4.2 | Federally-Regulated Commercial & Industrial Equipment | 04/24/2019 |  | 05/10/2019
FHP Manufacturing Company | GEO-THERMAL SPLIT | GZ036***N***1**2 | FE/V****005*** | Ground-Water-Source | WBAHP-CB: Heat Pump Split Syst | Both Heat Pump and Electric Re | 208 | 1 | False |  |  | Dual-Speed |  |  |  | 41400 | 2039 | 20.3 | 16.2 | 36700 | 2560 | 4.2 | 3.6 | Non Federally-Regulated | 04/24/2019 |  | 05/10/2019
FHP Manufacturing Company | GEO-THERMAL SPLIT | GZ036***N***1**2 | FE/V****005*** | Ground-Source | WBAHP-CB: Heat Pump Split Syst | Both Heat Pump and Electric Re | 208 | 1 | False |  |  | Dual-Speed |  |  |  | 39200 | 2412 | 16.25 | 13.4 | 27400 | 2230 | 3.6 | 3.1 | Non Federally-Regulated | 04/24/2019 |  | 05/10/2019
FHP Manufacturing Company | GEO-THERMAL SPLIT | GZ036***C***1**2 | FE/V****005*** | Water-Source | WBAHP-CB: Heat Pump Split Syst | Both Heat Pump and Electric Re | 208 | 1 | False |  |  | Dual-Speed |  |  |  | 37700 | 2478 | 15.21 | 12 | 45000 | 2637 | 5 | 4.2 | Federally-Regulated Commercial & Industrial Equipment | 04/24/2019 |  | 05/10/2019
FHP Manufacturing Company | GEO-THERMAL SPLIT | GZ036***C***1**2 | FE/V****005*** | Ground-Water-Source | WBAHP-CB: Heat Pump Split Syst | Both Heat Pump and Electric Re | 208 | 1 | False |  |  | Dual-Speed |  |  |  | 41400 | 1819 | 22.75 | 16.2 | 36700 | 2444 | 4.4 | 3.6 | Non Federally-Regulated | 04/24/2019 |  | 05/10/2019
FHP Manufacturing Company | GEO-THERMAL SPLIT | GZ036***C***1**2 | FE/V****005*** | Ground-Source | WBAHP-CB: Heat Pump Split Syst | Both Heat Pump and Electric Re | 208 | 1 | False |  |  | Dual-Speed |  |  |  | 39200 | 2227 | 17.6 | 13.4 | 27400 | 2361 | 3.4 | 3.1 | Non Federally-Regulated | 04/24/2019 |  | 05/10/2019
ClimateMaster Inc. | TRANQUILITY HI RISE SERIES | TSM12 B |  | Water-Source | WBAHP-O: Heat Pump Packaged Un | Heat Pump | 208 | 1 |  |  |  | Single-Speed |  |  |  | 11800 | 836 | 14.1 | 11.2 | 15200 | 840 | 5.3 | 4.2 | Federally-Regulated Commercial & Industrial Equipment | 02/07/2019 |  | 05/10/2019
ClimateMaster Inc. | TRANQUILITY HI RISE SERIES | TSM12 B |  | Ground-Source | WBAHP-O: Heat Pump Packaged Un | Heat Pump | 208 | 1 |  |  |  | Single-Speed |  |  |  | 12100 | 720 | 16.8 | 13.4 | 9000 | 824 | 3.2 | 3.1 | Non Federally-Regulated | 02/07/2019 |  | 05/10/2019
ClimateMaster Inc. | TRANQUILITY HI RISE SERIES | TSM24 A |  | Water-Source | WBAHP-O: Heat Pump Packaged Un | Heat Pump | 208 | 1 |  |  |  | Single-Speed |  |  |  | 25000 | 1736 | 14.4 | 11.2 | 32500 | 1943 | 4.9 | 4.2 | Federally-Regulated Commercial & Industrial Equipment | 02/07/2019 |  | 05/10/2019
ClimateMaster Inc. | TRANQUILITY HI RISE SERIES | TSM24 A |  | Ground-Source | WBAHP-O: Heat Pump Packaged Un | Heat Pump | 208 | 1 |  |  |  | Single-Speed |  |  |  | 26500 | 1577 | 16.8 | 13.4 | 18400 | 1586 | 3.4 | 3.1 | Non Federally-Regulated | 02/07/2019 |  | 05/10/2019
ClimateMaster Inc. | TRANQUILITY HI RISE SERIES | TSL30 B |  | Water-Source | WBAHP: Heat Pump Packaged Unit | Heat Pump | 208 | 1 |  |  |  | Single-Speed |  |  |  | 28500 | 1770 | 16.1 | 11.2 | 33500 | 1852 | 5.3 | 4.2 | Federally-Regulated Commercial & Industrial Equipment | 12/07/2018 |  | 05/10/2019
ClimateMaster Inc. | TRANQUILITY HI RISE SERIES | TSL30 B |  | Ground-Source | WBAHP: Heat Pump Packaged Unit | Heat Pump | 208 | 1 |  |  |  | Single-Speed |  |  |  | 29500 | 1603 | 18.4 | 13.4 | 21000 | 1663 | 3.7 | 3.1 | Non Federally-Regulated | 12/07/2018 |  | 05/10/2019
ClimateMaster Inc. | TRANQUILITY HI RISE SERIES | TSL15 B |  | Water-Source | WBAHP: Heat Pump Packaged Unit | Heat Pump | 208 | 1 |  |  |  | Single-Speed |  |  |  | 14600 | 895 | 16.3 | 11.2 | 18900 | 1025 | 5.4 | 4.2 | Federally-Regulated Commercial & Industrial Equipment | 11/27/2018 |  | 05/10/2019
ClimateMaster Inc. | TRANQUILITY HI RISE SERIES | TSL15 B |  | Ground-Source | WBAHP: Heat Pump Packaged Unit | Heat Pump | 208 | 1 |  |  |  | Single-Speed |  |  |  | 15400 | 802 | 19.2 | 13.4 | 11000 | 871 | 3.7 | 3.1 | Non Federally-Regulated | 11/27/2018 |  | 05/10/2019
ClimateMaster Inc. | TRANQUILITY HI RISE SERIES | TSL09 A |  | Water-Source | WBAHP: Heat Pump Packaged Unit | Heat Pump | 208 | 1 |  |  |  | Single-Speed |  |  |  | 9300 | 688 | 13.5 | 11.2 | 12500 | 704 | 5.2 | 4.2 | Federally-Regulated Commercial & Industrial Equipment | 02/07/2019 |  | 05/10/2019
ClimateMaster Inc. | TRANQUILITY HI RISE SERIES | TSL09 A |  | Ground-Source | WBAHP: Heat Pump Packaged Unit | Heat Pump | 208 | 1 |  |  |  | Single-Speed |  |  |  | 10100 | 655 | 15.4 | 13.4 | 7200 | 659 | 3.2 | 3.1 | Non Federally-Regulated | 02/07/2019 |  | 05/10/2019
ClimateMaster Inc. | TRANQUILITY HI RISE SERIES | TSL12 C/D B |  | Water-Source | WBAHP: Heat Pump Packaged Unit | Heat Pump | 208 | 1 |  |  |  | Single-Speed |  |  |  | 11600 | 778 | 14.9 | 11.2 | 15800 | 907 | 5.1 | 4.2 | Federally-Regulated Commercial & Industrial Equipment | 12/07/2018 |  | 05/10/2019
ClimateMaster Inc. | TRANQUILITY HI RISE SERIES | TSL12 C/D B |  | Ground-Source | WBAHP: Heat Pump Packaged Unit | Heat Pump | 208 | 1 |  |  |  | Single-Speed |  |  |  | 12500 | 714 | 17.5 | 13.4 | 9400 | 834 | 3.3 | 3.1 | Non Federally-Regulated | 12/07/2018 |  | 05/10/2019
ClimateMaster Inc. | TRANQUILITY HI RISE SERIES | TSL09 C/D B |  | Water-Source | WBAHP: Heat Pump Packaged Unit | Heat Pump | 208 | 1 |  |  |  | Single-Speed |  |  |  | 10000 | 657 | 15.2 | 11.2 | 13100 | 710 | 5.4 | 4.2 | Federally-Regulated Commercial & Industrial Equipment | 12/07/2018 |  | 05/10/2019
ClimateMaster Inc. | TRANQUILITY HI RISE SERIES | TSL09 C/D B |  | Ground-Source | WBAHP: Heat Pump Packaged Unit | Heat Pump | 208 | 1 |  |  |  | Single-Speed |  |  |  | 10400 | 601 | 17.3 | 13.4 | 7500 | 666 | 3.3 | 3.1 | Non Federally-Regulated | 12/07/2018 |  | 05/10/2019
ClimateMaster Inc. | TRANQUILITY HI RISE SERIES | TSM09 B |  | Water-Source | WBAHP-O: Heat Pump Packaged Un | Heat Pump | 208 | 1 |  |  |  | Single-Speed |  |  |  | 9200 | 643 | 14.3 | 11.2 | 12200 | 662 | 5.4 | 4.2 | Federally-Regulated Commercial & Industrial Equipment | 02/07/2019 |  | 05/10/2019
ClimateMaster Inc. | TRANQUILITY HI RISE SERIES | TSM09 B |  | Ground-Source | WBAHP-O: Heat Pump Packaged Un | Heat Pump | 208 | 1 |  |  |  | Single-Speed |  |  |  | 9700 | 598 | 16.2 | 13.4 | 7100 | 630 | 3.3 | 3.1 | Non Federally-Regulated | 02/07/2019 |  | 05/10/2019
ClimateMaster Inc. | TRANQUILITY HI RISE SERIES | TSL12 A/B B |  | Water-Source | WBAHP: Heat Pump Packaged Unit | Heat Pump | 208 | 1 |  |  |  | Single-Speed |  |  |  | 11600 | 811 | 14.3 | 11.2 | 15900 | 991 | 4.7 | 4.2 | Federally-Regulated Commercial & Industrial Equipment | 02/07/2019 |  | 05/10/2019
ClimateMaster Inc. | TRANQUILITY HI RISE SERIES | TSL12 A/B B |  | Ground-Source | WBAHP: Heat Pump Packaged Unit | Heat Pump | 208 | 1 |  |  |  | Single-Speed |  |  |  | 12100 | 737 | 16.4 | 13.4 | 9600 | 879 | 3.2 | 3.1 | Non Federally-Regulated | 02/07/2019 |  | 05/10/2019
ClimateMaster Inc. | TRANQUILITY HI RISE SERIES | TSM30 B |  | Water-Source | WBAHP-O: Heat Pump Packaged Un | Heat Pump | 208 | 1 |  |  |  | Single-Speed |  |  |  | 28000 | 1854 | 15.1 | 11.2 | 34500 | 2022 | 5 | 4.2 | Federally-Regulated Commercial & Industrial Equipment | 02/07/2019 |  | 05/10/2019
ClimateMaster Inc. | TRANQUILITY HI RISE SERIES | TSM30 B |  | Ground-Source | WBAHP-O: Heat Pump Packaged Un | Heat Pump | 208 | 1 |  |  |  | Single-Speed |  |  |  | 29000 | 1647 | 17.6 | 13.4 | 22200 | 1807 | 3.6 | 3.1 | Non Federally-Regulated | 02/07/2019 |  | 05/10/2019
ClimateMaster Inc. | TRANQUILITY HI RISE SERIES | TSM12 A |  | Water-Source | WBAHP-O: Heat Pump Packaged Un | Heat Pump | 208 | 1 |  |  |  | Single-Speed |  |  |  | 11800 | 861 | 13.7 | 11.2 | 15200 | 909 | 4.9 | 4.2 | Federally-Regulated Commercial & Industrial Equipment | 02/07/2019 |  | 05/10/2019
ClimateMaster Inc. | TRANQUILITY HI RISE SERIES | TSM12 A |  | Ground-Source | WBAHP-O: Heat Pump Packaged Un | Heat Pump | 208 | 1 |  |  |  | Single-Speed |  |  |  | 12100 | 806 | 15 | 13.4 | 9000 | 824 | 3.2 | 3.1 | Non Federally-Regulated | 02/07/2019 |  | 05/10/2019
ClimateMaster Inc. | TRANQUILITY HI RISE SERIES | TSL12 A |  | Water-Source | WBAHP: Heat Pump Packaged Unit | Heat Pump | 208 | 1 |  |  |  | Single-Speed |  |  |  | 12000 | 845 | 14.2 | 11.2 | 15500 | 873 | 5.2 | 4.2 | Federally-Regulated Commercial & Industrial Equipment | 02/07/2019 |  | 05/10/2019
ClimateMaster Inc. | TRANQUILITY HI RISE SERIES | TSL12 A |  | Ground-Source | WBAHP: Heat Pump Packaged Unit | Heat Pump | 208 | 1 |  |  |  | Single-Speed |  |  |  | 12600 | 792 | 15.9 | 13.4 | 9200 | 842 | 3.2 | 3.1 | Non Federally-Regulated | 02/07/2019 |  | 05/10/2019
ClimateMaster Inc. | TRANQUILITY HI RISE SERIES | TSM15 B |  | Water-Source | WBAHP-O: Heat Pump Packaged Un | Heat Pump | 208 | 1 |  |  |  | Single-Speed |  |  |  | 14600 | 918 | 15.9 | 11.2 | 17500 | 967 | 5.3 | 4.2 | Federally-Regulated Commercial & Industrial Equipment | 11/27/2018 |  | 05/10/2019
ClimateMaster Inc. | TRANQUILITY HI RISE SERIES | TSM15 B |  | Ground-Source | WBAHP-O: Heat Pump Packaged Un | Heat Pump | 208 | 1 |  |  |  | Single-Speed |  |  |  | 15500 | 824 | 18.8 | 13.4 | 11000 | 895 | 3.6 | 3.1 | Non Federally-Regulated | 11/27/2018 |  | 05/10/2019
ClimateMaster Inc. | TRANQUILITY HI RISE SERIES | TSM24 B |  | Water-Source | WBAHP-O: Heat Pump Packaged Un | Heat Pump | 208 | 1 |  |  |  | Single-Speed |  |  |  | 25000 | 1592 | 15.7 | 11.2 | 32500 | 1867 | 5.1 | 4.2 | Federally-Regulated Commercial & Industrial Equipment | 02/07/2019 |  | 05/10/2019
ClimateMaster Inc. | TRANQUILITY HI RISE SERIES | TSM24 B |  | Ground-Source | WBAHP-O: Heat Pump Packaged Un | Heat Pump | 208 | 1 |  |  |  | Single-Speed |  |  |  | 26500 | 1432 | 18.5 | 13.4 | 18200 | 1523 | 3.5 | 3.1 | Non Federally-Regulated | 02/07/2019 |  | 05/10/2019
ClimateMaster Inc. | TRANQUILITY HI RISE SERIES | TSL30 A |  | Water-Source | WBAHP: Heat Pump Packaged Unit | Heat Pump | 208 | 1 |  |  |  | Single-Speed |  |  |  | 28000 | 1842 | 15.2 | 11.2 | 34000 | 1916 | 5.2 | 4.2 | Federally-Regulated Commercial & Industrial Equipment | 02/07/2019 |  | 05/10/2019
ClimateMaster Inc. | TRANQUILITY HI RISE SERIES | TSL30 A |  | Ground-Source | WBAHP: Heat Pump Packaged Unit | Heat Pump | 208 | 1 |  |  |  | Single-Speed |  |  |  | 29500 | 1638 | 18 | 13.4 | 21000 | 1810 | 3.4 | 3.1 | Non Federally-Regulated | 02/07/2019 |  | 05/10/2019
ClimateMaster Inc. | TRANQUILITY HI RISE SERIES | TSL09 B |  | Ground-Source | WBAHP: Heat Pump Packaged Unit | Heat Pump | 208 | 1 |  |  |  | Single-Speed |  |  |  | 10100 | 601 | 16.8 | 13.4 | 7200 | 620 | 3.4 | 3.1 | Non Federally-Regulated | 11/13/2018 |  | 05/10/2019
ClimateMaster Inc. | TRANQUILITY HI RISE SERIES | TSM09 A/B B |  | Water-Source | WBAHP-O: Heat Pump Packaged Un | Heat Pump | 208 | 1 |  |  |  | Single-Speed |  |  |  | 9700 | 697 | 13.9 | 11.2 | 12700 | 715 | 5.2 | 4.2 | Federally-Regulated Commercial & Industrial Equipment | 02/07/2019 |  | 05/10/2019
ClimateMaster Inc. | TRANQUILITY HI RISE SERIES | TSM09 A/B B |  | Ground-Source | WBAHP-O: Heat Pump Packaged Un | Heat Pump | 208 | 1 |  |  |  | Single-Speed |  |  |  | 10300 | 635 | 16.2 | 13.4 | 7600 | 696 | 3.2 | 3.1 | Non Federally-Regulated | 02/07/2019 |  | 05/10/2019
ClimateMaster Inc. | TRANQUILITY HI RISE SERIES | TSM12 A/B B |  | Water-Source | WBAHP-O: Heat Pump Packaged Un | Heat Pump | 208 | 1 |  |  |  | Single-Speed |  |  |  | 11400 | 826 | 13.8 | 11.2 | 16000 | 919 | 5.1 | 4.2 | Federally-Regulated Commercial & Industrial Equipment | 02/07/2019 |  | 05/10/2019
ClimateMaster Inc. | TRANQUILITY HI RISE SERIES | TSM12 A/B B |  | Ground-Source | WBAHP-O: Heat Pump Packaged Un | Heat Pump | 208 | 1 |  |  |  | Single-Speed |  |  |  | 12200 | 762 | 16 | 13.4 | 9700 | 861 | 3.3 | 3.1 | Non Federally-Regulated | 02/07/2019 |  | 05/10/2019
ClimateMaster Inc. | TRANQUILITY HI RISE SERIES | TSL09 A/B B |  | Water-Source | WBAHP: Heat Pump Packaged Unit | Heat Pump | 208 | 1 |  |  |  | Single-Speed |  |  |  | 9500 | 673 | 14.1 | 11.2 | 13000 | 761 | 5 | 4.2 | Federally-Regulated Commercial & Industrial Equipment | 02/07/2019 |  | 05/10/2019
ClimateMaster Inc. | TRANQUILITY HI RISE SERIES | TSL09 A/B B |  | Ground-Source | WBAHP: Heat Pump Packaged Unit | Heat Pump | 208 | 1 |  |  |  | Single-Speed |  |  |  | 10000 | 625 | 16 | 13.4 | 7500 | 686 | 3.2 | 3.1 | Non Federally-Regulated | 02/07/2019 |  | 05/10/2019
ClimateMaster Inc. | TRANQUILITY HI RISE SERIES | TSM36 B |  | Water-Source | WBAHP-O: Heat Pump Packaged Un | Heat Pump | 208 | 1 |  |  |  | Single-Speed |  |  |  | 35000 | 2397 | 14.6 | 11.2 | 40500 | 2373 | 5 | 4.2 | Federally-Regulated Commercial & Industrial Equipment | 02/07/2019 |  | 05/10/2019
ClimateMaster Inc. | TRANQUILITY HI RISE SERIES | TSM36 B |  | Ground-Source | WBAHP-O: Heat Pump Packaged Un | Heat Pump | 208 | 1 |  |  |  | Single-Speed |  |  |  | 36000 | 2181 | 16.5 | 13.4 | 25500 | 2135 | 3.5 | 3.1 | Non Federally-Regulated | 02/07/2019 |  | 05/10/2019
ClimateMaster Inc. | TRANQUILITY HI RISE SERIES | TSL24 A |  | Water-Source | WBAHP: Heat Pump Packaged Unit | Heat Pump | 208 | 1 |  |  |  | Single-Speed |  |  |  | 24500 | 1611 | 15.2 | 11.2 | 31500 | 1846 | 5 | 4.2 | Federally-Regulated Commercial & Industrial Equipment | 02/07/2019 |  | 05/10/2019
ClimateMaster Inc. | TRANQUILITY HI RISE SERIES | TSL24 A |  | Ground-Source | WBAHP: Heat Pump Packaged Unit | Heat Pump | 208 | 1 |  |  |  | Single-Speed |  |  |  | 26000 | 1452 | 17.9 | 13.4 | 18500 | 1594 | 3.4 | 3.1 | Non Federally-Regulated | 02/07/2019 |  | 05/10/2019
ClimateMaster Inc. | TRANQUILITY HI RISE SERIES | TSM12 C/D B |  | Water-Source | WBAHP-O: Heat Pump Packaged Un | Heat Pump | 208 | 1 |  |  |  | Single-Speed |  |  |  | 11600 | 789 | 14.7 | 11.2 | 16000 | 901 | 5.2 | 4.2 | Federally-Regulated Commercial & Industrial Equipment | 12/07/2018 |  | 05/10/2019
ClimateMaster Inc. | TRANQUILITY HI RISE SERIES | TSM12 C/D B |  | Ground-Source | WBAHP-O: Heat Pump Packaged Un | Heat Pump | 208 | 1 |  |  |  | Single-Speed |  |  |  | 12300 | 715 | 17.2 | 13.4 | 9600 | 827 | 3.4 | 3.1 | Non Federally-Regulated | 12/07/2018 |  | 05/10/2019
ClimateMaster Inc. | TRANQUILITY HI RISE SERIES | TSL15 A |  | Water-Source | WBAHP: Heat Pump Packaged Unit | Heat Pump | 208 | 1 |  |  |  | Single-Speed |  |  |  | 14000 | 979 | 14.3 | 11.2 | 19000 | 1113 | 5 | 4.2 | Federally-Regulated Commercial & Industrial Equipment | 11/27/2018 |  | 05/10/2019
ClimateMaster Inc. | TRANQUILITY HI RISE SERIES | TSL15 A |  | Ground-Water-Source | WBAHP: Heat Pump Packaged Unit | Heat Pump | 208 | 1 |  |  |  | Single-Speed |  |  |  | 17500 | 678 | 25.8 | 16.2 | 15500 | 946 | 4.8 | 3.6 | Non Federally-Regulated | 11/27/2018 |  | 05/10/2019
ClimateMaster Inc. | TRANQUILITY HI RISE SERIES | TSL15 A |  | Ground-Source | WBAHP: Heat Pump Packaged Unit | Heat Pump | 208 | 1 |  |  |  | Single-Speed |  |  |  | 15400 | 870 | 17.7 | 13.4 | 11500 | 936 | 3.6 | 3.1 | Non Federally-Regulated | 11/27/2018 |  | 05/10/2019
ClimateMaster Inc. | TRANQUILITY HI RISE SERIES | TSL36 B |  | Ground-Source | WBAHP: Heat Pump Packaged Unit | Heat Pump | 208 | 1 |  |  |  | Single-Speed |  |  |  | 36000 | 2155 | 16.7 | 13.4 | 25500 | 2135 | 3.5 | 3.1 | Non Federally-Regulated | 11/13/2018 |  | 05/10/2019
ClimateMaster Inc. | TRANQUILITY HI RISE SERIES | TSM09 A |  | Water-Source | WBAHP-O: Heat Pump Packaged Un | Heat Pump | 208 | 1 |  |  |  | Single-Speed |  |  |  | 9200 | 681 | 13.5 | 11.2 | 12200 | 715 | 5 | 4.2 | Federally-Regulated Commercial & Industrial Equipment | 02/07/2019 |  | 05/10/2019
ClimateMaster Inc. | TRANQUILITY HI RISE SERIES | TSM09 A |  | Ground-Source | WBAHP-O: Heat Pump Packaged Un | Heat Pump | 208 | 1 |  |  |  | Single-Speed |  |  |  | 9700 | 651 | 14.9 | 13.4 | 7100 | 650 | 3.2 | 3.1 | Non Federally-Regulated | 02/07/2019 |  | 05/10/2019
ClimateMaster Inc. | TRANQUILITY HI RISE SERIES | TSM30 A |  | Water-Source | WBAHP-O: Heat Pump Packaged Un | Heat Pump | 208 | 1 |  |  |  | Single-Speed |  |  |  | 27500 | 2052 | 13.4 | 11.2 | 34500 | 2151 | 4.7 | 4.2 | Federally-Regulated Commercial & Industrial Equipment | 02/07/2019 |  | 05/10/2019
ClimateMaster Inc. | TRANQUILITY HI RISE SERIES | TSM30 A |  | Ground-Source | WBAHP-O: Heat Pump Packaged Un | Heat Pump | 208 | 1 |  |  |  | Single-Speed |  |  |  | 28500 | 1875 | 15.2 | 13.4 | 22000 | 1953 | 3.3 | 3.1 | Non Federally-Regulated | 02/07/2019 |  | 05/10/2019
ClimateMaster Inc. | TRANQUILITY HI RISE SERIES | TSL24 B |  | Water-Source | WBAHP: Heat Pump Packaged Unit | Heat Pump | 208 | 1 |  |  |  | Single-Speed |  |  |  | 25000 | 1524 | 16.4 | 11.2 | 30500 | 1686 | 5.3 | 4.2 | Federally-Regulated Commercial & Industrial Equipment | 11/27/2018 |  | 05/10/2019
ClimateMaster Inc. | TRANQUILITY HI RISE SERIES | TSL24 B |  | Ground-Source | WBAHP: Heat Pump Packaged Unit | Heat Pump | 208 | 1 |  |  |  | Single-Speed |  |  |  | 26500 | 1365 | 19.4 | 13.4 | 18500 | 1506 | 3.6 | 3.1 | Non Federally-Regulated | 11/27/2018 |  | 05/10/2019
ClimateMaster Inc. | TRANQUILITY HI RISE SERIES | TSL12 B |  | Ground-Source | WBAHP: Heat Pump Packaged Unit | Heat Pump | 208 | 1 |  |  |  | Single-Speed |  |  |  | 12600 | 732 | 17.2 | 13.4 | 9200 | 793 | 3.4 | 3.1 | Non Federally-Regulated | 11/13/2018 |  | 05/10/2019
ClimateMaster Inc. | TRANQUILITY HI RISE SERIES | TSL36 A |  | Water-Source | WBAHP: Heat Pump Packaged Unit | Heat Pump | 208 | 1 |  |  |  | Single-Speed |  |  |  | 35000 | 2447 | 14.3 | 11.2 | 40500 | 2373 | 5 | 4.2 | Federally-Regulated Commercial & Industrial Equipment | 02/07/2019 |  | 05/10/2019
ClimateMaster Inc. | TRANQUILITY HI RISE SERIES | TSL36 A |  | Ground-Source | WBAHP: Heat Pump Packaged Unit | Heat Pump | 208 | 1 |  |  |  | Single-Speed |  |  |  | 36000 | 2168 | 16.6 | 13.4 | 25500 | 2135 | 3.5 | 3.1 | Non Federally-Regulated | 02/07/2019 |  | 05/10/2019
ClimateMaster Inc. | TRANQUILITY HI RISE SERIES | TSM15 A |  | Water-Source | WBAHP-O: Heat Pump Packaged Un | Heat Pump | 208 | 1 |  |  |  | Single-Speed |  |  |  | 14300 | 1075 | 13.3 | 11.2 | 18000 | 1099 | 4.8 | 4.2 | Federally-Regulated Commercial & Industrial Equipment | 11/27/2018 |  | 05/10/2019
ClimateMaster Inc. | TRANQUILITY HI RISE SERIES | TSM15 A |  | Ground-Source | WBAHP-O: Heat Pump Packaged Un | Heat Pump | 208 | 1 |  |  |  | Single-Speed |  |  |  | 15200 | 974 | 15.6 | 13.4 | 11500 | 1021 | 3.3 | 3.1 | Non Federally-Regulated | 11/27/2018 |  | 05/10/2019
ClimateMaster Inc. | TRANQUILITY HI RISE SERIES | TSM09 C/D B |  | Water-Source | WBAHP-O: Heat Pump Packaged Un | Heat Pump | 208 | 1 |  |  |  | Single-Speed |  |  |  | 9800 | 653 | 15 | 11.2 | 12900 | 700 | 5.4 | 4.2 | Federally-Regulated Commercial & Industrial Equipment | 12/07/2018 |  | 05/10/2019
ClimateMaster Inc. | TRANQUILITY HI RISE SERIES | TSM09 C/D B |  | Ground-Source | WBAHP-O: Heat Pump Packaged Un | Heat Pump | 208 | 1 |  |  |  | Single-Speed |  |  |  | 10500 | 589 | 17.8 | 13.4 | 7400 | 637 | 3.4 | 3.1 | Non Federally-Regulated | 12/07/2018 |  | 05/10/2019
ClimateMaster Inc. | TRANQUILITY HI RISE SERIES | TSM36 A |  | Water-Source | WBAHP-O: Heat Pump Packaged Un | Heat Pump | 208 | 1 |  |  |  | Single-Speed |  |  |  | 35000 | 2482 | 14.1 | 11.2 | 40500 | 2422 | 4.9 | 4.2 | Federally-Regulated Commercial & Industrial Equipment | 02/07/2019 |  | 05/10/2019
ClimateMaster Inc. | TRANQUILITY HI RISE SERIES | TSM36 A |  | Ground-Source | WBAHP-O: Heat Pump Packaged Un | Heat Pump | 208 | 1 |  |  |  | Single-Speed |  |  |  | 36000 | 2222 | 16.2 | 13.4 | 25500 | 2198 | 3.4 | 3.1 | Non Federally-Regulated | 02/07/2019 |  | 05/10/2019
ClimateMaster Inc. | TRANQUILITY HI RISE SERIES | TSL18 B |  | Water-Source | WBAHP: Heat Pump Packaged Unit | Heat Pump | 208 | 1 |  |  |  | Single-Speed |  |  |  | 17100 | 1132 | 15.1 | 11.2 | 22300 | 1210 | 5.4 | 4.2 | Federally-Regulated Commercial & Industrial Equipment | 04/24/2019 |  | 05/10/2019
ClimateMaster Inc. | TRANQUILITY HI RISE SERIES | TSL18 B |  | Ground-Water-Source | WBAHP: Heat Pump Packaged Unit | Heat Pump | 208 | 1 |  |  |  | Single-Speed |  |  |  | 20300 | 825 | 24.6 | 16.2 | 17700 | 1127 | 4.6 | 3.6 | Non Federally-Regulated | 04/24/2019 |  | 05/10/2019
ClimateMaster Inc. | TRANQUILITY HI RISE SERIES | TSL18 B |  | Ground-Source | WBAHP: Heat Pump Packaged Unit | Heat Pump | 208 | 1 |  |  |  | Single-Speed |  |  |  | 18400 | 1033 | 17.8 | 13.4 | 13000 | 1088 | 3.5 | 3.1 | Non Federally-Regulated | 04/24/2019 |  | 05/10/2019
ClimateMaster Inc. | TRANQUILITY HI RISE SERIES | TSL18 A |  | Water-Source | WBAHP: Heat Pump Packaged Unit | Heat Pump | 208 | 1 |  |  |  | Single-Speed |  |  |  | 16800 | 1272 | 13.2 | 11.2 | 22800 | 1336 | 5 | 4.2 | Federally-Regulated Commercial & Industrial Equipment | 04/24/2019 |  | 05/10/2019
ClimateMaster Inc. | TRANQUILITY HI RISE SERIES | TSL18 A |  | Ground-Water-Source | WBAHP: Heat Pump Packaged Unit | Heat Pump | 208 | 1 |  |  |  | Single-Speed |  |  |  | 19900 | 966 | 20.6 | 16.2 | 18400 | 1283 | 4.2 | 3.6 | Non Federally-Regulated | 04/24/2019 |  | 05/10/2019
ClimateMaster Inc. | TRANQUILITY HI RISE SERIES | TSL18 A |  | Ground-Source | WBAHP: Heat Pump Packaged Unit | Heat Pump | 208 | 1 |  |  |  | Single-Speed |  |  |  | 18600 | 1100 | 16.9 | 13.4 | 13100 | 1129 | 3.4 | 3.1 | Non Federally-Regulated | 04/24/2019 |  | 05/10/2019
ClimateMaster Inc. | TRANQUILITY HI RISE SERIES | TSM18 B |  | Water-Source | WBAHP-O: Heat Pump Packaged Un | Heat Pump | 208 | 1 |  |  |  | Single-Speed |  |  |  | 18000 | 1184 | 15.2 | 11.2 | 22200 | 1275 | 5.1 | 4.2 | Federally-Regulated Commercial & Industrial Equipment | 04/24/2019 |  | 05/10/2019
ClimateMaster Inc. | TRANQUILITY HI RISE SERIES | TSM18 B |  | Ground-Water-Source | WBAHP-O: Heat Pump Packaged Un | Heat Pump | 208 | 1 |  |  |  | Single-Speed |  |  |  | 20000 | 851 | 23.5 | 16.2 | 17700 | 1178 | 4.4 | 3.6 | Non Federally-Regulated | 04/24/2019 |  | 05/10/2019
ClimateMaster Inc. | TRANQUILITY HI RISE SERIES | TSM18 B |  | Ground-Source | WBAHP-O: Heat Pump Packaged Un | Heat Pump | 208 | 1 |  |  |  | Single-Speed |  |  |  | 18500 | 1069 | 17.3 | 13.4 | 13200 | 1172 | 3.3 | 3.1 | Non Federally-Regulated | 04/24/2019 |  | 05/10/2019
ClimateMaster Inc. | TRANQUILITY HI RISE SERIES | TSM18 A |  | Water-Source | WBAHP-O: Heat Pump Packaged Un | Heat Pump | 208 | 1 |  |  |  | Single-Speed |  |  |  | 17300 | 1310 | 13.2 | 11.2 | 22500 | 1373 | 4.8 | 4.2 | Federally-Regulated Commercial & Industrial Equipment | 04/24/2019 |  | 05/10/2019
ClimateMaster Inc. | TRANQUILITY HI RISE SERIES | TSM18 A |  | Ground-Water-Source | WBAHP-O: Heat Pump Packaged Un | Heat Pump | 208 | 1 |  |  |  | Single-Speed |  |  |  | 20000 | 1000 | 20 | 16.2 | 18000 | 1318 | 4 | 3.6 | Non Federally-Regulated | 04/24/2019 |  | 05/10/2019
ClimateMaster Inc. | TRANQUILITY HI RISE SERIES | TSM18 A |  | Ground-Source | WBAHP-O: Heat Pump Packaged Un | Heat Pump | 208 | 1 |  |  |  | Single-Speed |  |  |  | 18400 | 1218 | 15.1 | 13.4 | 13500 | 1236 | 3.2 | 3.1 | Non Federally-Regulated | 04/24/2019 |  | 05/10/2019
FHP Manufacturing Company | Keeprite | HB018H******1**2 |  | Water-Source | WBAHP: Heat Pump Packaged Unit | Heat Pump | 208 | 1 |  |  |  | Single-Speed |  |  |  | 19500 | 1266 | 15.4 | 11.2 | 21300 | 1248 | 5 | 4.2 | Federally-Regulated Commercial & Industrial Equipment | 04/24/2019 |  | 05/10/2019
FHP Manufacturing Company | Keeprite | HB018H******1**2 |  | Ground-Water-Source | WBAHP: Heat Pump Packaged Unit | Heat Pump | 208 | 1 |  |  |  | Single-Speed |  |  |  | 21300 | 862 | 24.7 | 16.2 | 17700 | 1178 | 4.4 | 3.6 | Non Federally-Regulated | 04/24/2019 |  | 05/10/2019
FHP Manufacturing Company | Keeprite | HB018H******1**2 |  | Ground-Source | WBAHP: Heat Pump Packaged Unit | Heat Pump | 208 | 1 |  |  |  | Single-Speed |  |  |  | 20500 | 1145 | 17.9 | 13.4 | 14800 | 1188 | 3.7 | 3.1 | Non Federally-Regulated | 04/24/2019 |  | 05/10/2019
FHP Manufacturing Company | Keeprite | HB048V******1**1 |  | Water-Source | WBAHP: Heat Pump Packaged Unit | Heat Pump | 208 | 1 |  |  |  | Single-Speed |  |  |  | 47400 | 3160 | 15 | 11.2 | 50000 | 2764 | 5.3 | 4.2 | Federally-Regulated Commercial & Industrial Equipment | 04/24/2019 |  | 05/10/2019
FHP Manufacturing Company | Keeprite | HB048V******1**1 |  | Ground-Water-Source | WBAHP: Heat Pump Packaged Unit | Heat Pump | 208 | 1 |  |  |  | Single-Speed |  |  |  | 52900 | 2190 | 24.15 | 16.2 | 40500 | 2760 | 4.3 | 3.6 | Non Federally-Regulated | 04/24/2019 |  | 05/10/2019
FHP Manufacturing Company | Keeprite | HB048V******1**1 |  | Ground-Source | WBAHP: Heat Pump Packaged Unit | Heat Pump | 208 | 1 |  |  |  | Single-Speed |  |  |  | 49500 | 2788 | 17.75 | 13.4 | 33400 | 2645 | 3.7 | 3.1 | Non Federally-Regulated | 04/24/2019 |  | 05/10/2019
FHP Manufacturing Company | Keeprite | HB018V******1**2 |  | Water-Source | WBAHP: Heat Pump Packaged Unit | Heat Pump | 208 | 1 |  |  |  | Single-Speed |  |  |  | 19500 | 1189 | 16.4 | 11.2 | 21300 | 1224 | 5.1 | 4.2 | Federally-Regulated Commercial & Industrial Equipment | 04/24/2019 |  | 05/10/2019
FHP Manufacturing Company | Keeprite | HB018V******1**2 |  | Ground-Water-Source | WBAHP: Heat Pump Packaged Unit | Heat Pump | 208 | 1 |  |  |  | Single-Speed |  |  |  | 21300 | 832 | 25.6 | 16.2 | 17700 | 1152 | 4.5 | 3.6 | Non Federally-Regulated | 04/24/2019 |  | 05/10/2019
FHP Manufacturing Company | Keeprite | HB018V******1**2 |  | Ground-Source | WBAHP: Heat Pump Packaged Unit | Heat Pump | 208 | 1 |  |  |  | Single-Speed |  |  |  | 20500 | 1078 | 19 | 13.4 | 14800 | 1141 | 3.8 | 3.1 | Non Federally-Regulated | 04/24/2019 |  | 05/10/2019
FHP Manufacturing Company | Keeprite | HB042H******1**1 |  | Water-Source | WBAHP: Heat Pump Packaged Unit | Heat Pump | 208 | 1 |  |  |  | Single-Speed |  |  |  | 40600 | 2367 | 17.15 | 11.2 | 42400 | 2142 | 5.8 | 4.2 | Federally-Regulated Commercial & Industrial Equipment | 04/24/2019 |  | 05/10/2019
FHP Manufacturing Company | Keeprite | HB042H******1**1 |  | Ground-Water-Source | WBAHP: Heat Pump Packaged Unit | Heat Pump | 208 | 1 |  |  |  | Single-Speed |  |  |  | 45000 | 1654 | 27.2 | 16.2 | 35000 | 2051 | 5 | 3.6 | Non Federally-Regulated | 04/24/2019 |  | 05/10/2019
FHP Manufacturing Company | Keeprite | HB042H******1**1 |  | Ground-Source | WBAHP: Heat Pump Packaged Unit | Heat Pump | 208 | 1 |  |  |  | Single-Speed |  |  |  | 42200 | 2089 | 20.2 | 13.4 | 26800 | 1963 | 4 | 3.1 | Non Federally-Regulated | 04/24/2019 |  | 05/10/2019
FHP Manufacturing Company | Keeprite | HS036***N***1**2 | FVM4X4800BL | Water-Source | WBAHP-CB: Heat Pump Split Syst | Both Heat Pump and Electric Re | 208 | 1 | False |  |  | Dual-Speed |  |  |  | 37700 | 2683 | 14.05 | 12 | 45000 | 2691 | 4.9 | 4.2 | Federally-Regulated Commercial & Industrial Equipment | 04/24/2019 |  | 05/10/2019
FHP Manufacturing Company | Keeprite | HS036***N***1**2 | FVM4X4800BL | Ground-Water-Source | WBAHP-CB: Heat Pump Split Syst | Both Heat Pump and Electric Re | 208 | 1 | False |  |  | Dual-Speed |  |  |  | 41400 | 2039 | 20.3 | 16.2 | 36700 | 2560 | 4.2 | 3.6 | Non Federally-Regulated | 04/24/2019 |  | 05/10/2019
FHP Manufacturing Company | Keeprite | HS036***N***1**2 | FVM4X4800BL | Ground-Source | WBAHP-CB: Heat Pump Split Syst | Both Heat Pump and Electric Re | 208 | 1 | False |  |  | Dual-Speed |  |  |  | 39200 | 2412 | 16.25 | 13.4 | 27400 | 2230 | 3.6 | 3.1 | Non Federally-Regulated | 04/24/2019 |  | 05/10/2019
FHP Manufacturing Company | Keeprite | HB042V******1**1 |  | Water-Source | WBAHP: Heat Pump Packaged Unit | Heat Pump | 208 | 1 |  |  |  | Single-Speed |  |  |  | 40600 | 2671 | 15.2 | 11.2 | 42400 | 2259 | 5.5 | 4.2 | Federally-Regulated Commercial & Industrial Equipment | 04/24/2019 |  | 05/10/2019
FHP Manufacturing Company | Keeprite | HB042V******1**1 |  | Ground-Water-Source | WBAHP: Heat Pump Packaged Unit | Heat Pump | 208 | 1 |  |  |  | Single-Speed |  |  |  | 45000 | 1757 | 25.6 | 16.2 | 35000 | 2205 | 4.7 | 3.6 | Non Federally-Regulated | 04/24/2019 |  | 05/10/2019
FHP Manufacturing Company | Keeprite | HB042V******1**1 |  | Ground-Source | WBAHP: Heat Pump Packaged Unit | Heat Pump | 208 | 1 |  |  |  | Single-Speed |  |  |  | 42200 | 2125 | 19.85 | 13.4 | 26800 | 2122 | 3.7 | 3.1 | Non Federally-Regulated | 04/24/2019 |  | 05/10/2019
FHP Manufacturing Company | Keeprite | HS036***C***1**2 | FVM4X4800BL | Water-Source | WBAHP-CB: Heat Pump Split Syst | Both Heat Pump and Electric Re | 208 | 1 | False |  |  | Dual-Speed |  |  |  | 37700 | 2478 | 15.21 | 12 | 45000 | 2637 | 5 | 4.2 | Federally-Regulated Commercial & Industrial Equipment | 04/24/2019 |  | 05/10/2019
FHP Manufacturing Company | Keeprite | HS036***C***1**2 | FVM4X4800BL | Ground-Water-Source | WBAHP-CB: Heat Pump Split Syst | Both Heat Pump and Electric Re | 208 | 1 | False |  |  | Dual-Speed |  |  |  | 41400 | 1819 | 22.75 | 16.2 | 36700 | 2444 | 4.4 | 3.6 | Non Federally-Regulated | 04/24/2019 |  | 05/10/2019
FHP Manufacturing Company | Keeprite | HS036***C***1**2 | FVM4X4800BL | Ground-Source | WBAHP-CB: Heat Pump Split Syst | Both Heat Pump and Electric Re | 208 | 1 | False |  |  | Dual-Speed |  |  |  | 39200 | 2227 | 17.6 | 13.4 | 27400 | 2361 | 3.4 | 3.1 | Non Federally-Regulated | 04/24/2019 |  | 05/10/2019
ClimateMaster Inc. | TRANQUILITY TRE SERIES | TRE060D |  | Water-Source | WBAHP: Heat Pump Packaged Unit | Heat Pump | 208 | 3 |  |  |  | Single-Speed |  |  |  | 61100 | 3891 | 15.7 | 11.2 | 72800 | 4183 | 5.1 | 4.2 | Federally-Regulated Commercial & Industrial Equipment | 04/24/2019 |  | 05/10/2019
ClimateMaster Inc. | TRANQUILITY TRE SERIES | TRE060D |  | Ground-Source | WBAHP: Heat Pump Packaged Unit | Heat Pump | 208 | 3 |  |  |  | Single-Speed |  |  |  | 62100 | 3528 | 17.6 | 13.4 | 45600 | 3712 | 3.6 | 3.1 | Non Federally-Regulated | 04/24/2019 |  | 05/10/2019
ClimateMaster Inc. | TRANQUILITY TRE SERIES | TRE048D |  | Water-Source | WBAHP: Heat Pump Packaged Unit | Heat Pump | 208 | 3 |  |  |  | Single-Speed |  |  |  | 48500 | 3368 | 14.4 | 11.2 | 59700 | 3722 | 4.7 | 4.2 | Federally-Regulated Commercial & Industrial Equipment | 04/24/2019 |  | 05/10/2019
ClimateMaster Inc. | TRANQUILITY TRE SERIES | TRE048D |  | Ground-Water-Source | WBAHP: Heat Pump Packaged Unit | Heat Pump | 208 | 3 |  |  |  | Single-Speed |  |  |  | 54800 | 2597 | 21.1 | 16.2 | 48500 | 3466 | 4.1 | 3.6 | Non Federally-Regulated | 04/24/2019 |  | 05/10/2019
ClimateMaster Inc. | TRANQUILITY TRE SERIES | TRE048D |  | Ground-Source | WBAHP: Heat Pump Packaged Unit | Heat Pump | 208 | 3 |  |  |  | Single-Speed |  |  |  | 50000 | 3125 | 16 | 13.4 | 37800 | 3258 | 3.4 | 3.1 | Non Federally-Regulated | 04/24/2019 |  | 05/10/2019
ClimateMaster Inc. | TRANQUILITY TRE SERIES | TRE036D |  | Water-Source | WBAHP: Heat Pump Packaged Unit | Heat Pump | 208 | 3 |  |  |  | Single-Speed |  |  |  | 35000 | 2464 | 14.2 | 11.2 | 42700 | 2502 | 5 | 4.2 | Federally-Regulated Commercial & Industrial Equipment | 04/24/2019 |  | 05/10/2019
ClimateMaster Inc. | TRANQUILITY TRE SERIES | TRE036D |  | Ground-Water-Source | WBAHP: Heat Pump Packaged Unit | Heat Pump | 208 | 3 |  |  |  | Single-Speed |  |  |  | 39800 | 1834 | 21.7 | 16.2 | 35400 | 2357 | 4.4 | 3.6 | Non Federally-Regulated | 04/24/2019 |  | 05/10/2019
ClimateMaster Inc. | TRANQUILITY TRE SERIES | TRE036D |  | Ground-Source | WBAHP: Heat Pump Packaged Unit | Heat Pump | 208 | 3 |  |  |  | Single-Speed |  |  |  | 35000 | 2121 | 16.5 | 13.4 | 28100 | 2287 | 3.6 | 3.1 | Non Federally-Regulated | 04/24/2019 |  | 05/10/2019
ClimateMaster Inc. | TRILOGY 45 | QEV/H/D1860 |  | Water-Source | WBAHP: Heat Pump Packaged Unit | Heat Pump | 208 | 1 |  |  |  | Variable-Speed |  |  |  | 48000 | 2774 | 17.3 | 11.2 | 60000 | 3197 | 5.5 | 4.2 | Federally-Regulated Commercial & Industrial Equipment | 02/07/2019 |  | 05/10/2019
ClimateMaster Inc. | TRILOGY 45 | QEV/H/D1860 |  | Ground-Source | WBAHP: Heat Pump Packaged Unit | Heat Pump | 208 | 1 |  |  |  | Variable-Speed |  |  |  | 48000 | 2222 | 21.6 | 13.4 | 60000 | 5328 | 3.3 | 3.1 | Non Federally-Regulated | 02/07/2019 |  | 05/10/2019
ClimateMaster Inc. | TRILOGY 45 | QEV/H/D0930 |  | Water-Source | WBAHP: Heat Pump Packaged Unit | Heat Pump | 208 | 1 |  |  |  | Variable-Speed |  |  |  | 24000 | 1243 | 19.3 | 11.2 | 30000 | 1332 | 6.6 | 4.2 | Federally-Regulated Commercial & Industrial Equipment | 02/07/2019 |  | 05/10/2019
ClimateMaster Inc. | TRILOGY 45 | QEV/H/D0930 |  | Ground-Water-Source | WBAHP: Heat Pump Packaged Unit | Heat Pump | 208 | 1 |  |  |  | Variable-Speed |  |  |  | 24000 | 571 | 42 | 16.2 | 30000 | 1831 | 4.8 | 3.6 | Non Federally-Regulated | 02/07/2019 |  | 05/10/2019
ClimateMaster Inc. | TRILOGY 45 | QEV/H/D0930 |  | Ground-Source | WBAHP: Heat Pump Packaged Unit | Heat Pump | 208 | 1 |  |  |  | Variable-Speed |  |  |  | 24000 | 987 | 24.3 | 13.4 | 30000 | 2442 | 3.6 | 3.1 | Non Federally-Regulated | 02/07/2019 |  | 05/10/2019
FHP Manufacturing Company | Keeprite | HP072D/H/V |  | Water-Source | WBAHP: Heat Pump Packaged Unit | Heat Pump | 208 | 1 |  |  |  | Dual-Speed | 4406 | 803 |  | 72000 | 4965 | 14.5 | 12 | 80000 | 5210 | 4.5 | 4.2 | Federally-Regulated Commercial & Industrial Equipment | 10/11/2017 |  | 05/10/2019
FHP Manufacturing Company | Keeprite | HP072D/H/V |  | Ground-Water-Source | WBAHP: Heat Pump Packaged Unit | Heat Pump | 208 | 1 |  |  |  | Dual-Speed | 3941 | 803 |  | 77000 | 3928 | 19.6 | 16.2 | 68000 | 4745 | 4.2 | 3.6 | Non Federally-Regulated | 10/11/2017 |  | 05/10/2019
FHP Manufacturing Company | Keeprite | HP072D/H/V |  | Ground-Source | WBAHP: Heat Pump Packaged Unit | Heat Pump | 208 | 1 |  |  |  | Dual-Speed | 3394 | 803 |  | 74000 | 4539 | 16.3 | 13.4 | 53000 | 4437 | 3.5 | 3.1 | Non Federally-Regulated | 10/11/2017 |  | 05/10/2019
FHP Manufacturing Company | Keeprite | HP048D/H/V |  | Water-Source | WBAHP: Heat Pump Packaged Unit | Heat Pump | 208 | 1 |  |  |  | Dual-Speed |  |  |  | 48000 | 3636 | 13.2 | 11.2 | 58000 | 3541 | 4.8 | 4.2 | Federally-Regulated Commercial & Industrial Equipment | 05/26/2016 |  | 05/10/2019
FHP Manufacturing Company | Keeprite | HP048D/H/V |  | Ground-Water-Source | WBAHP: Heat Pump Packaged Unit | Heat Pump | 208 | 1 |  |  |  | Dual-Speed |  |  |  | 54000 | 2842 | 19 | 16.2 | 48000 | 3349 | 4.2 | 3.6 | Non Federally-Regulated | 05/26/2016 |  | 05/10/2019
FHP Manufacturing Company | Keeprite | HP048D/H/V |  | Ground-Source | WBAHP: Heat Pump Packaged Unit | Heat Pump | 208 | 1 |  |  |  | Dual-Speed |  |  |  | 49000 | 3161 | 15.5 | 13.4 | 38000 | 3093 | 3.6 | 3.1 | Non Federally-Regulated | 05/26/2016 |  | 05/10/2019
FHP Manufacturing Company | Keeprite | HP024D/H/V |  | Water-Source | WBAHP: Heat Pump Packaged Unit | Heat Pump | 208 | 1 |  |  |  | Dual-Speed |  |  |  | 26000 | 1625 | 16 | 11.2 | 27600 | 1617 | 5 | 4.2 | Federally-Regulated Commercial & Industrial Equipment | 03/15/2019 |  | 05/10/2019
FHP Manufacturing Company | Keeprite | HP024D/H/V |  | Ground-Water-Source | WBAHP: Heat Pump Packaged Unit | Heat Pump | 208 | 1 |  |  |  | Dual-Speed |  |  |  | 29000 | 1208 | 24 | 16.2 | 25000 | 1592 | 4.6 | 3.6 | Non Federally-Regulated | 03/15/2019 |  | 05/10/2019
FHP Manufacturing Company | Keeprite | HP024D/H/V |  | Ground-Source | WBAHP: Heat Pump Packaged Unit | Heat Pump | 208 | 1 |  |  |  | Dual-Speed |  |  |  | 27500 | 1470 | 18.7 | 13.4 | 19000 | 1465 | 3.8 | 3.1 | Non Federally-Regulated | 03/15/2019 |  | 05/10/2019
FHP Manufacturing Company | Keeprite | HP060D/H/V |  | Water-Source | WBAHP: Heat Pump Packaged Unit | Heat Pump | 208 | 1 |  |  |  | Dual-Speed |  |  |  | 60000 | 4285 | 14 | 11.2 | 72000 | 4489 | 4.7 | 4.2 | Federally-Regulated Commercial & Industrial Equipment | 05/26/2016 |  | 05/10/2019
FHP Manufacturing Company | Keeprite | HP060D/H/V |  | Ground-Water-Source | WBAHP: Heat Pump Packaged Unit | Heat Pump | 208 | 1 |  |  |  | Dual-Speed | 3426 | 730 |  | 68000 | 3451 | 19.7 | 16.2 | 61000 | 4157 | 4.3 | 3.6 | Non Federally-Regulated | 10/11/2017 |  | 05/10/2019
FHP Manufacturing Company | Keeprite | HP060D/H/V |  | Ground-Source | WBAHP: Heat Pump Packaged Unit | Heat Pump | 208 | 1 |  |  |  | Dual-Speed |  |  |  | 62000 | 3949 | 15.7 | 13.4 | 49000 | 3989 | 3.6 | 3.1 | Non Federally-Regulated | 05/26/2016 |  | 05/10/2019
FHP Manufacturing Company | Keeprite | HB018H/V* |  | Water-Source | WBAHP: Heat Pump Packaged Unit | Heat Pump | 208 | 1 |  |  |  | Single-Speed |  |  |  | 19500 | 1189 | 16.4 | 11.2 | 23500 | 1299 | 5.3 | 4.2 | Federally-Regulated Commercial & Industrial Equipment | 04/27/2016 |  | 05/10/2019
FHP Manufacturing Company | Keeprite | HB018H/V* |  | Ground-Water-Source | WBAHP: Heat Pump Packaged Unit | Heat Pump | 208 | 1 |  |  |  | Single-Speed |  |  |  | 21300 | 832 | 25.6 | 16.2 | 17700 | 1152 | 4.5 | 3.6 | Non Federally-Regulated | 04/27/2016 |  | 05/10/2019
FHP Manufacturing Company | Keeprite | HB018H/V* |  | Ground-Source | WBAHP: Heat Pump Packaged Unit | Heat Pump | 208 | 1 |  |  |  | Single-Speed |  |  |  | 20500 | 1078 | 19 | 13.4 | 14800 | 1141 | 3.8 | 3.1 | Non Federally-Regulated | 11/14/2018 |  | 05/10/2019
FHP Manufacturing Company | Keeprite | HB036H/V* |  | Water-Source | WBAHP: Heat Pump Packaged Unit | Heat Pump | 208 | 1 |  |  |  | Single-Speed |  |  |  | 36000 | 2093 | 17.2 | 11.2 | 41000 | 2145 | 5.6 | 4.2 | Federally-Regulated Commercial & Industrial Equipment | 04/27/2016 |  | 05/10/2019
FHP Manufacturing Company | Keeprite | HB036H/V* |  | Ground-Water-Source | WBAHP: Heat Pump Packaged Unit | Heat Pump | 208 | 1 |  |  |  | Single-Speed |  |  |  | 40200 | 1552 | 25.9 | 16.2 | 34400 | 2057 | 4.9 | 3.6 | Non Federally-Regulated | 04/27/2016 |  | 05/10/2019
FHP Manufacturing Company | Keeprite | HB036H/V* |  | Ground-Source | WBAHP: Heat Pump Packaged Unit | Heat Pump | 208 | 1 |  |  |  | Single-Speed |  |  |  | 37500 | 1903 | 19.7 | 13.4 | 26000 | 1858 | 4.1 | 3.1 | Non Federally-Regulated | 04/27/2016 |  | 05/10/2019
FHP Manufacturing Company | Keeprite | HP060H**N***1**1 |  | Water-Source | WBAHP: Heat Pump Packaged Unit | Heat Pump | 208 | 1 |  |  |  | Dual-Speed |  |  |  | 60000 | 4285 | 14 | 11.2 | 72000 | 4587 | 4.6 | 4.2 | Federally-Regulated Commercial & Industrial Equipment | 04/24/2019 |  | 05/10/2019
FHP Manufacturing Company | Keeprite | HP060H**N***1**1 |  | Ground-Source | WBAHP: Heat Pump Packaged Unit | Heat Pump | 208 | 1 |  |  |  | Dual-Speed |  |  |  | 62000 | 3850 | 16.1 | 13.4 | 49000 | 3934 | 3.7 | 3.1 | Non Federally-Regulated | 04/24/2019 |  | 05/10/2019
FHP Manufacturing Company | Tempstar | HB018H******1**2 |  | Water-Source | WBAHP: Heat Pump Packaged Unit | Heat Pump | 208 | 1 |  |  |  | Single-Speed |  |  |  | 19500 | 1266 | 15.4 | 11.2 | 21300 | 1248 | 5 | 4.2 | Federally-Regulated Commercial & Industrial Equipment | 04/24/2019 |  | 05/10/2019
FHP Manufacturing Company | Tempstar | HB018H******1**2 |  | Ground-Water-Source | WBAHP: Heat Pump Packaged Unit | Heat Pump | 208 | 1 |  |  |  | Single-Speed |  |  |  | 21300 | 862 | 24.7 | 16.2 | 17700 | 1178 | 4.4 | 3.6 | Non Federally-Regulated | 04/24/2019 |  | 05/10/2019
FHP Manufacturing Company | Tempstar | HB018H******1**2 |  | Ground-Source | WBAHP: Heat Pump Packaged Unit | Heat Pump | 208 | 1 |  |  |  | Single-Speed |  |  |  | 20500 | 1145 | 17.9 | 13.4 | 14800 | 1188 | 3.7 | 3.1 | Non Federally-Regulated | 04/24/2019 |  | 05/10/2019
FHP Manufacturing Company | Tempstar | HB042V******1**1 |  | Water-Source | WBAHP: Heat Pump Packaged Unit | Heat Pump | 208 | 1 |  |  |  | Single-Speed |  |  |  | 40600 | 2671 | 15.2 | 11.2 | 42400 | 2259 | 5.5 | 4.2 | Federally-Regulated Commercial & Industrial Equipment | 04/24/2019 |  | 05/10/2019
FHP Manufacturing Company | Tempstar | HB042V******1**1 |  | Ground-Water-Source | WBAHP: Heat Pump Packaged Unit | Heat Pump | 208 | 1 |  |  |  | Single-Speed |  |  |  | 45000 | 1757 | 25.6 | 16.2 | 35000 | 2205 | 4.7 | 3.6 | Non Federally-Regulated | 04/24/2019 |  | 05/10/2019
FHP Manufacturing Company | Tempstar | HB042V******1**1 |  | Ground-Source | WBAHP: Heat Pump Packaged Unit | Heat Pump | 208 | 1 |  |  |  | Single-Speed |  |  |  | 42200 | 2125 | 19.85 | 13.4 | 26800 | 2122 | 3.7 | 3.1 | Non Federally-Regulated | 04/24/2019 |  | 05/10/2019
FHP Manufacturing Company | Tempstar | HB048V******1**1 |  | Water-Source | WBAHP: Heat Pump Packaged Unit | Heat Pump | 208 | 1 |  |  |  | Single-Speed |  |  |  | 47400 | 3160 | 15 | 11.2 | 50000 | 2764 | 5.3 | 4.2 | Federally-Regulated Commercial & Industrial Equipment | 04/24/2019 |  | 05/10/2019
FHP Manufacturing Company | Tempstar | HB048V******1**1 |  | Ground-Water-Source | WBAHP: Heat Pump Packaged Unit | Heat Pump | 208 | 1 |  |  |  | Single-Speed |  |  |  | 52900 | 2190 | 24.15 | 16.2 | 40500 | 2760 | 4.3 | 3.6 | Non Federally-Regulated | 04/24/2019 |  | 05/10/2019
FHP Manufacturing Company | Tempstar | HB048V******1**1 |  | Ground-Source | WBAHP: Heat Pump Packaged Unit | Heat Pump | 208 | 1 |  |  |  | Single-Speed |  |  |  | 49500 | 2788 | 17.75 | 13.4 | 33400 | 2645 | 3.7 | 3.1 | Non Federally-Regulated | 04/24/2019 |  | 05/10/2019
FHP Manufacturing Company | Tempstar | HB018V******1**2 |  | Water-Source | WBAHP: Heat Pump Packaged Unit | Heat Pump | 208 | 1 |  |  |  | Single-Speed |  |  |  | 19500 | 1189 | 16.4 | 11.2 | 21300 | 1224 | 5.1 | 4.2 | Federally-Regulated Commercial & Industrial Equipment | 04/24/2019 |  | 05/10/2019
FHP Manufacturing Company | Tempstar | HB018V******1**2 |  | Ground-Water-Source | WBAHP: Heat Pump Packaged Unit | Heat Pump | 208 | 1 |  |  |  | Single-Speed |  |  |  | 21300 | 832 | 25.6 | 16.2 | 17700 | 1152 | 4.5 | 3.6 | Non Federally-Regulated | 04/24/2019 |  | 05/10/2019
FHP Manufacturing Company | Tempstar | HB018V******1**2 |  | Ground-Source | WBAHP: Heat Pump Packaged Unit | Heat Pump | 208 | 1 |  |  |  | Single-Speed |  |  |  | 20500 | 1078 | 19 | 13.4 | 14800 | 1141 | 3.8 | 3.1 | Non Federally-Regulated | 04/24/2019 |  | 05/10/2019
FHP Manufacturing Company | Tempstar | HB042H******1**1 |  | Water-Source | WBAHP: Heat Pump Packaged Unit | Heat Pump | 208 | 1 |  |  |  | Single-Speed |  |  |  | 40600 | 2367 | 17.15 | 11.2 | 42400 | 2142 | 5.8 | 4.2 | Federally-Regulated Commercial & Industrial Equipment | 04/24/2019 |  | 05/10/2019
FHP Manufacturing Company | Tempstar | HB042H******1**1 |  | Ground-Water-Source | WBAHP: Heat Pump Packaged Unit | Heat Pump | 208 | 1 |  |  |  | Single-Speed |  |  |  | 45000 | 1654 | 27.2 | 16.2 | 35000 | 2051 | 5 | 3.6 | Non Federally-Regulated | 04/24/2019 |  | 05/10/2019
FHP Manufacturing Company | Tempstar | HB042H******1**1 |  | Ground-Source | WBAHP: Heat Pump Packaged Unit | Heat Pump | 208 | 1 |  |  |  | Single-Speed |  |  |  | 42200 | 2089 | 20.2 | 13.4 | 26800 | 1963 | 4 | 3.1 | Non Federally-Regulated | 04/24/2019 |  | 05/10/2019
FHP Manufacturing Company | Tempstar | HS036***N***1**2 | FVM4X4800BL | Water-Source | WBAHP-CB: Heat Pump Split Syst | Both Heat Pump and Electric Re | 208 | 1 | False |  |  | Dual-Speed |  |  |  | 37700 | 2683 | 14.05 | 12 | 45000 | 2691 | 4.9 | 4.2 | Federally-Regulated Commercial & Industrial Equipment | 04/24/2019 |  | 05/10/2019
FHP Manufacturing Company | Tempstar | HS036***N***1**2 | FVM4X4800BL | Ground-Water-Source | WBAHP-CB: Heat Pump Split Syst | Both Heat Pump and Electric Re | 208 | 1 | False |  |  | Dual-Speed |  |  |  | 41400 | 2039 | 20.3 | 16.2 | 36700 | 2560 | 4.2 | 3.6 | Non Federally-Regulated | 04/24/2019 |  | 05/10/2019
FHP Manufacturing Company | Tempstar | HS036***N***1**2 | FVM4X4800BL | Ground-Source | WBAHP-CB: Heat Pump Split Syst | Both Heat Pump and Electric Re | 208 | 1 | False |  |  | Dual-Speed |  |  |  | 39200 | 2412 | 16.25 | 13.4 | 27400 | 2230 | 3.6 | 3.1 | Non Federally-Regulated | 04/24/2019 |  | 05/10/2019
FHP Manufacturing Company | Tempstar | HS036***C***1**2 | FVM4X4800BL | Water-Source | WBAHP-CB: Heat Pump Split Syst | Both Heat Pump and Electric Re | 208 | 1 | False |  |  | Dual-Speed |  |  |  | 37700 | 2478 | 15.21 | 12 | 45000 | 2637 | 5 | 4.2 | Federally-Regulated Commercial & Industrial Equipment | 04/24/2019 |  | 05/10/2019
FHP Manufacturing Company | Tempstar | HS036***C***1**2 | FVM4X4800BL | Ground-Water-Source | WBAHP-CB: Heat Pump Split Syst | Both Heat Pump and Electric Re | 208 | 1 | False |  |  | Dual-Speed |  |  |  | 41400 | 1819 | 22.75 | 16.2 | 36700 | 2444 | 4.4 | 3.6 | Non Federally-Regulated | 04/24/2019 |  | 05/10/2019
FHP Manufacturing Company | Tempstar | HS036***C***1**2 | FVM4X4800BL | Ground-Source | WBAHP-CB: Heat Pump Split Syst | Both Heat Pump and Electric Re | 208 | 1 | False |  |  | Dual-Speed |  |  |  | 39200 | 2227 | 17.6 | 13.4 | 27400 | 2361 | 3.4 | 3.1 | Non Federally-Regulated | 04/24/2019 |  | 05/10/2019
Enertech Global, LLC | GEOCOMFORT | GCT060D |  | Ground-Source | WBAHP: Heat Pump Packaged Unit | Heat Pump | 208 | 1 |  |  |  | Single-Speed |  |  |  | 61000 | 3674 | 16.6 | 13.4 | 47900 | 3794 | 3.7 | 3.1 | Non Federally-Regulated | 04/24/2019 |  | 05/10/2019
Enertech Global, LLC | GEOCOMFORT | GVS006 |  | Water-Source | WBAHP: Heat Pump Packaged Unit | Heat Pump | 208 | 1 |  |  |  | Single-Speed |  |  |  | 6800 | 425 | 16 | 11.2 | 8400 | 447 | 5.5 | 4.2 | Federally-Regulated Commercial & Industrial Equipment | 02/08/2019 |  | 05/10/2019
Enertech Global, LLC | GEOCOMFORT | GVS006 |  | Ground-Water-Source | WBAHP: Heat Pump Packaged Unit | Heat Pump | 208 | 1 |  |  |  | Single-Speed |  |  |  | 7800 | 302 | 25.8 | 16.2 | 7000 | 445 | 4.6 | 3.6 | Non Federally-Regulated | 02/08/2019 |  | 05/10/2019
Enertech Global, LLC | GEOCOMFORT | GVS006 |  | Ground-Source | WBAHP: Heat Pump Packaged Unit | Heat Pump | 208 | 1 |  |  |  | Single-Speed |  |  |  | 7200 | 387 | 18.6 | 13.4 | 5600 | 443 | 3.7 | 3.1 | Non Federally-Regulated | 02/08/2019 |  | 05/10/2019
Enertech Global, LLC | GEOCOMFORT | GVS006*9 |  | Water-Source | WBAHP: Heat Pump Packaged Unit | Heat Pump | 115 | 1 |  |  |  | Single-Speed |  |  |  | 6800 | 425 | 16 | 11.2 | 8400 | 447 | 5.5 | 4.2 | Federally-Regulated Commercial & Industrial Equipment | 07/11/2016 |  | 05/10/2019
Enertech Global, LLC | GEOCOMFORT | GVS006*9 |  | Ground-Water-Source | WBAHP: Heat Pump Packaged Unit | Heat Pump | 115 | 1 |  |  |  | Single-Speed |  |  |  | 7800 | 302 | 25.8 | 16.2 | 7000 | 445 | 4.6 | 3.6 | Non Federally-Regulated | 07/11/2016 |  | 05/10/2019
Enertech Global, LLC | GEOCOMFORT | GVS006*9 |  | Ground-Source | WBAHP: Heat Pump Packaged Unit | Heat Pump | 115 | 1 |  |  |  | Single-Speed |  |  |  | 7200 | 387 | 18.6 | 13.4 | 5600 | 443 | 3.7 | 3.1 | Non Federally-Regulated | 07/11/2016 |  | 05/10/2019
Enertech Global, LLC | GEOCOMFORT | GVS006*A |  | Water-Source | WBAHP: Heat Pump Packaged Unit | Heat Pump | 265 | 1 |  |  |  | Single-Speed |  |  |  | 6800 | 425 | 16 | 11.2 | 8400 | 447 | 5.5 | 4.2 | Federally-Regulated Commercial & Industrial Equipment | 07/11/2016 |  | 05/10/2019
Enertech Global, LLC | GEOCOMFORT | GVS006*A |  | Ground-Water-Source | WBAHP: Heat Pump Packaged Unit | Heat Pump | 265 | 1 |  |  |  | Single-Speed |  |  |  | 7800 | 302 | 25.8 | 16.2 | 7000 | 445 | 4.6 | 3.6 | Non Federally-Regulated | 07/11/2016 |  | 05/10/2019
Enertech Global, LLC | GEOCOMFORT | GVS006*A |  | Ground-Source | WBAHP: Heat Pump Packaged Unit | Heat Pump | 265 | 1 |  |  |  | Single-Speed |  |  |  | 7200 | 387 | 18.6 | 13.4 | 5600 | 443 | 3.7 | 3.1 | Non Federally-Regulated | 07/11/2016 |  | 05/10/2019
Enertech Global, LLC | GEOCOMFORT | GVS009 |  | Water-Source | WBAHP: Heat Pump Packaged Unit | Heat Pump | 208 | 1 |  |  |  | Single-Speed |  |  |  | 10200 | 680 | 15 | 11.2 | 13000 | 732 | 5.2 | 4.2 | Federally-Regulated Commercial & Industrial Equipment | 02/08/2019 |  | 05/10/2019
Enertech Global, LLC | GEOCOMFORT | GVS009 |  | Ground-Water-Source | WBAHP: Heat Pump Packaged Unit | Heat Pump | 208 | 1 |  |  |  | Single-Speed |  |  |  | 11900 | 538 | 22.1 | 16.2 | 10600 | 706 | 4.4 | 3.6 | Non Federally-Regulated | 02/08/2019 |  | 05/10/2019
Enertech Global, LLC | GEOCOMFORT | GVS009 |  | Ground-Source | WBAHP: Heat Pump Packaged Unit | Heat Pump | 208 | 1 |  |  |  | Single-Speed |  |  |  | 10900 | 626 | 17.4 | 13.4 | 8500 | 691 | 3.6 | 3.1 | Non Federally-Regulated | 02/08/2019 |  | 05/10/2019
Enertech Global, LLC | GEOCOMFORT | GVS009*9 |  | Water-Source | WBAHP: Heat Pump Packaged Unit | Heat Pump | 115 | 1 |  |  |  | Single-Speed |  |  |  | 10200 | 680 | 15 | 11.2 | 13000 | 732 | 5.2 | 4.2 | Federally-Regulated Commercial & Industrial Equipment | 04/01/2016 |  | 05/10/2019
Enertech Global, LLC | GEOCOMFORT | GVS009*9 |  | Ground-Water-Source | WBAHP: Heat Pump Packaged Unit | Heat Pump | 115 | 1 |  |  |  | Single-Speed |  |  |  | 11900 | 538 | 22.1 | 16.2 | 10600 | 706 | 4.4 | 3.6 | Non Federally-Regulated | 04/01/2016 |  | 05/10/2019
Enertech Global, LLC | GEOCOMFORT | GVS009*9 |  | Ground-Source | WBAHP: Heat Pump Packaged Unit | Heat Pump | 115 | 1 |  |  |  | Single-Speed |  |  |  | 10900 | 626 | 17.4 | 13.4 | 8500 | 691 | 3.6 | 3.1 | Non Federally-Regulated | 04/01/2016 |  | 05/10/2019
Enertech Global, LLC | GEOCOMFORT | GVS009*A |  | Water-Source | WBAHP: Heat Pump Packaged Unit | Heat Pump | 265 | 1 |  |  |  | Single-Speed |  |  |  | 10200 | 680 | 15 | 11.2 | 13000 | 732 | 5.2 | 4.2 | Federally-Regulated Commercial & Industrial Equipment | 04/01/2016 |  | 05/10/2019
Enertech Global, LLC | GEOCOMFORT | GVS009*A |  | Ground-Water-Source | WBAHP: Heat Pump Packaged Unit | Heat Pump | 265 | 1 |  |  |  | Single-Speed |  |  |  | 11900 | 538 | 22.1 | 16.2 | 10600 | 706 | 4.4 | 3.6 | Non Federally-Regulated | 04/01/2016 |  | 05/10/2019
Enertech Global, LLC | GEOCOMFORT | GVS009*A |  | Ground-Source | WBAHP: Heat Pump Packaged Unit | Heat Pump | 265 | 1 |  |  |  | Single-Speed |  |  |  | 10900 | 626 | 17.4 | 13.4 | 8500 | 691 | 3.6 | 3.1 | Non Federally-Regulated | 04/01/2016 |  | 05/10/2019
Enertech Global, LLC | GEOCOMFORT | GVS012 |  | Water-Source | WBAHP: Heat Pump Packaged Unit | Heat Pump | 208 | 1 |  |  |  | Single-Speed |  |  |  | 11400 | 735 | 15.5 | 11.2 | 14600 | 855 | 5 | 4.2 | Federally-Regulated Commercial & Industrial Equipment | 02/08/2019 |  | 05/10/2019
Enertech Global, LLC | GEOCOMFORT | GVS012 |  | Ground-Water-Source | WBAHP: Heat Pump Packaged Unit | Heat Pump | 208 | 1 |  |  |  | Single-Speed |  |  |  | 13400 | 556 | 24.1 | 16.2 | 12100 | 824 | 4.3 | 3.6 | Non Federally-Regulated | 02/08/2019 |  | 05/10/2019
Enertech Global, LLC | GEOCOMFORT | GVS012 |  | Ground-Source | WBAHP: Heat Pump Packaged Unit | Heat Pump | 208 | 1 |  |  |  | Single-Speed |  |  |  | 11900 | 657 | 18.1 | 13.4 | 9400 | 765 | 3.6 | 3.1 | Non Federally-Regulated | 02/08/2019 |  | 05/10/2019
Enertech Global, LLC | GEOCOMFORT | GVS012*A |  | Water-Source | WBAHP: Heat Pump Packaged Unit | Heat Pump | 265 | 1 |  |  |  | Single-Speed |  |  |  | 11400 | 735 | 15.5 | 11.2 | 14600 | 855 | 5 | 4.2 | Federally-Regulated Commercial & Industrial Equipment | 02/23/2016 |  | 05/10/2019
Enertech Global, LLC | GEOCOMFORT | GVS012*A |  | Ground-Water-Source | WBAHP: Heat Pump Packaged Unit | Heat Pump | 265 | 1 |  |  |  | Single-Speed |  |  |  | 13400 | 556 | 24.1 | 16.2 | 12100 | 824 | 4.3 | 3.6 | Non Federally-Regulated | 02/23/2016 |  | 05/10/2019
Enertech Global, LLC | GEOCOMFORT | GVS012*A |  | Ground-Source | WBAHP: Heat Pump Packaged Unit | Heat Pump | 265 | 1 |  |  |  | Single-Speed |  |  |  | 11900 | 657 | 18.1 | 13.4 | 9400 | 765 | 3.6 | 3.1 | Non Federally-Regulated | 02/23/2016 |  | 05/10/2019
Enertech Global, LLC | GEOCOMFORT | GVS015 |  | Water-Source | WBAHP: Heat Pump Packaged Unit | Heat Pump | 208 | 1 |  |  |  | Single-Speed |  |  |  | 15100 | 862 | 17.5 | 11.2 | 17900 | 874 | 6 | 4.2 | Federally-Regulated Commercial & Industrial Equipment | 02/08/2019 |  | 05/10/2019
Enertech Global, LLC | GEOCOMFORT | GVS015 |  | Ground-Water-Source | WBAHP: Heat Pump Packaged Unit | Heat Pump | 208 | 1 |  |  |  | Single-Speed |  |  |  | 17500 | 607 | 28.8 | 16.2 | 14600 | 838 | 5.1 | 3.6 | Non Federally-Regulated | 02/08/2019 |  | 05/10/2019
Enertech Global, LLC | GEOCOMFORT | GVS015 |  | Ground-Source | WBAHP: Heat Pump Packaged Unit | Heat Pump | 208 | 1 |  |  |  | Single-Speed |  |  |  | 16000 | 808 | 19.8 | 13.4 | 11600 | 829 | 4.1 | 3.1 | Non Federally-Regulated | 02/08/2019 |  | 05/10/2019
Enertech Global, LLC | GEOCOMFORT | GVS015*****1 |  | Water-Source | WBAHP: Heat Pump Packaged Unit | Heat Pump | 208 | 1 |  |  |  | Single-Speed |  |  |  | 15200 | 808 | 18.8 | 11.2 | 17700 | 810 | 6.4 | 4.2 | Federally-Regulated Commercial & Industrial Equipment | 02/08/2019 |  | 05/10/2019
Enertech Global, LLC | GEOCOMFORT | GVS015*****1 |  | Ground-Water-Source | WBAHP: Heat Pump Packaged Unit | Heat Pump | 208 | 1 |  |  |  | Single-Speed |  |  |  | 17400 | 550 | 31.6 | 16.2 | 14400 | 781 | 5.4 | 3.6 | Non Federally-Regulated | 02/08/2019 |  | 05/10/2019
Enertech Global, LLC | GEOCOMFORT | GVS015*****1 |  | Ground-Source | WBAHP: Heat Pump Packaged Unit | Heat Pump | 208 | 1 |  |  |  | Single-Speed |  |  |  | 16000 | 717 | 22.3 | 13.4 | 11500 | 783 | 4.3 | 3.1 | Non Federally-Regulated | 02/08/2019 |  | 05/10/2019
Enertech Global, LLC | GEOCOMFORT | GVS015*A |  | Water-Source | WBAHP: Heat Pump Packaged Unit | Heat Pump | 265 | 1 |  |  |  | Single-Speed |  |  |  | 15100 | 862 | 17.5 | 11.2 | 17900 | 874 | 6 | 4.2 | Federally-Regulated Commercial & Industrial Equipment | 10/10/2017 |  | 05/10/2019
Enertech Global, LLC | GEOCOMFORT | GVS015*A |  | Ground-Water-Source | WBAHP: Heat Pump Packaged Unit | Heat Pump | 265 | 1 |  |  |  | Single-Speed |  |  |  | 17500 | 607 | 28.8 | 16.2 | 14600 | 838 | 5.1 | 3.6 | Non Federally-Regulated | 10/10/2017 |  | 05/10/2019
Enertech Global, LLC | GEOCOMFORT | GVS015*A |  | Ground-Source | WBAHP: Heat Pump Packaged Unit | Heat Pump | 265 | 1 |  |  |  | Single-Speed |  |  |  | 16000 | 808 | 19.8 | 13.4 | 11600 | 829 | 4.1 | 3.1 | Non Federally-Regulated | 10/10/2017 |  | 05/10/2019
Enertech Global, LLC | GEOCOMFORT | GVS015*A***1 |  | Water-Source | WBAHP: Heat Pump Packaged Unit | Heat Pump | 265 | 1 |  |  |  | Single-Speed |  |  |  | 15200 | 808 | 18.8 | 11.2 | 17700 | 810 | 6.4 | 4.2 | Federally-Regulated Commercial & Industrial Equipment | 10/10/2017 |  | 05/10/2019
Enertech Global, LLC | GEOCOMFORT | GVS015*A***1 |  | Ground-Water-Source | WBAHP: Heat Pump Packaged Unit | Heat Pump | 265 | 1 |  |  |  | Single-Speed |  |  |  | 17400 | 550 | 31.6 | 16.2 | 14400 | 781 | 5.4 | 3.6 | Non Federally-Regulated | 10/10/2017 |  | 05/10/2019
Enertech Global, LLC | GEOCOMFORT | GVS015*A***1 |  | Ground-Source | WBAHP: Heat Pump Packaged Unit | Heat Pump | 265 | 1 |  |  |  | Single-Speed |  |  |  | 16000 | 717 | 22.3 | 13.4 | 11500 | 783 | 4.3 | 3.1 | Non Federally-Regulated | 10/10/2017 |  | 05/10/2019
Enertech Global, LLC | GEOCOMFORT | GVS018 |  | Water-Source | WBAHP: Heat Pump Packaged Unit | Heat Pump | 208 | 1 |  |  |  | Single-Speed |  |  |  | 20500 | 1213 | 16.9 | 11.2 | 24200 | 1222 | 5.8 | 4.2 | Federally-Regulated Commercial & Industrial Equipment | 02/08/2019 |  | 05/10/2019
Enertech Global, LLC | GEOCOMFORT | GVS018 |  | Ground-Water-Source | WBAHP: Heat Pump Packaged Unit | Heat Pump | 208 | 1 |  |  |  | Single-Speed |  |  |  | 23200 | 843 | 27.5 | 16.2 | 20100 | 1178 | 5 | 3.6 | Non Federally-Regulated | 02/08/2019 |  | 05/10/2019
Enertech Global, LLC | GEOCOMFORT | GVS018 |  | Ground-Source | WBAHP: Heat Pump Packaged Unit | Heat Pump | 208 | 1 |  |  |  | Single-Speed |  |  |  | 21400 | 1070 | 20 | 13.4 | 16300 | 1224 | 3.9 | 3.1 | Non Federally-Regulated | 02/08/2019 |  | 05/10/2019
Enertech Global, LLC | GEOCOMFORT | GVS018*****1 |  | Water-Source | WBAHP: Heat Pump Packaged Unit | Heat Pump | 208 | 1 |  |  |  | Single-Speed |  |  |  | 20700 | 1101 | 18.8 | 11.2 | 23700 | 1120 | 6.2 | 4.2 | Federally-Regulated Commercial & Industrial Equipment | 02/08/2019 |  | 05/10/2019
Enertech Global, LLC | GEOCOMFORT | GVS018*****1 |  | Ground-Water-Source | WBAHP: Heat Pump Packaged Unit | Heat Pump | 208 | 1 |  |  |  | Single-Speed |  |  |  | 23200 | 760 | 30.5 | 16.2 | 19600 | 1083 | 5.3 | 3.6 | Non Federally-Regulated | 02/08/2019 |  | 05/10/2019
Enertech Global, LLC | GEOCOMFORT | GVS018*****1 |  | Ground-Source | WBAHP: Heat Pump Packaged Unit | Heat Pump | 208 | 1 |  |  |  | Single-Speed |  |  |  | 21700 | 977 | 22.2 | 13.4 | 15700 | 1122 | 4.1 | 3.1 | Non Federally-Regulated | 02/08/2019 |  | 05/10/2019
Enertech Global, LLC | GEOCOMFORT | GVS018*A |  | Water-Source | WBAHP: Heat Pump Packaged Unit | Heat Pump | 265 | 1 |  |  |  | Single-Speed |  |  |  | 20500 | 1213 | 16.9 | 11.2 | 24200 | 1222 | 5.8 | 4.2 | Federally-Regulated Commercial & Industrial Equipment | 02/16/2016 |  | 05/10/2019
Enertech Global, LLC | GEOCOMFORT | GVS018*A |  | Ground-Water-Source | WBAHP: Heat Pump Packaged Unit | Heat Pump | 265 | 1 |  |  |  | Single-Speed |  |  |  | 23200 | 843 | 27.5 | 16.2 | 20100 | 1178 | 5 | 3.6 | Non Federally-Regulated | 02/16/2016 |  | 05/10/2019
Enertech Global, LLC | GEOCOMFORT | GVS018*A |  | Ground-Source | WBAHP: Heat Pump Packaged Unit | Heat Pump | 265 | 1 |  |  |  | Single-Speed |  |  |  | 21400 | 1070 | 20 | 13.4 | 16300 | 1224 | 3.9 | 3.1 | Non Federally-Regulated | 02/16/2016 |  | 05/10/2019
Enertech Global, LLC | GEOCOMFORT | GVS018*A***1 |  | Water-Source | WBAHP: Heat Pump Packaged Unit | Heat Pump | 265 | 1 |  |  |  | Single-Speed |  |  |  | 20700 | 1101 | 18.8 | 11.2 | 23700 | 1120 | 6.2 | 4.2 | Federally-Regulated Commercial & Industrial Equipment | 02/16/2016 |  | 05/10/2019
Enertech Global, LLC | GEOCOMFORT | GVS018*A***1 |  | Ground-Water-Source | WBAHP: Heat Pump Packaged Unit | Heat Pump | 265 | 1 |  |  |  | Single-Speed |  |  |  | 23200 | 760 | 30.5 | 16.2 | 19600 | 1083 | 5.3 | 3.6 | Non Federally-Regulated | 02/16/2016 |  | 05/10/2019
Enertech Global, LLC | GEOCOMFORT | GVS018*A***1 |  | Ground-Source | WBAHP: Heat Pump Packaged Unit | Heat Pump | 265 | 1 |  |  |  | Single-Speed |  |  |  | 21700 | 977 | 22.2 | 13.4 | 15700 | 1122 | 4.1 | 3.1 | Non Federally-Regulated | 02/16/2016 |  | 05/10/2019
Enertech Global, LLC | GEOCOMFORT | GVS024 |  | Water-Source | WBAHP: Heat Pump Packaged Unit | Heat Pump | 208 | 1 |  |  |  | Single-Speed |  |  |  | 24800 | 1476 | 16.8 | 11.2 | 30000 | 1570 | 5.6 | 4.2 | Federally-Regulated Commercial & Industrial Equipment | 02/08/2019 |  | 05/10/2019
Enertech Global, LLC | GEOCOMFORT | GVS024 |  | Ground-Water-Source | WBAHP: Heat Pump Packaged Unit | Heat Pump | 208 | 1 |  |  |  | Single-Speed |  |  |  | 28100 | 1080 | 26 | 16.2 | 24200 | 1447 | 4.9 | 3.6 | Non Federally-Regulated | 02/08/2019 |  | 05/10/2019
Enertech Global, LLC | GEOCOMFORT | GVS024 |  | Ground-Source | WBAHP: Heat Pump Packaged Unit | Heat Pump | 208 | 1 |  |  |  | Single-Speed |  |  |  | 26000 | 1319 | 19.7 | 13.4 | 19400 | 1421 | 4 | 3.1 | Non Federally-Regulated | 02/08/2019 |  | 05/10/2019
Enertech Global, LLC | GEOCOMFORT | GVS024*****1 |  | Water-Source | WBAHP: Heat Pump Packaged Unit | Heat Pump | 208 | 1 |  |  |  | Single-Speed |  |  |  | 25900 | 1407 | 18.4 | 11.2 | 29800 | 1480 | 5.9 | 4.2 | Federally-Regulated Commercial & Industrial Equipment | 02/08/2019 |  | 05/10/2019
Enertech Global, LLC | GEOCOMFORT | GVS024*****1 |  | Ground-Water-Source | WBAHP: Heat Pump Packaged Unit | Heat Pump | 208 | 1 |  |  |  | Single-Speed |  |  |  | 29400 | 996 | 29.5 | 16.2 | 24000 | 1379 | 5.1 | 3.6 | Non Federally-Regulated | 02/08/2019 |  | 05/10/2019
Enertech Global, LLC | GEOCOMFORT | GVS024*****1 |  | Ground-Source | WBAHP: Heat Pump Packaged Unit | Heat Pump | 208 | 1 |  |  |  | Single-Speed |  |  |  | 27000 | 1250 | 21.6 | 13.4 | 19300 | 1346 | 4.2 | 3.1 | Non Federally-Regulated | 02/08/2019 |  | 05/10/2019
Enertech Global, LLC | GEOCOMFORT | GVS024*2 |  | Water-Source | WBAHP: Heat Pump Packaged Unit | Heat Pump | 208 | 3 |  |  |  | Single-Speed |  |  |  | 24800 | 1476 | 16.8 | 11.2 | 30000 | 1570 | 5.6 | 4.2 | Federally-Regulated Commercial & Industrial Equipment | 02/16/2016 |  | 05/10/2019
Enertech Global, LLC | GEOCOMFORT | GVS024*2 |  | Ground-Water-Source | WBAHP: Heat Pump Packaged Unit | Heat Pump | 208 | 3 |  |  |  | Single-Speed |  |  |  | 28100 | 1080 | 26 | 16.2 | 24200 | 1447 | 4.9 | 3.6 | Non Federally-Regulated | 02/16/2016 |  | 05/10/2019
Enertech Global, LLC | GEOCOMFORT | GVS024*2 |  | Ground-Source | WBAHP: Heat Pump Packaged Unit | Heat Pump | 208 | 3 |  |  |  | Single-Speed |  |  |  | 26000 | 1319 | 19.7 | 13.4 | 19400 | 1421 | 4 | 3.1 | Non Federally-Regulated | 02/16/2016 |  | 05/10/2019
Enertech Global, LLC | GEOCOMFORT | GVS024*2***1 |  | Water-Source | WBAHP: Heat Pump Packaged Unit | Heat Pump | 208 | 3 |  |  |  | Single-Speed |  |  |  | 25900 | 1407 | 18.4 | 11.2 | 29800 | 1480 | 5.9 | 4.2 | Federally-Regulated Commercial & Industrial Equipment | 02/16/2016 |  | 05/10/2019
Enertech Global, LLC | GEOCOMFORT | GVS024*2***1 |  | Ground-Water-Source | WBAHP: Heat Pump Packaged Unit | Heat Pump | 208 | 3 |  |  |  | Single-Speed |  |  |  | 29400 | 996 | 29.5 | 16.2 | 24000 | 1379 | 5.1 | 3.6 | Non Federally-Regulated | 02/16/2016 |  | 05/10/2019
Enertech Global, LLC | GEOCOMFORT | GVS024*2***1 |  | Ground-Source | WBAHP: Heat Pump Packaged Unit | Heat Pump | 208 | 3 |  |  |  | Single-Speed |  |  |  | 27000 | 1250 | 21.6 | 13.4 | 19300 | 1346 | 4.2 | 3.1 | Non Federally-Regulated | 02/16/2016 |  | 05/10/2019
Enertech Global, LLC | GEOCOMFORT | GVS024*3 |  | Water-Source | WBAHP: Heat Pump Packaged Unit | Heat Pump | 460 | 3 |  |  |  | Single-Speed |  |  |  | 24800 | 1476 | 16.8 | 11.2 | 30000 | 1570 | 5.6 | 4.2 | Federally-Regulated Commercial & Industrial Equipment | 02/16/2016 |  | 05/10/2019
Enertech Global, LLC | GEOCOMFORT | GVS024*3 |  | Ground-Water-Source | WBAHP: Heat Pump Packaged Unit | Heat Pump | 460 | 3 |  |  |  | Single-Speed |  |  |  | 28100 | 1080 | 26 | 16.2 | 24200 | 1447 | 4.9 | 3.6 | Non Federally-Regulated | 02/16/2016 |  | 05/10/2019
Enertech Global, LLC | GEOCOMFORT | GVS024*3 |  | Ground-Source | WBAHP: Heat Pump Packaged Unit | Heat Pump | 460 | 3 |  |  |  | Single-Speed |  |  |  | 26000 | 1319 | 19.7 | 13.4 | 19400 | 1421 | 4 | 3.1 | Non Federally-Regulated | 02/16/2016 |  | 05/10/2019
Enertech Global, LLC | GEOCOMFORT | GVS024*3***1 |  | Water-Source | WBAHP: Heat Pump Packaged Unit | Heat Pump | 460 | 3 |  |  |  | Single-Speed |  |  |  | 25900 | 1407 | 18.4 | 11.2 | 29800 | 1480 | 5.9 | 4.2 | Federally-Regulated Commercial & Industrial Equipment | 02/16/2016 |  | 05/10/2019
Enertech Global, LLC | GEOCOMFORT | GVS024*3***1 |  | Ground-Water-Source | WBAHP: Heat Pump Packaged Unit | Heat Pump | 460 | 3 |  |  |  | Single-Speed |  |  |  | 29400 | 996 | 29.5 | 16.2 | 24000 | 1379 | 5.1 | 3.6 | Non Federally-Regulated | 02/16/2016 |  | 05/10/2019
Enertech Global, LLC | GEOCOMFORT | GVS024*3***1 |  | Ground-Source | WBAHP: Heat Pump Packaged Unit | Heat Pump | 460 | 3 |  |  |  | Single-Speed |  |  |  | 27000 | 1250 | 21.6 | 13.4 | 19300 | 1346 | 4.2 | 3.1 | Non Federally-Regulated | 02/16/2016 |  | 05/10/2019
Enertech Global, LLC | GEOCOMFORT | GVS024*4 |  | Water-Source | WBAHP: Heat Pump Packaged Unit | Heat Pump | 575 | 3 |  |  |  | Single-Speed |  |  |  | 24800 | 1476 | 16.8 | 11.2 | 30000 | 1570 | 5.6 | 4.2 | Federally-Regulated Commercial & Industrial Equipment | 02/16/2016 |  | 05/10/2019
Enertech Global, LLC | GEOCOMFORT | GVS024*4 |  | Ground-Water-Source | WBAHP: Heat Pump Packaged Unit | Heat Pump | 575 | 3 |  |  |  | Single-Speed |  |  |  | 28100 | 1080 | 26 | 16.2 | 24200 | 1447 | 4.9 | 3.6 | Non Federally-Regulated | 02/16/2016 |  | 05/10/2019
Enertech Global, LLC | GEOCOMFORT | GVS024*4 |  | Ground-Source | WBAHP: Heat Pump Packaged Unit | Heat Pump | 575 | 3 |  |  |  | Single-Speed |  |  |  | 26000 | 1319 | 19.7 | 13.4 | 19400 | 1421 | 4 | 3.1 | Non Federally-Regulated | 02/16/2016 |  | 05/10/2019
Enertech Global, LLC | GEOCOMFORT | GVS024*A |  | Water-Source | WBAHP: Heat Pump Packaged Unit | Heat Pump | 265 | 1 |  |  |  | Single-Speed |  |  |  | 24800 | 1476 | 16.8 | 11.2 | 30000 | 1570 | 5.6 | 4.2 | Federally-Regulated Commercial & Industrial Equipment | 02/16/2016 |  | 05/10/2019
Enertech Global, LLC | GEOCOMFORT | GVS024*A |  | Ground-Water-Source | WBAHP: Heat Pump Packaged Unit | Heat Pump | 265 | 1 |  |  |  | Single-Speed |  |  |  | 28100 | 1080 | 26 | 16.2 | 24200 | 1447 | 4.9 | 3.6 | Non Federally-Regulated | 02/16/2016 |  | 05/10/2019
Enertech Global, LLC | GEOCOMFORT | GVS024*A |  | Ground-Source | WBAHP: Heat Pump Packaged Unit | Heat Pump | 265 | 1 |  |  |  | Single-Speed |  |  |  | 26000 | 1319 | 19.7 | 13.4 | 19400 | 1421 | 4 | 3.1 | Non Federally-Regulated | 02/16/2016 |  | 05/10/2019
Enertech Global, LLC | GEOCOMFORT | GVS024*A***1 |  | Water-Source | WBAHP: Heat Pump Packaged Unit | Heat Pump | 265 | 1 |  |  |  | Single-Speed |  |  |  | 25900 | 1407 | 18.4 | 11.2 | 29800 | 1480 | 5.9 | 4.2 | Federally-Regulated Commercial & Industrial Equipment | 02/16/2016 |  | 05/10/2019
Enertech Global, LLC | GEOCOMFORT | GVS024*A***1 |  | Ground-Water-Source | WBAHP: Heat Pump Packaged Unit | Heat Pump | 265 | 1 |  |  |  | Single-Speed |  |  |  | 29400 | 996 | 29.5 | 16.2 | 24000 | 1379 | 5.1 | 3.6 | Non Federally-Regulated | 02/16/2016 |  | 05/10/2019
Enertech Global, LLC | GEOCOMFORT | GVS024*A***1 |  | Ground-Source | WBAHP: Heat Pump Packaged Unit | Heat Pump | 265 | 1 |  |  |  | Single-Speed |  |  |  | 27000 | 1250 | 21.6 | 13.4 | 19300 | 1346 | 4.2 | 3.1 | Non Federally-Regulated | 02/16/2016 |  | 05/10/2019
Enertech Global, LLC | GEOCOMFORT | GVS030 |  | Water-Source | WBAHP: Heat Pump Packaged Unit | Heat Pump | 208 | 1 |  |  |  | Single-Speed |  |  |  | 28600 | 1798 | 15.9 | 11.2 | 34900 | 1894 | 5.4 | 4.2 | Federally-Regulated Commercial & Industrial Equipment | 02/08/2019 |  | 05/10/2019
Enertech Global, LLC | GEOCOMFORT | GVS030 |  | Ground-Water-Source | WBAHP: Heat Pump Packaged Unit | Heat Pump | 208 | 1 |  |  |  | Single-Speed |  |  |  | 31000 | 1324 | 23.4 | 16.2 | 28700 | 1789 | 4.7 | 3.6 | Non Federally-Regulated | 02/08/2019 |  | 05/10/2019
Enertech Global, LLC | GEOCOMFORT | GVS030 |  | Ground-Source | WBAHP: Heat Pump Packaged Unit | Heat Pump | 208 | 1 |  |  |  | Single-Speed |  |  |  | 30100 | 1627 | 18.5 | 13.4 | 22300 | 1675 | 3.9 | 3.1 | Non Federally-Regulated | 02/08/2019 |  | 05/10/2019
Enertech Global, LLC | GEOCOMFORT | GVS030*****1 |  | Water-Source | WBAHP: Heat Pump Packaged Unit | Heat Pump | 208 | 1 |  |  |  | Single-Speed |  |  |  | 30100 | 1710 | 17.6 | 11.2 | 36200 | 1798 | 5.9 | 4.2 | Federally-Regulated Commercial & Industrial Equipment | 02/08/2019 |  | 05/10/2019
Enertech Global, LLC | GEOCOMFORT | GVS030*****1 |  | Ground-Water-Source | WBAHP: Heat Pump Packaged Unit | Heat Pump | 208 | 1 |  |  |  | Single-Speed |  |  |  | 34000 | 1236 | 27.5 | 16.2 | 29200 | 1677 | 5.1 | 3.6 | Non Federally-Regulated | 02/08/2019 |  | 05/10/2019
Enertech Global, LLC | GEOCOMFORT | GVS030*****1 |  | Ground-Source | WBAHP: Heat Pump Packaged Unit | Heat Pump | 208 | 1 |  |  |  | Single-Speed |  |  |  | 31400 | 1539 | 20.4 | 13.4 | 23200 | 1618 | 4.2 | 3.1 | Non Federally-Regulated | 02/08/2019 |  | 05/10/2019
Enertech Global, LLC | GEOCOMFORT | GVS030*2 |  | Water-Source | WBAHP: Heat Pump Packaged Unit | Heat Pump | 208 | 3 |  |  |  | Single-Speed |  |  |  | 28600 | 1798 | 15.9 | 11.2 | 34900 | 1894 | 5.4 | 4.2 | Federally-Regulated Commercial & Industrial Equipment | 10/10/2017 |  | 05/10/2019
Enertech Global, LLC | GEOCOMFORT | GVS030*2 |  | Ground-Water-Source | WBAHP: Heat Pump Packaged Unit | Heat Pump | 208 | 3 |  |  |  | Single-Speed |  |  |  | 31000 | 1324 | 23.4 | 16.2 | 28700 | 1789 | 4.7 | 3.6 | Non Federally-Regulated | 10/10/2017 |  | 05/10/2019
Enertech Global, LLC | GEOCOMFORT | GVS030*2 |  | Ground-Source | WBAHP: Heat Pump Packaged Unit | Heat Pump | 208 | 3 |  |  |  | Single-Speed |  |  |  | 30100 | 1627 | 18.5 | 13.4 | 22300 | 1675 | 3.9 | 3.1 | Non Federally-Regulated | 10/10/2017 |  | 05/10/2019
Enertech Global, LLC | GEOCOMFORT | GVS030*2***1 |  | Water-Source | WBAHP: Heat Pump Packaged Unit | Heat Pump | 208 | 3 |  |  |  | Single-Speed |  |  |  | 30100 | 1710 | 17.6 | 11.2 | 36200 | 1798 | 5.9 | 4.2 | Federally-Regulated Commercial & Industrial Equipment | 02/16/2016 |  | 05/10/2019
Enertech Global, LLC | GEOCOMFORT | GVS030*2***1 |  | Ground-Water-Source | WBAHP: Heat Pump Packaged Unit | Heat Pump | 208 | 3 |  |  |  | Single-Speed |  |  |  | 34000 | 1236 | 27.5 | 16.2 | 29200 | 1677 | 5.1 | 3.6 | Non Federally-Regulated | 02/16/2016 |  | 05/10/2019
Enertech Global, LLC | GEOCOMFORT | GVS030*2***1 |  | Ground-Source | WBAHP: Heat Pump Packaged Unit | Heat Pump | 208 | 3 |  |  |  | Single-Speed |  |  |  | 31400 | 1539 | 20.4 | 13.4 | 23200 | 1618 | 4.2 | 3.1 | Non Federally-Regulated | 02/16/2016 |  | 05/10/2019
Enertech Global, LLC | GEOCOMFORT | GVS030*3 |  | Water-Source | WBAHP: Heat Pump Packaged Unit | Heat Pump | 460 | 3 |  |  |  | Single-Speed |  |  |  | 28600 | 1798 | 15.9 | 11.2 | 34900 | 1894 | 5.4 | 4.2 | Federally-Regulated Commercial & Industrial Equipment | 10/10/2017 |  | 05/10/2019
Enertech Global, LLC | GEOCOMFORT | GVS030*3 |  | Ground-Water-Source | WBAHP: Heat Pump Packaged Unit | Heat Pump | 460 | 3 |  |  |  | Single-Speed |  |  |  | 31000 | 1324 | 23.4 | 16.2 | 28700 | 1789 | 4.7 | 3.6 | Non Federally-Regulated | 10/10/2017 |  | 05/10/2019
Enertech Global, LLC | GEOCOMFORT | GVS030*3 |  | Ground-Source | WBAHP: Heat Pump Packaged Unit | Heat Pump | 460 | 3 |  |  |  | Single-Speed |  |  |  | 30100 | 1627 | 18.5 | 13.4 | 22300 | 1675 | 3.9 | 3.1 | Non Federally-Regulated | 10/10/2017 |  | 05/10/2019
Enertech Global, LLC | GEOCOMFORT | GVS030*3***1 |  | Water-Source | WBAHP: Heat Pump Packaged Unit | Heat Pump | 460 | 3 |  |  |  | Single-Speed |  |  |  | 30100 | 1710 | 17.6 | 11.2 | 36200 | 1798 | 5.9 | 4.2 | Federally-Regulated Commercial & Industrial Equipment | 02/16/2016 |  | 05/10/2019
Enertech Global, LLC | GEOCOMFORT | GVS030*3***1 |  | Ground-Water-Source | WBAHP: Heat Pump Packaged Unit | Heat Pump | 460 | 3 |  |  |  | Single-Speed |  |  |  | 34000 | 1236 | 27.5 | 16.2 | 29200 | 1677 | 5.1 | 3.6 | Non Federally-Regulated | 02/16/2016 |  | 05/10/2019
Enertech Global, LLC | GEOCOMFORT | GVS030*3***1 |  | Ground-Source | WBAHP: Heat Pump Packaged Unit | Heat Pump | 460 | 3 |  |  |  | Single-Speed |  |  |  | 31400 | 1539 | 20.4 | 13.4 | 23200 | 1618 | 4.2 | 3.1 | Non Federally-Regulated | 02/16/2016 |  | 05/10/2019
Enertech Global, LLC | GEOCOMFORT | GVS030*4 |  | Water-Source | WBAHP: Heat Pump Packaged Unit | Heat Pump | 575 | 3 |  |  |  | Single-Speed |  |  |  | 28600 | 1798 | 15.9 | 11.2 | 34900 | 1894 | 5.4 | 4.2 | Federally-Regulated Commercial & Industrial Equipment | 10/10/2017 |  | 05/10/2019
Enertech Global, LLC | GEOCOMFORT | GVS030*4 |  | Ground-Water-Source | WBAHP: Heat Pump Packaged Unit | Heat Pump | 575 | 3 |  |  |  | Single-Speed |  |  |  | 31000 | 1324 | 23.4 | 16.2 | 28700 | 1789 | 4.7 | 3.6 | Non Federally-Regulated | 10/10/2017 |  | 05/10/2019
Enertech Global, LLC | GEOCOMFORT | GVS030*4 |  | Ground-Source | WBAHP: Heat Pump Packaged Unit | Heat Pump | 575 | 3 |  |  |  | Single-Speed |  |  |  | 30100 | 1627 | 18.5 | 13.4 | 22300 | 1675 | 3.9 | 3.1 | Non Federally-Regulated | 10/10/2017 |  | 05/10/2019
Enertech Global, LLC | GEOCOMFORT | GVS030*A |  | Water-Source | WBAHP: Heat Pump Packaged Unit | Heat Pump | 265 | 1 |  |  |  | Single-Speed |  |  |  | 28600 | 1798 | 15.9 | 11.2 | 34900 | 1894 | 5.4 | 4.2 | Federally-Regulated Commercial & Industrial Equipment | 10/10/2017 |  | 05/10/2019
Enertech Global, LLC | GEOCOMFORT | GVS030*A |  | Ground-Water-Source | WBAHP: Heat Pump Packaged Unit | Heat Pump | 265 | 1 |  |  |  | Single-Speed |  |  |  | 31000 | 1324 | 23.4 | 16.2 | 28700 | 1789 | 4.7 | 3.6 | Non Federally-Regulated | 10/10/2017 |  | 05/10/2019
Enertech Global, LLC | GEOCOMFORT | GVS030*A |  | Ground-Source | WBAHP: Heat Pump Packaged Unit | Heat Pump | 265 | 1 |  |  |  | Single-Speed |  |  |  | 30100 | 1627 | 18.5 | 13.4 | 22300 | 1675 | 3.9 | 3.1 | Non Federally-Regulated | 10/10/2017 |  | 05/10/2019
Enertech Global, LLC | GEOCOMFORT | GVS030*A***1 |  | Water-Source | WBAHP: Heat Pump Packaged Unit | Heat Pump | 265 | 1 |  |  |  | Single-Speed |  |  |  | 30100 | 1710 | 17.6 | 11.2 | 36200 | 1798 | 5.9 | 4.2 | Federally-Regulated Commercial & Industrial Equipment | 02/16/2016 |  | 05/10/2019
Enertech Global, LLC | GEOCOMFORT | GVS030*A***1 |  | Ground-Water-Source | WBAHP: Heat Pump Packaged Unit | Heat Pump | 265 | 1 |  |  |  | Single-Speed |  |  |  | 34000 | 1236 | 27.5 | 16.2 | 29200 | 1677 | 5.1 | 3.6 | Non Federally-Regulated | 02/16/2016 |  | 05/10/2019
Enertech Global, LLC | GEOCOMFORT | GVS030*A***1 |  | Ground-Source | WBAHP: Heat Pump Packaged Unit | Heat Pump | 265 | 1 |  |  |  | Single-Speed |  |  |  | 31400 | 1539 | 20.4 | 13.4 | 23200 | 1618 | 4.2 | 3.1 | Non Federally-Regulated | 02/16/2016 |  | 05/10/2019
Enertech Global, LLC | GEOCOMFORT | GVS036 |  | Water-Source | WBAHP: Heat Pump Packaged Unit | Heat Pump | 208 | 1 |  |  |  | Single-Speed |  |  |  | 36000 | 2322 | 15.5 | 11.2 | 46500 | 2620 | 5.2 | 4.2 | Federally-Regulated Commercial & Industrial Equipment | 02/08/2019 |  | 05/10/2019
Enertech Global, LLC | GEOCOMFORT | GVS036 |  | Ground-Water-Source | WBAHP: Heat Pump Packaged Unit | Heat Pump | 208 | 1 |  |  |  | Single-Speed |  |  |  | 40500 | 1723 | 23.5 | 16.2 | 37600 | 2395 | 4.6 | 3.6 | Non Federally-Regulated | 02/08/2019 |  | 05/10/2019
Enertech Global, LLC | GEOCOMFORT | GVS036 |  | Ground-Source | WBAHP: Heat Pump Packaged Unit | Heat Pump | 208 | 1 |  |  |  | Single-Speed |  |  |  | 37800 | 2100 | 18 | 13.4 | 30200 | 2269 | 3.9 | 3.1 | Non Federally-Regulated | 02/08/2019 |  | 05/10/2019
Enertech Global, LLC | GEOCOMFORT | GVS036*****1 |  | Water-Source | WBAHP: Heat Pump Packaged Unit | Heat Pump | 208 | 1 |  |  |  | Single-Speed |  |  |  | 37100 | 2262 | 16.4 | 11.2 | 46200 | 2507 | 5.4 | 4.2 | Federally-Regulated Commercial & Industrial Equipment | 02/08/2019 |  | 05/10/2019
Enertech Global, LLC | GEOCOMFORT | GVS036*****1 |  | Ground-Water-Source | WBAHP: Heat Pump Packaged Unit | Heat Pump | 208 | 1 |  |  |  | Single-Speed |  |  |  | 41600 | 1631 | 25.5 | 16.2 | 36900 | 2253 | 4.8 | 3.6 | Non Federally-Regulated | 02/08/2019 |  | 05/10/2019
Enertech Global, LLC | GEOCOMFORT | GVS036*****1 |  | Ground-Source | WBAHP: Heat Pump Packaged Unit | Heat Pump | 208 | 1 |  |  |  | Single-Speed |  |  |  | 38800 | 2020 | 19.2 | 13.4 | 29600 | 2224 | 3.9 | 3.1 | Non Federally-Regulated | 02/08/2019 |  | 05/10/2019
Enertech Global, LLC | GEOCOMFORT | GVS036*2 |  | Water-Source | WBAHP: Heat Pump Packaged Unit | Heat Pump | 208 | 3 |  |  |  | Single-Speed |  |  |  | 36000 | 2322 | 15.5 | 11.2 | 46500 | 2620 | 5.2 | 4.2 | Federally-Regulated Commercial & Industrial Equipment | 02/16/2016 |  | 05/10/2019
Enertech Global, LLC | GEOCOMFORT | GVS036*2 |  | Ground-Water-Source | WBAHP: Heat Pump Packaged Unit | Heat Pump | 208 | 3 |  |  |  | Single-Speed |  |  |  | 40500 | 1723 | 23.5 | 16.2 | 37600 | 2395 | 4.6 | 3.6 | Non Federally-Regulated | 02/16/2016 |  | 05/10/2019
Enertech Global, LLC | GEOCOMFORT | GVS036*2 |  | Ground-Source | WBAHP: Heat Pump Packaged Unit | Heat Pump | 208 | 3 |  |  |  | Single-Speed |  |  |  | 37800 | 2100 | 18 | 13.4 | 30200 | 2269 | 3.9 | 3.1 | Non Federally-Regulated | 02/16/2016 |  | 05/10/2019
Enertech Global, LLC | GEOCOMFORT | GVS036*2***1 |  | Water-Source | WBAHP: Heat Pump Packaged Unit | Heat Pump | 208 | 3 |  |  |  | Single-Speed |  |  |  | 37100 | 2262 | 16.4 | 11.2 | 46200 | 2507 | 5.4 | 4.2 | Federally-Regulated Commercial & Industrial Equipment | 02/16/2016 |  | 05/10/2019
Enertech Global, LLC | GEOCOMFORT | GVS036*2***1 |  | Ground-Water-Source | WBAHP: Heat Pump Packaged Unit | Heat Pump | 208 | 3 |  |  |  | Single-Speed |  |  |  | 41600 | 1631 | 25.5 | 16.2 | 36900 | 2253 | 4.8 | 3.6 | Non Federally-Regulated | 02/16/2016 |  | 05/10/2019
Enertech Global, LLC | GEOCOMFORT | GVS036*2***1 |  | Ground-Source | WBAHP: Heat Pump Packaged Unit | Heat Pump | 208 | 3 |  |  |  | Single-Speed |  |  |  | 38800 | 2020 | 19.2 | 13.4 | 29600 | 2224 | 3.9 | 3.1 | Non Federally-Regulated | 02/16/2016 |  | 05/10/2019
Enertech Global, LLC | GEOCOMFORT | GVS036*3 |  | Water-Source | WBAHP: Heat Pump Packaged Unit | Heat Pump | 460 | 3 |  |  |  | Single-Speed |  |  |  | 36000 | 2322 | 15.5 | 11.2 | 46500 | 2620 | 5.2 | 4.2 | Federally-Regulated Commercial & Industrial Equipment | 02/16/2016 |  | 05/10/2019
Enertech Global, LLC | GEOCOMFORT | GVS036*3 |  | Ground-Water-Source | WBAHP: Heat Pump Packaged Unit | Heat Pump | 460 | 3 |  |  |  | Single-Speed |  |  |  | 40500 | 1723 | 23.5 | 16.2 | 37600 | 2395 | 4.6 | 3.6 | Non Federally-Regulated | 02/16/2016 |  | 05/10/2019
Enertech Global, LLC | GEOCOMFORT | GVS036*3 |  | Ground-Source | WBAHP: Heat Pump Packaged Unit | Heat Pump | 460 | 3 |  |  |  | Single-Speed |  |  |  | 37800 | 2100 | 18 | 13.4 | 30200 | 2269 | 3.9 | 3.1 | Non Federally-Regulated | 02/16/2016 |  | 05/10/2019
Enertech Global, LLC | GEOCOMFORT | GVS036*3***1 |  | Water-Source | WBAHP: Heat Pump Packaged Unit | Heat Pump | 460 | 3 |  |  |  | Single-Speed |  |  |  | 37100 | 2262 | 16.4 | 11.2 | 46200 | 2507 | 5.4 | 4.2 | Federally-Regulated Commercial & Industrial Equipment | 02/16/2016 |  | 05/10/2019
Enertech Global, LLC | GEOCOMFORT | GVS036*3***1 |  | Ground-Water-Source | WBAHP: Heat Pump Packaged Unit | Heat Pump | 460 | 3 |  |  |  | Single-Speed |  |  |  | 41600 | 1631 | 25.5 | 16.2 | 36900 | 2253 | 4.8 | 3.6 | Non Federally-Regulated | 02/16/2016 |  | 05/10/2019
Enertech Global, LLC | GEOCOMFORT | GVS036*3***1 |  | Ground-Source | WBAHP: Heat Pump Packaged Unit | Heat Pump | 460 | 3 |  |  |  | Single-Speed |  |  |  | 38800 | 2020 | 19.2 | 13.4 | 29600 | 2224 | 3.9 | 3.1 | Non Federally-Regulated | 02/16/2016 |  | 05/10/2019
Enertech Global, LLC | GEOCOMFORT | GVS036*4 |  | Water-Source | WBAHP: Heat Pump Packaged Unit | Heat Pump | 575 | 3 |  |  |  | Single-Speed |  |  |  | 36000 | 2322 | 15.5 | 11.2 | 46500 | 2620 | 5.2 | 4.2 | Federally-Regulated Commercial & Industrial Equipment | 02/16/2016 |  | 05/10/2019
Enertech Global, LLC | GEOCOMFORT | GVS036*4 |  | Ground-Water-Source | WBAHP: Heat Pump Packaged Unit | Heat Pump | 575 | 3 |  |  |  | Single-Speed |  |  |  | 40500 | 1723 | 23.5 | 16.2 | 37600 | 2395 | 4.6 | 3.6 | Non Federally-Regulated | 02/16/2016 |  | 05/10/2019
Enertech Global, LLC | GEOCOMFORT | GVS036*4 |  | Ground-Source | WBAHP: Heat Pump Packaged Unit | Heat Pump | 575 | 3 |  |  |  | Single-Speed |  |  |  | 37800 | 2100 | 18 | 13.4 | 30200 | 2269 | 3.9 | 3.1 | Non Federally-Regulated | 02/16/2016 |  | 05/10/2019
Enertech Global, LLC | GEOCOMFORT | GVS036*A |  | Water-Source | WBAHP: Heat Pump Packaged Unit | Heat Pump | 265 | 1 |  |  |  | Single-Speed |  |  |  | 36000 | 2322 | 15.5 | 11.2 | 46500 | 2620 | 5.2 | 4.2 | Federally-Regulated Commercial & Industrial Equipment | 02/16/2016 |  | 05/10/2019
Enertech Global, LLC | GEOCOMFORT | GVS036*A |  | Ground-Water-Source | WBAHP: Heat Pump Packaged Unit | Heat Pump | 265 | 1 |  |  |  | Single-Speed |  |  |  | 40500 | 1723 | 23.5 | 16.2 | 37600 | 2395 | 4.6 | 3.6 | Non Federally-Regulated | 02/16/2016 |  | 05/10/2019
Enertech Global, LLC | GEOCOMFORT | GVS036*A |  | Ground-Source | WBAHP: Heat Pump Packaged Unit | Heat Pump | 265 | 1 |  |  |  | Single-Speed |  |  |  | 37800 | 2100 | 18 | 13.4 | 30200 | 2269 | 3.9 | 3.1 | Non Federally-Regulated | 02/16/2016 |  | 05/10/2019
Enertech Global, LLC | GEOCOMFORT | GVS036*A***1 |  | Water-Source | WBAHP: Heat Pump Packaged Unit | Heat Pump | 265 | 1 |  |  |  | Single-Speed |  |  |  | 37100 | 2262 | 16.4 | 11.2 | 46200 | 2507 | 5.4 | 4.2 | Federally-Regulated Commercial & Industrial Equipment | 02/16/2016 |  | 05/10/2019
Enertech Global, LLC | GEOCOMFORT | GVS036*A***1 |  | Ground-Water-Source | WBAHP: Heat Pump Packaged Unit | Heat Pump | 265 | 1 |  |  |  | Single-Speed |  |  |  | 41600 | 1631 | 25.5 | 16.2 | 36900 | 2253 | 4.8 | 3.6 | Non Federally-Regulated | 02/16/2016 |  | 05/10/2019
Enertech Global, LLC | GEOCOMFORT | GVS036*A***1 |  | Ground-Source | WBAHP: Heat Pump Packaged Unit | Heat Pump | 265 | 1 |  |  |  | Single-Speed |  |  |  | 38800 | 2020 | 19.2 | 13.4 | 29600 | 2224 | 3.9 | 3.1 | Non Federally-Regulated | 02/16/2016 |  | 05/10/2019
Enertech Global, LLC | GEOCOMFORT | GVS042 |  | Water-Source | WBAHP: Heat Pump Packaged Unit | Heat Pump | 208 | 1 |  |  |  | Single-Speed |  |  |  | 41800 | 2612 | 16 | 11.2 | 48500 | 2538 | 5.6 | 4.2 | Federally-Regulated Commercial & Industrial Equipment | 02/08/2019 |  | 05/10/2019
Enertech Global, LLC | GEOCOMFORT | GVS042 |  | Ground-Water-Source | WBAHP: Heat Pump Packaged Unit | Heat Pump | 208 | 1 |  |  |  | Single-Speed |  |  |  | 46700 | 1913 | 24.4 | 16.2 | 39200 | 2444 | 4.7 | 3.6 | Non Federally-Regulated | 02/08/2019 |  | 05/10/2019
Enertech Global, LLC | GEOCOMFORT | GVS042 |  | Ground-Source | WBAHP: Heat Pump Packaged Unit | Heat Pump | 208 | 1 |  |  |  | Single-Speed |  |  |  | 43600 | 2344 | 18.6 | 13.4 | 32000 | 2467 | 3.8 | 3.1 | Non Federally-Regulated | 02/08/2019 |  | 05/10/2019
Enertech Global, LLC | GEOCOMFORT | GVS042*****1 |  | Water-Source | WBAHP: Heat Pump Packaged Unit | Heat Pump | 208 | 1 |  |  |  | Single-Speed |  |  |  | 42900 | 2344 | 18.3 | 11.2 | 47800 | 2374 | 5.9 | 4.2 | Federally-Regulated Commercial & Industrial Equipment | 02/08/2019 |  | 05/10/2019
Enertech Global, LLC | GEOCOMFORT | GVS042*****1 |  | Ground-Water-Source | WBAHP: Heat Pump Packaged Unit | Heat Pump | 208 | 1 |  |  |  | Single-Speed |  |  |  | 47700 | 1679 | 28.4 | 16.2 | 38300 | 2244 | 5 | 3.6 | Non Federally-Regulated | 02/08/2019 |  | 05/10/2019
Enertech Global, LLC | GEOCOMFORT | GVS042*****1 |  | Ground-Source | WBAHP: Heat Pump Packaged Unit | Heat Pump | 208 | 1 |  |  |  | Single-Speed |  |  |  | 44400 | 2094 | 21.2 | 13.4 | 31100 | 2223 | 4.1 | 3.1 | Non Federally-Regulated | 02/08/2019 |  | 05/10/2019
Enertech Global, LLC | GEOCOMFORT | GVS042*2 |  | Water-Source | WBAHP: Heat Pump Packaged Unit | Heat Pump | 208 | 3 |  |  |  | Single-Speed |  |  |  | 41800 | 2612 | 16 | 11.2 | 48500 | 2538 | 5.6 | 4.2 | Federally-Regulated Commercial & Industrial Equipment | 06/28/2016 |  | 05/10/2019
Enertech Global, LLC | GEOCOMFORT | GVS042*2 |  | Ground-Water-Source | WBAHP: Heat Pump Packaged Unit | Heat Pump | 208 | 3 |  |  |  | Single-Speed |  |  |  | 46700 | 1913 | 24.4 | 16.2 | 39200 | 2444 | 4.7 | 3.6 | Non Federally-Regulated | 06/28/2016 |  | 05/10/2019
Enertech Global, LLC | GEOCOMFORT | GVS042*2 |  | Ground-Source | WBAHP: Heat Pump Packaged Unit | Heat Pump | 208 | 3 |  |  |  | Single-Speed |  |  |  | 43600 | 2344 | 18.6 | 13.4 | 32000 | 2467 | 3.8 | 3.1 | Non Federally-Regulated | 06/28/2016 |  | 05/10/2019
Enertech Global, LLC | GEOCOMFORT | GVS042*2***1 |  | Water-Source | WBAHP: Heat Pump Packaged Unit | Heat Pump | 208 | 3 |  |  |  | Single-Speed |  |  |  | 42900 | 2344 | 18.3 | 11.2 | 47800 | 2374 | 5.9 | 4.2 | Federally-Regulated Commercial & Industrial Equipment | 06/28/2016 |  | 05/10/2019
Enertech Global, LLC | GEOCOMFORT | GVS042*2***1 |  | Ground-Water-Source | WBAHP: Heat Pump Packaged Unit | Heat Pump | 208 | 3 |  |  |  | Single-Speed |  |  |  | 47700 | 1679 | 28.4 | 16.2 | 38300 | 2244 | 5 | 3.6 | Non Federally-Regulated | 06/28/2016 |  | 05/10/2019
Enertech Global, LLC | GEOCOMFORT | GVS042*2***1 |  | Ground-Source | WBAHP: Heat Pump Packaged Unit | Heat Pump | 208 | 3 |  |  |  | Single-Speed |  |  |  | 44400 | 2094 | 21.2 | 13.4 | 31100 | 2223 | 4.1 | 3.1 | Non Federally-Regulated | 06/28/2016 |  | 05/10/2019
Enertech Global, LLC | GEOCOMFORT | GVS042*3 |  | Water-Source | WBAHP: Heat Pump Packaged Unit | Heat Pump | 460 | 3 |  |  |  | Single-Speed |  |  |  | 41800 | 2612 | 16 | 11.2 | 48500 | 2538 | 5.6 | 4.2 | Federally-Regulated Commercial & Industrial Equipment | 06/28/2016 |  | 05/10/2019
Enertech Global, LLC | GEOCOMFORT | GVS042*3 |  | Ground-Water-Source | WBAHP: Heat Pump Packaged Unit | Heat Pump | 460 | 3 |  |  |  | Single-Speed |  |  |  | 46700 | 1913 | 24.4 | 16.2 | 39200 | 2444 | 4.7 | 3.6 | Non Federally-Regulated | 06/28/2016 |  | 05/10/2019
Enertech Global, LLC | GEOCOMFORT | GVS042*3 |  | Ground-Source | WBAHP: Heat Pump Packaged Unit | Heat Pump | 460 | 3 |  |  |  | Single-Speed |  |  |  | 43600 | 2344 | 18.6 | 13.4 | 32000 | 2467 | 3.8 | 3.1 | Non Federally-Regulated | 06/28/2016 |  | 05/10/2019
Enertech Global, LLC | GEOCOMFORT | GVS042*3***1 |  | Water-Source | WBAHP: Heat Pump Packaged Unit | Heat Pump | 460 | 3 |  |  |  | Single-Speed |  |  |  | 42900 | 2344 | 18.3 | 11.2 | 47800 | 2374 | 5.9 | 4.2 | Federally-Regulated Commercial & Industrial Equipment | 06/28/2016 |  | 05/10/2019
Enertech Global, LLC | GEOCOMFORT | GVS042*3***1 |  | Ground-Water-Source | WBAHP: Heat Pump Packaged Unit | Heat Pump | 460 | 3 |  |  |  | Single-Speed |  |  |  | 47700 | 1679 | 28.4 | 16.2 | 38300 | 2244 | 5 | 3.6 | Non Federally-Regulated | 06/28/2016 |  | 05/10/2019
Enertech Global, LLC | GEOCOMFORT | GVS042*3***1 |  | Ground-Source | WBAHP: Heat Pump Packaged Unit | Heat Pump | 460 | 3 |  |  |  | Single-Speed |  |  |  | 44400 | 2094 | 21.2 | 13.4 | 31100 | 2223 | 4.1 | 3.1 | Non Federally-Regulated | 06/28/2016 |  | 05/10/2019
Enertech Global, LLC | GEOCOMFORT | GVS042*4 |  | Water-Source | WBAHP: Heat Pump Packaged Unit | Heat Pump | 575 | 3 |  |  |  | Single-Speed |  |  |  | 41800 | 2612 | 16 | 11.2 | 48500 | 2538 | 5.6 | 4.2 | Federally-Regulated Commercial & Industrial Equipment | 06/28/2016 |  | 05/10/2019
Enertech Global, LLC | GEOCOMFORT | GVS042*4 |  | Ground-Water-Source | WBAHP: Heat Pump Packaged Unit | Heat Pump | 575 | 3 |  |  |  | Single-Speed |  |  |  | 46700 | 1913 | 24.4 | 16.2 | 39200 | 2444 | 4.7 | 3.6 | Non Federally-Regulated | 06/28/2016 |  | 05/10/2019
Enertech Global, LLC | GEOCOMFORT | GVS042*4 |  | Ground-Source | WBAHP: Heat Pump Packaged Unit | Heat Pump | 575 | 3 |  |  |  | Single-Speed |  |  |  | 43600 | 2344 | 18.6 | 13.4 | 32000 | 2467 | 3.8 | 3.1 | Non Federally-Regulated | 06/28/2016 |  | 05/10/2019
Enertech Global, LLC | GEOCOMFORT | GVS048 |  | Water-Source | WBAHP: Heat Pump Packaged Unit | Heat Pump | 208 | 1 |  |  |  | Single-Speed |  |  |  | 48500 | 3190 | 15.2 | 11.2 | 58900 | 3452 | 5 | 4.2 | Federally-Regulated Commercial & Industrial Equipment | 03/15/2019 |  | 05/10/2019
Enertech Global, LLC | GEOCOMFORT | GVS048 |  | Ground-Water-Source | WBAHP: Heat Pump Packaged Unit | Heat Pump | 208 | 1 |  |  |  | Single-Speed |  |  |  | 53400 | 2362 | 22.6 | 16.2 | 48100 | 3203 | 4.4 | 3.6 | Non Federally-Regulated | 03/15/2019 |  | 05/10/2019
Enertech Global, LLC | GEOCOMFORT | GVS048 |  | Ground-Source | WBAHP: Heat Pump Packaged Unit | Heat Pump | 208 | 1 |  |  |  | Single-Speed |  |  |  | 50500 | 2869 | 17.6 | 13.4 | 39600 | 3223 | 3.6 | 3.1 | Non Federally-Regulated | 03/15/2019 |  | 05/10/2019
Enertech Global, LLC | GEOCOMFORT | GVS048*****1 |  | Water-Source | WBAHP: Heat Pump Packaged Unit | Heat Pump | 208 | 1 |  |  |  | Single-Speed |  |  |  | 49900 | 2884 | 17.3 | 11.2 | 58400 | 3111 | 5.5 | 4.2 | Federally-Regulated Commercial & Industrial Equipment | 03/15/2019 |  | 05/10/2019
Enertech Global, LLC | GEOCOMFORT | GVS048*****1 |  | Ground-Water-Source | WBAHP: Heat Pump Packaged Unit | Heat Pump | 208 | 1 |  |  |  | Single-Speed |  |  |  | 54900 | 2079 | 26.4 | 16.2 | 47500 | 2900 | 4.8 | 3.6 | Non Federally-Regulated | 03/15/2019 |  | 05/10/2019
Enertech Global, LLC | GEOCOMFORT | GVS048*****1 |  | Ground-Source | WBAHP: Heat Pump Packaged Unit | Heat Pump | 208 | 1 |  |  |  | Single-Speed |  |  |  | 51600 | 2567 | 20.1 | 13.4 | 38700 | 2908 | 3.9 | 3.1 | Non Federally-Regulated | 03/15/2019 |  | 05/10/2019
Enertech Global, LLC | GEOCOMFORT | GVS048*2 |  | Water-Source | WBAHP: Heat Pump Packaged Unit | Heat Pump | 208 | 3 |  |  |  | Single-Speed |  |  |  | 48500 | 3190 | 15.2 | 11.2 | 58900 | 3452 | 5 | 4.2 | Federally-Regulated Commercial & Industrial Equipment | 03/15/2019 |  | 05/10/2019
Enertech Global, LLC | GEOCOMFORT | GVS048*2 |  | Ground-Water-Source | WBAHP: Heat Pump Packaged Unit | Heat Pump | 208 | 3 |  |  |  | Single-Speed |  |  |  | 53400 | 2362 | 22.6 | 16.2 | 48100 | 3203 | 4.4 | 3.6 | Non Federally-Regulated | 03/15/2019 |  | 05/10/2019
Enertech Global, LLC | GEOCOMFORT | GVS048*2 |  | Ground-Source | WBAHP: Heat Pump Packaged Unit | Heat Pump | 208 | 3 |  |  |  | Single-Speed |  |  |  | 50500 | 2869 | 17.6 | 13.4 | 39600 | 3223 | 3.6 | 3.1 | Non Federally-Regulated | 03/15/2019 |  | 05/10/2019
Enertech Global, LLC | GEOCOMFORT | GVS048*2***1 |  | Water-Source | WBAHP: Heat Pump Packaged Unit | Heat Pump | 208 | 3 |  |  |  | Single-Speed |  |  |  | 49900 | 2884 | 17.3 | 11.2 | 58400 | 3111 | 5.5 | 4.2 | Federally-Regulated Commercial & Industrial Equipment | 03/15/2019 |  | 05/10/2019
Enertech Global, LLC | GEOCOMFORT | GVS048*2***1 |  | Ground-Water-Source | WBAHP: Heat Pump Packaged Unit | Heat Pump | 208 | 3 |  |  |  | Single-Speed |  |  |  | 54900 | 2079 | 26.4 | 16.2 | 47500 | 2900 | 4.8 | 3.6 | Non Federally-Regulated | 03/15/2019 |  | 05/10/2019
Enertech Global, LLC | GEOCOMFORT | GVS048*2***1 |  | Ground-Source | WBAHP: Heat Pump Packaged Unit | Heat Pump | 208 | 3 |  |  |  | Single-Speed |  |  |  | 51600 | 2567 | 20.1 | 13.4 | 38700 | 2908 | 3.9 | 3.1 | Non Federally-Regulated | 03/15/2019 |  | 05/10/2019
Enertech Global, LLC | GEOCOMFORT | GVS048*3 |  | Water-Source | WBAHP: Heat Pump Packaged Unit | Heat Pump | 460 | 3 |  |  |  | Single-Speed |  |  |  | 48500 | 3190 | 15.2 | 11.2 | 58900 | 3452 | 5 | 4.2 | Federally-Regulated Commercial & Industrial Equipment | 03/15/2019 |  | 05/10/2019
Enertech Global, LLC | GEOCOMFORT | GVS048*3 |  | Ground-Water-Source | WBAHP: Heat Pump Packaged Unit | Heat Pump | 460 | 3 |  |  |  | Single-Speed |  |  |  | 53400 | 2362 | 22.6 | 16.2 | 48100 | 3203 | 4.4 | 3.6 | Non Federally-Regulated | 03/15/2019 |  | 05/10/2019
Enertech Global, LLC | GEOCOMFORT | GVS048*3 |  | Ground-Source | WBAHP: Heat Pump Packaged Unit | Heat Pump | 460 | 3 |  |  |  | Single-Speed |  |  |  | 50500 | 2869 | 17.6 | 13.4 | 39600 | 3223 | 3.6 | 3.1 | Non Federally-Regulated | 03/15/2019 |  | 05/10/2019
Enertech Global, LLC | GEOCOMFORT | GVS048*3***1 |  | Water-Source | WBAHP: Heat Pump Packaged Unit | Heat Pump | 460 | 3 |  |  |  | Single-Speed |  |  |  | 49900 | 2884 | 17.3 | 11.2 | 58400 | 3111 | 5.5 | 4.2 | Federally-Regulated Commercial & Industrial Equipment | 03/15/2019 |  | 05/10/2019
Enertech Global, LLC | GEOCOMFORT | GVS048*3***1 |  | Ground-Water-Source | WBAHP: Heat Pump Packaged Unit | Heat Pump | 460 | 3 |  |  |  | Single-Speed |  |  |  | 54900 | 2079 | 26.4 | 16.2 | 47500 | 2900 | 4.8 | 3.6 | Non Federally-Regulated | 03/15/2019 |  | 05/10/2019
Enertech Global, LLC | GEOCOMFORT | GVS048*3***1 |  | Ground-Source | WBAHP: Heat Pump Packaged Unit | Heat Pump | 460 | 3 |  |  |  | Single-Speed |  |  |  | 51600 | 2567 | 20.1 | 13.4 | 38700 | 2908 | 3.9 | 3.1 | Non Federally-Regulated | 03/15/2019 |  | 05/10/2019
Enertech Global, LLC | GEOCOMFORT | GVS048*4 |  | Water-Source | WBAHP: Heat Pump Packaged Unit | Heat Pump | 575 | 3 |  |  |  | Single-Speed |  |  |  | 48500 | 3190 | 15.2 | 11.2 | 58900 | 3452 | 5 | 4.2 | Federally-Regulated Commercial & Industrial Equipment | 03/15/2019 |  | 05/10/2019
Enertech Global, LLC | GEOCOMFORT | GVS048*4 |  | Ground-Water-Source | WBAHP: Heat Pump Packaged Unit | Heat Pump | 575 | 3 |  |  |  | Single-Speed |  |  |  | 53400 | 2362 | 22.6 | 16.2 | 48100 | 3203 | 4.4 | 3.6 | Non Federally-Regulated | 03/15/2019 |  | 05/10/2019
Enertech Global, LLC | GEOCOMFORT | GVS048*4 |  | Ground-Source | WBAHP: Heat Pump Packaged Unit | Heat Pump | 575 | 3 |  |  |  | Single-Speed |  |  |  | 50500 | 2869 | 17.6 | 13.4 | 39600 | 3223 | 3.6 | 3.1 | Non Federally-Regulated | 03/15/2019 |  | 05/10/2019
Enertech Global, LLC | GEOCOMFORT | GVS060 |  | Water-Source | WBAHP: Heat Pump Packaged Unit | Heat Pump | 208 | 1 |  |  |  | Single-Speed |  |  |  | 57700 | 3898 | 14.8 | 11.2 | 71400 | 4270 | 4.9 | 4.2 | Federally-Regulated Commercial & Industrial Equipment | 06/28/2016 |  | 05/10/2019
Enertech Global, LLC | GEOCOMFORT | GVS060 |  | Ground-Water-Source | WBAHP: Heat Pump Packaged Unit | Heat Pump | 208 | 1 |  |  |  | Single-Speed |  |  |  | 63300 | 2971 | 21.3 | 16.2 | 58700 | 4000 | 4.3 | 3.6 | Non Federally-Regulated | 06/28/2016 |  | 05/10/2019
Enertech Global, LLC | GEOCOMFORT | GVS060 |  | Ground-Source | WBAHP: Heat Pump Packaged Unit | Heat Pump | 208 | 1 |  |  |  | Single-Speed |  |  |  | 60000 | 3550 | 16.9 | 13.4 | 46900 | 3818 | 3.6 | 3.1 | Non Federally-Regulated | 06/28/2016 |  | 05/10/2019
Enertech Global, LLC | GEOCOMFORT | GVS060*****1 |  | Water-Source | WBAHP: Heat Pump Packaged Unit | Heat Pump | 208 | 1 |  |  |  | Single-Speed |  |  |  | 58800 | 3721 | 15.8 | 11.2 | 70900 | 3995 | 5.2 | 4.2 | Federally-Regulated Commercial & Industrial Equipment | 02/08/2019 |  | 05/10/2019
Enertech Global, LLC | GEOCOMFORT | GVS060*****1 |  | Ground-Source | WBAHP: Heat Pump Packaged Unit | Heat Pump | 208 | 1 |  |  |  | Single-Speed |  |  |  | 61500 | 3379 | 18.2 | 13.4 | 46300 | 3570 | 3.8 | 3.1 | Non Federally-Regulated | 02/08/2019 |  | 05/10/2019
Enertech Global, LLC | GEOCOMFORT | GVS060*2 |  | Water-Source | WBAHP: Heat Pump Packaged Unit | Heat Pump | 208 | 3 |  |  |  | Single-Speed |  |  |  | 57700 | 3898 | 14.8 | 11.2 | 71400 | 4270 | 4.9 | 4.2 | Federally-Regulated Commercial & Industrial Equipment | 06/28/2016 |  | 05/10/2019
Enertech Global, LLC | GEOCOMFORT | GVS060*2 |  | Ground-Water-Source | WBAHP: Heat Pump Packaged Unit | Heat Pump | 208 | 3 |  |  |  | Single-Speed |  |  |  | 63300 | 2971 | 21.3 | 16.2 | 58700 | 4000 | 4.3 | 3.6 | Non Federally-Regulated | 06/28/2016 |  | 05/10/2019
Enertech Global, LLC | GEOCOMFORT | GVS060*2 |  | Ground-Source | WBAHP: Heat Pump Packaged Unit | Heat Pump | 208 | 3 |  |  |  | Single-Speed |  |  |  | 60000 | 3550 | 16.9 | 13.4 | 46900 | 3818 | 3.6 | 3.1 | Non Federally-Regulated | 06/28/2016 |  | 05/10/2019
Enertech Global, LLC | GEOCOMFORT | GVS060*2***1 |  | Water-Source | WBAHP: Heat Pump Packaged Unit | Heat Pump | 208 | 3 |  |  |  | Single-Speed |  |  |  | 58800 | 3721 | 15.8 | 11.2 | 70900 | 3995 | 5.2 | 4.2 | Federally-Regulated Commercial & Industrial Equipment | 06/28/2016 |  | 05/10/2019
Enertech Global, LLC | GEOCOMFORT | GVS060*2***1 |  | Ground-Source | WBAHP: Heat Pump Packaged Unit | Heat Pump | 208 | 3 |  |  |  | Single-Speed |  |  |  | 61500 | 3379 | 18.2 | 13.4 | 46300 | 3570 | 3.8 | 3.1 | Non Federally-Regulated | 06/28/2016 |  | 05/10/2019
Enertech Global, LLC | GEOCOMFORT | GVS060*3 |  | Water-Source | WBAHP: Heat Pump Packaged Unit | Heat Pump | 460 | 3 |  |  |  | Single-Speed |  |  |  | 57700 | 3898 | 14.8 | 11.2 | 71400 | 4270 | 4.9 | 4.2 | Federally-Regulated Commercial & Industrial Equipment | 06/28/2016 |  | 05/10/2019
Enertech Global, LLC | GEOCOMFORT | GVS060*3 |  | Ground-Water-Source | WBAHP: Heat Pump Packaged Unit | Heat Pump | 460 | 3 |  |  |  | Single-Speed |  |  |  | 63300 | 2971 | 21.3 | 16.2 | 58700 | 4000 | 4.3 | 3.6 | Non Federally-Regulated | 06/28/2016 |  | 05/10/2019
Enertech Global, LLC | GEOCOMFORT | GVS060*3 |  | Ground-Source | WBAHP: Heat Pump Packaged Unit | Heat Pump | 460 | 3 |  |  |  | Single-Speed |  |  |  | 60000 | 3550 | 16.9 | 13.4 | 46900 | 3818 | 3.6 | 3.1 | Non Federally-Regulated | 06/28/2016 |  | 05/10/2019
Enertech Global, LLC | GEOCOMFORT | GVS060*3***1 |  | Water-Source | WBAHP: Heat Pump Packaged Unit | Heat Pump | 460 | 3 |  |  |  | Single-Speed |  |  |  | 58800 | 3721 | 15.8 | 11.2 | 70900 | 3995 | 5.2 | 4.2 | Federally-Regulated Commercial & Industrial Equipment | 06/28/2016 |  | 05/10/2019
Enertech Global, LLC | GEOCOMFORT | GVS060*3***1 |  | Ground-Source | WBAHP: Heat Pump Packaged Unit | Heat Pump | 460 | 3 |  |  |  | Single-Speed |  |  |  | 61500 | 3379 | 18.2 | 13.4 | 46300 | 3570 | 3.8 | 3.1 | Non Federally-Regulated | 06/28/2016 |  | 05/10/2019
Enertech Global, LLC | GEOCOMFORT | GVS060*4 |  | Water-Source | WBAHP: Heat Pump Packaged Unit | Heat Pump | 575 | 3 |  |  |  | Single-Speed |  |  |  | 57700 | 3898 | 14.8 | 11.2 | 71400 | 4270 | 4.9 | 4.2 | Federally-Regulated Commercial & Industrial Equipment | 06/28/2016 |  | 05/10/2019
Enertech Global, LLC | GEOCOMFORT | GVS060*4 |  | Ground-Water-Source | WBAHP: Heat Pump Packaged Unit | Heat Pump | 575 | 3 |  |  |  | Single-Speed |  |  |  | 63300 | 2971 | 21.3 | 16.2 | 58700 | 4000 | 4.3 | 3.6 | Non Federally-Regulated | 06/28/2016 |  | 05/10/2019
Enertech Global, LLC | GEOCOMFORT | GVS060*4 |  | Ground-Source | WBAHP: Heat Pump Packaged Unit | Heat Pump | 575 | 3 |  |  |  | Single-Speed |  |  |  | 60000 | 3550 | 16.9 | 13.4 | 46900 | 3818 | 3.6 | 3.1 | Non Federally-Regulated | 06/28/2016 |  | 05/10/2019
Enertech Global, LLC | GEOCOMFORT | GVT024 |  | Water-Source | WBAHP: Heat Pump Packaged Unit | Heat Pump | 208 | 1 |  |  |  | Single-Speed |  |  |  | 24600 | 1527 | 16.1 | 11.2 | 29100 | 1640 | 5.2 | 4.2 | Federally-Regulated Commercial & Industrial Equipment | 02/08/2019 |  | 05/10/2019
Enertech Global, LLC | GEOCOMFORT | GVT024 |  | Ground-Water-Source | WBAHP: Heat Pump Packaged Unit | Heat Pump | 208 | 1 |  |  |  | Single-Speed |  |  |  | 27600 | 1159 | 23.8 | 16.2 | 23900 | 1522 | 4.6 | 3.6 | Non Federally-Regulated | 02/08/2019 |  | 05/10/2019
Enertech Global, LLC | GEOCOMFORT | GVT024 |  | Ground-Source | WBAHP: Heat Pump Packaged Unit | Heat Pump | 208 | 1 |  |  |  | Single-Speed |  |  |  | 25800 | 1387 | 18.6 | 13.4 | 19400 | 1421 | 4 | 3.1 | Non Federally-Regulated | 02/08/2019 |  | 05/10/2019
Enertech Global, LLC | GEOCOMFORT | GVT024*2 |  | Water-Source | WBAHP: Heat Pump Packaged Unit | Heat Pump | 208 | 3 |  |  |  | Single-Speed |  |  |  | 24600 | 1527 | 16.1 | 11.2 | 29100 | 1640 | 5.2 | 4.2 | Federally-Regulated Commercial & Industrial Equipment | 02/16/2016 |  | 05/10/2019
Enertech Global, LLC | GEOCOMFORT | GVT024*2 |  | Ground-Water-Source | WBAHP: Heat Pump Packaged Unit | Heat Pump | 208 | 3 |  |  |  | Single-Speed |  |  |  | 27600 | 1159 | 23.8 | 16.2 | 23900 | 1522 | 4.6 | 3.6 | Non Federally-Regulated | 02/16/2016 |  | 05/10/2019
Enertech Global, LLC | GEOCOMFORT | GVT024*2 |  | Ground-Source | WBAHP: Heat Pump Packaged Unit | Heat Pump | 208 | 3 |  |  |  | Single-Speed |  |  |  | 25800 | 1387 | 18.6 | 13.4 | 19400 | 1421 | 4 | 3.1 | Non Federally-Regulated | 02/16/2016 |  | 05/10/2019
Enertech Global, LLC | GEOCOMFORT | GVT024*3 |  | Water-Source | WBAHP: Heat Pump Packaged Unit | Heat Pump | 460 | 3 |  |  |  | Single-Speed |  |  |  | 24600 | 1527 | 16.1 | 11.2 | 29100 | 1640 | 5.2 | 4.2 | Federally-Regulated Commercial & Industrial Equipment | 02/16/2016 |  | 05/10/2019
Enertech Global, LLC | GEOCOMFORT | GVT024*3 |  | Ground-Water-Source | WBAHP: Heat Pump Packaged Unit | Heat Pump | 460 | 3 |  |  |  | Single-Speed |  |  |  | 27600 | 1159 | 23.8 | 16.2 | 23900 | 1522 | 4.6 | 3.6 | Non Federally-Regulated | 02/16/2016 |  | 05/10/2019
Enertech Global, LLC | GEOCOMFORT | GVT024*3 |  | Ground-Source | WBAHP: Heat Pump Packaged Unit | Heat Pump | 460 | 3 |  |  |  | Single-Speed |  |  |  | 25800 | 1387 | 18.6 | 13.4 | 19400 | 1421 | 4 | 3.1 | Non Federally-Regulated | 02/16/2016 |  | 05/10/2019
Enertech Global, LLC | GEOCOMFORT | GVT024*A |  | Water-Source | WBAHP: Heat Pump Packaged Unit | Heat Pump | 265 | 1 |  |  |  | Single-Speed |  |  |  | 24600 | 1527 | 16.1 | 11.2 | 29100 | 1640 | 5.2 | 4.2 | Federally-Regulated Commercial & Industrial Equipment | 02/16/2016 |  | 05/10/2019
Enertech Global, LLC | GEOCOMFORT | GVT024*A |  | Ground-Water-Source | WBAHP: Heat Pump Packaged Unit | Heat Pump | 265 | 1 |  |  |  | Single-Speed |  |  |  | 27600 | 1159 | 23.8 | 16.2 | 23900 | 1522 | 4.6 | 3.6 | Non Federally-Regulated | 02/16/2016 |  | 05/10/2019
Enertech Global, LLC | GEOCOMFORT | GVT024*A |  | Ground-Source | WBAHP: Heat Pump Packaged Unit | Heat Pump | 265 | 1 |  |  |  | Single-Speed |  |  |  | 25800 | 1387 | 18.6 | 13.4 | 19400 | 1421 | 4 | 3.1 | Non Federally-Regulated | 02/16/2016 |  | 05/10/2019
Enertech Global, LLC | GEOCOMFORT | GVT036 |  | Water-Source | WBAHP: Heat Pump Packaged Unit | Heat Pump | 208 | 1 |  |  |  | Single-Speed |  |  |  | 35800 | 2324 | 15.4 | 11.2 | 45500 | 2614 | 5.1 | 4.2 | Federally-Regulated Commercial & Industrial Equipment | 02/08/2019 |  | 05/10/2019
Enertech Global, LLC | GEOCOMFORT | GVT036 |  | Ground-Water-Source | WBAHP: Heat Pump Packaged Unit | Heat Pump | 208 | 1 |  |  |  | Single-Speed |  |  |  | 40000 | 1754 | 22.8 | 16.2 | 36900 | 2350 | 4.6 | 3.6 | Non Federally-Regulated | 02/08/2019 |  | 05/10/2019
Enertech Global, LLC | GEOCOMFORT | GVT036 |  | Ground-Source | WBAHP: Heat Pump Packaged Unit | Heat Pump | 208 | 1 |  |  |  | Single-Speed |  |  |  | 37400 | 2112 | 17.7 | 13.4 | 29500 | 2216 | 3.9 | 3.1 | Non Federally-Regulated | 02/08/2019 |  | 05/10/2019
Enertech Global, LLC | GEOCOMFORT | GVT036*2 |  | Water-Source | WBAHP: Heat Pump Packaged Unit | Heat Pump | 208 | 3 |  |  |  | Single-Speed |  |  |  | 35800 | 2324 | 15.4 | 11.2 | 45500 | 2614 | 5.1 | 4.2 | Federally-Regulated Commercial & Industrial Equipment | 02/16/2016 |  | 05/10/2019
Enertech Global, LLC | GEOCOMFORT | GVT036*2 |  | Ground-Water-Source | WBAHP: Heat Pump Packaged Unit | Heat Pump | 208 | 3 |  |  |  | Single-Speed |  |  |  | 40000 | 1754 | 22.8 | 16.2 | 36900 | 2350 | 4.6 | 3.6 | Non Federally-Regulated | 02/16/2016 |  | 05/10/2019
Enertech Global, LLC | GEOCOMFORT | GVT036*2 |  | Ground-Source | WBAHP: Heat Pump Packaged Unit | Heat Pump | 208 | 3 |  |  |  | Single-Speed |  |  |  | 37400 | 2112 | 17.7 | 13.4 | 29500 | 2216 | 3.9 | 3.1 | Non Federally-Regulated | 02/16/2016 |  | 05/10/2019
Enertech Global, LLC | GEOCOMFORT | GVT036*3 |  | Water-Source | WBAHP: Heat Pump Packaged Unit | Heat Pump | 460 | 3 |  |  |  | Single-Speed |  |  |  | 35800 | 2324 | 15.4 | 11.2 | 45500 | 2614 | 5.1 | 4.2 | Federally-Regulated Commercial & Industrial Equipment | 02/16/2016 |  | 05/10/2019
Enertech Global, LLC | GEOCOMFORT | GVT036*3 |  | Ground-Water-Source | WBAHP: Heat Pump Packaged Unit | Heat Pump | 460 | 3 |  |  |  | Single-Speed |  |  |  | 40000 | 1754 | 22.8 | 16.2 | 36900 | 2350 | 4.6 | 3.6 | Non Federally-Regulated | 02/16/2016 |  | 05/10/2019
Enertech Global, LLC | GEOCOMFORT | GVT036*3 |  | Ground-Source | WBAHP: Heat Pump Packaged Unit | Heat Pump | 460 | 3 |  |  |  | Single-Speed |  |  |  | 37400 | 2112 | 17.7 | 13.4 | 29500 | 2216 | 3.9 | 3.1 | Non Federally-Regulated | 02/16/2016 |  | 05/10/2019
Enertech Global, LLC | GEOCOMFORT | GVT036*A |  | Water-Source | WBAHP: Heat Pump Packaged Unit | Heat Pump | 265 | 1 |  |  |  | Single-Speed |  |  |  | 35800 | 2324 | 15.4 | 11.2 | 45500 | 2614 | 5.1 | 4.2 | Federally-Regulated Commercial & Industrial Equipment | 02/16/2016 |  | 05/10/2019
Enertech Global, LLC | GEOCOMFORT | GVT036*A |  | Ground-Water-Source | WBAHP: Heat Pump Packaged Unit | Heat Pump | 265 | 1 |  |  |  | Single-Speed |  |  |  | 40000 | 1754 | 22.8 | 16.2 | 36900 | 2350 | 4.6 | 3.6 | Non Federally-Regulated | 02/16/2016 |  | 05/10/2019
Enertech Global, LLC | GEOCOMFORT | GVT036*A |  | Ground-Source | WBAHP: Heat Pump Packaged Unit | Heat Pump | 265 | 1 |  |  |  | Single-Speed |  |  |  | 37400 | 2112 | 17.7 | 13.4 | 29500 | 2216 | 3.9 | 3.1 | Non Federally-Regulated | 02/16/2016 |  | 05/10/2019
Enertech Global, LLC | GEOCOMFORT | GVT048 |  | Water-Source | WBAHP: Heat Pump Packaged Unit | Heat Pump | 208 | 1 |  |  |  | Single-Speed |  |  |  | 49300 | 3043 | 16.2 | 11.2 | 58400 | 3229 | 5.3 | 4.2 | Federally-Regulated Commercial & Industrial Equipment | 06/28/2016 |  | 05/10/2019
Enertech Global, LLC | GEOCOMFORT | GVT048 |  | Ground-Water-Source | WBAHP: Heat Pump Packaged Unit | Heat Pump | 208 | 1 |  |  |  | Single-Speed |  |  |  | 54700 | 2232 | 24.5 | 16.2 | 46900 | 2988 | 4.6 | 3.6 | Non Federally-Regulated | 06/28/2016 |  | 05/10/2019
Enertech Global, LLC | GEOCOMFORT | GVT048 |  | Ground-Source | WBAHP: Heat Pump Packaged Unit | Heat Pump | 208 | 1 |  |  |  | Single-Speed |  |  |  | 51300 | 2714 | 18.9 | 13.4 | 38300 | 2878 | 3.9 | 3.1 | Non Federally-Regulated | 06/28/2016 |  | 05/10/2019
Enertech Global, LLC | GEOCOMFORT | GVT048*2 |  | Water-Source | WBAHP: Heat Pump Packaged Unit | Heat Pump | 208 | 3 |  |  |  | Single-Speed |  |  |  | 49300 | 3043 | 16.2 | 11.2 | 58400 | 3229 | 5.3 | 4.2 | Federally-Regulated Commercial & Industrial Equipment | 06/28/2016 |  | 05/10/2019
Enertech Global, LLC | GEOCOMFORT | GVT048*2 |  | Ground-Water-Source | WBAHP: Heat Pump Packaged Unit | Heat Pump | 208 | 3 |  |  |  | Single-Speed |  |  |  | 54700 | 2232 | 24.5 | 16.2 | 46900 | 2988 | 4.6 | 3.6 | Non Federally-Regulated | 06/28/2016 |  | 05/10/2019
Enertech Global, LLC | GEOCOMFORT | GVT048*2 |  | Ground-Source | WBAHP: Heat Pump Packaged Unit | Heat Pump | 208 | 3 |  |  |  | Single-Speed |  |  |  | 51300 | 2714 | 18.9 | 13.4 | 38300 | 2878 | 3.9 | 3.1 | Non Federally-Regulated | 06/28/2016 |  | 05/10/2019
Enertech Global, LLC | GEOCOMFORT | GVT048*3 |  | Water-Source | WBAHP: Heat Pump Packaged Unit | Heat Pump | 460 | 3 |  |  |  | Single-Speed |  |  |  | 49300 | 3043 | 16.2 | 11.2 | 58400 | 3229 | 5.3 | 4.2 | Federally-Regulated Commercial & Industrial Equipment | 06/28/2016 |  | 05/10/2019
Enertech Global, LLC | GEOCOMFORT | GVT048*3 |  | Ground-Water-Source | WBAHP: Heat Pump Packaged Unit | Heat Pump | 460 | 3 |  |  |  | Single-Speed |  |  |  | 54700 | 2232 | 24.5 | 16.2 | 46900 | 2988 | 4.6 | 3.6 | Non Federally-Regulated | 06/28/2016 |  | 05/10/2019
Enertech Global, LLC | GEOCOMFORT | GVT048*3 |  | Ground-Source | WBAHP: Heat Pump Packaged Unit | Heat Pump | 460 | 3 |  |  |  | Single-Speed |  |  |  | 51300 | 2714 | 18.9 | 13.4 | 38300 | 2878 | 3.9 | 3.1 | Non Federally-Regulated | 06/28/2016 |  | 05/10/2019
Enertech Global, LLC | GEOCOMFORT | GVT048*A |  | Water-Source | WBAHP: Heat Pump Packaged Unit | Heat Pump | 265 | 1 |  |  |  | Single-Speed |  |  |  | 49300 | 3043 | 16.2 | 11.2 | 58400 | 3229 | 5.3 | 4.2 | Federally-Regulated Commercial & Industrial Equipment | 06/28/2016 |  | 05/10/2019
Enertech Global, LLC | GEOCOMFORT | GVT048*A |  | Ground-Water-Source | WBAHP: Heat Pump Packaged Unit | Heat Pump | 265 | 1 |  |  |  | Single-Speed |  |  |  | 54700 | 2232 | 24.5 | 16.2 | 46900 | 2988 | 4.6 | 3.6 | Non Federally-Regulated | 06/28/2016 |  | 05/10/2019
Enertech Global, LLC | GEOCOMFORT | GVT048*A |  | Ground-Source | WBAHP: Heat Pump Packaged Unit | Heat Pump | 265 | 1 |  |  |  | Single-Speed |  |  |  | 51300 | 2714 | 18.9 | 13.4 | 38300 | 2878 | 3.9 | 3.1 | Non Federally-Regulated | 06/28/2016 |  | 05/10/2019
Enertech Global, LLC | GEOCOMFORT | GVT060 |  | Water-Source | WBAHP: Heat Pump Packaged Unit | Heat Pump | 208 | 1 |  |  |  | Single-Speed |  |  |  | 58600 | 3805 | 15.4 | 11.2 | 70500 | 4051 | 5.1 | 4.2 | Federally-Regulated Commercial & Industrial Equipment | 03/15/2019 |  | 05/10/2019
Enertech Global, LLC | GEOCOMFORT | GVT060 |  | Ground-Water-Source | WBAHP: Heat Pump Packaged Unit | Heat Pump | 208 | 1 |  |  |  | Single-Speed |  |  |  | 64200 | 2918 | 22 | 16.2 | 57500 | 3744 | 4.5 | 3.6 | Non Federally-Regulated | 03/15/2019 |  | 05/10/2019
Enertech Global, LLC | GEOCOMFORT | GVT060 |  | Ground-Source | WBAHP: Heat Pump Packaged Unit | Heat Pump | 208 | 1 |  |  |  | Single-Speed |  |  |  | 60900 | 3460 | 17.6 | 13.4 | 46300 | 3570 | 3.8 | 3.1 | Non Federally-Regulated | 03/15/2019 |  | 05/10/2019
Enertech Global, LLC | GEOCOMFORT | GVT060*3 |  | Water-Source | WBAHP: Heat Pump Packaged Unit | Heat Pump | 460 | 3 |  |  |  | Single-Speed |  |  |  | 58600 | 3805 | 15.4 | 11.2 | 70500 | 4051 | 5.1 | 4.2 | Federally-Regulated Commercial & Industrial Equipment | 03/15/2019 |  | 05/10/2019
Enertech Global, LLC | GEOCOMFORT | GVT060*3 |  | Ground-Water-Source | WBAHP: Heat Pump Packaged Unit | Heat Pump | 460 | 3 |  |  |  | Single-Speed |  |  |  | 64200 | 2918 | 22 | 16.2 | 57500 | 3744 | 4.5 | 3.6 | Non Federally-Regulated | 03/15/2019 |  | 05/10/2019
Enertech Global, LLC | GEOCOMFORT | GVT060*3 |  | Ground-Source | WBAHP: Heat Pump Packaged Unit | Heat Pump | 460 | 3 |  |  |  | Single-Speed |  |  |  | 60900 | 3460 | 17.6 | 13.4 | 46300 | 3570 | 3.8 | 3.1 | Non Federally-Regulated | 03/15/2019 |  | 05/10/2019
Enertech Global, LLC | GEOCOMFORT | GVT060*A |  | Water-Source | WBAHP: Heat Pump Packaged Unit | Heat Pump | 265 | 1 |  |  |  | Single-Speed |  |  |  | 58600 | 3805 | 15.4 | 11.2 | 70500 | 4051 | 5.1 | 4.2 | Federally-Regulated Commercial & Industrial Equipment | 03/15/2019 |  | 05/10/2019
Enertech Global, LLC | GEOCOMFORT | GVT060*A |  | Ground-Water-Source | WBAHP: Heat Pump Packaged Unit | Heat Pump | 265 | 1 |  |  |  | Single-Speed |  |  |  | 64200 | 2918 | 22 | 16.2 | 57500 | 3744 | 4.5 | 3.6 | Non Federally-Regulated | 03/15/2019 |  | 05/10/2019
Enertech Global, LLC | GEOCOMFORT | GVT060*A |  | Ground-Source | WBAHP: Heat Pump Packaged Unit | Heat Pump | 265 | 1 |  |  |  | Single-Speed |  |  |  | 60900 | 3460 | 17.6 | 13.4 | 46300 | 3570 | 3.8 | 3.1 | Non Federally-Regulated | 03/15/2019 |  | 05/10/2019
Enertech Global, LLC | GEOCOMFORT | GZT042 |  | Water-Source | WBAHP: Heat Pump Packaged Unit | Heat Pump | 208 | 1 |  |  |  | Single-Speed |  |  |  | 41200 | 2658 | 15.5 | 11.2 | 49500 | 3086 | 4.7 | 4.2 | Federally-Regulated Commercial & Industrial Equipment | 04/24/2019 |  | 05/10/2019
Enertech Global, LLC | GEOCOMFORT | GZT042 |  | Ground-Water-Source | WBAHP: Heat Pump Packaged Unit | Heat Pump | 208 | 1 |  |  |  | Single-Speed |  |  |  | 46000 | 1965 | 23.4 | 16.2 | 40100 | 2733 | 4.3 | 3.6 | Non Federally-Regulated | 04/24/2019 |  | 05/10/2019
Enertech Global, LLC | GEOCOMFORT | GZT042 |  | Ground-Source | WBAHP: Heat Pump Packaged Unit | Heat Pump | 208 | 1 |  |  |  | Single-Speed |  |  |  | 43000 | 2388 | 18 | 13.4 | 32900 | 2678 | 3.6 | 3.1 | Non Federally-Regulated | 04/24/2019 |  | 05/10/2019
FHP Manufacturing Company | Tempstar | HP072D/H/V |  | Water-Source | WBAHP: Heat Pump Packaged Unit | Heat Pump | 208 | 1 |  |  |  | Dual-Speed | 4406 | 803 |  | 72000 | 4965 | 14.5 | 12 | 80000 | 5210 | 4.5 | 4.2 | Federally-Regulated Commercial & Industrial Equipment | 10/11/2017 |  | 05/10/2019
FHP Manufacturing Company | Tempstar | HP072D/H/V |  | Ground-Water-Source | WBAHP: Heat Pump Packaged Unit | Heat Pump | 208 | 1 |  |  |  | Dual-Speed | 3941 | 803 |  | 77000 | 3928 | 19.6 | 16.2 | 68000 | 4745 | 4.2 | 3.6 | Non Federally-Regulated | 10/11/2017 |  | 05/10/2019
FHP Manufacturing Company | Tempstar | HP072D/H/V |  | Ground-Source | WBAHP: Heat Pump Packaged Unit | Heat Pump | 208 | 1 |  |  |  | Dual-Speed | 3394 | 803 |  | 74000 | 4539 | 16.3 | 13.4 | 53000 | 4437 | 3.5 | 3.1 | Non Federally-Regulated | 10/11/2017 |  | 05/10/2019
FHP Manufacturing Company | Tempstar | HP048D/H/V |  | Water-Source | WBAHP: Heat Pump Packaged Unit | Heat Pump | 208 | 1 |  |  |  | Dual-Speed |  |  |  | 48000 | 3636 | 13.2 | 11.2 | 58000 | 3541 | 4.8 | 4.2 | Federally-Regulated Commercial & Industrial Equipment | 05/26/2016 |  | 05/10/2019
FHP Manufacturing Company | Tempstar | HP048D/H/V |  | Ground-Water-Source | WBAHP: Heat Pump Packaged Unit | Heat Pump | 208 | 1 |  |  |  | Dual-Speed |  |  |  | 54000 | 2842 | 19 | 16.2 | 48000 | 3349 | 4.2 | 3.6 | Non Federally-Regulated | 05/26/2016 |  | 05/10/2019
FHP Manufacturing Company | Tempstar | HP048D/H/V |  | Ground-Source | WBAHP: Heat Pump Packaged Unit | Heat Pump | 208 | 1 |  |  |  | Dual-Speed |  |  |  | 49000 | 3161 | 15.5 | 13.4 | 38000 | 3093 | 3.6 | 3.1 | Non Federally-Regulated | 05/26/2016 |  | 05/10/2019
FHP Manufacturing Company | Tempstar | HP024D/H/V |  | Water-Source | WBAHP: Heat Pump Packaged Unit | Heat Pump | 208 | 1 |  |  |  | Dual-Speed |  |  |  | 26000 | 1625 | 16 | 11.2 | 27600 | 1617 | 5 | 4.2 | Federally-Regulated Commercial & Industrial Equipment | 03/15/2019 |  | 05/10/2019
FHP Manufacturing Company | Tempstar | HP024D/H/V |  | Ground-Water-Source | WBAHP: Heat Pump Packaged Unit | Heat Pump | 208 | 1 |  |  |  | Dual-Speed |  |  |  | 29000 | 1208 | 24 | 16.2 | 25000 | 1592 | 4.6 | 3.6 | Non Federally-Regulated | 03/15/2019 |  | 05/10/2019
FHP Manufacturing Company | Tempstar | HP024D/H/V |  | Ground-Source | WBAHP: Heat Pump Packaged Unit | Heat Pump | 208 | 1 |  |  |  | Dual-Speed |  |  |  | 27500 | 1470 | 18.7 | 13.4 | 19000 | 1465 | 3.8 | 3.1 | Non Federally-Regulated | 03/15/2019 |  | 05/10/2019
FHP Manufacturing Company | Tempstar | HP060D/H/V |  | Water-Source | WBAHP: Heat Pump Packaged Unit | Heat Pump | 208 | 1 |  |  |  | Dual-Speed |  |  |  | 60000 | 4285 | 14 | 11.2 | 72000 | 4489 | 4.7 | 4.2 | Federally-Regulated Commercial & Industrial Equipment | 05/26/2016 |  | 05/10/2019
FHP Manufacturing Company | Tempstar | HP060D/H/V |  | Ground-Water-Source | WBAHP: Heat Pump Packaged Unit | Heat Pump | 208 | 1 |  |  |  | Dual-Speed | 3426 | 730 |  | 68000 | 3451 | 19.7 | 16.2 | 61000 | 4157 | 4.3 | 3.6 | Non Federally-Regulated | 10/11/2017 |  | 05/10/2019
FHP Manufacturing Company | Tempstar | HP060D/H/V |  | Ground-Source | WBAHP: Heat Pump Packaged Unit | Heat Pump | 208 | 1 |  |  |  | Dual-Speed |  |  |  | 62000 | 3949 | 15.7 | 13.4 | 49000 | 3989 | 3.6 | 3.1 | Non Federally-Regulated | 05/26/2016 |  | 05/10/2019
FHP Manufacturing Company | Tempstar | HB018H/V* |  | Water-Source | WBAHP: Heat Pump Packaged Unit | Heat Pump | 208 | 1 |  |  |  | Single-Speed |  |  |  | 19500 | 1189 | 16.4 | 11.2 | 23500 | 1299 | 5.3 | 4.2 | Federally-Regulated Commercial & Industrial Equipment | 04/27/2016 |  | 05/10/2019
FHP Manufacturing Company | Tempstar | HB018H/V* |  | Ground-Water-Source | WBAHP: Heat Pump Packaged Unit | Heat Pump | 208 | 1 |  |  |  | Single-Speed |  |  |  | 21300 | 832 | 25.6 | 16.2 | 17700 | 1152 | 4.5 | 3.6 | Non Federally-Regulated | 04/27/2016 |  | 05/10/2019
FHP Manufacturing Company | Tempstar | HB018H/V* |  | Ground-Source | WBAHP: Heat Pump Packaged Unit | Heat Pump | 208 | 1 |  |  |  | Single-Speed |  |  |  | 20500 | 1078 | 19 | 13.4 | 14800 | 1141 | 3.8 | 3.1 | Non Federally-Regulated | 11/14/2018 |  | 05/10/2019
FHP Manufacturing Company | Tempstar | HB036H/V* |  | Water-Source | WBAHP: Heat Pump Packaged Unit | Heat Pump | 208 | 1 |  |  |  | Single-Speed |  |  |  | 36000 | 2093 | 17.2 | 11.2 | 41000 | 2145 | 5.6 | 4.2 | Federally-Regulated Commercial & Industrial Equipment | 04/27/2016 |  | 05/10/2019
FHP Manufacturing Company | Tempstar | HB036H/V* |  | Ground-Water-Source | WBAHP: Heat Pump Packaged Unit | Heat Pump | 208 | 1 |  |  |  | Single-Speed |  |  |  | 40200 | 1552 | 25.9 | 16.2 | 34400 | 2057 | 4.9 | 3.6 | Non Federally-Regulated | 04/27/2016 |  | 05/10/2019
FHP Manufacturing Company | Tempstar | HB036H/V* |  | Ground-Source | WBAHP: Heat Pump Packaged Unit | Heat Pump | 208 | 1 |  |  |  | Single-Speed |  |  |  | 37500 | 1903 | 19.7 | 13.4 | 26000 | 1858 | 4.1 | 3.1 | Non Federally-Regulated | 04/27/2016 |  | 05/10/2019
FHP Manufacturing Company | Tempstar | HP060H**N***1**1 |  | Ground-Source | WBAHP: Heat Pump Packaged Unit | Heat Pump | 208 | 1 |  |  |  | Dual-Speed |  |  |  | 62000 | 3850 | 16.1 | 13.4 | 49000 | 3934 | 3.7 | 3.1 | Non Federally-Regulated | 04/24/2019 |  | 05/10/2019
FHP Manufacturing Company | Tempstar | HP060H**N***1**1 |  | Water-Source | WBAHP: Heat Pump Packaged Unit | Heat Pump | 208 | 1 |  |  |  | Dual-Speed |  |  |  | 60000 | 4285 | 14 | 11.2 | 72000 | 4587 | 4.6 | 4.2 | Federally-Regulated Commercial & Industrial Equipment | 04/24/2019 |  | 05/10/2019
Enertech Global, LLC | GEOEXCEL | AZT030******B |  | Water-Source | WBAHP: Heat Pump Packaged Unit | Heat Pump | 208 | 1 |  |  |  | Single-Speed |  |  |  | 30600 | 1987 | 15.4 | 11.2 | 36000 | 2110 | 5 | 4.2 | Federally-Regulated Commercial & Industrial Equipment | 08/08/2017 |  | 05/13/2019
Enertech Global, LLC | GEOEXCEL | AZT030******B |  | Ground-Source | WBAHP: Heat Pump Packaged Unit | Heat Pump | 208 | 1 |  |  |  | Single-Speed |  |  |  | 32000 | 1777 | 18 | 13.4 | 22600 | 1790 | 3.7 | 3.1 | Non Federally-Regulated | 08/08/2017 |  | 05/13/2019
Enertech Global, LLC | GEOEXCEL | AZS009 |  | Water-Source | WBAHP: Heat Pump Packaged Unit | Heat Pump | 208 | 1 |  |  |  | Single-Speed |  |  |  | 9200 | 643 | 14.3 | 11.2 | 11700 | 699 | 4.9 | 4.2 | Federally-Regulated Commercial & Industrial Equipment | 08/08/2017 |  | 05/13/2019
Enertech Global, LLC | GEOEXCEL | AZS009 |  | Ground-Water-Source | WBAHP: Heat Pump Packaged Unit | Heat Pump | 208 | 1 |  |  |  | Single-Speed |  |  |  | 10500 | 458 | 22.9 | 16.2 | 9500 | 662 | 4.2 | 3.6 | Non Federally-Regulated | 08/08/2017 |  | 05/13/2019
Enertech Global, LLC | GEOEXCEL | AZS009 |  | Ground-Source | WBAHP: Heat Pump Packaged Unit | Heat Pump | 208 | 1 |  |  |  | Single-Speed |  |  |  | 9600 | 574 | 16.7 | 13.4 | 7500 | 628 | 3.5 | 3.1 | Non Federally-Regulated | 08/08/2017 |  | 05/13/2019
Enertech Global, LLC | GEOEXCEL | AXT024D |  | Ground-Water-Source | WBAHP: Heat Pump Packaged Unit | Heat Pump | 208 | 1 |  |  |  | Single-Speed |  |  |  | 29600 | 1100 | 26.9 | 16.2 | 24700 | 1392 | 5.2 | 3.6 | Non Federally-Regulated | 02/23/2016 |  | 05/13/2019
Enertech Global, LLC | GEOEXCEL | AXT024D |  | Ground-Source | WBAHP: Heat Pump Packaged Unit | Heat Pump | 208 | 1 |  |  |  | Single-Speed |  |  |  | 27200 | 1339 | 20.3 | 13.4 | 19800 | 1349 | 4.3 | 3.1 | Non Federally-Regulated | 02/18/2016 |  | 05/13/2019
Enertech Global, LLC | GEOEXCEL | AXT060D2 |  | Ground-Source | WBAHP: Heat Pump Packaged Unit | Heat Pump | 208 | 3 |  |  |  | Single-Speed |  |  |  | 63000 | 3539 | 17.8 | 13.4 | 47700 | 3778 | 3.7 | 3.1 | Non Federally-Regulated | 03/15/2019 |  | 05/13/2019
Enertech Global, LLC | GEOEXCEL | AZS030*****1B |  | Water-Source | WBAHP: Heat Pump Packaged Unit | Heat Pump | 208 | 1 |  |  |  | Single-Speed |  |  |  | 29500 | 1685 | 17.5 | 11.2 | 33000 | 1696 | 5.7 | 4.2 | Federally-Regulated Commercial & Industrial Equipment | 11/30/2016 |  | 05/13/2019
Enertech Global, LLC | GEOEXCEL | AZS030*****1B |  | Ground-Source | WBAHP: Heat Pump Packaged Unit | Heat Pump | 208 | 1 |  |  |  | Single-Speed |  |  |  | 30700 | 1483 | 20.7 | 13.4 | 21500 | 1575 | 4 | 3.1 | Non Federally-Regulated | 11/30/2016 |  | 05/13/2019
Enertech Global, LLC | GEOEXCEL | AZS024*3***1B |  | Water-Source | WBAHP: Heat Pump Packaged Unit | Heat Pump | 460 | 3 |  |  |  | Single-Speed |  |  |  | 25000 | 1396 | 17.9 | 11.2 | 29300 | 1533 | 5.6 | 4.2 | Federally-Regulated Commercial & Industrial Equipment | 11/30/2016 |  | 05/13/2019
Enertech Global, LLC | GEOEXCEL | AZS024*3***1B |  | Ground-Source | WBAHP: Heat Pump Packaged Unit | Heat Pump | 460 | 3 |  |  |  | Single-Speed |  |  |  | 26100 | 1213 | 21.5 | 13.4 | 18600 | 1397 | 3.9 | 3.1 | Non Federally-Regulated | 11/30/2016 |  | 05/13/2019
Enertech Global, LLC | GEOEXCEL | AZS036*A***1B |  | Water-Source | WBAHP: Heat Pump Packaged Unit | Heat Pump | 265 | 1 |  |  |  | Single-Speed |  |  |  | 36800 | 2190 | 16.8 | 11.2 | 43300 | 2394 | 5.3 | 4.2 | Federally-Regulated Commercial & Industrial Equipment | 11/30/2016 |  | 05/13/2019
Enertech Global, LLC | GEOEXCEL | AZS036*A***1B |  | Ground-Source | WBAHP: Heat Pump Packaged Unit | Heat Pump | 265 | 1 |  |  |  | Single-Speed |  |  |  | 38400 | 1969 | 19.5 | 13.4 | 27600 | 2022 | 4 | 3.1 | Non Federally-Regulated | 11/30/2016 |  | 05/13/2019
Enertech Global, LLC | GEOEXCEL | AZT030*2****B |  | Water-Source | WBAHP: Heat Pump Packaged Unit | Heat Pump | 208 | 3 |  |  |  | Single-Speed |  |  |  | 30600 | 1987 | 15.4 | 11.2 | 36000 | 2110 | 5 | 4.2 | Federally-Regulated Commercial & Industrial Equipment | 08/08/2017 |  | 05/13/2019
Enertech Global, LLC | GEOEXCEL | AZT030*2****B |  | Ground-Source | WBAHP: Heat Pump Packaged Unit | Heat Pump | 208 | 3 |  |  |  | Single-Speed |  |  |  | 32000 | 1777 | 18 | 13.4 | 22600 | 1790 | 3.7 | 3.1 | Non Federally-Regulated | 08/08/2017 |  | 05/13/2019
Enertech Global, LLC | GEOEXCEL | AZS036*A****B |  | Water-Source | WBAHP: Heat Pump Packaged Unit | Heat Pump | 265 | 1 |  |  |  | Single-Speed |  |  |  | 35900 | 2301 | 15.6 | 11.2 | 43400 | 2595 | 4.9 | 4.2 | Federally-Regulated Commercial & Industrial Equipment | 11/30/2016 |  | 05/13/2019
Enertech Global, LLC | GEOEXCEL | AZS036*A****B |  | Ground-Source | WBAHP: Heat Pump Packaged Unit | Heat Pump | 265 | 1 |  |  |  | Single-Speed |  |  |  | 37600 | 2077 | 18.1 | 13.4 | 27800 | 2202 | 3.7 | 3.1 | Non Federally-Regulated | 11/30/2016 |  | 05/13/2019
Enertech Global, LLC | GEOEXCEL | AST024A2 | MPD024 | Ground-Water-Source | WBAHP-CB: Heat Pump Split Syst | Heat Pump | 208 | 3 | False |  |  | Single-Speed |  |  |  | 26800 | 1326 | 20.2 | 16.2 | 23100 | 1611 | 4.2 | 3.6 | Non Federally-Regulated | 08/08/2017 |  | 05/13/2019
Enertech Global, LLC | GEOEXCEL | AST024A2 | MPD024 | Ground-Source | WBAHP-CB: Heat Pump Split Syst | Heat Pump | 208 | 3 | False |  |  | Single-Speed |  |  |  | 24900 | 1616 | 15.4 | 13.4 | 17800 | 1534 | 3.4 | 3.1 | Non Federally-Regulated | 08/08/2017 |  | 05/13/2019
Enertech Global, LLC | GEOEXCEL | AXT024D2 |  | Ground-Water-Source | WBAHP: Heat Pump Packaged Unit | Heat Pump | 208 | 3 |  |  |  | Single-Speed |  |  |  | 29600 | 1100 | 26.9 | 16.2 | 24700 | 1392 | 5.2 | 3.6 | Non Federally-Regulated | 02/23/2016 |  | 05/13/2019
Enertech Global, LLC | GEOEXCEL | AXT024D2 |  | Ground-Source | WBAHP: Heat Pump Packaged Unit | Heat Pump | 208 | 3 |  |  |  | Single-Speed |  |  |  | 27200 | 1339 | 20.3 | 13.4 | 19800 | 1349 | 4.3 | 3.1 | Non Federally-Regulated | 02/18/2016 |  | 05/13/2019
Enertech Global, LLC | GEOEXCEL | AZS024*****1 |  | Water-Source | WBAHP: Heat Pump Packaged Unit | Heat Pump | 208 | 1 |  |  |  | Single-Speed |  |  |  | 25300 | 1497 | 16.9 | 11.2 | 28500 | 1518 | 5.5 | 4.2 | Federally-Regulated Commercial & Industrial Equipment | 04/24/2019 |  | 05/13/2019
Enertech Global, LLC | GEOEXCEL | AZS024*****1 |  | Ground-Water-Source | WBAHP: Heat Pump Packaged Unit | Heat Pump | 208 | 1 |  |  |  | Single-Speed |  |  |  | 27900 | 1060 | 26.3 | 16.2 | 22900 | 1398 | 4.8 | 3.6 | Non Federally-Regulated | 04/24/2019 |  | 05/13/2019
Enertech Global, LLC | GEOEXCEL | AZS024*****1 |  | Ground-Source | WBAHP: Heat Pump Packaged Unit | Heat Pump | 208 | 1 |  |  |  | Single-Speed |  |  |  | 26200 | 1336 | 19.6 | 13.4 | 18000 | 1352 | 3.9 | 3.1 | Non Federally-Regulated | 04/24/2019 |  | 05/13/2019
Enertech Global, LLC | GEOEXCEL | AYT024*2 |  | Ground-Water-Source | WBAHP: Heat Pump Packaged Unit | Heat Pump | 208 | 3 |  |  |  | Single-Speed |  |  |  | 29200 | 1136 | 25.7 | 16.2 | 23400 | 1293 | 5.3 | 3.6 | Non Federally-Regulated | 03/15/2019 |  | 05/13/2019
Enertech Global, LLC | GEOEXCEL | AYT024*2 |  | Ground-Source | WBAHP: Heat Pump Packaged Unit | Heat Pump | 208 | 3 |  |  |  | Single-Speed |  |  |  | 27100 | 1361 | 19.9 | 13.4 | 19000 | 1294 | 4.3 | 3.1 | Non Federally-Regulated | 03/15/2019 |  | 05/13/2019
Enertech Global, LLC | GEOEXCEL | AZT060*A****B |  | Water-Source | WBAHP: Heat Pump Packaged Unit | Heat Pump | 265 | 1 |  |  |  | Single-Speed |  |  |  | 59400 | 3644 | 16.3 | 11.2 | 74600 | 4286 | 5.1 | 4.2 | Federally-Regulated Commercial & Industrial Equipment | 08/18/2016 |  | 05/13/2019
Enertech Global, LLC | GEOEXCEL | AZT060*A****B |  | Ground-Source | WBAHP: Heat Pump Packaged Unit | Heat Pump | 265 | 1 |  |  |  | Single-Speed |  |  |  | 61200 | 3272 | 18.7 | 13.4 | 48100 | 3614 | 3.9 | 3.1 | Non Federally-Regulated | 08/18/2016 |  | 05/13/2019
Enertech Global, LLC | GEOEXCEL | AZT048*3****B |  | Water-Source | WBAHP: Heat Pump Packaged Unit | Heat Pump | 460 | 3 |  |  |  | Single-Speed |  |  |  | 47600 | 3012 | 15.8 | 11.2 | 58300 | 3486 | 4.9 | 4.2 | Federally-Regulated Commercial & Industrial Equipment | 03/15/2019 |  | 05/13/2019
Enertech Global, LLC | GEOEXCEL | AZT048*3****B |  | Ground-Source | WBAHP: Heat Pump Packaged Unit | Heat Pump | 460 | 3 |  |  |  | Single-Speed |  |  |  | 49800 | 2721 | 18.3 | 13.4 | 37900 | 2848 | 3.9 | 3.1 | Non Federally-Regulated | 03/15/2019 |  | 05/13/2019
Enertech Global, LLC | GEOEXCEL | AZS042*3****B |  | Water-Source | WBAHP: Heat Pump Packaged Unit | Heat Pump | 460 | 3 |  |  |  | Single-Speed |  |  |  | 41700 | 2467 | 16.9 | 11.2 | 50400 | 2735 | 5.4 | 4.2 | Federally-Regulated Commercial & Industrial Equipment | 11/30/2016 |  | 05/13/2019
Enertech Global, LLC | GEOEXCEL | AZS042*3****B |  | Ground-Source | WBAHP: Heat Pump Packaged Unit | Heat Pump | 460 | 3 |  |  |  | Single-Speed |  |  |  | 43400 | 2191 | 19.8 | 13.4 | 32800 | 2464 | 3.9 | 3.1 | Non Federally-Regulated | 11/30/2016 |  | 05/13/2019
Enertech Global, LLC | GEOEXCEL | AYT060*2 |  | Ground-Source | WBAHP: Heat Pump Packaged Unit | Heat Pump | 208 | 3 |  |  |  | Single-Speed |  |  |  | 64300 | 3331 | 19.3 | 13.4 | 49200 | 3516 | 4.1 | 3.1 | Non Federally-Regulated | 02/18/2016 |  | 05/13/2019
Enertech Global, LLC | GEOEXCEL | AZT060******B |  | Water-Source | WBAHP: Heat Pump Packaged Unit | Heat Pump | 208 | 1 |  |  |  | Single-Speed |  |  |  | 59400 | 3644 | 16.3 | 11.2 | 74600 | 4286 | 5.1 | 4.2 | Federally-Regulated Commercial & Industrial Equipment | 08/18/2016 |  | 05/13/2019
Enertech Global, LLC | GEOEXCEL | AZT060******B |  | Ground-Source | WBAHP: Heat Pump Packaged Unit | Heat Pump | 208 | 1 |  |  |  | Single-Speed |  |  |  | 61200 | 3272 | 18.7 | 13.4 | 48100 | 3614 | 3.9 | 3.1 | Non Federally-Regulated | 08/18/2016 |  | 05/13/2019
Enertech Global, LLC | GEOEXCEL | AZS036*4****B |  | Water-Source | WBAHP: Heat Pump Packaged Unit | Heat Pump | 575 | 3 |  |  |  | Single-Speed |  |  |  | 35900 | 2301 | 15.6 | 11.2 | 43400 | 2595 | 4.9 | 4.2 | Federally-Regulated Commercial & Industrial Equipment | 11/30/2016 |  | 05/13/2019
Enertech Global, LLC | GEOEXCEL | AZS036*4****B |  | Ground-Source | WBAHP: Heat Pump Packaged Unit | Heat Pump | 575 | 3 |  |  |  | Single-Speed |  |  |  | 37600 | 2077 | 18.1 | 13.4 | 27800 | 2202 | 3.7 | 3.1 | Non Federally-Regulated | 11/30/2016 |  | 05/13/2019
Enertech Global, LLC | GEOEXCEL | AXT048D |  | Ground-Water-Source | WBAHP: Heat Pump Packaged Unit | Heat Pump | 208 | 1 |  |  |  | Single-Speed |  |  |  | 53100 | 2402 | 22.1 | 16.2 | 47400 | 3019 | 4.6 | 3.6 | Non Federally-Regulated | 03/15/2019 |  | 05/13/2019
Enertech Global, LLC | GEOEXCEL | AXT048D |  | Ground-Source | WBAHP: Heat Pump Packaged Unit | Heat Pump | 208 | 1 |  |  |  | Single-Speed |  |  |  | 49000 | 2865 | 17.1 | 13.4 | 38200 | 2870 | 3.9 | 3.1 | Non Federally-Regulated | 03/15/2019 |  | 05/13/2019
Enertech Global, LLC | GEOEXCEL | AZS030*3***1B |  | Water-Source | WBAHP: Heat Pump Packaged Unit | Heat Pump | 460 | 3 |  |  |  | Single-Speed |  |  |  | 29500 | 1685 | 17.5 | 11.2 | 33000 | 1696 | 5.7 | 4.2 | Federally-Regulated Commercial & Industrial Equipment | 11/30/2016 |  | 05/13/2019
Enertech Global, LLC | GEOEXCEL | AZS030*3***1B |  | Ground-Source | WBAHP: Heat Pump Packaged Unit | Heat Pump | 460 | 3 |  |  |  | Single-Speed |  |  |  | 30700 | 1483 | 20.7 | 13.4 | 21500 | 1575 | 4 | 3.1 | Non Federally-Regulated | 11/30/2016 |  | 05/13/2019
Enertech Global, LLC | GEOEXCEL | AZS048*4****B |  | Water-Source | WBAHP: Heat Pump Packaged Unit | Heat Pump | 575 | 3 |  |  |  | Single-Speed |  |  |  | 46800 | 3038 | 15.4 | 11.2 | 59300 | 3778 | 4.6 | 4.2 | Federally-Regulated Commercial & Industrial Equipment | 11/30/2016 |  | 05/13/2019
Enertech Global, LLC | GEOEXCEL | AZS048*4****B |  | Ground-Source | WBAHP: Heat Pump Packaged Unit | Heat Pump | 575 | 3 |  |  |  | Single-Speed |  |  |  | 48500 | 2724 | 17.8 | 13.4 | 38500 | 3134 | 3.6 | 3.1 | Non Federally-Regulated | 11/30/2016 |  | 05/13/2019
Enertech Global, LLC | GEOEXCEL | AZS024*A***1B |  | Water-Source | WBAHP: Heat Pump Packaged Unit | Heat Pump | 265 | 1 |  |  |  | Single-Speed |  |  |  | 25000 | 1396 | 17.9 | 11.2 | 29300 | 1533 | 5.6 | 4.2 | Federally-Regulated Commercial & Industrial Equipment | 11/30/2016 |  | 05/13/2019
Enertech Global, LLC | GEOEXCEL | AZS024*A***1B |  | Ground-Source | WBAHP: Heat Pump Packaged Unit | Heat Pump | 265 | 1 |  |  |  | Single-Speed |  |  |  | 26100 | 1213 | 21.5 | 13.4 | 18600 | 1397 | 3.9 | 3.1 | Non Federally-Regulated | 11/30/2016 |  | 05/13/2019
Enertech Global, LLC | GEOEXCEL | AZS024******B |  | Water-Source | WBAHP: Heat Pump Packaged Unit | Heat Pump | 208 | 1 |  |  |  | Single-Speed |  |  |  | 24100 | 1525 | 15.8 | 11.2 | 29700 | 1740 | 5 | 4.2 | Federally-Regulated Commercial & Industrial Equipment | 11/30/2016 |  | 05/13/2019
Enertech Global, LLC | GEOEXCEL | AZS024******B |  | Ground-Source | WBAHP: Heat Pump Packaged Unit | Heat Pump | 208 | 1 |  |  |  | Single-Speed |  |  |  | 25200 | 1347 | 18.7 | 13.4 | 18600 | 1473 | 3.7 | 3.1 | Non Federally-Regulated | 11/30/2016 |  | 05/13/2019
Enertech Global, LLC | GEOEXCEL | AZS009*9 |  | Water-Source | WBAHP: Heat Pump Packaged Unit | Heat Pump | 115 | 1 |  |  |  | Single-Speed |  |  |  | 8700 | 639 | 13.6 | 11.2 | 11100 | 692 | 4.7 | 4.2 | Federally-Regulated Commercial & Industrial Equipment | 08/08/2017 |  | 05/13/2019
Enertech Global, LLC | GEOEXCEL | AZS009*9 |  | Ground-Water-Source | WBAHP: Heat Pump Packaged Unit | Heat Pump | 115 | 1 |  |  |  | Single-Speed |  |  |  | 10000 | 460 | 21.7 | 16.2 | 9000 | 659 | 4 | 3.6 | Non Federally-Regulated | 08/08/2017 |  | 05/13/2019
Enertech Global, LLC | GEOEXCEL | AZS009*9 |  | Ground-Source | WBAHP: Heat Pump Packaged Unit | Heat Pump | 115 | 1 |  |  |  | Single-Speed |  |  |  | 9200 | 578 | 15.9 | 13.4 | 7100 | 630 | 3.3 | 3.1 | Non Federally-Regulated | 08/08/2017 |  | 05/13/2019
Enertech Global, LLC | GEOEXCEL | AZT042 |  | Water-Source | WBAHP: Heat Pump Packaged Unit | Heat Pump | 208 | 1 |  |  |  | Single-Speed |  |  |  | 41200 | 2658 | 15.5 | 11.2 | 49500 | 3086 | 4.7 | 4.2 | Federally-Regulated Commercial & Industrial Equipment | 04/24/2019 |  | 05/13/2019
Enertech Global, LLC | GEOEXCEL | AZT042 |  | Ground-Water-Source | WBAHP: Heat Pump Packaged Unit | Heat Pump | 208 | 1 |  |  |  | Single-Speed |  |  |  | 46000 | 1965 | 23.4 | 16.2 | 40100 | 2733 | 4.3 | 3.6 | Non Federally-Regulated | 04/24/2019 |  | 05/13/2019
Enertech Global, LLC | GEOEXCEL | AZT042 |  | Ground-Source | WBAHP: Heat Pump Packaged Unit | Heat Pump | 208 | 1 |  |  |  | Single-Speed |  |  |  | 43000 | 2388 | 18 | 13.4 | 32900 | 2678 | 3.6 | 3.1 | Non Federally-Regulated | 04/24/2019 |  | 05/13/2019
Enertech Global, LLC | GEOEXCEL | AVS030*2 |  | Water-Source | WBAHP: Heat Pump Packaged Unit | Heat Pump | 208 | 3 |  |  |  | Single-Speed |  |  |  | 29100 | 1818 | 16 | 11.2 | 37000 | 1936 | 5.6 | 4.2 | Federally-Regulated Commercial & Industrial Equipment | 02/23/2016 |  | 05/13/2019
Enertech Global, LLC | GEOEXCEL | AVS030*2 |  | Ground-Water-Source | WBAHP: Heat Pump Packaged Unit | Heat Pump | 208 | 3 |  |  |  | Single-Speed |  |  |  | 33100 | 1356 | 24.4 | 16.2 | 29800 | 1782 | 4.9 | 3.6 | Non Federally-Regulated | 02/23/2016 |  | 05/13/2019
Enertech Global, LLC | GEOEXCEL | AVS030*2 |  | Ground-Source | WBAHP: Heat Pump Packaged Unit | Heat Pump | 208 | 3 |  |  |  | Single-Speed |  |  |  | 30600 | 1654 | 18.5 | 13.4 | 23900 | 1751 | 4 | 3.1 | Non Federally-Regulated | 02/18/2016 |  | 05/13/2019
Enertech Global, LLC | GEOEXCEL | AVS015*A***1 |  | Water-Source | WBAHP: Heat Pump Packaged Unit | Heat Pump | 265 | 1 |  |  |  | Single-Speed |  |  |  | 15600 | 804 | 19.4 | 11.2 | 17900 | 807 | 6.5 | 4.2 | Federally-Regulated Commercial & Industrial Equipment | 02/23/2016 |  | 05/13/2019
Enertech Global, LLC | GEOEXCEL | AVS015*A***1 |  | Ground-Water-Source | WBAHP: Heat Pump Packaged Unit | Heat Pump | 265 | 1 |  |  |  | Single-Speed |  |  |  | 17800 | 541 | 32.9 | 16.2 | 14500 | 786 | 5.4 | 3.6 | Non Federally-Regulated | 02/23/2016 |  | 05/13/2019
Enertech Global, LLC | GEOEXCEL | AVS015*A***1 |  | Ground-Source | WBAHP: Heat Pump Packaged Unit | Heat Pump | 265 | 1 |  |  |  | Single-Speed |  |  |  | 16200 | 710 | 22.8 | 13.4 | 11500 | 783 | 4.3 | 3.1 | Non Federally-Regulated | 02/23/2016 |  | 05/13/2019
Enertech Global, LLC | GEOEXCEL | AVS006*9 |  | Water-Source | WBAHP: Heat Pump Packaged Unit | Heat Pump | 115 | 1 |  |  |  | Single-Speed |  |  |  | 6800 | 425 | 16 | 11.2 | 8400 | 447 | 5.5 | 4.2 | Federally-Regulated Commercial & Industrial Equipment | 07/11/2016 |  | 05/13/2019
Enertech Global, LLC | GEOEXCEL | AVS006*9 |  | Ground-Water-Source | WBAHP: Heat Pump Packaged Unit | Heat Pump | 115 | 1 |  |  |  | Single-Speed |  |  |  | 7800 | 302 | 25.8 | 16.2 | 7000 | 445 | 4.6 | 3.6 | Non Federally-Regulated | 07/11/2016 |  | 05/13/2019
Enertech Global, LLC | GEOEXCEL | AVS006*9 |  | Ground-Source | WBAHP: Heat Pump Packaged Unit | Heat Pump | 115 | 1 |  |  |  | Single-Speed |  |  |  | 7200 | 387 | 18.6 | 13.4 | 5600 | 443 | 3.7 | 3.1 | Non Federally-Regulated | 07/11/2016 |  | 05/13/2019
Enertech Global, LLC | GEOEXCEL | AVS024*3 |  | Water-Source | WBAHP: Heat Pump Packaged Unit | Heat Pump | 460 | 3 |  |  |  | Single-Speed |  |  |  | 24800 | 1476 | 16.8 | 11.2 | 30000 | 1570 | 5.6 | 4.2 | Federally-Regulated Commercial & Industrial Equipment | 02/23/2016 |  | 05/13/2019
Enertech Global, LLC | GEOEXCEL | AVS024*3 |  | Ground-Water-Source | WBAHP: Heat Pump Packaged Unit | Heat Pump | 460 | 3 |  |  |  | Single-Speed |  |  |  | 28100 | 1080 | 26 | 16.2 | 24200 | 1447 | 4.9 | 3.6 | Non Federally-Regulated | 02/23/2016 |  | 05/13/2019
Enertech Global, LLC | GEOEXCEL | AVS024*3 |  | Ground-Source | WBAHP: Heat Pump Packaged Unit | Heat Pump | 460 | 3 |  |  |  | Single-Speed |  |  |  | 26000 | 1319 | 19.7 | 13.4 | 19400 | 1421 | 4 | 3.1 | Non Federally-Regulated | 02/18/2016 |  | 05/13/2019
Enertech Global, LLC | GEOEXCEL | AVS030*4 |  | Water-Source | WBAHP: Heat Pump Packaged Unit | Heat Pump | 575 | 3 |  |  |  | Single-Speed |  |  |  | 29100 | 1818 | 16 | 11.2 | 37000 | 1936 | 5.6 | 4.2 | Federally-Regulated Commercial & Industrial Equipment | 02/23/2016 |  | 05/13/2019
Enertech Global, LLC | GEOEXCEL | AVS030*4 |  | Ground-Water-Source | WBAHP: Heat Pump Packaged Unit | Heat Pump | 575 | 3 |  |  |  | Single-Speed |  |  |  | 33100 | 1356 | 24.4 | 16.2 | 29800 | 1782 | 4.9 | 3.6 | Non Federally-Regulated | 02/23/2016 |  | 05/13/2019
Enertech Global, LLC | GEOEXCEL | AVS030*4 |  | Ground-Source | WBAHP: Heat Pump Packaged Unit | Heat Pump | 575 | 3 |  |  |  | Single-Speed |  |  |  | 30600 | 1654 | 18.5 | 13.4 | 23900 | 1751 | 4 | 3.1 | Non Federally-Regulated | 02/18/2016 |  | 05/13/2019
Enertech Global, LLC | GEOEXCEL | AVS030*3 |  | Water-Source | WBAHP: Heat Pump Packaged Unit | Heat Pump | 460 | 3 |  |  |  | Single-Speed |  |  |  | 29100 | 1818 | 16 | 11.2 | 37000 | 1936 | 5.6 | 4.2 | Federally-Regulated Commercial & Industrial Equipment | 02/23/2016 |  | 05/13/2019
Enertech Global, LLC | GEOEXCEL | AVS030*3 |  | Ground-Water-Source | WBAHP: Heat Pump Packaged Unit | Heat Pump | 460 | 3 |  |  |  | Single-Speed |  |  |  | 33100 | 1356 | 24.4 | 16.2 | 29800 | 1782 | 4.9 | 3.6 | Non Federally-Regulated | 02/23/2016 |  | 05/13/2019
Enertech Global, LLC | GEOEXCEL | AVS030*3 |  | Ground-Source | WBAHP: Heat Pump Packaged Unit | Heat Pump | 460 | 3 |  |  |  | Single-Speed |  |  |  | 30600 | 1654 | 18.5 | 13.4 | 23900 | 1751 | 4 | 3.1 | Non Federally-Regulated | 02/18/2016 |  | 05/13/2019
Enertech Global, LLC | GEOEXCEL | AVS036*A |  | Water-Source | WBAHP: Heat Pump Packaged Unit | Heat Pump | 265 | 1 |  |  |  | Single-Speed |  |  |  | 36000 | 2322 | 15.5 | 11.2 | 46500 | 2620 | 5.2 | 4.2 | Federally-Regulated Commercial & Industrial Equipment | 02/23/2016 |  | 05/13/2019
Enertech Global, LLC | GEOEXCEL | AVS036*A |  | Ground-Water-Source | WBAHP: Heat Pump Packaged Unit | Heat Pump | 265 | 1 |  |  |  | Single-Speed |  |  |  | 40500 | 1723 | 23.5 | 16.2 | 37600 | 2395 | 4.6 | 3.6 | Non Federally-Regulated | 02/23/2016 |  | 05/13/2019
Enertech Global, LLC | GEOEXCEL | AVS036*A |  | Ground-Source | WBAHP: Heat Pump Packaged Unit | Heat Pump | 265 | 1 |  |  |  | Single-Speed |  |  |  | 37800 | 2100 | 18 | 13.4 | 30200 | 2269 | 3.9 | 3.1 | Non Federally-Regulated | 02/18/2016 |  | 05/13/2019
Enertech Global, LLC | GEOEXCEL | AVS018*A |  | Water-Source | WBAHP: Heat Pump Packaged Unit | Heat Pump | 265 | 1 |  |  |  | Single-Speed |  |  |  | 20500 | 1213 | 16.9 | 11.2 | 24200 | 1222 | 5.8 | 4.2 | Federally-Regulated Commercial & Industrial Equipment | 02/23/2016 |  | 05/13/2019
Enertech Global, LLC | GEOEXCEL | AVS018*A |  | Ground-Water-Source | WBAHP: Heat Pump Packaged Unit | Heat Pump | 265 | 1 |  |  |  | Single-Speed |  |  |  | 23200 | 843 | 27.5 | 16.2 | 20100 | 1178 | 5 | 3.6 | Non Federally-Regulated | 02/23/2016 |  | 05/13/2019
Enertech Global, LLC | GEOEXCEL | AVS018*A |  | Ground-Source | WBAHP: Heat Pump Packaged Unit | Heat Pump | 265 | 1 |  |  |  | Single-Speed |  |  |  | 21400 | 1070 | 20 | 13.4 | 16300 | 1224 | 3.9 | 3.1 | Non Federally-Regulated | 02/18/2016 |  | 05/13/2019
Enertech Global, LLC | GEOEXCEL | AVS048*4 |  | Water-Source | WBAHP: Heat Pump Packaged Unit | Heat Pump | 575 | 3 |  |  |  | Single-Speed |  |  |  | 48500 | 3190 | 15.2 | 11.2 | 58900 | 3452 | 5 | 4.2 | Federally-Regulated Commercial & Industrial Equipment | 03/15/2019 |  | 05/13/2019
Enertech Global, LLC | GEOEXCEL | AVS048*4 |  | Ground-Water-Source | WBAHP: Heat Pump Packaged Unit | Heat Pump | 575 | 3 |  |  |  | Single-Speed |  |  |  | 53400 | 2362 | 22.6 | 16.2 | 48100 | 3203 | 4.4 | 3.6 | Non Federally-Regulated | 03/15/2019 |  | 05/13/2019
Enertech Global, LLC | GEOEXCEL | AVS048*4 |  | Ground-Source | WBAHP: Heat Pump Packaged Unit | Heat Pump | 575 | 3 |  |  |  | Single-Speed |  |  |  | 50500 | 2869 | 17.6 | 13.4 | 39600 | 3223 | 3.6 | 3.1 | Non Federally-Regulated | 03/15/2019 |  | 05/13/2019
Enertech Global, LLC | GEOEXCEL | AVS015*****1 |  | Water-Source | WBAHP: Heat Pump Packaged Unit | Heat Pump | 208 | 1 |  |  |  | Single-Speed |  |  |  | 15600 | 804 | 19.4 | 11.2 | 17900 | 807 | 6.5 | 4.2 | Federally-Regulated Commercial & Industrial Equipment | 02/23/2016 |  | 05/13/2019
Enertech Global, LLC | GEOEXCEL | AVS015*****1 |  | Ground-Water-Source | WBAHP: Heat Pump Packaged Unit | Heat Pump | 208 | 1 |  |  |  | Single-Speed |  |  |  | 17800 | 541 | 32.9 | 16.2 | 14500 | 786 | 5.4 | 3.6 | Non Federally-Regulated | 02/23/2016 |  | 05/13/2019
Enertech Global, LLC | GEOEXCEL | AVS015*****1 |  | Ground-Source | WBAHP: Heat Pump Packaged Unit | Heat Pump | 208 | 1 |  |  |  | Single-Speed |  |  |  | 16200 | 710 | 22.8 | 13.4 | 11500 | 783 | 4.3 | 3.1 | Non Federally-Regulated | 02/23/2016 |  | 05/13/2019
Enertech Global, LLC | GEOEXCEL | AVT036 |  | Water-Source | WBAHP: Heat Pump Packaged Unit | Heat Pump | 208 | 1 |  |  |  | Single-Speed |  |  |  | 35800 | 2324 | 15.4 | 11.2 | 45500 | 2614 | 5.1 | 4.2 | Federally-Regulated Commercial & Industrial Equipment | 02/23/2016 |  | 05/13/2019
Enertech Global, LLC | GEOEXCEL | AVT036 |  | Ground-Water-Source | WBAHP: Heat Pump Packaged Unit | Heat Pump | 208 | 1 |  |  |  | Single-Speed |  |  |  | 40000 | 1754 | 22.8 | 16.2 | 36900 | 2350 | 4.6 | 3.6 | Non Federally-Regulated | 02/23/2016 |  | 05/13/2019
Enertech Global, LLC | GEOEXCEL | AVT036 |  | Ground-Source | WBAHP: Heat Pump Packaged Unit | Heat Pump | 208 | 1 |  |  |  | Single-Speed |  |  |  | 37400 | 2112 | 17.7 | 13.4 | 29500 | 2216 | 3.9 | 3.1 | Non Federally-Regulated | 02/18/2016 |  | 05/13/2019
Enertech Global, LLC | GEOEXCEL | AVS018*A***1 |  | Water-Source | WBAHP: Heat Pump Packaged Unit | Heat Pump | 265 | 1 |  |  |  | Single-Speed |  |  |  | 20700 | 1101 | 18.8 | 11.2 | 23700 | 1120 | 6.2 | 4.2 | Federally-Regulated Commercial & Industrial Equipment | 02/23/2016 |  | 05/13/2019
Enertech Global, LLC | GEOEXCEL | AVS018*A***1 |  | Ground-Water-Source | WBAHP: Heat Pump Packaged Unit | Heat Pump | 265 | 1 |  |  |  | Single-Speed |  |  |  | 23200 | 760 | 30.5 | 16.2 | 19600 | 1083 | 5.3 | 3.6 | Non Federally-Regulated | 02/23/2016 |  | 05/13/2019
Enertech Global, LLC | GEOEXCEL | AVS018*A***1 |  | Ground-Source | WBAHP: Heat Pump Packaged Unit | Heat Pump | 265 | 1 |  |  |  | Single-Speed |  |  |  | 21700 | 977 | 22.2 | 13.4 | 15700 | 1122 | 4.1 | 3.1 | Non Federally-Regulated | 02/18/2016 |  | 05/13/2019
Enertech Global, LLC | GEOEXCEL | AVS006 |  | Water-Source | WBAHP: Heat Pump Packaged Unit | Heat Pump | 208 | 1 |  |  |  | Single-Speed |  |  |  | 6800 | 425 | 16 | 11.2 | 8400 | 447 | 5.5 | 4.2 | Federally-Regulated Commercial & Industrial Equipment | 07/11/2016 |  | 05/13/2019
Enertech Global, LLC | GEOEXCEL | AVS006 |  | Ground-Water-Source | WBAHP: Heat Pump Packaged Unit | Heat Pump | 208 | 1 |  |  |  | Single-Speed |  |  |  | 7800 | 302 | 25.8 | 16.2 | 7000 | 445 | 4.6 | 3.6 | Non Federally-Regulated | 07/11/2016 |  | 05/13/2019
Enertech Global, LLC | GEOEXCEL | AVS006 |  | Ground-Source | WBAHP: Heat Pump Packaged Unit | Heat Pump | 208 | 1 |  |  |  | Single-Speed |  |  |  | 7200 | 387 | 18.6 | 13.4 | 5600 | 443 | 3.7 | 3.1 | Non Federally-Regulated | 07/11/2016 |  | 05/13/2019
Enertech Global, LLC | GEOEXCEL | AVS036*3 |  | Water-Source | WBAHP: Heat Pump Packaged Unit | Heat Pump | 460 | 3 |  |  |  | Single-Speed |  |  |  | 36000 | 2322 | 15.5 | 11.2 | 46500 | 2620 | 5.2 | 4.2 | Federally-Regulated Commercial & Industrial Equipment | 02/23/2016 |  | 05/13/2019
Enertech Global, LLC | GEOEXCEL | AVS036*3 |  | Ground-Water-Source | WBAHP: Heat Pump Packaged Unit | Heat Pump | 460 | 3 |  |  |  | Single-Speed |  |  |  | 40500 | 1723 | 23.5 | 16.2 | 37600 | 2395 | 4.6 | 3.6 | Non Federally-Regulated | 02/23/2016 |  | 05/13/2019
Enertech Global, LLC | GEOEXCEL | AVS036*3 |  | Ground-Source | WBAHP: Heat Pump Packaged Unit | Heat Pump | 460 | 3 |  |  |  | Single-Speed |  |  |  | 37800 | 2100 | 18 | 13.4 | 30200 | 2269 | 3.9 | 3.1 | Non Federally-Regulated | 02/18/2016 |  | 05/13/2019
Enertech Global, LLC | GEOEXCEL | AVS015*A |  | Water-Source | WBAHP: Heat Pump Packaged Unit | Heat Pump | 265 | 1 |  |  |  | Single-Speed |  |  |  | 15200 | 878 | 17.3 | 11.2 | 18200 | 874 | 6.1 | 4.2 | Federally-Regulated Commercial & Industrial Equipment | 02/23/2016 |  | 05/13/2019
Enertech Global, LLC | GEOEXCEL | AVS015*A |  | Ground-Water-Source | WBAHP: Heat Pump Packaged Unit | Heat Pump | 265 | 1 |  |  |  | Single-Speed |  |  |  | 17700 | 625 | 28.3 | 16.2 | 14800 | 850 | 5.1 | 3.6 | Non Federally-Regulated | 02/23/2016 |  | 05/13/2019
Enertech Global, LLC | GEOEXCEL | AVS015*A |  | Ground-Source | WBAHP: Heat Pump Packaged Unit | Heat Pump | 265 | 1 |  |  |  | Single-Speed |  |  |  | 16000 | 820 | 19.5 | 13.4 | 11600 | 849 | 4 | 3.1 | Non Federally-Regulated | 02/23/2016 |  | 05/13/2019
Enertech Global, LLC | GEOEXCEL | AVS036*2 |  | Water-Source | WBAHP: Heat Pump Packaged Unit | Heat Pump | 208 | 3 |  |  |  | Single-Speed |  |  |  | 36000 | 2322 | 15.5 | 11.2 | 46500 | 2620 | 5.2 | 4.2 | Federally-Regulated Commercial & Industrial Equipment | 02/23/2016 |  | 05/13/2019
Enertech Global, LLC | GEOEXCEL | AVS036*2 |  | Ground-Water-Source | WBAHP: Heat Pump Packaged Unit | Heat Pump | 208 | 3 |  |  |  | Single-Speed |  |  |  | 40500 | 1723 | 23.5 | 16.2 | 37600 | 2395 | 4.6 | 3.6 | Non Federally-Regulated | 02/23/2016 |  | 05/13/2019
Enertech Global, LLC | GEOEXCEL | AVS036*2 |  | Ground-Source | WBAHP: Heat Pump Packaged Unit | Heat Pump | 208 | 3 |  |  |  | Single-Speed |  |  |  | 37800 | 2100 | 18 | 13.4 | 30200 | 2269 | 3.9 | 3.1 | Non Federally-Regulated | 02/18/2016 |  | 05/13/2019
Enertech Global, LLC | GEOEXCEL | AVT036*A |  | Water-Source | WBAHP: Heat Pump Packaged Unit | Heat Pump | 265 | 1 |  |  |  | Single-Speed |  |  |  | 35800 | 2324 | 15.4 | 11.2 | 45500 | 2614 | 5.1 | 4.2 | Federally-Regulated Commercial & Industrial Equipment | 02/23/2016 |  | 05/13/2019
Enertech Global, LLC | GEOEXCEL | AVT036*A |  | Ground-Water-Source | WBAHP: Heat Pump Packaged Unit | Heat Pump | 265 | 1 |  |  |  | Single-Speed |  |  |  | 40000 | 1754 | 22.8 | 16.2 | 36900 | 2350 | 4.6 | 3.6 | Non Federally-Regulated | 02/23/2016 |  | 05/13/2019
Enertech Global, LLC | GEOEXCEL | AVT036*A |  | Ground-Source | WBAHP: Heat Pump Packaged Unit | Heat Pump | 265 | 1 |  |  |  | Single-Speed |  |  |  | 37400 | 2112 | 17.7 | 13.4 | 29500 | 2216 | 3.9 | 3.1 | Non Federally-Regulated | 02/18/2016 |  | 05/13/2019
Enertech Global, LLC | GEOEXCEL | AVS024*3***1 |  | Water-Source | WBAHP: Heat Pump Packaged Unit | Heat Pump | 460 | 3 |  |  |  | Single-Speed |  |  |  | 25900 | 1407 | 18.4 | 11.2 | 29800 | 1480 | 5.9 | 4.2 | Federally-Regulated Commercial & Industrial Equipment | 02/23/2016 |  | 05/13/2019
Enertech Global, LLC | GEOEXCEL | AVS024*3***1 |  | Ground-Water-Source | WBAHP: Heat Pump Packaged Unit | Heat Pump | 460 | 3 |  |  |  | Single-Speed |  |  |  | 29400 | 996 | 29.5 | 16.2 | 24000 | 1379 | 5.1 | 3.6 | Non Federally-Regulated | 02/23/2016 |  | 05/13/2019
Enertech Global, LLC | GEOEXCEL | AVS024*3***1 |  | Ground-Source | WBAHP: Heat Pump Packaged Unit | Heat Pump | 460 | 3 |  |  |  | Single-Speed |  |  |  | 27000 | 1250 | 21.6 | 13.4 | 19300 | 1346 | 4.2 | 3.1 | Non Federally-Regulated | 02/18/2016 |  | 05/13/2019
Enertech Global, LLC | GEOEXCEL | AVS036*A***1 |  | Water-Source | WBAHP: Heat Pump Packaged Unit | Heat Pump | 265 | 1 |  |  |  | Single-Speed |  |  |  | 37100 | 2262 | 16.4 | 11.2 | 46200 | 2507 | 5.4 | 4.2 | Federally-Regulated Commercial & Industrial Equipment | 02/23/2016 |  | 05/13/2019
Enertech Global, LLC | GEOEXCEL | AVS036*A***1 |  | Ground-Water-Source | WBAHP: Heat Pump Packaged Unit | Heat Pump | 265 | 1 |  |  |  | Single-Speed |  |  |  | 41600 | 1631 | 25.5 | 16.2 | 36900 | 2253 | 4.8 | 3.6 | Non Federally-Regulated | 02/23/2016 |  | 05/13/2019
Enertech Global, LLC | GEOEXCEL | AVS036*A***1 |  | Ground-Source | WBAHP: Heat Pump Packaged Unit | Heat Pump | 265 | 1 |  |  |  | Single-Speed |  |  |  | 38800 | 2020 | 19.2 | 13.4 | 29600 | 2224 | 3.9 | 3.1 | Non Federally-Regulated | 02/18/2016 |  | 05/13/2019
Enertech Global, LLC | GEOEXCEL | AVT060 |  | Water-Source | WBAHP: Heat Pump Packaged Unit | Heat Pump | 208 | 1 |  |  |  | Single-Speed |  |  |  | 58600 | 3805 | 15.4 | 11.2 | 70500 | 4051 | 5.1 | 4.2 | Federally-Regulated Commercial & Industrial Equipment | 03/15/2019 |  | 05/13/2019
Enertech Global, LLC | GEOEXCEL | AVT060 |  | Ground-Water-Source | WBAHP: Heat Pump Packaged Unit | Heat Pump | 208 | 1 |  |  |  | Single-Speed |  |  |  | 64200 | 2918 | 22 | 16.2 | 57500 | 3744 | 4.5 | 3.6 | Non Federally-Regulated | 03/15/2019 |  | 05/13/2019
Enertech Global, LLC | GEOEXCEL | AVT060 |  | Ground-Source | WBAHP: Heat Pump Packaged Unit | Heat Pump | 208 | 1 |  |  |  | Single-Speed |  |  |  | 60900 | 3460 | 17.6 | 13.4 | 46300 | 3570 | 3.8 | 3.1 | Non Federally-Regulated | 03/15/2019 |  | 05/13/2019
Enertech Global, LLC | GEOEXCEL | AVS048*3***1 |  | Water-Source | WBAHP: Heat Pump Packaged Unit | Heat Pump | 460 | 3 |  |  |  | Single-Speed |  |  |  | 49900 | 2884 | 17.3 | 11.2 | 58400 | 3111 | 5.5 | 4.2 | Federally-Regulated Commercial & Industrial Equipment | 03/15/2019 |  | 05/13/2019
Enertech Global, LLC | GEOEXCEL | AVS048*3***1 |  | Ground-Water-Source | WBAHP: Heat Pump Packaged Unit | Heat Pump | 460 | 3 |  |  |  | Single-Speed |  |  |  | 54900 | 2079 | 26.4 | 16.2 | 47500 | 2900 | 4.8 | 3.6 | Non Federally-Regulated | 03/15/2019 |  | 05/13/2019
Enertech Global, LLC | GEOEXCEL | AVS048*3***1 |  | Ground-Source | WBAHP: Heat Pump Packaged Unit | Heat Pump | 460 | 3 |  |  |  | Single-Speed |  |  |  | 51600 | 2567 | 20.1 | 13.4 | 38700 | 2908 | 3.9 | 3.1 | Non Federally-Regulated | 03/15/2019 |  | 05/13/2019
Enertech Global, LLC | GEOEXCEL | AVS024*2***1 |  | Water-Source | WBAHP: Heat Pump Packaged Unit | Heat Pump | 208 | 3 |  |  |  | Single-Speed |  |  |  | 25900 | 1407 | 18.4 | 11.2 | 29800 | 1480 | 5.9 | 4.2 | Federally-Regulated Commercial & Industrial Equipment | 02/23/2016 |  | 05/13/2019
Enertech Global, LLC | GEOEXCEL | AVS024*2***1 |  | Ground-Water-Source | WBAHP: Heat Pump Packaged Unit | Heat Pump | 208 | 3 |  |  |  | Single-Speed |  |  |  | 29400 | 996 | 29.5 | 16.2 | 24000 | 1379 | 5.1 | 3.6 | Non Federally-Regulated | 02/23/2016 |  | 05/13/2019
Enertech Global, LLC | GEOEXCEL | AVS024*2***1 |  | Ground-Source | WBAHP: Heat Pump Packaged Unit | Heat Pump | 208 | 3 |  |  |  | Single-Speed |  |  |  | 27000 | 1250 | 21.6 | 13.4 | 19300 | 1346 | 4.2 | 3.1 | Non Federally-Regulated | 02/18/2016 |  | 05/13/2019
Enertech Global, LLC | GEOEXCEL | AVS024*2 |  | Water-Source | WBAHP: Heat Pump Packaged Unit | Heat Pump | 208 | 3 |  |  |  | Single-Speed |  |  |  | 24800 | 1476 | 16.8 | 11.2 | 30000 | 1570 | 5.6 | 4.2 | Federally-Regulated Commercial & Industrial Equipment | 02/23/2016 |  | 05/13/2019
Enertech Global, LLC | GEOEXCEL | AVS024*2 |  | Ground-Water-Source | WBAHP: Heat Pump Packaged Unit | Heat Pump | 208 | 3 |  |  |  | Single-Speed |  |  |  | 28100 | 1080 | 26 | 16.2 | 24200 | 1447 | 4.9 | 3.6 | Non Federally-Regulated | 02/23/2016 |  | 05/13/2019
Enertech Global, LLC | GEOEXCEL | AVS024*2 |  | Ground-Source | WBAHP: Heat Pump Packaged Unit | Heat Pump | 208 | 3 |  |  |  | Single-Speed |  |  |  | 26000 | 1319 | 19.7 | 13.4 | 19400 | 1421 | 4 | 3.1 | Non Federally-Regulated | 02/18/2016 |  | 05/13/2019
Enertech Global, LLC | GEOEXCEL | AVS015 |  | Water-Source | WBAHP: Heat Pump Packaged Unit | Heat Pump | 208 | 1 |  |  |  | Single-Speed |  |  |  | 15200 | 878 | 17.3 | 11.2 | 18200 | 874 | 6.1 | 4.2 | Federally-Regulated Commercial & Industrial Equipment | 02/23/2016 |  | 05/13/2019
Enertech Global, LLC | GEOEXCEL | AVS015 |  | Ground-Water-Source | WBAHP: Heat Pump Packaged Unit | Heat Pump | 208 | 1 |  |  |  | Single-Speed |  |  |  | 17700 | 625 | 28.3 | 16.2 | 14800 | 850 | 5.1 | 3.6 | Non Federally-Regulated | 02/23/2016 |  | 05/13/2019
Enertech Global, LLC | GEOEXCEL | AVS015 |  | Ground-Source | WBAHP: Heat Pump Packaged Unit | Heat Pump | 208 | 1 |  |  |  | Single-Speed |  |  |  | 16000 | 820 | 19.5 | 13.4 | 11600 | 849 | 4 | 3.1 | Non Federally-Regulated | 02/23/2016 |  | 05/13/2019
Enertech Global, LLC | GEOEXCEL | AVT060*2 |  | Water-Source | WBAHP: Heat Pump Packaged Unit | Heat Pump | 208 | 3 |  |  |  | Single-Speed |  |  |  | 58600 | 3805 | 15.4 | 11.2 | 70500 | 4051 | 5.1 | 4.2 | Federally-Regulated Commercial & Industrial Equipment | 03/15/2019 |  | 05/13/2019
Enertech Global, LLC | GEOEXCEL | AVT060*2 |  | Ground-Water-Source | WBAHP: Heat Pump Packaged Unit | Heat Pump | 208 | 3 |  |  |  | Single-Speed |  |  |  | 64200 | 2918 | 22 | 16.2 | 57500 | 3744 | 4.5 | 3.6 | Non Federally-Regulated | 03/15/2019 |  | 05/13/2019
Enertech Global, LLC | GEOEXCEL | AVT060*2 |  | Ground-Source | WBAHP: Heat Pump Packaged Unit | Heat Pump | 208 | 3 |  |  |  | Single-Speed |  |  |  | 60900 | 3460 | 17.6 | 13.4 | 46300 | 3570 | 3.8 | 3.1 | Non Federally-Regulated | 03/15/2019 |  | 05/13/2019
Enertech Global, LLC | GEOEXCEL | AVS009 |  | Water-Source | WBAHP: Heat Pump Packaged Unit | Heat Pump | 208 | 1 |  |  |  | Single-Speed |  |  |  | 10200 | 680 | 15 | 11.2 | 13000 | 732 | 5.2 | 4.2 | Federally-Regulated Commercial & Industrial Equipment | 02/23/2016 |  | 05/13/2019
Enertech Global, LLC | GEOEXCEL | AVS009 |  | Ground-Water-Source | WBAHP: Heat Pump Packaged Unit | Heat Pump | 208 | 1 |  |  |  | Single-Speed |  |  |  | 11900 | 538 | 22.1 | 16.2 | 10600 | 706 | 4.4 | 3.6 | Non Federally-Regulated | 02/23/2016 |  | 05/13/2019
Enertech Global, LLC | GEOEXCEL | AVS009 |  | Ground-Source | WBAHP: Heat Pump Packaged Unit | Heat Pump | 208 | 1 |  |  |  | Single-Speed |  |  |  | 10900 | 626 | 17.4 | 13.4 | 8500 | 691 | 3.6 | 3.1 | Non Federally-Regulated | 02/23/2016 |  | 05/13/2019
Enertech Global, LLC | GEOEXCEL | AVS024*A***1 |  | Water-Source | WBAHP: Heat Pump Packaged Unit | Heat Pump | 265 | 1 |  |  |  | Single-Speed |  |  |  | 25900 | 1407 | 18.4 | 11.2 | 29800 | 1480 | 5.9 | 4.2 | Federally-Regulated Commercial & Industrial Equipment | 02/23/2016 |  | 05/13/2019
Enertech Global, LLC | GEOEXCEL | AVS024*A***1 |  | Ground-Water-Source | WBAHP: Heat Pump Packaged Unit | Heat Pump | 265 | 1 |  |  |  | Single-Speed |  |  |  | 29400 | 996 | 29.5 | 16.2 | 24000 | 1379 | 5.1 | 3.6 | Non Federally-Regulated | 02/23/2016 |  | 05/13/2019
Enertech Global, LLC | GEOEXCEL | AVS024*A***1 |  | Ground-Source | WBAHP: Heat Pump Packaged Unit | Heat Pump | 265 | 1 |  |  |  | Single-Speed |  |  |  | 27000 | 1250 | 21.6 | 13.4 | 19300 | 1346 | 4.2 | 3.1 | Non Federally-Regulated | 02/18/2016 |  | 05/13/2019
Enertech Global, LLC | GEOEXCEL | AVS012*A |  | Water-Source | WBAHP: Heat Pump Packaged Unit | Heat Pump | 265 | 1 |  |  |  | Single-Speed |  |  |  | 11400 | 735 | 15.5 | 11.2 | 14600 | 855 | 5 | 4.2 | Federally-Regulated Commercial & Industrial Equipment | 02/23/2016 |  | 05/13/2019
Enertech Global, LLC | GEOEXCEL | AVS012*A |  | Ground-Water-Source | WBAHP: Heat Pump Packaged Unit | Heat Pump | 265 | 1 |  |  |  | Single-Speed |  |  |  | 13400 | 556 | 24.1 | 16.2 | 12100 | 824 | 4.3 | 3.6 | Non Federally-Regulated | 02/23/2016 |  | 05/13/2019
Enertech Global, LLC | GEOEXCEL | AVS012*A |  | Ground-Source | WBAHP: Heat Pump Packaged Unit | Heat Pump | 265 | 1 |  |  |  | Single-Speed |  |  |  | 11900 | 657 | 18.1 | 13.4 | 9400 | 765 | 3.6 | 3.1 | Non Federally-Regulated | 02/23/2016 |  | 05/13/2019
Enertech Global, LLC | GEOEXCEL | AVS024*4 |  | Water-Source | WBAHP: Heat Pump Packaged Unit | Heat Pump | 575 | 3 |  |  |  | Single-Speed |  |  |  | 24800 | 1476 | 16.8 | 11.2 | 30000 | 1570 | 5.6 | 4.2 | Federally-Regulated Commercial & Industrial Equipment | 02/23/2016 |  | 05/13/2019
Enertech Global, LLC | GEOEXCEL | AVS024*4 |  | Ground-Water-Source | WBAHP: Heat Pump Packaged Unit | Heat Pump | 575 | 3 |  |  |  | Single-Speed |  |  |  | 28100 | 1080 | 26 | 16.2 | 24200 | 1447 | 4.9 | 3.6 | Non Federally-Regulated | 02/23/2016 |  | 05/13/2019
Enertech Global, LLC | GEOEXCEL | AVS024*4 |  | Ground-Source | WBAHP: Heat Pump Packaged Unit | Heat Pump | 575 | 3 |  |  |  | Single-Speed |  |  |  | 26000 | 1319 | 19.7 | 13.4 | 19400 | 1421 | 4 | 3.1 | Non Federally-Regulated | 02/18/2016 |  | 05/13/2019
Enertech Global, LLC | GEOEXCEL | AVS009*A |  | Water-Source | WBAHP: Heat Pump Packaged Unit | Heat Pump | 265 | 1 |  |  |  | Single-Speed |  |  |  | 10200 | 680 | 15 | 11.2 | 13000 | 732 | 5.2 | 4.2 | Federally-Regulated Commercial & Industrial Equipment | 02/23/2016 |  | 05/13/2019
Enertech Global, LLC | GEOEXCEL | AVS009*A |  | Ground-Water-Source | WBAHP: Heat Pump Packaged Unit | Heat Pump | 265 | 1 |  |  |  | Single-Speed |  |  |  | 11900 | 538 | 22.1 | 16.2 | 10600 | 706 | 4.4 | 3.6 | Non Federally-Regulated | 02/23/2016 |  | 05/13/2019
Enertech Global, LLC | GEOEXCEL | AVS009*A |  | Ground-Source | WBAHP: Heat Pump Packaged Unit | Heat Pump | 265 | 1 |  |  |  | Single-Speed |  |  |  | 10900 | 626 | 17.4 | 13.4 | 8500 | 691 | 3.6 | 3.1 | Non Federally-Regulated | 02/23/2016 |  | 05/13/2019
Enertech Global, LLC | GEOEXCEL | AVS048*****1 |  | Water-Source | WBAHP: Heat Pump Packaged Unit | Heat Pump | 208 | 1 |  |  |  | Single-Speed |  |  |  | 49900 | 2884 | 17.3 | 11.2 | 58400 | 3111 | 5.5 | 4.2 | Federally-Regulated Commercial & Industrial Equipment | 03/15/2019 |  | 05/13/2019
Enertech Global, LLC | GEOEXCEL | AVS048*****1 |  | Ground-Water-Source | WBAHP: Heat Pump Packaged Unit | Heat Pump | 208 | 1 |  |  |  | Single-Speed |  |  |  | 54900 | 2079 | 26.4 | 16.2 | 47500 | 2900 | 4.8 | 3.6 | Non Federally-Regulated | 03/15/2019 |  | 05/13/2019
Enertech Global, LLC | GEOEXCEL | AVS048*****1 |  | Ground-Source | WBAHP: Heat Pump Packaged Unit | Heat Pump | 208 | 1 |  |  |  | Single-Speed |  |  |  | 51600 | 2567 | 20.1 | 13.4 | 38700 | 2908 | 3.9 | 3.1 | Non Federally-Regulated | 03/15/2019 |  | 05/13/2019
Enertech Global, LLC | GEOEXCEL | AVT036*2 |  | Water-Source | WBAHP: Heat Pump Packaged Unit | Heat Pump | 208 | 3 |  |  |  | Single-Speed |  |  |  | 35800 | 2324 | 15.4 | 11.2 | 45500 | 2614 | 5.1 | 4.2 | Federally-Regulated Commercial & Industrial Equipment | 02/23/2016 |  | 05/13/2019
Enertech Global, LLC | GEOEXCEL | AVT036*2 |  | Ground-Water-Source | WBAHP: Heat Pump Packaged Unit | Heat Pump | 208 | 3 |  |  |  | Single-Speed |  |  |  | 40000 | 1754 | 22.8 | 16.2 | 36900 | 2350 | 4.6 | 3.6 | Non Federally-Regulated | 02/23/2016 |  | 05/13/2019
Enertech Global, LLC | GEOEXCEL | AVT036*2 |  | Ground-Source | WBAHP: Heat Pump Packaged Unit | Heat Pump | 208 | 3 |  |  |  | Single-Speed |  |  |  | 37400 | 2112 | 17.7 | 13.4 | 29500 | 2216 | 3.9 | 3.1 | Non Federally-Regulated | 02/18/2016 |  | 05/13/2019
Enertech Global, LLC | GEOEXCEL | AVS030*3***1 |  | Water-Source | WBAHP: Heat Pump Packaged Unit | Heat Pump | 460 | 3 |  |  |  | Single-Speed |  |  |  | 30100 | 1710 | 17.6 | 11.2 | 36200 | 1798 | 5.9 | 4.2 | Federally-Regulated Commercial & Industrial Equipment | 02/23/2016 |  | 05/13/2019
Enertech Global, LLC | GEOEXCEL | AVS030*3***1 |  | Ground-Water-Source | WBAHP: Heat Pump Packaged Unit | Heat Pump | 460 | 3 |  |  |  | Single-Speed |  |  |  | 34000 | 1236 | 27.5 | 16.2 | 29200 | 1677 | 5.1 | 3.6 | Non Federally-Regulated | 02/23/2016 |  | 05/13/2019
Enertech Global, LLC | GEOEXCEL | AVS030*3***1 |  | Ground-Source | WBAHP: Heat Pump Packaged Unit | Heat Pump | 460 | 3 |  |  |  | Single-Speed |  |  |  | 31400 | 1539 | 20.4 | 13.4 | 23200 | 1618 | 4.2 | 3.1 | Non Federally-Regulated | 02/18/2016 |  | 05/13/2019
Enertech Global, LLC | GEOEXCEL | AVS036*4 |  | Water-Source | WBAHP: Heat Pump Packaged Unit | Heat Pump | 575 | 3 |  |  |  | Single-Speed |  |  |  | 36000 | 2322 | 15.5 | 11.2 | 46500 | 2620 | 5.2 | 4.2 | Federally-Regulated Commercial & Industrial Equipment | 02/23/2016 |  | 05/13/2019
Enertech Global, LLC | GEOEXCEL | AVS036*4 |  | Ground-Water-Source | WBAHP: Heat Pump Packaged Unit | Heat Pump | 575 | 3 |  |  |  | Single-Speed |  |  |  | 40500 | 1723 | 23.5 | 16.2 | 37600 | 2395 | 4.6 | 3.6 | Non Federally-Regulated | 02/23/2016 |  | 05/13/2019
Enertech Global, LLC | GEOEXCEL | AVS036*4 |  | Ground-Source | WBAHP: Heat Pump Packaged Unit | Heat Pump | 575 | 3 |  |  |  | Single-Speed |  |  |  | 37800 | 2100 | 18 | 13.4 | 30200 | 2269 | 3.9 | 3.1 | Non Federally-Regulated | 02/18/2016 |  | 05/13/2019
Enertech Global, LLC | GEOEXCEL | AVS018*****1 |  | Water-Source | WBAHP: Heat Pump Packaged Unit | Heat Pump | 208 | 1 |  |  |  | Single-Speed |  |  |  | 20700 | 1101 | 18.8 | 11.2 | 23700 | 1120 | 6.2 | 4.2 | Federally-Regulated Commercial & Industrial Equipment | 02/23/2016 |  | 05/13/2019
Enertech Global, LLC | GEOEXCEL | AVS018*****1 |  | Ground-Water-Source | WBAHP: Heat Pump Packaged Unit | Heat Pump | 208 | 1 |  |  |  | Single-Speed |  |  |  | 23200 | 760 | 30.5 | 16.2 | 19600 | 1083 | 5.3 | 3.6 | Non Federally-Regulated | 02/23/2016 |  | 05/13/2019
Enertech Global, LLC | GEOEXCEL | AVS018*****1 |  | Ground-Source | WBAHP: Heat Pump Packaged Unit | Heat Pump | 208 | 1 |  |  |  | Single-Speed |  |  |  | 21700 | 977 | 22.2 | 13.4 | 15700 | 1122 | 4.1 | 3.1 | Non Federally-Regulated | 02/18/2016 |  | 05/13/2019
Enertech Global, LLC | GEOEXCEL | AVS048 |  | Water-Source | WBAHP: Heat Pump Packaged Unit | Heat Pump | 208 | 1 |  |  |  | Single-Speed |  |  |  | 48500 | 3190 | 15.2 | 11.2 | 58900 | 3452 | 5 | 4.2 | Federally-Regulated Commercial & Industrial Equipment | 03/15/2019 |  | 05/13/2019
Enertech Global, LLC | GEOEXCEL | AVS048 |  | Ground-Water-Source | WBAHP: Heat Pump Packaged Unit | Heat Pump | 208 | 1 |  |  |  | Single-Speed |  |  |  | 53400 | 2362 | 22.6 | 16.2 | 48100 | 3203 | 4.4 | 3.6 | Non Federally-Regulated | 03/15/2019 |  | 05/13/2019
Enertech Global, LLC | GEOEXCEL | AVS048 |  | Ground-Source | WBAHP: Heat Pump Packaged Unit | Heat Pump | 208 | 1 |  |  |  | Single-Speed |  |  |  | 50500 | 2869 | 17.6 | 13.4 | 39600 | 3223 | 3.6 | 3.1 | Non Federally-Regulated | 03/15/2019 |  | 05/13/2019
Enertech Global, LLC | GEOEXCEL | AVT060*3 |  | Water-Source | WBAHP: Heat Pump Packaged Unit | Heat Pump | 460 | 3 |  |  |  | Single-Speed |  |  |  | 58600 | 3805 | 15.4 | 11.2 | 70500 | 4051 | 5.1 | 4.2 | Federally-Regulated Commercial & Industrial Equipment | 03/15/2019 |  | 05/13/2019
Enertech Global, LLC | GEOEXCEL | AVT060*3 |  | Ground-Water-Source | WBAHP: Heat Pump Packaged Unit | Heat Pump | 460 | 3 |  |  |  | Single-Speed |  |  |  | 64200 | 2918 | 22 | 16.2 | 57500 | 3744 | 4.5 | 3.6 | Non Federally-Regulated | 03/15/2019 |  | 05/13/2019
Enertech Global, LLC | GEOEXCEL | AVT060*3 |  | Ground-Source | WBAHP: Heat Pump Packaged Unit | Heat Pump | 460 | 3 |  |  |  | Single-Speed |  |  |  | 60900 | 3460 | 17.6 | 13.4 | 46300 | 3570 | 3.8 | 3.1 | Non Federally-Regulated | 03/15/2019 |  | 05/13/2019
Enertech Global, LLC | GEOEXCEL | AVT024*A |  | Water-Source | WBAHP: Heat Pump Packaged Unit | Heat Pump | 265 | 1 |  |  |  | Single-Speed |  |  |  | 24600 | 1527 | 16.1 | 11.2 | 29100 | 1640 | 5.2 | 4.2 | Federally-Regulated Commercial & Industrial Equipment | 02/23/2016 |  | 05/13/2019
Enertech Global, LLC | GEOEXCEL | AVT024*A |  | Ground-Water-Source | WBAHP: Heat Pump Packaged Unit | Heat Pump | 265 | 1 |  |  |  | Single-Speed |  |  |  | 27600 | 1159 | 23.8 | 16.2 | 23900 | 1522 | 4.6 | 3.6 | Non Federally-Regulated | 02/23/2016 |  | 05/13/2019
Enertech Global, LLC | GEOEXCEL | AVT024*A |  | Ground-Source | WBAHP: Heat Pump Packaged Unit | Heat Pump | 265 | 1 |  |  |  | Single-Speed |  |  |  | 25800 | 1387 | 18.6 | 13.4 | 19400 | 1421 | 4 | 3.1 | Non Federally-Regulated | 02/18/2016 |  | 05/13/2019
Enertech Global, LLC | GEOEXCEL | AVS024*A |  | Water-Source | WBAHP: Heat Pump Packaged Unit | Heat Pump | 265 | 1 |  |  |  | Single-Speed |  |  |  | 24800 | 1476 | 16.8 | 11.2 | 30000 | 1570 | 5.6 | 4.2 | Federally-Regulated Commercial & Industrial Equipment | 02/23/2016 |  | 05/13/2019
Enertech Global, LLC | GEOEXCEL | AVS024*A |  | Ground-Water-Source | WBAHP: Heat Pump Packaged Unit | Heat Pump | 265 | 1 |  |  |  | Single-Speed |  |  |  | 28100 | 1080 | 26 | 16.2 | 24200 | 1447 | 4.9 | 3.6 | Non Federally-Regulated | 02/23/2016 |  | 05/13/2019
Enertech Global, LLC | GEOEXCEL | AVS024*A |  | Ground-Source | WBAHP: Heat Pump Packaged Unit | Heat Pump | 265 | 1 |  |  |  | Single-Speed |  |  |  | 26000 | 1319 | 19.7 | 13.4 | 19400 | 1421 | 4 | 3.1 | Non Federally-Regulated | 02/18/2016 |  | 05/13/2019
Enertech Global, LLC | GEOEXCEL | AVT060*A |  | Water-Source | WBAHP: Heat Pump Packaged Unit | Heat Pump | 265 | 1 |  |  |  | Single-Speed |  |  |  | 58600 | 3805 | 15.4 | 11.2 | 70500 | 4051 | 5.1 | 4.2 | Federally-Regulated Commercial & Industrial Equipment | 03/15/2019 |  | 05/13/2019
Enertech Global, LLC | GEOEXCEL | AVT060*A |  | Ground-Water-Source | WBAHP: Heat Pump Packaged Unit | Heat Pump | 265 | 1 |  |  |  | Single-Speed |  |  |  | 64200 | 2918 | 22 | 16.2 | 57500 | 3744 | 4.5 | 3.6 | Non Federally-Regulated | 03/15/2019 |  | 05/13/2019
Enertech Global, LLC | GEOEXCEL | AVT060*A |  | Ground-Source | WBAHP: Heat Pump Packaged Unit | Heat Pump | 265 | 1 |  |  |  | Single-Speed |  |  |  | 60900 | 3460 | 17.6 | 13.4 | 46300 | 3570 | 3.8 | 3.1 | Non Federally-Regulated | 03/15/2019 |  | 05/13/2019
Enertech Global, LLC | GEOEXCEL | AVS024 |  | Water-Source | WBAHP: Heat Pump Packaged Unit | Heat Pump | 208 | 1 |  |  |  | Single-Speed |  |  |  | 24800 | 1476 | 16.8 | 11.2 | 30000 | 1570 | 5.6 | 4.2 | Federally-Regulated Commercial & Industrial Equipment | 02/23/2016 |  | 05/13/2019
Enertech Global, LLC | GEOEXCEL | AVS024 |  | Ground-Water-Source | WBAHP: Heat Pump Packaged Unit | Heat Pump | 208 | 1 |  |  |  | Single-Speed |  |  |  | 28100 | 1080 | 26 | 16.2 | 24200 | 1447 | 4.9 | 3.6 | Non Federally-Regulated | 02/23/2016 |  | 05/13/2019
Enertech Global, LLC | GEOEXCEL | AVS024 |  | Ground-Source | WBAHP: Heat Pump Packaged Unit | Heat Pump | 208 | 1 |  |  |  | Single-Speed |  |  |  | 26000 | 1319 | 19.7 | 13.4 | 19400 | 1421 | 4 | 3.1 | Non Federally-Regulated | 02/18/2016 |  | 05/13/2019
Enertech Global, LLC | GEOEXCEL | AVS036*****1 |  | Water-Source | WBAHP: Heat Pump Packaged Unit | Heat Pump | 208 | 1 |  |  |  | Single-Speed |  |  |  | 37100 | 2262 | 16.4 | 11.2 | 46200 | 2507 | 5.4 | 4.2 | Federally-Regulated Commercial & Industrial Equipment | 02/23/2016 |  | 05/13/2019
Enertech Global, LLC | GEOEXCEL | AVS036*****1 |  | Ground-Water-Source | WBAHP: Heat Pump Packaged Unit | Heat Pump | 208 | 1 |  |  |  | Single-Speed |  |  |  | 41600 | 1631 | 25.5 | 16.2 | 36900 | 2253 | 4.8 | 3.6 | Non Federally-Regulated | 02/23/2016 |  | 05/13/2019
Enertech Global, LLC | GEOEXCEL | AVS036*****1 |  | Ground-Source | WBAHP: Heat Pump Packaged Unit | Heat Pump | 208 | 1 |  |  |  | Single-Speed |  |  |  | 38800 | 2020 | 19.2 | 13.4 | 29600 | 2224 | 3.9 | 3.1 | Non Federally-Regulated | 02/18/2016 |  | 05/13/2019
Enertech Global, LLC | GEOEXCEL | AVS030*A***1 |  | Water-Source | WBAHP: Heat Pump Packaged Unit | Heat Pump | 265 | 1 |  |  |  | Single-Speed |  |  |  | 30100 | 1710 | 17.6 | 11.2 | 36200 | 1798 | 5.9 | 4.2 | Federally-Regulated Commercial & Industrial Equipment | 02/23/2016 |  | 05/13/2019
Enertech Global, LLC | GEOEXCEL | AVS030*A***1 |  | Ground-Water-Source | WBAHP: Heat Pump Packaged Unit | Heat Pump | 265 | 1 |  |  |  | Single-Speed |  |  |  | 34000 | 1236 | 27.5 | 16.2 | 29200 | 1677 | 5.1 | 3.6 | Non Federally-Regulated | 02/23/2016 |  | 05/13/2019
Enertech Global, LLC | GEOEXCEL | AVS030*A***1 |  | Ground-Source | WBAHP: Heat Pump Packaged Unit | Heat Pump | 265 | 1 |  |  |  | Single-Speed |  |  |  | 31400 | 1539 | 20.4 | 13.4 | 23200 | 1618 | 4.2 | 3.1 | Non Federally-Regulated | 02/18/2016 |  | 05/13/2019
Enertech Global, LLC | GEOEXCEL | AVT024*3 |  | Water-Source | WBAHP: Heat Pump Packaged Unit | Heat Pump | 460 | 3 |  |  |  | Single-Speed |  |  |  | 24600 | 1527 | 16.1 | 11.2 | 29100 | 1640 | 5.2 | 4.2 | Federally-Regulated Commercial & Industrial Equipment | 02/23/2016 |  | 05/13/2019
Enertech Global, LLC | GEOEXCEL | AVT024*3 |  | Ground-Water-Source | WBAHP: Heat Pump Packaged Unit | Heat Pump | 460 | 3 |  |  |  | Single-Speed |  |  |  | 27600 | 1159 | 23.8 | 16.2 | 23900 | 1522 | 4.6 | 3.6 | Non Federally-Regulated | 02/23/2016 |  | 05/13/2019
Enertech Global, LLC | GEOEXCEL | AVT024*3 |  | Ground-Source | WBAHP: Heat Pump Packaged Unit | Heat Pump | 460 | 3 |  |  |  | Single-Speed |  |  |  | 25800 | 1387 | 18.6 | 13.4 | 19400 | 1421 | 4 | 3.1 | Non Federally-Regulated | 02/18/2016 |  | 05/13/2019
Enertech Global, LLC | GEOEXCEL | AVS036*3***1 |  | Water-Source | WBAHP: Heat Pump Packaged Unit | Heat Pump | 460 | 3 |  |  |  | Single-Speed |  |  |  | 37100 | 2262 | 16.4 | 11.2 | 46200 | 2507 | 5.4 | 4.2 | Federally-Regulated Commercial & Industrial Equipment | 02/23/2016 |  | 05/13/2019
Enertech Global, LLC | GEOEXCEL | AVS036*3***1 |  | Ground-Water-Source | WBAHP: Heat Pump Packaged Unit | Heat Pump | 460 | 3 |  |  |  | Single-Speed |  |  |  | 41600 | 1631 | 25.5 | 16.2 | 36900 | 2253 | 4.8 | 3.6 | Non Federally-Regulated | 02/23/2016 |  | 05/13/2019
Enertech Global, LLC | GEOEXCEL | AVS036*3***1 |  | Ground-Source | WBAHP: Heat Pump Packaged Unit | Heat Pump | 460 | 3 |  |  |  | Single-Speed |  |  |  | 38800 | 2020 | 19.2 | 13.4 | 29600 | 2224 | 3.9 | 3.1 | Non Federally-Regulated | 02/18/2016 |  | 05/13/2019
Enertech Global, LLC | GEOEXCEL | AVS018 |  | Water-Source | WBAHP: Heat Pump Packaged Unit | Heat Pump | 208 | 1 |  |  |  | Single-Speed |  |  |  | 20500 | 1213 | 16.9 | 11.2 | 24200 | 1222 | 5.8 | 4.2 | Federally-Regulated Commercial & Industrial Equipment | 02/23/2016 |  | 05/13/2019
Enertech Global, LLC | GEOEXCEL | AVS018 |  | Ground-Water-Source | WBAHP: Heat Pump Packaged Unit | Heat Pump | 208 | 1 |  |  |  | Single-Speed |  |  |  | 23200 | 843 | 27.5 | 16.2 | 20100 | 1178 | 5 | 3.6 | Non Federally-Regulated | 02/23/2016 |  | 05/13/2019
Enertech Global, LLC | GEOEXCEL | AVS018 |  | Ground-Source | WBAHP: Heat Pump Packaged Unit | Heat Pump | 208 | 1 |  |  |  | Single-Speed |  |  |  | 21400 | 1070 | 20 | 13.4 | 16300 | 1224 | 3.9 | 3.1 | Non Federally-Regulated | 02/18/2016 |  | 05/13/2019
Enertech Global, LLC | GEOEXCEL | AVS024*****1 |  | Water-Source | WBAHP: Heat Pump Packaged Unit | Heat Pump | 208 | 1 |  |  |  | Single-Speed |  |  |  | 25900 | 1407 | 18.4 | 11.2 | 29800 | 1480 | 5.9 | 4.2 | Federally-Regulated Commercial & Industrial Equipment | 02/23/2016 |  | 05/13/2019
Enertech Global, LLC | GEOEXCEL | AVS024*****1 |  | Ground-Water-Source | WBAHP: Heat Pump Packaged Unit | Heat Pump | 208 | 1 |  |  |  | Single-Speed |  |  |  | 29400 | 996 | 29.5 | 16.2 | 24000 | 1379 | 5.1 | 3.6 | Non Federally-Regulated | 02/23/2016 |  | 05/13/2019
Enertech Global, LLC | GEOEXCEL | AVS024*****1 |  | Ground-Source | WBAHP: Heat Pump Packaged Unit | Heat Pump | 208 | 1 |  |  |  | Single-Speed |  |  |  | 27000 | 1250 | 21.6 | 13.4 | 19300 | 1346 | 4.2 | 3.1 | Non Federally-Regulated | 02/18/2016 |  | 05/13/2019
Enertech Global, LLC | GEOEXCEL | AVS006*A |  | Water-Source | WBAHP: Heat Pump Packaged Unit | Heat Pump | 265 | 1 |  |  |  | Single-Speed |  |  |  | 6800 | 425 | 16 | 11.2 | 8400 | 447 | 5.5 | 4.2 | Federally-Regulated Commercial & Industrial Equipment | 07/11/2016 |  | 05/13/2019
Enertech Global, LLC | GEOEXCEL | AVS006*A |  | Ground-Water-Source | WBAHP: Heat Pump Packaged Unit | Heat Pump | 265 | 1 |  |  |  | Single-Speed |  |  |  | 7800 | 302 | 25.8 | 16.2 | 7000 | 445 | 4.6 | 3.6 | Non Federally-Regulated | 07/11/2016 |  | 05/13/2019
Enertech Global, LLC | GEOEXCEL | AVS006*A |  | Ground-Source | WBAHP: Heat Pump Packaged Unit | Heat Pump | 265 | 1 |  |  |  | Single-Speed |  |  |  | 7200 | 387 | 18.6 | 13.4 | 5600 | 443 | 3.7 | 3.1 | Non Federally-Regulated | 07/11/2016 |  | 05/13/2019
Enertech Global, LLC | GEOEXCEL | AVS036 |  | Water-Source | WBAHP: Heat Pump Packaged Unit | Heat Pump | 208 | 1 |  |  |  | Single-Speed |  |  |  | 36000 | 2322 | 15.5 | 11.2 | 46500 | 2620 | 5.2 | 4.2 | Federally-Regulated Commercial & Industrial Equipment | 02/23/2016 |  | 05/13/2019
Enertech Global, LLC | GEOEXCEL | AVS036 |  | Ground-Water-Source | WBAHP: Heat Pump Packaged Unit | Heat Pump | 208 | 1 |  |  |  | Single-Speed |  |  |  | 40500 | 1723 | 23.5 | 16.2 | 37600 | 2395 | 4.6 | 3.6 | Non Federally-Regulated | 02/23/2016 |  | 05/13/2019
Enertech Global, LLC | GEOEXCEL | AVS036 |  | Ground-Source | WBAHP: Heat Pump Packaged Unit | Heat Pump | 208 | 1 |  |  |  | Single-Speed |  |  |  | 37800 | 2100 | 18 | 13.4 | 30200 | 2269 | 3.9 | 3.1 | Non Federally-Regulated | 02/18/2016 |  | 05/13/2019
Enertech Global, LLC | GEOEXCEL | AVT024*2 |  | Water-Source | WBAHP: Heat Pump Packaged Unit | Heat Pump | 208 | 3 |  |  |  | Single-Speed |  |  |  | 24600 | 1527 | 16.1 | 11.2 | 29100 | 1640 | 5.2 | 4.2 | Federally-Regulated Commercial & Industrial Equipment | 02/23/2016 |  | 05/13/2019
Enertech Global, LLC | GEOEXCEL | AVT024*2 |  | Ground-Water-Source | WBAHP: Heat Pump Packaged Unit | Heat Pump | 208 | 3 |  |  |  | Single-Speed |  |  |  | 27600 | 1159 | 23.8 | 16.2 | 23900 | 1522 | 4.6 | 3.6 | Non Federally-Regulated | 02/23/2016 |  | 05/13/2019
Enertech Global, LLC | GEOEXCEL | AVT024*2 |  | Ground-Source | WBAHP: Heat Pump Packaged Unit | Heat Pump | 208 | 3 |  |  |  | Single-Speed |  |  |  | 25800 | 1387 | 18.6 | 13.4 | 19400 | 1421 | 4 | 3.1 | Non Federally-Regulated | 02/18/2016 |  | 05/13/2019
Enertech Global, LLC | GEOEXCEL | AVS009*9 |  | Water-Source | WBAHP: Heat Pump Packaged Unit | Heat Pump | 115 | 1 |  |  |  | Single-Speed |  |  |  | 10200 | 680 | 15 | 11.2 | 13000 | 732 | 5.2 | 4.2 | Federally-Regulated Commercial & Industrial Equipment | 02/23/2016 |  | 05/13/2019
Enertech Global, LLC | GEOEXCEL | AVS009*9 |  | Ground-Water-Source | WBAHP: Heat Pump Packaged Unit | Heat Pump | 115 | 1 |  |  |  | Single-Speed |  |  |  | 11900 | 538 | 22.1 | 16.2 | 10600 | 706 | 4.4 | 3.6 | Non Federally-Regulated | 02/23/2016 |  | 05/13/2019
Enertech Global, LLC | GEOEXCEL | AVS009*9 |  | Ground-Source | WBAHP: Heat Pump Packaged Unit | Heat Pump | 115 | 1 |  |  |  | Single-Speed |  |  |  | 10900 | 626 | 17.4 | 13.4 | 8500 | 691 | 3.6 | 3.1 | Non Federally-Regulated | 02/23/2016 |  | 05/13/2019
Enertech Global, LLC | GEOEXCEL | AVS030*A |  | Water-Source | WBAHP: Heat Pump Packaged Unit | Heat Pump | 265 | 1 |  |  |  | Single-Speed |  |  |  | 29100 | 1818 | 16 | 11.2 | 37000 | 1936 | 5.6 | 4.2 | Federally-Regulated Commercial & Industrial Equipment | 02/23/2016 |  | 05/13/2019
Enertech Global, LLC | GEOEXCEL | AVS030*A |  | Ground-Water-Source | WBAHP: Heat Pump Packaged Unit | Heat Pump | 265 | 1 |  |  |  | Single-Speed |  |  |  | 33100 | 1356 | 24.4 | 16.2 | 29800 | 1782 | 4.9 | 3.6 | Non Federally-Regulated | 02/23/2016 |  | 05/13/2019
Enertech Global, LLC | GEOEXCEL | AVS030*A |  | Ground-Source | WBAHP: Heat Pump Packaged Unit | Heat Pump | 265 | 1 |  |  |  | Single-Speed |  |  |  | 30600 | 1654 | 18.5 | 13.4 | 23900 | 1751 | 4 | 3.1 | Non Federally-Regulated | 02/18/2016 |  | 05/13/2019
Enertech Global, LLC | GEOEXCEL | AVS030 |  | Water-Source | WBAHP: Heat Pump Packaged Unit | Heat Pump | 208 | 1 |  |  |  | Single-Speed |  |  |  | 29100 | 1818 | 16 | 11.2 | 37000 | 1936 | 5.6 | 4.2 | Federally-Regulated Commercial & Industrial Equipment | 02/23/2016 |  | 05/13/2019
Enertech Global, LLC | GEOEXCEL | AVS030 |  | Ground-Water-Source | WBAHP: Heat Pump Packaged Unit | Heat Pump | 208 | 1 |  |  |  | Single-Speed |  |  |  | 33100 | 1356 | 24.4 | 16.2 | 29800 | 1782 | 4.9 | 3.6 | Non Federally-Regulated | 02/23/2016 |  | 05/13/2019
Enertech Global, LLC | GEOEXCEL | AVS030 |  | Ground-Source | WBAHP: Heat Pump Packaged Unit | Heat Pump | 208 | 1 |  |  |  | Single-Speed |  |  |  | 30600 | 1654 | 18.5 | 13.4 | 23900 | 1751 | 4 | 3.1 | Non Federally-Regulated | 02/18/2016 |  | 05/13/2019
Enertech Global, LLC | GEOEXCEL | AVS048*3 |  | Water-Source | WBAHP: Heat Pump Packaged Unit | Heat Pump | 460 | 3 |  |  |  | Single-Speed |  |  |  | 48500 | 3190 | 15.2 | 11.2 | 58900 | 3452 | 5 | 4.2 | Federally-Regulated Commercial & Industrial Equipment | 03/15/2019 |  | 05/13/2019
Enertech Global, LLC | GEOEXCEL | AVS048*3 |  | Ground-Water-Source | WBAHP: Heat Pump Packaged Unit | Heat Pump | 460 | 3 |  |  |  | Single-Speed |  |  |  | 53400 | 2362 | 22.6 | 16.2 | 48100 | 3203 | 4.4 | 3.6 | Non Federally-Regulated | 03/15/2019 |  | 05/13/2019
Enertech Global, LLC | GEOEXCEL | AVS048*3 |  | Ground-Source | WBAHP: Heat Pump Packaged Unit | Heat Pump | 460 | 3 |  |  |  | Single-Speed |  |  |  | 50500 | 2869 | 17.6 | 13.4 | 39600 | 3223 | 3.6 | 3.1 | Non Federally-Regulated | 03/15/2019 |  | 05/13/2019
Enertech Global, LLC | GEOEXCEL | AVS012 |  | Water-Source | WBAHP: Heat Pump Packaged Unit | Heat Pump | 208 | 1 |  |  |  | Single-Speed |  |  |  | 11400 | 735 | 15.5 | 11.2 | 14600 | 855 | 5 | 4.2 | Federally-Regulated Commercial & Industrial Equipment | 02/23/2016 |  | 05/13/2019
Enertech Global, LLC | GEOEXCEL | AVS012 |  | Ground-Water-Source | WBAHP: Heat Pump Packaged Unit | Heat Pump | 208 | 1 |  |  |  | Single-Speed |  |  |  | 13400 | 556 | 24.1 | 16.2 | 12100 | 824 | 4.3 | 3.6 | Non Federally-Regulated | 02/23/2016 |  | 05/13/2019
Enertech Global, LLC | GEOEXCEL | AVS012 |  | Ground-Source | WBAHP: Heat Pump Packaged Unit | Heat Pump | 208 | 1 |  |  |  | Single-Speed |  |  |  | 11900 | 657 | 18.1 | 13.4 | 9400 | 765 | 3.6 | 3.1 | Non Federally-Regulated | 02/23/2016 |  | 05/13/2019
Enertech Global, LLC | GEOEXCEL | AVT036*3 |  | Water-Source | WBAHP: Heat Pump Packaged Unit | Heat Pump | 460 | 3 |  |  |  | Single-Speed |  |  |  | 35800 | 2324 | 15.4 | 11.2 | 45500 | 2614 | 5.1 | 4.2 | Federally-Regulated Commercial & Industrial Equipment | 02/23/2016 |  | 05/13/2019
Enertech Global, LLC | GEOEXCEL | AVT036*3 |  | Ground-Water-Source | WBAHP: Heat Pump Packaged Unit | Heat Pump | 460 | 3 |  |  |  | Single-Speed |  |  |  | 40000 | 1754 | 22.8 | 16.2 | 36900 | 2350 | 4.6 | 3.6 | Non Federally-Regulated | 02/23/2016 |  | 05/13/2019
Enertech Global, LLC | GEOEXCEL | AVT036*3 |  | Ground-Source | WBAHP: Heat Pump Packaged Unit | Heat Pump | 460 | 3 |  |  |  | Single-Speed |  |  |  | 37400 | 2112 | 17.7 | 13.4 | 29500 | 2216 | 3.9 | 3.1 | Non Federally-Regulated | 02/18/2016 |  | 05/13/2019
Enertech Global, LLC | GEOEXCEL | AVS036*2***1 |  | Water-Source | WBAHP: Heat Pump Packaged Unit | Heat Pump | 208 | 3 |  |  |  | Single-Speed |  |  |  | 37100 | 2262 | 16.4 | 11.2 | 46200 | 2507 | 5.4 | 4.2 | Federally-Regulated Commercial & Industrial Equipment | 02/23/2016 |  | 05/13/2019
Enertech Global, LLC | GEOEXCEL | AVS036*2***1 |  | Ground-Water-Source | WBAHP: Heat Pump Packaged Unit | Heat Pump | 208 | 3 |  |  |  | Single-Speed |  |  |  | 41600 | 1631 | 25.5 | 16.2 | 36900 | 2253 | 4.8 | 3.6 | Non Federally-Regulated | 02/23/2016 |  | 05/13/2019
Enertech Global, LLC | GEOEXCEL | AVS036*2***1 |  | Ground-Source | WBAHP: Heat Pump Packaged Unit | Heat Pump | 208 | 3 |  |  |  | Single-Speed |  |  |  | 38800 | 2020 | 19.2 | 13.4 | 29600 | 2224 | 3.9 | 3.1 | Non Federally-Regulated | 02/18/2016 |  | 05/13/2019
Enertech Global, LLC | GEOEXCEL | AVT024 |  | Water-Source | WBAHP: Heat Pump Packaged Unit | Heat Pump | 208 | 1 |  |  |  | Single-Speed |  |  |  | 24600 | 1527 | 16.1 | 11.2 | 29100 | 1640 | 5.2 | 4.2 | Federally-Regulated Commercial & Industrial Equipment | 02/23/2016 |  | 05/13/2019
Enertech Global, LLC | GEOEXCEL | AVT024 |  | Ground-Water-Source | WBAHP: Heat Pump Packaged Unit | Heat Pump | 208 | 1 |  |  |  | Single-Speed |  |  |  | 27600 | 1159 | 23.8 | 16.2 | 23900 | 1522 | 4.6 | 3.6 | Non Federally-Regulated | 02/23/2016 |  | 05/13/2019
Enertech Global, LLC | GEOEXCEL | AVT024 |  | Ground-Source | WBAHP: Heat Pump Packaged Unit | Heat Pump | 208 | 1 |  |  |  | Single-Speed |  |  |  | 25800 | 1387 | 18.6 | 13.4 | 19400 | 1421 | 4 | 3.1 | Non Federally-Regulated | 02/18/2016 |  | 05/13/2019
Enertech Global, LLC | GEOEXCEL | AVS030*****1 |  | Water-Source | WBAHP: Heat Pump Packaged Unit | Heat Pump | 208 | 1 |  |  |  | Single-Speed |  |  |  | 30100 | 1710 | 17.6 | 11.2 | 36200 | 1798 | 5.9 | 4.2 | Federally-Regulated Commercial & Industrial Equipment | 02/23/2016 |  | 05/13/2019
Enertech Global, LLC | GEOEXCEL | AVS030*****1 |  | Ground-Water-Source | WBAHP: Heat Pump Packaged Unit | Heat Pump | 208 | 1 |  |  |  | Single-Speed |  |  |  | 34000 | 1236 | 27.5 | 16.2 | 29200 | 1677 | 5.1 | 3.6 | Non Federally-Regulated | 02/23/2016 |  | 05/13/2019
Enertech Global, LLC | GEOEXCEL | AVS030*****1 |  | Ground-Source | WBAHP: Heat Pump Packaged Unit | Heat Pump | 208 | 1 |  |  |  | Single-Speed |  |  |  | 31400 | 1539 | 20.4 | 13.4 | 23200 | 1618 | 4.2 | 3.1 | Non Federally-Regulated | 02/18/2016 |  | 05/13/2019
Enertech Global, LLC | GEOEXCEL | AVS030*2***1 |  | Water-Source | WBAHP: Heat Pump Packaged Unit | Heat Pump | 208 | 3 |  |  |  | Single-Speed |  |  |  | 30100 | 1710 | 17.6 | 11.2 | 36200 | 1798 | 5.9 | 4.2 | Federally-Regulated Commercial & Industrial Equipment | 02/23/2016 |  | 05/13/2019
Enertech Global, LLC | GEOEXCEL | AVS030*2***1 |  | Ground-Water-Source | WBAHP: Heat Pump Packaged Unit | Heat Pump | 208 | 3 |  |  |  | Single-Speed |  |  |  | 34000 | 1236 | 27.5 | 16.2 | 29200 | 1677 | 5.1 | 3.6 | Non Federally-Regulated | 02/23/2016 |  | 05/13/2019
Enertech Global, LLC | GEOEXCEL | AVS030*2***1 |  | Ground-Source | WBAHP: Heat Pump Packaged Unit | Heat Pump | 208 | 3 |  |  |  | Single-Speed |  |  |  | 31400 | 1539 | 20.4 | 13.4 | 23200 | 1618 | 4.2 | 3.1 | Non Federally-Regulated | 02/18/2016 |  | 05/13/2019
Enertech Global, LLC | GEOEXCEL | AVS048*2 |  | Water-Source | WBAHP: Heat Pump Packaged Unit | Heat Pump | 208 | 3 |  |  |  | Single-Speed |  |  |  | 48500 | 3190 | 15.2 | 11.2 | 58900 | 3452 | 5 | 4.2 | Federally-Regulated Commercial & Industrial Equipment | 03/15/2019 |  | 05/13/2019
Enertech Global, LLC | GEOEXCEL | AVS048*2 |  | Ground-Water-Source | WBAHP: Heat Pump Packaged Unit | Heat Pump | 208 | 3 |  |  |  | Single-Speed |  |  |  | 53400 | 2362 | 22.6 | 16.2 | 48100 | 3203 | 4.4 | 3.6 | Non Federally-Regulated | 03/15/2019 |  | 05/13/2019
Enertech Global, LLC | GEOEXCEL | AVS048*2 |  | Ground-Source | WBAHP: Heat Pump Packaged Unit | Heat Pump | 208 | 3 |  |  |  | Single-Speed |  |  |  | 50500 | 2869 | 17.6 | 13.4 | 39600 | 3223 | 3.6 | 3.1 | Non Federally-Regulated | 03/15/2019 |  | 05/13/2019
Enertech Global, LLC | GEOEXCEL | AVS048*2***1 |  | Water-Source | WBAHP: Heat Pump Packaged Unit | Heat Pump | 208 | 3 |  |  |  | Single-Speed |  |  |  | 49900 | 2884 | 17.3 | 11.2 | 58400 | 3111 | 5.5 | 4.2 | Federally-Regulated Commercial & Industrial Equipment | 03/15/2019 |  | 05/13/2019
Enertech Global, LLC | GEOEXCEL | AVS048*2***1 |  | Ground-Water-Source | WBAHP: Heat Pump Packaged Unit | Heat Pump | 208 | 3 |  |  |  | Single-Speed |  |  |  | 54900 | 2079 | 26.4 | 16.2 | 47500 | 2900 | 4.8 | 3.6 | Non Federally-Regulated | 03/15/2019 |  | 05/13/2019
Enertech Global, LLC | GEOEXCEL | AVS048*2***1 |  | Ground-Source | WBAHP: Heat Pump Packaged Unit | Heat Pump | 208 | 3 |  |  |  | Single-Speed |  |  |  | 51600 | 2567 | 20.1 | 13.4 | 38700 | 2908 | 3.9 | 3.1 | Non Federally-Regulated | 03/15/2019 |  | 05/13/2019
FHP Manufacturing Company | Aquarius | EP036-1HZ/VT |  | Water-Source | WBAHP: Heat Pump Packaged Unit | Heat Pump | 208 | 1 |  |  |  | Single-Speed |  |  |  | 36000 | 2093 | 17.2 | 11.2 | 41000 | 2145 | 5.6 | 4.2 | Federally-Regulated Commercial & Industrial Equipment | 02/08/2019 |  | 05/13/2019
FHP Manufacturing Company | Aquarius | EP036-1HZ/VT |  | Ground-Water-Source | WBAHP: Heat Pump Packaged Unit | Heat Pump | 208 | 1 |  |  |  | Single-Speed |  |  |  | 40200 | 1552 | 25.9 | 16.2 | 34400 | 2057 | 4.9 | 3.6 | Non Federally-Regulated | 02/08/2019 |  | 05/13/2019
FHP Manufacturing Company | Aquarius | EP036-1HZ/VT |  | Ground-Source | WBAHP: Heat Pump Packaged Unit | Heat Pump | 208 | 1 |  |  |  | Single-Speed |  |  |  | 37500 | 1903 | 19.7 | 13.4 | 26000 | 1858 | 4.1 | 3.1 | Non Federally-Regulated | 02/08/2019 |  | 05/13/2019
FHP Manufacturing Company | Arcoaire | HP072D/H/V |  | Water-Source | WBAHP: Heat Pump Packaged Unit | Heat Pump | 208 | 1 |  |  |  | Dual-Speed | 4406 | 803 |  | 72000 | 4965 | 14.5 | 12 | 80000 | 5210 | 4.5 | 4.2 | Federally-Regulated Commercial & Industrial Equipment | 10/11/2017 |  | 05/13/2019
FHP Manufacturing Company | Arcoaire | HP072D/H/V |  | Ground-Water-Source | WBAHP: Heat Pump Packaged Unit | Heat Pump | 208 | 1 |  |  |  | Dual-Speed | 3941 | 803 |  | 77000 | 3928 | 19.6 | 16.2 | 68000 | 4745 | 4.2 | 3.6 | Non Federally-Regulated | 10/11/2017 |  | 05/13/2019
FHP Manufacturing Company | Arcoaire | HP072D/H/V |  | Ground-Source | WBAHP: Heat Pump Packaged Unit | Heat Pump | 208 | 1 |  |  |  | Dual-Speed | 3394 | 803 |  | 74000 | 4539 | 16.3 | 13.4 | 53000 | 4437 | 3.5 | 3.1 | Non Federally-Regulated | 10/11/2017 |  | 05/13/2019
FHP Manufacturing Company | Arcoaire | HP048D/H/V |  | Water-Source | WBAHP: Heat Pump Packaged Unit | Heat Pump | 208 | 1 |  |  |  | Dual-Speed |  |  |  | 48000 | 3636 | 13.2 | 11.2 | 58000 | 3541 | 4.8 | 4.2 | Federally-Regulated Commercial & Industrial Equipment | 05/25/2016 |  | 05/13/2019
FHP Manufacturing Company | Arcoaire | HP048D/H/V |  | Ground-Water-Source | WBAHP: Heat Pump Packaged Unit | Heat Pump | 208 | 1 |  |  |  | Dual-Speed |  |  |  | 54000 | 2842 | 19 | 16.2 | 48000 | 3349 | 4.2 | 3.6 | Non Federally-Regulated | 05/25/2016 |  | 05/13/2019
FHP Manufacturing Company | Arcoaire | HP048D/H/V |  | Ground-Source | WBAHP: Heat Pump Packaged Unit | Heat Pump | 208 | 1 |  |  |  | Dual-Speed |  |  |  | 49000 | 3161 | 15.5 | 13.4 | 38000 | 3093 | 3.6 | 3.1 | Non Federally-Regulated | 05/25/2016 |  | 05/13/2019
FHP Manufacturing Company | Arcoaire | HP024D/H/V |  | Water-Source | WBAHP: Heat Pump Packaged Unit | Heat Pump | 208 | 1 |  |  |  | Dual-Speed |  |  |  | 26000 | 1625 | 16 | 11.2 | 27600 | 1617 | 5 | 4.2 | Federally-Regulated Commercial & Industrial Equipment | 03/15/2019 |  | 05/13/2019
FHP Manufacturing Company | Arcoaire | HP024D/H/V |  | Ground-Water-Source | WBAHP: Heat Pump Packaged Unit | Heat Pump | 208 | 1 |  |  |  | Dual-Speed |  |  |  | 29000 | 1208 | 24 | 16.2 | 25000 | 1592 | 4.6 | 3.6 | Non Federally-Regulated | 03/15/2019 |  | 05/13/2019
FHP Manufacturing Company | Arcoaire | HP024D/H/V |  | Ground-Source | WBAHP: Heat Pump Packaged Unit | Heat Pump | 208 | 1 |  |  |  | Dual-Speed |  |  |  | 27500 | 1470 | 18.7 | 13.4 | 19000 | 1465 | 3.8 | 3.1 | Non Federally-Regulated | 03/15/2019 |  | 05/13/2019
FHP Manufacturing Company | Arcoaire | HP060D/H/V |  | Water-Source | WBAHP: Heat Pump Packaged Unit | Heat Pump | 208 | 1 |  |  |  | Dual-Speed |  |  |  | 60000 | 4285 | 14 | 11.2 | 72000 | 4489 | 4.7 | 4.2 | Federally-Regulated Commercial & Industrial Equipment | 05/25/2016 |  | 05/13/2019
FHP Manufacturing Company | Arcoaire | HP060D/H/V |  | Ground-Water-Source | WBAHP: Heat Pump Packaged Unit | Heat Pump | 208 | 1 |  |  |  | Dual-Speed | 3426 | 730 |  | 68000 | 3451 | 19.7 | 16.2 | 61000 | 4157 | 4.3 | 3.6 | Non Federally-Regulated | 10/11/2017 |  | 05/13/2019
FHP Manufacturing Company | Arcoaire | HP060D/H/V |  | Ground-Source | WBAHP: Heat Pump Packaged Unit | Heat Pump | 208 | 1 |  |  |  | Dual-Speed |  |  |  | 62000 | 3949 | 15.7 | 13.4 | 49000 | 3989 | 3.6 | 3.1 | Non Federally-Regulated | 05/25/2016 |  | 05/13/2019
FHP Manufacturing Company | Arcoaire | HB018H/V* |  | Water-Source | WBAHP: Heat Pump Packaged Unit | Heat Pump | 208 | 1 |  |  |  | Single-Speed |  |  |  | 19500 | 1189 | 16.4 | 11.2 | 23500 | 1299 | 5.3 | 4.2 | Federally-Regulated Commercial & Industrial Equipment | 04/27/2016 |  | 05/13/2019
FHP Manufacturing Company | Arcoaire | HB018H/V* |  | Ground-Water-Source | WBAHP: Heat Pump Packaged Unit | Heat Pump | 208 | 1 |  |  |  | Single-Speed |  |  |  | 21300 | 832 | 25.6 | 16.2 | 17700 | 1152 | 4.5 | 3.6 | Non Federally-Regulated | 04/27/2016 |  | 05/13/2019
FHP Manufacturing Company | Arcoaire | HB018H/V* |  | Ground-Source | WBAHP: Heat Pump Packaged Unit | Heat Pump | 208 | 1 |  |  |  | Single-Speed |  |  |  | 20500 | 1078 | 19 | 13.4 | 14800 | 1141 | 3.8 | 3.1 | Non Federally-Regulated | 11/13/2018 |  | 05/13/2019
FHP Manufacturing Company | Arcoaire | HB036H/V* |  | Water-Source | WBAHP: Heat Pump Packaged Unit | Heat Pump | 208 | 1 |  |  |  | Single-Speed |  |  |  | 36000 | 2093 | 17.2 | 11.2 | 41000 | 2145 | 5.6 | 4.2 | Federally-Regulated Commercial & Industrial Equipment | 04/27/2016 |  | 05/13/2019
FHP Manufacturing Company | Arcoaire | HB036H/V* |  | Ground-Water-Source | WBAHP: Heat Pump Packaged Unit | Heat Pump | 208 | 1 |  |  |  | Single-Speed |  |  |  | 40200 | 1552 | 25.9 | 16.2 | 34400 | 2057 | 4.9 | 3.6 | Non Federally-Regulated | 04/27/2016 |  | 05/13/2019
FHP Manufacturing Company | Arcoaire | HB036H/V* |  | Ground-Source | WBAHP: Heat Pump Packaged Unit | Heat Pump | 208 | 1 |  |  |  | Single-Speed |  |  |  | 37500 | 1903 | 19.7 | 13.4 | 26000 | 1858 | 4.1 | 3.1 | Non Federally-Regulated | 04/27/2016 |  | 05/13/2019
FHP Manufacturing Company | Arcoaire | HP060H**N***1**1 |  | Water-Source | WBAHP: Heat Pump Packaged Unit | Heat Pump | 208 | 1 |  |  |  | Dual-Speed |  |  |  | 60000 | 4285 | 14 | 11.2 | 72000 | 4587 | 4.6 | 4.2 | Federally-Regulated Commercial & Industrial Equipment | 04/24/2019 |  | 05/13/2019
FHP Manufacturing Company | Arcoaire | HP060H**N***1**1 |  | Ground-Source | WBAHP: Heat Pump Packaged Unit | Heat Pump | 208 | 1 |  |  |  | Dual-Speed |  |  |  | 62000 | 3850 | 16.1 | 13.4 | 49000 | 3934 | 3.7 | 3.1 | Non Federally-Regulated | 04/24/2019 |  | 05/13/2019
FHP Manufacturing Company | Arcoaire | HB018H******1**2 |  | Water-Source | WBAHP: Heat Pump Packaged Unit | Heat Pump | 208 | 1 |  |  |  | Single-Speed |  |  |  | 19500 | 1266 | 15.4 | 11.2 | 21300 | 1248 | 5 | 4.2 | Federally-Regulated Commercial & Industrial Equipment | 04/24/2019 |  | 05/13/2019
FHP Manufacturing Company | Arcoaire | HB018H******1**2 |  | Ground-Water-Source | WBAHP: Heat Pump Packaged Unit | Heat Pump | 208 | 1 |  |  |  | Single-Speed |  |  |  | 21300 | 862 | 24.7 | 16.2 | 17700 | 1178 | 4.4 | 3.6 | Non Federally-Regulated | 04/24/2019 |  | 05/13/2019
FHP Manufacturing Company | Arcoaire | HB018H******1**2 |  | Ground-Source | WBAHP: Heat Pump Packaged Unit | Heat Pump | 208 | 1 |  |  |  | Single-Speed |  |  |  | 20500 | 1145 | 17.9 | 13.4 | 14800 | 1188 | 3.7 | 3.1 | Non Federally-Regulated | 04/24/2019 |  | 05/13/2019
FHP Manufacturing Company | Arcoaire | HB042V******1**1 |  | Water-Source | WBAHP: Heat Pump Packaged Unit | Heat Pump | 208 | 1 |  |  |  | Single-Speed |  |  |  | 40600 | 2671 | 15.2 | 11.2 | 42400 | 2259 | 5.5 | 4.2 | Federally-Regulated Commercial & Industrial Equipment | 04/24/2019 |  | 05/13/2019
FHP Manufacturing Company | Arcoaire | HB042V******1**1 |  | Ground-Water-Source | WBAHP: Heat Pump Packaged Unit | Heat Pump | 208 | 1 |  |  |  | Single-Speed |  |  |  | 45000 | 1757 | 25.6 | 16.2 | 35000 | 2205 | 4.7 | 3.6 | Non Federally-Regulated | 04/24/2019 |  | 05/13/2019
FHP Manufacturing Company | Arcoaire | HB042V******1**1 |  | Ground-Source | WBAHP: Heat Pump Packaged Unit | Heat Pump | 208 | 1 |  |  |  | Single-Speed |  |  |  | 42200 | 2125 | 19.85 | 13.4 | 26800 | 2122 | 3.7 | 3.1 | Non Federally-Regulated | 04/24/2019 |  | 05/13/2019
FHP Manufacturing Company | Arcoaire | HB048V******1**1 |  | Water-Source | WBAHP: Heat Pump Packaged Unit | Heat Pump | 208 | 1 |  |  |  | Single-Speed |  |  |  | 47400 | 3160 | 15 | 11.2 | 50000 | 2764 | 5.3 | 4.2 | Federally-Regulated Commercial & Industrial Equipment | 04/24/2019 |  | 05/13/2019
FHP Manufacturing Company | Arcoaire | HB048V******1**1 |  | Ground-Water-Source | WBAHP: Heat Pump Packaged Unit | Heat Pump | 208 | 1 |  |  |  | Single-Speed |  |  |  | 52900 | 2190 | 24.15 | 16.2 | 40500 | 2760 | 4.3 | 3.6 | Non Federally-Regulated | 04/24/2019 |  | 05/13/2019
FHP Manufacturing Company | Arcoaire | HB048V******1**1 |  | Ground-Source | WBAHP: Heat Pump Packaged Unit | Heat Pump | 208 | 1 |  |  |  | Single-Speed |  |  |  | 49500 | 2788 | 17.75 | 13.4 | 33400 | 2645 | 3.7 | 3.1 | Non Federally-Regulated | 04/24/2019 |  | 05/13/2019
FHP Manufacturing Company | Arcoaire | HB018V******1**2 |  | Water-Source | WBAHP: Heat Pump Packaged Unit | Heat Pump | 208 | 1 |  |  |  | Single-Speed |  |  |  | 19500 | 1189 | 16.4 | 11.2 | 21300 | 1224 | 5.1 | 4.2 | Federally-Regulated Commercial & Industrial Equipment | 04/24/2019 |  | 05/13/2019
FHP Manufacturing Company | Arcoaire | HB018V******1**2 |  | Ground-Water-Source | WBAHP: Heat Pump Packaged Unit | Heat Pump | 208 | 1 |  |  |  | Single-Speed |  |  |  | 21300 | 832 | 25.6 | 16.2 | 17700 | 1152 | 4.5 | 3.6 | Non Federally-Regulated | 04/24/2019 |  | 05/13/2019
FHP Manufacturing Company | Arcoaire | HB018V******1**2 |  | Ground-Source | WBAHP: Heat Pump Packaged Unit | Heat Pump | 208 | 1 |  |  |  | Single-Speed |  |  |  | 20500 | 1078 | 19 | 13.4 | 14800 | 1141 | 3.8 | 3.1 | Non Federally-Regulated | 04/24/2019 |  | 05/13/2019
FHP Manufacturing Company | Arcoaire | HB042H******1**1 |  | Water-Source | WBAHP: Heat Pump Packaged Unit | Heat Pump | 208 | 1 |  |  |  | Single-Speed |  |  |  | 40600 | 2367 | 17.15 | 11.2 | 42400 | 2142 | 5.8 | 4.2 | Federally-Regulated Commercial & Industrial Equipment | 04/24/2019 |  | 05/13/2019
FHP Manufacturing Company | Arcoaire | HB042H******1**1 |  | Ground-Water-Source | WBAHP: Heat Pump Packaged Unit | Heat Pump | 208 | 1 |  |  |  | Single-Speed |  |  |  | 45000 | 1654 | 27.2 | 16.2 | 35000 | 2051 | 5 | 3.6 | Non Federally-Regulated | 04/24/2019 |  | 05/13/2019
FHP Manufacturing Company | Arcoaire | HB042H******1**1 |  | Ground-Source | WBAHP: Heat Pump Packaged Unit | Heat Pump | 208 | 1 |  |  |  | Single-Speed |  |  |  | 42200 | 2089 | 20.2 | 13.4 | 26800 | 1963 | 4 | 3.1 | Non Federally-Regulated | 04/24/2019 |  | 05/13/2019
FHP Manufacturing Company | Arcoaire | HS036***C***1**2 | FVM4X4800BL | Water-Source | WBAHP-CB: Heat Pump Split Syst | Both Heat Pump and Electric Re | 208 | 1 | False |  |  | Dual-Speed |  |  |  | 37700 | 2478 | 15.21 | 12 | 45000 | 2637 | 5 | 4.2 | Federally-Regulated Commercial & Industrial Equipment | 04/24/2019 |  | 05/13/2019
FHP Manufacturing Company | Arcoaire | HS036***C***1**2 | FVM4X4800BL | Ground-Water-Source | WBAHP-CB: Heat Pump Split Syst | Both Heat Pump and Electric Re | 208 | 1 | False |  |  | Dual-Speed |  |  |  | 41400 | 1819 | 22.75 | 16.2 | 36700 | 2444 | 4.4 | 3.6 | Non Federally-Regulated | 04/24/2019 |  | 05/13/2019
FHP Manufacturing Company | Arcoaire | HS036***C***1**2 | FVM4X4800BL | Ground-Source | WBAHP-CB: Heat Pump Split Syst | Both Heat Pump and Electric Re | 208 | 1 | False |  |  | Dual-Speed |  |  |  | 39200 | 2227 | 17.6 | 13.4 | 27400 | 2361 | 3.4 | 3.1 | Non Federally-Regulated | 04/24/2019 |  | 05/13/2019
FHP Manufacturing Company | Arcoaire | HS036***N***1**2 | FVM4X4800BL | Water-Source | WBAHP-CB: Heat Pump Split Syst | Both Heat Pump and Electric Re | 208 | 1 | False |  |  | Dual-Speed |  |  |  | 37700 | 2683 | 14.05 | 12 | 45000 | 2691 | 4.9 | 4.2 | Federally-Regulated Commercial & Industrial Equipment | 04/24/2019 |  | 05/13/2019
FHP Manufacturing Company | Arcoaire | HS036***N***1**2 | FVM4X4800BL | Ground-Water-Source | WBAHP-CB: Heat Pump Split Syst | Both Heat Pump and Electric Re | 208 | 1 | False |  |  | Dual-Speed |  |  |  | 41400 | 2039 | 20.3 | 16.2 | 36700 | 2560 | 4.2 | 3.6 | Non Federally-Regulated | 04/24/2019 |  | 05/13/2019
FHP Manufacturing Company | Arcoaire | HS036***N***1**2 | FVM4X4800BL | Ground-Source | WBAHP-CB: Heat Pump Split Syst | Both Heat Pump and Electric Re | 208 | 1 | False |  |  | Dual-Speed |  |  |  | 39200 | 2412 | 16.25 | 13.4 | 27400 | 2230 | 3.6 | 3.1 | Non Federally-Regulated | 04/24/2019 |  | 05/13/2019
Enertech Global, LLC | GEOEXCEL | ART024A | MPD024 | Ground-Source | WBAHP-CB: Heat Pump Split Syst | Heat Pump | 208 | 1 | False |  |  | Single-Speed |  |  |  | 24600 | 1556 | 15.8 | 13.4 | 18000 | 1598 | 3.3 | 3.1 | Non Federally-Regulated | 02/23/2016 |  | 05/13/2019
Enertech Global, LLC | GEOEXCEL | ART036A | MPD036 | Ground-Source | WBAHP-CB: Heat Pump Split Syst | Heat Pump | 208 | 1 | False |  |  | Single-Speed |  |  |  | 35500 | 2218 | 16 | 13.4 | 27400 | 2170 | 3.7 | 3.1 | Non Federally-Regulated | 02/23/2016 |  | 05/13/2019
Enertech Global, LLC | GEOEXCEL | ART048A | MPD060 | Ground-Source | WBAHP-CB: Heat Pump Split Syst | Heat Pump | 208 | 1 | False |  |  | Single-Speed |  |  |  | 50700 | 2816 | 18 | 13.4 | 34200 | 2708 | 3.7 | 3.1 | Non Federally-Regulated | 02/23/2016 |  | 05/13/2019
Enertech Global, LLC | GEOEXCEL | ART060A | MPD060 | Ground-Source | WBAHP-CB: Heat Pump Split Syst | Heat Pump | 208 | 1 | False |  |  | Single-Speed |  |  |  | 61500 | 3575 | 17.2 | 13.4 | 45600 | 3818 | 3.5 | 3.1 | Non Federally-Regulated | 02/23/2016 |  | 05/13/2019
Enertech Global, LLC | GEOEXCEL | AST024A | ACD024 | Ground-Water-Source | WBAHP-C: Heat Pump Split Syste | Heat Pump | 208 | 1 | False |  |  | Single-Speed |  |  |  | 27300 | 1246 | 21.9 | 16.2 | 23100 | 1538 | 4.4 | 3.6 | Non Federally-Regulated | 08/08/2017 |  | 05/13/2019
Enertech Global, LLC | GEOEXCEL | AST024A | ACD024 | Ground-Source | WBAHP-C: Heat Pump Split Syste | Heat Pump | 208 | 1 | False |  |  | Single-Speed |  |  |  | 25300 | 1497 | 16.9 | 13.4 | 18100 | 1433 | 3.7 | 3.1 | Non Federally-Regulated | 08/08/2017 |  | 05/13/2019
Enertech Global, LLC | GEOEXCEL | AST024A | MPD024 | Ground-Water-Source | WBAHP-CB: Heat Pump Split Syst | Heat Pump | 208 | 1 | False |  |  | Single-Speed |  |  |  | 26800 | 1326 | 20.2 | 16.2 | 23100 | 1611 | 4.2 | 3.6 | Non Federally-Regulated | 08/08/2017 |  | 05/13/2019
Enertech Global, LLC | GEOEXCEL | AST024A | MPD024 | Ground-Source | WBAHP-CB: Heat Pump Split Syst | Heat Pump | 208 | 1 | False |  |  | Single-Speed |  |  |  | 24900 | 1616 | 15.4 | 13.4 | 17800 | 1534 | 3.4 | 3.1 | Non Federally-Regulated | 08/08/2017 |  | 05/13/2019
Enertech Global, LLC | GEOEXCEL | AST024A2 | ACD024 | Ground-Water-Source | WBAHP-C: Heat Pump Split Syste | Heat Pump | 208 | 3 | False |  |  | Single-Speed |  |  |  | 27300 | 1246 | 21.9 | 16.2 | 23100 | 1538 | 4.4 | 3.6 | Non Federally-Regulated | 08/08/2017 |  | 05/13/2019
Enertech Global, LLC | GEOEXCEL | AST024A2 | ACD024 | Ground-Source | WBAHP-C: Heat Pump Split Syste | Heat Pump | 208 | 3 | False |  |  | Single-Speed |  |  |  | 25300 | 1497 | 16.9 | 13.4 | 18100 | 1433 | 3.7 | 3.1 | Non Federally-Regulated | 08/08/2017 |  | 05/13/2019
Enertech Global, LLC | GEOEXCEL | AST036A | MPD036 | Ground-Water-Source | WBAHP-CB: Heat Pump Split Syst | Heat Pump | 208 | 1 | False |  |  | Single-Speed |  |  |  | 40000 | 1851 | 21.6 | 16.2 | 35800 | 2440 | 4.3 | 3.6 | Non Federally-Regulated | 08/08/2017 |  | 05/13/2019
Enertech Global, LLC | GEOEXCEL | AST036A | MPD036 | Ground-Source | WBAHP-CB: Heat Pump Split Syst | Heat Pump | 208 | 1 | False |  |  | Single-Speed |  |  |  | 37400 | 2294 | 16.3 | 13.4 | 28000 | 2279 | 3.6 | 3.1 | Non Federally-Regulated | 08/08/2017 |  | 05/13/2019
Enertech Global, LLC | GEOEXCEL | AST036A | ACD036 | Ground-Water-Source | WBAHP-C: Heat Pump Split Syste | Heat Pump | 208 | 1 | False |  |  | Single-Speed |  |  |  | 38800 | 1813 | 21.4 | 16.2 | 35700 | 2325 | 4.5 | 3.6 | Non Federally-Regulated | 08/08/2017 |  | 05/13/2019
Enertech Global, LLC | GEOEXCEL | AST036A | ACD036 | Ground-Source | WBAHP-C: Heat Pump Split Syste | Heat Pump | 208 | 1 | False |  |  | Single-Speed |  |  |  | 36700 | 2171 | 16.9 | 13.4 | 28000 | 2159 | 3.8 | 3.1 | Non Federally-Regulated | 08/08/2017 |  | 05/13/2019
Enertech Global, LLC | GEOEXCEL | AST036A2 | MPD036 | Ground-Water-Source | WBAHP-CB: Heat Pump Split Syst | Heat Pump | 208 | 3 | False |  |  | Single-Speed |  |  |  | 40000 | 1851 | 21.6 | 16.2 | 35800 | 2440 | 4.3 | 3.6 | Non Federally-Regulated | 08/08/2017 |  | 05/13/2019
Enertech Global, LLC | GEOEXCEL | AST036A2 | MPD036 | Ground-Source | WBAHP-CB: Heat Pump Split Syst | Heat Pump | 208 | 3 | False |  |  | Single-Speed |  |  |  | 37400 | 2294 | 16.3 | 13.4 | 28000 | 2279 | 3.6 | 3.1 | Non Federally-Regulated | 08/08/2017 |  | 05/13/2019
Enertech Global, LLC | GEOEXCEL | AST036A2 | ACD036 | Ground-Water-Source | WBAHP-C: Heat Pump Split Syste | Heat Pump | 208 | 3 | False |  |  | Single-Speed |  |  |  | 38800 | 1813 | 21.4 | 16.2 | 35700 | 2325 | 4.5 | 3.6 | Non Federally-Regulated | 08/08/2017 |  | 05/13/2019
Enertech Global, LLC | GEOEXCEL | AST036A2 | ACD036 | Ground-Source | WBAHP-C: Heat Pump Split Syste | Heat Pump | 208 | 3 | False |  |  | Single-Speed |  |  |  | 36700 | 2171 | 16.9 | 13.4 | 28000 | 2159 | 3.8 | 3.1 | Non Federally-Regulated | 08/08/2017 |  | 05/13/2019
Enertech Global, LLC | GEOEXCEL | AST048A | MPD060 | Ground-Water-Source | WBAHP-CB: Heat Pump Split Syst | Heat Pump | 208 | 1 | False |  |  | Single-Speed |  |  |  | 55400 | 2308 | 24 | 16.2 | 44400 | 2891 | 4.5 | 3.6 | Non Federally-Regulated | 08/08/2017 |  | 05/13/2019
Enertech Global, LLC | GEOEXCEL | AST048A | MPD060 | Ground-Source | WBAHP-CB: Heat Pump Split Syst | Heat Pump | 208 | 1 | False |  |  | Single-Speed |  |  |  | 52000 | 2780 | 18.7 | 13.4 | 35900 | 2768 | 3.8 | 3.1 | Non Federally-Regulated | 08/08/2017 |  | 05/13/2019
Enertech Global, LLC | GEOEXCEL | AST048A | ACD060 | Ground-Water-Source | WBAHP-C: Heat Pump Split Syste | Heat Pump | 208 | 1 | False |  |  | Single-Speed |  |  |  | 54700 | 2347 | 23.3 | 16.2 | 45500 | 2898 | 4.6 | 3.6 | Non Federally-Regulated | 08/08/2017 |  | 05/13/2019
Enertech Global, LLC | GEOEXCEL | AST048A | ACD060 | Ground-Source | WBAHP-C: Heat Pump Split Syste | Heat Pump | 208 | 1 | False |  |  | Single-Speed |  |  |  | 51900 | 2820 | 18.4 | 13.4 | 36700 | 2757 | 3.9 | 3.1 | Non Federally-Regulated | 08/08/2017 |  | 05/13/2019
Enertech Global, LLC | GEOEXCEL | AST048A2 | MPD060 | Ground-Water-Source | WBAHP-CB: Heat Pump Split Syst | Heat Pump | 208 | 3 | False |  |  | Single-Speed |  |  |  | 55400 | 2308 | 24 | 16.2 | 44400 | 2891 | 4.5 | 3.6 | Non Federally-Regulated | 08/08/2017 |  | 05/13/2019
Enertech Global, LLC | GEOEXCEL | AST048A2 | MPD060 | Ground-Source | WBAHP-CB: Heat Pump Split Syst | Heat Pump | 208 | 3 | False |  |  | Single-Speed |  |  |  | 52000 | 2780 | 18.7 | 13.4 | 35900 | 2768 | 3.8 | 3.1 | Non Federally-Regulated | 08/08/2017 |  | 05/13/2019
Enertech Global, LLC | GEOEXCEL | AST048A2 | ACD060 | Ground-Water-Source | WBAHP-C: Heat Pump Split Syste | Heat Pump | 208 | 3 | False |  |  | Single-Speed |  |  |  | 54700 | 2347 | 23.3 | 16.2 | 45500 | 2898 | 4.6 | 3.6 | Non Federally-Regulated | 08/08/2017 |  | 05/13/2019
Enertech Global, LLC | GEOEXCEL | AST048A2 | ACD060 | Ground-Source | WBAHP-C: Heat Pump Split Syste | Heat Pump | 208 | 3 | False |  |  | Single-Speed |  |  |  | 51900 | 2820 | 18.4 | 13.4 | 36700 | 2757 | 3.9 | 3.1 | Non Federally-Regulated | 08/08/2017 |  | 05/13/2019
Enertech Global, LLC | GEOEXCEL | AXT024D3 |  | Ground-Water-Source | WBAHP: Heat Pump Packaged Unit | Heat Pump | 460 | 3 |  |  |  | Single-Speed |  |  |  | 29600 | 1100 | 26.9 | 16.2 | 24700 | 1392 | 5.2 | 3.6 | Non Federally-Regulated | 02/23/2016 |  | 05/13/2019
Enertech Global, LLC | GEOEXCEL | AXT024D3 |  | Ground-Source | WBAHP: Heat Pump Packaged Unit | Heat Pump | 460 | 3 |  |  |  | Single-Speed |  |  |  | 27200 | 1339 | 20.3 | 13.4 | 19800 | 1349 | 4.3 | 3.1 | Non Federally-Regulated | 02/18/2016 |  | 05/13/2019
Enertech Global, LLC | GEOEXCEL | AXT036D |  | Ground-Water-Source | WBAHP: Heat Pump Packaged Unit | Heat Pump | 208 | 1 |  |  |  | Single-Speed |  |  |  | 42200 | 1758 | 24 | 16.2 | 37000 | 2126 | 5.1 | 3.6 | Non Federally-Regulated | 02/23/2016 |  | 05/13/2019
Enertech Global, LLC | GEOEXCEL | AXT036D |  | Ground-Source | WBAHP: Heat Pump Packaged Unit | Heat Pump | 208 | 1 |  |  |  | Single-Speed |  |  |  | 38900 | 2125 | 18.3 | 13.4 | 29200 | 2037 | 4.2 | 3.1 | Non Federally-Regulated | 02/18/2016 |  | 05/13/2019
Enertech Global, LLC | GEOEXCEL | AXT036D2 |  | Ground-Water-Source | WBAHP: Heat Pump Packaged Unit | Heat Pump | 208 | 3 |  |  |  | Single-Speed |  |  |  | 42200 | 1758 | 24 | 16.2 | 37000 | 2126 | 5.1 | 3.6 | Non Federally-Regulated | 02/23/2016 |  | 05/13/2019
Enertech Global, LLC | GEOEXCEL | AXT036D2 |  | Ground-Source | WBAHP: Heat Pump Packaged Unit | Heat Pump | 208 | 3 |  |  |  | Single-Speed |  |  |  | 38900 | 2125 | 18.3 | 13.4 | 29200 | 2037 | 4.2 | 3.1 | Non Federally-Regulated | 02/18/2016 |  | 05/13/2019
Enertech Global, LLC | GEOEXCEL | AXT036D3 |  | Ground-Water-Source | WBAHP: Heat Pump Packaged Unit | Heat Pump | 460 | 3 |  |  |  | Single-Speed |  |  |  | 42200 | 1758 | 24 | 16.2 | 37000 | 2126 | 5.1 | 3.6 | Non Federally-Regulated | 02/23/2016 |  | 05/13/2019
Enertech Global, LLC | GEOEXCEL | AXT036D3 |  | Ground-Source | WBAHP: Heat Pump Packaged Unit | Heat Pump | 460 | 3 |  |  |  | Single-Speed |  |  |  | 38900 | 2125 | 18.3 | 13.4 | 29200 | 2037 | 4.2 | 3.1 | Non Federally-Regulated | 02/18/2016 |  | 05/13/2019
Enertech Global, LLC | GEOEXCEL | AXT048D2 |  | Ground-Water-Source | WBAHP: Heat Pump Packaged Unit | Heat Pump | 208 | 3 |  |  |  | Single-Speed |  |  |  | 53100 | 2402 | 22.1 | 16.2 | 47400 | 3019 | 4.6 | 3.6 | Non Federally-Regulated | 03/15/2019 |  | 05/13/2019
Enertech Global, LLC | GEOEXCEL | AXT048D2 |  | Ground-Source | WBAHP: Heat Pump Packaged Unit | Heat Pump | 208 | 3 |  |  |  | Single-Speed |  |  |  | 49000 | 2865 | 17.1 | 13.4 | 38200 | 2870 | 3.9 | 3.1 | Non Federally-Regulated | 03/15/2019 |  | 05/13/2019
Enertech Global, LLC | GEOEXCEL | AXT048D3 |  | Ground-Water-Source | WBAHP: Heat Pump Packaged Unit | Heat Pump | 460 | 3 |  |  |  | Single-Speed |  |  |  | 53100 | 2402 | 22.1 | 16.2 | 47400 | 3019 | 4.6 | 3.6 | Non Federally-Regulated | 03/15/2019 |  | 05/13/2019
Enertech Global, LLC | GEOEXCEL | AXT048D3 |  | Ground-Source | WBAHP: Heat Pump Packaged Unit | Heat Pump | 460 | 3 |  |  |  | Single-Speed |  |  |  | 49000 | 2865 | 17.1 | 13.4 | 38200 | 2870 | 3.9 | 3.1 | Non Federally-Regulated | 03/15/2019 |  | 05/13/2019
Enertech Global, LLC | GEOEXCEL | AXT060D |  | Ground-Source | WBAHP: Heat Pump Packaged Unit | Heat Pump | 208 | 1 |  |  |  | Single-Speed |  |  |  | 63000 | 3539 | 17.8 | 13.4 | 47700 | 3778 | 3.7 | 3.1 | Non Federally-Regulated | 03/15/2019 |  | 05/13/2019
Enertech Global, LLC | GEOEXCEL | AXT060D3 |  | Ground-Source | WBAHP: Heat Pump Packaged Unit | Heat Pump | 460 | 3 |  |  |  | Single-Speed |  |  |  | 63000 | 3539 | 17.8 | 13.4 | 47700 | 3778 | 3.7 | 3.1 | Non Federally-Regulated | 03/15/2019 |  | 05/13/2019
Enertech Global, LLC | GEOEXCEL | AYT024 |  | Ground-Water-Source | WBAHP: Heat Pump Packaged Unit | Heat Pump | 208 | 1 |  |  |  | Single-Speed |  |  |  | 29200 | 1136 | 25.7 | 16.2 | 23400 | 1293 | 5.3 | 3.6 | Non Federally-Regulated | 03/15/2019 |  | 05/13/2019
Enertech Global, LLC | GEOEXCEL | AYT024 |  | Ground-Source | WBAHP: Heat Pump Packaged Unit | Heat Pump | 208 | 1 |  |  |  | Single-Speed |  |  |  | 27100 | 1361 | 19.9 | 13.4 | 19000 | 1294 | 4.3 | 3.1 | Non Federally-Regulated | 03/15/2019 |  | 05/13/2019
Enertech Global, LLC | GEOEXCEL | AYT024*3 |  | Ground-Water-Source | WBAHP: Heat Pump Packaged Unit | Heat Pump | 460 | 3 |  |  |  | Single-Speed |  |  |  | 29200 | 1136 | 25.7 | 16.2 | 23400 | 1293 | 5.3 | 3.6 | Non Federally-Regulated | 03/15/2019 |  | 05/13/2019
Enertech Global, LLC | GEOEXCEL | AYT024*3 |  | Ground-Source | WBAHP: Heat Pump Packaged Unit | Heat Pump | 460 | 3 |  |  |  | Single-Speed |  |  |  | 27100 | 1361 | 19.9 | 13.4 | 19000 | 1294 | 4.3 | 3.1 | Non Federally-Regulated | 03/15/2019 |  | 05/13/2019
Enertech Global, LLC | GEOEXCEL | AYT036 |  | Ground-Water-Source | WBAHP: Heat Pump Packaged Unit | Heat Pump | 208 | 1 |  |  |  | Single-Speed |  |  |  | 44300 | 1640 | 27 | 16.2 | 37500 | 1998 | 5.5 | 3.6 | Non Federally-Regulated | 02/23/2016 |  | 05/13/2019
Enertech Global, LLC | GEOEXCEL | AYT036 |  | Ground-Source | WBAHP: Heat Pump Packaged Unit | Heat Pump | 208 | 1 |  |  |  | Single-Speed |  |  |  | 41200 | 1971 | 20.9 | 13.4 | 29100 | 1895 | 4.5 | 3.1 | Non Federally-Regulated | 02/18/2016 |  | 05/13/2019
Enertech Global, LLC | GEOEXCEL | AYT036*2 |  | Ground-Water-Source | WBAHP: Heat Pump Packaged Unit | Heat Pump | 208 | 3 |  |  |  | Single-Speed |  |  |  | 44300 | 1640 | 27 | 16.2 | 37500 | 1998 | 5.5 | 3.6 | Non Federally-Regulated | 02/23/2016 |  | 05/13/2019
Enertech Global, LLC | GEOEXCEL | AYT036*2 |  | Ground-Source | WBAHP: Heat Pump Packaged Unit | Heat Pump | 208 | 3 |  |  |  | Single-Speed |  |  |  | 41200 | 1971 | 20.9 | 13.4 | 29100 | 1895 | 4.5 | 3.1 | Non Federally-Regulated | 02/18/2016 |  | 05/13/2019
Enertech Global, LLC | GEOEXCEL | AYT036*3 |  | Ground-Water-Source | WBAHP: Heat Pump Packaged Unit | Heat Pump | 460 | 3 |  |  |  | Single-Speed |  |  |  | 44300 | 1640 | 27 | 16.2 | 37500 | 1998 | 5.5 | 3.6 | Non Federally-Regulated | 03/15/2019 |  | 05/13/2019
Enertech Global, LLC | GEOEXCEL | AYT036*3 |  | Ground-Source | WBAHP: Heat Pump Packaged Unit | Heat Pump | 460 | 3 |  |  |  | Single-Speed |  |  |  | 41200 | 1971 | 20.9 | 13.4 | 29100 | 1895 | 4.5 | 3.1 | Non Federally-Regulated | 03/15/2019 |  | 05/13/2019
Enertech Global, LLC | GEOEXCEL | AYT048 |  | Ground-Water-Source | WBAHP: Heat Pump Packaged Unit | Heat Pump | 208 | 1 |  |  |  | Single-Speed |  |  |  | 57100 | 2179 | 26.2 | 16.2 | 49500 | 2789 | 5.2 | 3.6 | Non Federally-Regulated | 03/15/2019 |  | 05/13/2019
Enertech Global, LLC | GEOEXCEL | AYT048 |  | Ground-Source | WBAHP: Heat Pump Packaged Unit | Heat Pump | 208 | 1 |  |  |  | Single-Speed |  |  |  | 53300 | 2638 | 20.2 | 13.4 | 39900 | 2719 | 4.3 | 3.1 | Non Federally-Regulated | 03/15/2019 |  | 05/13/2019
Enertech Global, LLC | GEOEXCEL | AYT048*2 |  | Ground-Water-Source | WBAHP: Heat Pump Packaged Unit | Heat Pump | 208 | 3 |  |  |  | Single-Speed |  |  |  | 57100 | 2179 | 26.2 | 16.2 | 49500 | 2789 | 5.2 | 3.6 | Non Federally-Regulated | 03/15/2019 |  | 05/13/2019
Enertech Global, LLC | GEOEXCEL | AYT048*2 |  | Ground-Source | WBAHP: Heat Pump Packaged Unit | Heat Pump | 208 | 3 |  |  |  | Single-Speed |  |  |  | 53300 | 2638 | 20.2 | 13.4 | 39900 | 2719 | 4.3 | 3.1 | Non Federally-Regulated | 03/15/2019 |  | 05/13/2019
Enertech Global, LLC | GEOEXCEL | AYT048*3 |  | Ground-Water-Source | WBAHP: Heat Pump Packaged Unit | Heat Pump | 460 | 3 |  |  |  | Single-Speed |  |  |  | 57100 | 2179 | 26.2 | 16.2 | 49500 | 2789 | 5.2 | 3.6 | Non Federally-Regulated | 03/15/2019 |  | 05/13/2019
Enertech Global, LLC | GEOEXCEL | AYT048*3 |  | Ground-Source | WBAHP: Heat Pump Packaged Unit | Heat Pump | 460 | 3 |  |  |  | Single-Speed |  |  |  | 53300 | 2638 | 20.2 | 13.4 | 39900 | 2719 | 4.3 | 3.1 | Non Federally-Regulated | 03/15/2019 |  | 05/13/2019
Enertech Global, LLC | GEOEXCEL | AYT060 |  | Ground-Source | WBAHP: Heat Pump Packaged Unit | Heat Pump | 208 | 1 |  |  |  | Single-Speed |  |  |  | 64300 | 3331 | 19.3 | 13.4 | 49200 | 3516 | 4.1 | 3.1 | Non Federally-Regulated | 02/18/2016 |  | 05/13/2019
Enertech Global, LLC | GEOEXCEL | AYT060*3 |  | Ground-Source | WBAHP: Heat Pump Packaged Unit | Heat Pump | 460 | 3 |  |  |  | Single-Speed |  |  |  | 64300 | 3331 | 19.3 | 13.4 | 49200 | 3516 | 4.1 | 3.1 | Non Federally-Regulated | 03/15/2019 |  | 05/13/2019
Enertech Global, LLC | GEOEXCEL | AZS006 |  | Water-Source | WBAHP: Heat Pump Packaged Unit | Heat Pump | 208 | 1 |  |  |  | Single-Speed |  |  |  | 6500 | 445 | 14.6 | 11.2 | 7800 | 439 | 5.2 | 4.2 | Federally-Regulated Commercial & Industrial Equipment | 08/08/2017 |  | 05/13/2019
Enertech Global, LLC | GEOEXCEL | AZS006 |  | Ground-Water-Source | WBAHP: Heat Pump Packaged Unit | Heat Pump | 208 | 1 |  |  |  | Single-Speed |  |  |  | 7600 | 327 | 23.2 | 16.2 | 6400 | 436 | 4.3 | 3.6 | Non Federally-Regulated | 08/08/2017 |  | 05/13/2019
Enertech Global, LLC | GEOEXCEL | AZS006 |  | Ground-Source | WBAHP: Heat Pump Packaged Unit | Heat Pump | 208 | 1 |  |  |  | Single-Speed |  |  |  | 6900 | 403 | 17.1 | 13.4 | 5200 | 435 | 3.5 | 3.1 | Non Federally-Regulated | 08/08/2017 |  | 05/13/2019
Enertech Global, LLC | GEOEXCEL | AZS006*9 |  | Water-Source | WBAHP: Heat Pump Packaged Unit | Heat Pump | 115 | 1 |  |  |  | Single-Speed |  |  |  | 6200 | 446 | 13.9 | 11.2 | 7400 | 442 | 4.9 | 4.2 | Federally-Regulated Commercial & Industrial Equipment | 08/08/2017 |  | 05/13/2019
Enertech Global, LLC | GEOEXCEL | AZS006*9 |  | Ground-Water-Source | WBAHP: Heat Pump Packaged Unit | Heat Pump | 115 | 1 |  |  |  | Single-Speed |  |  |  | 7200 | 327 | 22 | 16.2 | 6100 | 436 | 4.1 | 3.6 | Non Federally-Regulated | 08/08/2017 |  | 05/13/2019
Enertech Global, LLC | GEOEXCEL | AZS006*9 |  | Ground-Source | WBAHP: Heat Pump Packaged Unit | Heat Pump | 115 | 1 |  |  |  | Single-Speed |  |  |  | 6500 | 401 | 16.2 | 13.4 | 5000 | 444 | 3.3 | 3.1 | Non Federally-Regulated | 08/08/2017 |  | 05/13/2019
Enertech Global, LLC | GEOEXCEL | AZS006*A |  | Water-Source | WBAHP: Heat Pump Packaged Unit | Heat Pump | 265 | 1 |  |  |  | Single-Speed |  |  |  | 6200 | 446 | 13.9 | 11.2 | 7400 | 442 | 4.9 | 4.2 | Federally-Regulated Commercial & Industrial Equipment | 08/08/2017 |  | 05/13/2019
Enertech Global, LLC | GEOEXCEL | AZS006*A |  | Ground-Water-Source | WBAHP: Heat Pump Packaged Unit | Heat Pump | 265 | 1 |  |  |  | Single-Speed |  |  |  | 7200 | 327 | 22 | 16.2 | 6100 | 436 | 4.1 | 3.6 | Non Federally-Regulated | 08/08/2017 |  | 05/13/2019
Enertech Global, LLC | GEOEXCEL | AZS006*A |  | Ground-Source | WBAHP: Heat Pump Packaged Unit | Heat Pump | 265 | 1 |  |  |  | Single-Speed |  |  |  | 6500 | 401 | 16.2 | 13.4 | 5000 | 444 | 3.3 | 3.1 | Non Federally-Regulated | 08/08/2017 |  | 05/13/2019
Enertech Global, LLC | GEOEXCEL | AZS009*A |  | Water-Source | WBAHP: Heat Pump Packaged Unit | Heat Pump | 265 | 1 |  |  |  | Single-Speed |  |  |  | 8700 | 639 | 13.6 | 11.2 | 11100 | 692 | 4.7 | 4.2 | Federally-Regulated Commercial & Industrial Equipment | 08/08/2017 |  | 05/13/2019
Enertech Global, LLC | GEOEXCEL | AZS009*A |  | Ground-Water-Source | WBAHP: Heat Pump Packaged Unit | Heat Pump | 265 | 1 |  |  |  | Single-Speed |  |  |  | 10000 | 460 | 21.7 | 16.2 | 9000 | 659 | 4 | 3.6 | Non Federally-Regulated | 08/08/2017 |  | 05/13/2019
Enertech Global, LLC | GEOEXCEL | AZS009*A |  | Ground-Source | WBAHP: Heat Pump Packaged Unit | Heat Pump | 265 | 1 |  |  |  | Single-Speed |  |  |  | 9200 | 578 | 15.9 | 13.4 | 7100 | 630 | 3.3 | 3.1 | Non Federally-Regulated | 08/08/2017 |  | 05/13/2019
Enertech Global, LLC | GEOEXCEL | AZS012 |  | Water-Source | WBAHP: Heat Pump Packaged Unit | Heat Pump | 208 | 1 |  |  |  | Single-Speed |  |  |  | 11000 | 880 | 12.5 | 11.2 | 13600 | 926 | 4.3 | 4.2 | Federally-Regulated Commercial & Industrial Equipment | 08/08/2017 |  | 05/13/2019
Enertech Global, LLC | GEOEXCEL | AZS012 |  | Ground-Water-Source | WBAHP: Heat Pump Packaged Unit | Heat Pump | 208 | 1 |  |  |  | Single-Speed |  |  |  | 12400 | 663 | 18.7 | 16.2 | 11700 | 926 | 3.7 | 3.6 | Non Federally-Regulated | 08/08/2017 |  | 05/13/2019
Enertech Global, LLC | GEOEXCEL | AZS012 |  | Ground-Source | WBAHP: Heat Pump Packaged Unit | Heat Pump | 208 | 1 |  |  |  | Single-Speed |  |  |  | 11300 | 801 | 14.1 | 13.4 | 9500 | 870 | 3.2 | 3.1 | Non Federally-Regulated | 08/08/2017 |  | 05/13/2019
Enertech Global, LLC | GEOEXCEL | AZS012*9 |  | Water-Source | WBAHP: Heat Pump Packaged Unit | Heat Pump | 115 | 1 |  |  |  | Single-Speed |  |  |  | 11000 | 880 | 12.5 | 11.2 | 13600 | 926 | 4.3 | 4.2 | Federally-Regulated Commercial & Industrial Equipment | 08/08/2017 |  | 05/13/2019
Enertech Global, LLC | GEOEXCEL | AZS012*9 |  | Ground-Water-Source | WBAHP: Heat Pump Packaged Unit | Heat Pump | 115 | 1 |  |  |  | Single-Speed |  |  |  | 12400 | 663 | 18.7 | 16.2 | 11700 | 926 | 3.7 | 3.6 | Non Federally-Regulated | 08/08/2017 |  | 05/13/2019
Enertech Global, LLC | GEOEXCEL | AZS012*9 |  | Ground-Source | WBAHP: Heat Pump Packaged Unit | Heat Pump | 115 | 1 |  |  |  | Single-Speed |  |  |  | 11300 | 801 | 14.1 | 13.4 | 9500 | 870 | 3.2 | 3.1 | Non Federally-Regulated | 08/08/2017 |  | 05/13/2019
Enertech Global, LLC | GEOEXCEL | AZS012*A |  | Water-Source | WBAHP: Heat Pump Packaged Unit | Heat Pump | 265 | 1 |  |  |  | Single-Speed |  |  |  | 11000 | 880 | 12.5 | 11.2 | 13600 | 926 | 4.3 | 4.2 | Federally-Regulated Commercial & Industrial Equipment | 08/08/2017 |  | 05/13/2019
Enertech Global, LLC | GEOEXCEL | AZS012*A |  | Ground-Water-Source | WBAHP: Heat Pump Packaged Unit | Heat Pump | 265 | 1 |  |  |  | Single-Speed |  |  |  | 12400 | 663 | 18.7 | 16.2 | 11700 | 926 | 3.7 | 3.6 | Non Federally-Regulated | 08/08/2017 |  | 05/13/2019
Enertech Global, LLC | GEOEXCEL | AZS012*A |  | Ground-Source | WBAHP: Heat Pump Packaged Unit | Heat Pump | 265 | 1 |  |  |  | Single-Speed |  |  |  | 11300 | 801 | 14.1 | 13.4 | 9500 | 870 | 3.2 | 3.1 | Non Federally-Regulated | 08/08/2017 |  | 05/13/2019
Enertech Global, LLC | GEOEXCEL | AZS015*****1 |  | Water-Source | WBAHP: Heat Pump Packaged Unit | Heat Pump | 208 | 1 |  |  |  | Single-Speed |  |  |  | 13500 | 918 | 14.7 | 11.2 | 17800 | 915 | 5.7 | 4.2 | Federally-Regulated Commercial & Industrial Equipment | 04/24/2019 |  | 05/13/2019
Enertech Global, LLC | GEOEXCEL | AZS015*****1 |  | Ground-Water-Source | WBAHP: Heat Pump Packaged Unit | Heat Pump | 208 | 1 |  |  |  | Single-Speed |  |  |  | 15600 | 626 | 24.9 | 16.2 | 14300 | 873 | 4.8 | 3.6 | Non Federally-Regulated | 04/24/2019 |  | 05/13/2019
Enertech Global, LLC | GEOEXCEL | AZS015*****1 |  | Ground-Source | WBAHP: Heat Pump Packaged Unit | Heat Pump | 208 | 1 |  |  |  | Single-Speed |  |  |  | 14200 | 806 | 17.6 | 13.4 | 11200 | 841 | 3.9 | 3.1 | Non Federally-Regulated | 04/24/2019 |  | 05/13/2019
Enertech Global, LLC | GEOEXCEL | AZS017*****1 |  | Water-Source | WBAHP: Heat Pump Packaged Unit | Heat Pump | 208 | 1 |  |  |  | Single-Speed |  |  |  | 17000 | 1089 | 15.6 | 11.2 | 20600 | 1097 | 5.5 | 4.2 | Federally-Regulated Commercial & Industrial Equipment | 04/24/2019 |  | 05/13/2019
Enertech Global, LLC | GEOEXCEL | AZS017*****1 |  | Ground-Water-Source | WBAHP: Heat Pump Packaged Unit | Heat Pump | 208 | 1 |  |  |  | Single-Speed |  |  |  | 19400 | 779 | 24.9 | 16.2 | 16700 | 1041 | 4.7 | 3.6 | Non Federally-Regulated | 04/24/2019 |  | 05/13/2019
Enertech Global, LLC | GEOEXCEL | AZS017*****1 |  | Ground-Source | WBAHP: Heat Pump Packaged Unit | Heat Pump | 208 | 1 |  |  |  | Single-Speed |  |  |  | 17800 | 978 | 18.2 | 13.4 | 13500 | 1014 | 3.9 | 3.1 | Non Federally-Regulated | 04/24/2019 |  | 05/13/2019
Enertech Global, LLC | GEOEXCEL | AZS018******B |  | Water-Source | WBAHP: Heat Pump Packaged Unit | Heat Pump | 208 | 1 |  |  |  | Single-Speed |  |  |  | 19400 | 1267 | 15.3 | 11.2 | 23000 | 1348 | 5 | 4.2 | Federally-Regulated Commercial & Industrial Equipment | 11/30/2016 |  | 05/13/2019
Enertech Global, LLC | GEOEXCEL | AZS018******B |  | Ground-Source | WBAHP: Heat Pump Packaged Unit | Heat Pump | 208 | 1 |  |  |  | Single-Speed |  |  |  | 20500 | 1126 | 18.2 | 13.4 | 14400 | 1172 | 3.6 | 3.1 | Non Federally-Regulated | 11/30/2016 |  | 05/13/2019
Enertech Global, LLC | GEOEXCEL | AZS018*****1 |  | Water-Source | WBAHP: Heat Pump Packaged Unit | Heat Pump | 208 | 1 |  |  |  | Single-Speed |  |  |  | 19100 | 1240 | 15.4 | 11.2 | 21900 | 1166 | 5.5 | 4.2 | Federally-Regulated Commercial & Industrial Equipment | 04/24/2019 |  | 05/13/2019
Enertech Global, LLC | GEOEXCEL | AZS018*****1 |  | Ground-Water-Source | WBAHP: Heat Pump Packaged Unit | Heat Pump | 208 | 1 |  |  |  | Single-Speed |  |  |  | 21400 | 823 | 26 | 16.2 | 17500 | 1091 | 4.7 | 3.6 | Non Federally-Regulated | 04/24/2019 |  | 05/13/2019
Enertech Global, LLC | GEOEXCEL | AZS018*****1 |  | Ground-Source | WBAHP: Heat Pump Packaged Unit | Heat Pump | 208 | 1 |  |  |  | Single-Speed |  |  |  | 20100 | 1074 | 18.7 | 13.4 | 14100 | 1116 | 3.7 | 3.1 | Non Federally-Regulated | 04/24/2019 |  | 05/13/2019
Enertech Global, LLC | GEOEXCEL | AZS018*****1B |  | Water-Source | WBAHP: Heat Pump Packaged Unit | Heat Pump | 208 | 1 |  |  |  | Single-Speed |  |  |  | 19900 | 1150 | 17.3 | 11.2 | 22600 | 1226 | 5.4 | 4.2 | Federally-Regulated Commercial & Industrial Equipment | 11/30/2016 |  | 05/13/2019
Enertech Global, LLC | GEOEXCEL | AZS018*****1B |  | Ground-Source | WBAHP: Heat Pump Packaged Unit | Heat Pump | 208 | 1 |  |  |  | Single-Speed |  |  |  | 20800 | 1014 | 20.5 | 13.4 | 14200 | 1095 | 3.8 | 3.1 | Non Federally-Regulated | 11/30/2016 |  | 05/13/2019
Enertech Global, LLC | GEOEXCEL | AZS018*A****B |  | Water-Source | WBAHP: Heat Pump Packaged Unit | Heat Pump | 265 | 1 |  |  |  | Single-Speed |  |  |  | 19400 | 1267 | 15.3 | 11.2 | 23000 | 1348 | 5 | 4.2 | Federally-Regulated Commercial & Industrial Equipment | 11/30/2016 |  | 05/13/2019
Enertech Global, LLC | GEOEXCEL | AZS018*A****B |  | Ground-Source | WBAHP: Heat Pump Packaged Unit | Heat Pump | 265 | 1 |  |  |  | Single-Speed |  |  |  | 20500 | 1126 | 18.2 | 13.4 | 14400 | 1172 | 3.6 | 3.1 | Non Federally-Regulated | 11/30/2016 |  | 05/13/2019
Enertech Global, LLC | GEOEXCEL | AZS018*A***1B |  | Water-Source | WBAHP: Heat Pump Packaged Unit | Heat Pump | 265 | 1 |  |  |  | Single-Speed |  |  |  | 19900 | 1150 | 17.3 | 11.2 | 22600 | 1226 | 5.4 | 4.2 | Federally-Regulated Commercial & Industrial Equipment | 11/30/2016 |  | 05/13/2019
Enertech Global, LLC | GEOEXCEL | AZS018*A***1B |  | Ground-Source | WBAHP: Heat Pump Packaged Unit | Heat Pump | 265 | 1 |  |  |  | Single-Speed |  |  |  | 20800 | 1014 | 20.5 | 13.4 | 14200 | 1095 | 3.8 | 3.1 | Non Federally-Regulated | 11/30/2016 |  | 05/13/2019
Enertech Global, LLC | GEOEXCEL | AZS024*****1B |  | Water-Source | WBAHP: Heat Pump Packaged Unit | Heat Pump | 208 | 1 |  |  |  | Single-Speed |  |  |  | 25000 | 1396 | 17.9 | 11.2 | 29300 | 1533 | 5.6 | 4.2 | Federally-Regulated Commercial & Industrial Equipment | 11/30/2016 |  | 05/13/2019
Enertech Global, LLC | GEOEXCEL | AZS024*****1B |  | Ground-Source | WBAHP: Heat Pump Packaged Unit | Heat Pump | 208 | 1 |  |  |  | Single-Speed |  |  |  | 26100 | 1213 | 21.5 | 13.4 | 18600 | 1397 | 3.9 | 3.1 | Non Federally-Regulated | 11/30/2016 |  | 05/13/2019
Enertech Global, LLC | GEOEXCEL | AZS024*2****B |  | Water-Source | WBAHP: Heat Pump Packaged Unit | Heat Pump | 208 | 3 |  |  |  | Single-Speed |  |  |  | 24100 | 1525 | 15.8 | 11.2 | 29700 | 1740 | 5 | 4.2 | Federally-Regulated Commercial & Industrial Equipment | 11/30/2016 |  | 05/13/2019
Enertech Global, LLC | GEOEXCEL | AZS024*2****B |  | Ground-Source | WBAHP: Heat Pump Packaged Unit | Heat Pump | 208 | 3 |  |  |  | Single-Speed |  |  |  | 25200 | 1347 | 18.7 | 13.4 | 18600 | 1473 | 3.7 | 3.1 | Non Federally-Regulated | 11/30/2016 |  | 05/13/2019
Enertech Global, LLC | GEOEXCEL | AZS024*2***1B |  | Water-Source | WBAHP: Heat Pump Packaged Unit | Heat Pump | 208 | 3 |  |  |  | Single-Speed |  |  |  | 25000 | 1396 | 17.9 | 11.2 | 29300 | 1533 | 5.6 | 4.2 | Federally-Regulated Commercial & Industrial Equipment | 11/30/2016 |  | 05/13/2019
Enertech Global, LLC | GEOEXCEL | AZS024*2***1B |  | Ground-Source | WBAHP: Heat Pump Packaged Unit | Heat Pump | 208 | 3 |  |  |  | Single-Speed |  |  |  | 26100 | 1213 | 21.5 | 13.4 | 18600 | 1397 | 3.9 | 3.1 | Non Federally-Regulated | 11/30/2016 |  | 05/13/2019
Enertech Global, LLC | GEOEXCEL | AZS024*3****B |  | Water-Source | WBAHP: Heat Pump Packaged Unit | Heat Pump | 460 | 3 |  |  |  | Single-Speed |  |  |  | 24100 | 1525 | 15.8 | 11.2 | 29700 | 1740 | 5 | 4.2 | Federally-Regulated Commercial & Industrial Equipment | 11/30/2016 |  | 05/13/2019
Enertech Global, LLC | GEOEXCEL | AZS024*3****B |  | Ground-Source | WBAHP: Heat Pump Packaged Unit | Heat Pump | 460 | 3 |  |  |  | Single-Speed |  |  |  | 25200 | 1347 | 18.7 | 13.4 | 18600 | 1473 | 3.7 | 3.1 | Non Federally-Regulated | 11/30/2016 |  | 05/13/2019
Enertech Global, LLC | GEOEXCEL | AZS024*4****B |  | Water-Source | WBAHP: Heat Pump Packaged Unit | Heat Pump | 575 | 3 |  |  |  | Single-Speed |  |  |  | 24100 | 1525 | 15.8 | 11.2 | 29700 | 1740 | 5 | 4.2 | Federally-Regulated Commercial & Industrial Equipment | 11/30/2016 |  | 05/13/2019
Enertech Global, LLC | GEOEXCEL | AZS024*4****B |  | Ground-Source | WBAHP: Heat Pump Packaged Unit | Heat Pump | 575 | 3 |  |  |  | Single-Speed |  |  |  | 25200 | 1347 | 18.7 | 13.4 | 18600 | 1473 | 3.7 | 3.1 | Non Federally-Regulated | 11/30/2016 |  | 05/13/2019
Enertech Global, LLC | GEOEXCEL | AZS024*A****B |  | Water-Source | WBAHP: Heat Pump Packaged Unit | Heat Pump | 265 | 1 |  |  |  | Single-Speed |  |  |  | 24100 | 1525 | 15.8 | 11.2 | 29700 | 1740 | 5 | 4.2 | Federally-Regulated Commercial & Industrial Equipment | 11/30/2016 |  | 05/13/2019
Enertech Global, LLC | GEOEXCEL | AZS024*A****B |  | Ground-Source | WBAHP: Heat Pump Packaged Unit | Heat Pump | 265 | 1 |  |  |  | Single-Speed |  |  |  | 25200 | 1347 | 18.7 | 13.4 | 18600 | 1473 | 3.7 | 3.1 | Non Federally-Regulated | 11/30/2016 |  | 05/13/2019
Enertech Global, LLC | GEOEXCEL | AZS030******B |  | Water-Source | WBAHP: Heat Pump Packaged Unit | Heat Pump | 208 | 1 |  |  |  | Single-Speed |  |  |  | 29000 | 1790 | 16.2 | 11.2 | 33300 | 1841 | 5.3 | 4.2 | Federally-Regulated Commercial & Industrial Equipment | 11/30/2016 |  | 05/13/2019
Enertech Global, LLC | GEOEXCEL | AZS030******B |  | Ground-Source | WBAHP: Heat Pump Packaged Unit | Heat Pump | 208 | 1 |  |  |  | Single-Speed |  |  |  | 30300 | 1586 | 19.1 | 13.4 | 21900 | 1734 | 3.7 | 3.1 | Non Federally-Regulated | 11/30/2016 |  | 05/13/2019
Enertech Global, LLC | GEOEXCEL | AZS030*****1 |  | Water-Source | WBAHP: Heat Pump Packaged Unit | Heat Pump | 208 | 1 |  |  |  | Single-Speed |  |  |  | 27800 | 1716 | 16.2 | 11.2 | 32200 | 1715 | 5.5 | 4.2 | Federally-Regulated Commercial & Industrial Equipment | 04/24/2019 |  | 05/13/2019
Enertech Global, LLC | GEOEXCEL | AZS030*****1 |  | Ground-Water-Source | WBAHP: Heat Pump Packaged Unit | Heat Pump | 208 | 1 |  |  |  | Single-Speed |  |  |  | 30900 | 1256 | 24.6 | 16.2 | 26300 | 1639 | 4.7 | 3.6 | Non Federally-Regulated | 04/24/2019 |  | 05/13/2019
Enertech Global, LLC | GEOEXCEL | AZS030*****1 |  | Ground-Source | WBAHP: Heat Pump Packaged Unit | Heat Pump | 208 | 1 |  |  |  | Single-Speed |  |  |  | 29000 | 1542 | 18.8 | 13.4 | 21700 | 1673 | 3.8 | 3.1 | Non Federally-Regulated | 04/24/2019 |  | 05/13/2019
Enertech Global, LLC | GEOEXCEL | AZS030*2****B |  | Water-Source | WBAHP: Heat Pump Packaged Unit | Heat Pump | 208 | 3 |  |  |  | Single-Speed |  |  |  | 29000 | 1790 | 16.2 | 11.2 | 33300 | 1841 | 5.3 | 4.2 | Federally-Regulated Commercial & Industrial Equipment | 11/30/2016 |  | 05/13/2019
Enertech Global, LLC | GEOEXCEL | AZS030*2****B |  | Ground-Source | WBAHP: Heat Pump Packaged Unit | Heat Pump | 208 | 3 |  |  |  | Single-Speed |  |  |  | 30300 | 1586 | 19.1 | 13.4 | 21900 | 1734 | 3.7 | 3.1 | Non Federally-Regulated | 11/30/2016 |  | 05/13/2019
Enertech Global, LLC | GEOEXCEL | AZS030*2***1B |  | Water-Source | WBAHP: Heat Pump Packaged Unit | Heat Pump | 208 | 3 |  |  |  | Single-Speed |  |  |  | 29500 | 1685 | 17.5 | 11.2 | 33000 | 1696 | 5.7 | 4.2 | Federally-Regulated Commercial & Industrial Equipment | 11/30/2016 |  | 05/13/2019
Enertech Global, LLC | GEOEXCEL | AZS030*2***1B |  | Ground-Source | WBAHP: Heat Pump Packaged Unit | Heat Pump | 208 | 3 |  |  |  | Single-Speed |  |  |  | 30700 | 1483 | 20.7 | 13.4 | 21500 | 1575 | 4 | 3.1 | Non Federally-Regulated | 11/30/2016 |  | 05/13/2019
Enertech Global, LLC | GEOEXCEL | AZS030*3****B |  | Water-Source | WBAHP: Heat Pump Packaged Unit | Heat Pump | 460 | 3 |  |  |  | Single-Speed |  |  |  | 29000 | 1790 | 16.2 | 11.2 | 33300 | 1841 | 5.3 | 4.2 | Federally-Regulated Commercial & Industrial Equipment | 11/30/2016 |  | 05/13/2019
Enertech Global, LLC | GEOEXCEL | AZS030*3****B |  | Ground-Source | WBAHP: Heat Pump Packaged Unit | Heat Pump | 460 | 3 |  |  |  | Single-Speed |  |  |  | 30300 | 1586 | 19.1 | 13.4 | 21900 | 1734 | 3.7 | 3.1 | Non Federally-Regulated | 11/30/2016 |  | 05/13/2019
Enertech Global, LLC | GEOEXCEL | AZS030*4****B |  | Water-Source | WBAHP: Heat Pump Packaged Unit | Heat Pump | 575 | 3 |  |  |  | Single-Speed |  |  |  | 29000 | 1790 | 16.2 | 11.2 | 33300 | 1841 | 5.3 | 4.2 | Federally-Regulated Commercial & Industrial Equipment | 11/30/2016 |  | 05/13/2019
Enertech Global, LLC | GEOEXCEL | AZS030*4****B |  | Ground-Source | WBAHP: Heat Pump Packaged Unit | Heat Pump | 575 | 3 |  |  |  | Single-Speed |  |  |  | 30300 | 1586 | 19.1 | 13.4 | 21900 | 1734 | 3.7 | 3.1 | Non Federally-Regulated | 11/30/2016 |  | 05/13/2019
Enertech Global, LLC | GEOEXCEL | AZS030*A****B |  | Water-Source | WBAHP: Heat Pump Packaged Unit | Heat Pump | 265 | 1 |  |  |  | Single-Speed |  |  |  | 29000 | 1790 | 16.2 | 11.2 | 33300 | 1841 | 5.3 | 4.2 | Federally-Regulated Commercial & Industrial Equipment | 11/30/2016 |  | 05/13/2019
Enertech Global, LLC | GEOEXCEL | AZS030*A****B |  | Ground-Source | WBAHP: Heat Pump Packaged Unit | Heat Pump | 265 | 1 |  |  |  | Single-Speed |  |  |  | 30300 | 1586 | 19.1 | 13.4 | 21900 | 1734 | 3.7 | 3.1 | Non Federally-Regulated | 11/30/2016 |  | 05/13/2019
Enertech Global, LLC | GEOEXCEL | AZS030*A***1B |  | Water-Source | WBAHP: Heat Pump Packaged Unit | Heat Pump | 265 | 1 |  |  |  | Single-Speed |  |  |  | 29500 | 1685 | 17.5 | 11.2 | 33000 | 1696 | 5.7 | 4.2 | Federally-Regulated Commercial & Industrial Equipment | 11/30/2016 |  | 05/13/2019
Enertech Global, LLC | GEOEXCEL | AZS030*A***1B |  | Ground-Source | WBAHP: Heat Pump Packaged Unit | Heat Pump | 265 | 1 |  |  |  | Single-Speed |  |  |  | 30700 | 1483 | 20.7 | 13.4 | 21500 | 1575 | 4 | 3.1 | Non Federally-Regulated | 11/30/2016 |  | 05/13/2019
Enertech Global, LLC | GEOEXCEL | AZS036******B |  | Water-Source | WBAHP: Heat Pump Packaged Unit | Heat Pump | 208 | 1 |  |  |  | Single-Speed |  |  |  | 35900 | 2301 | 15.6 | 11.2 | 43400 | 2595 | 4.9 | 4.2 | Federally-Regulated Commercial & Industrial Equipment | 11/30/2016 |  | 05/13/2019
Enertech Global, LLC | GEOEXCEL | AZS036******B |  | Ground-Source | WBAHP: Heat Pump Packaged Unit | Heat Pump | 208 | 1 |  |  |  | Single-Speed |  |  |  | 37600 | 2077 | 18.1 | 13.4 | 27800 | 2202 | 3.7 | 3.1 | Non Federally-Regulated | 11/30/2016 |  | 05/13/2019
Enertech Global, LLC | GEOEXCEL | AZS036*****1 |  | Water-Source | WBAHP: Heat Pump Packaged Unit | Heat Pump | 208 | 1 |  |  |  | Single-Speed |  |  |  | 35300 | 2206 | 16 | 11.2 | 42600 | 2448 | 5.1 | 4.2 | Federally-Regulated Commercial & Industrial Equipment | 04/24/2019 |  | 05/13/2019
Enertech Global, LLC | GEOEXCEL | AZS036*****1 |  | Ground-Water-Source | WBAHP: Heat Pump Packaged Unit | Heat Pump | 208 | 1 |  |  |  | Single-Speed |  |  |  | 39500 | 1599 | 24.7 | 16.2 | 33600 | 2140 | 4.6 | 3.6 | Non Federally-Regulated | 04/24/2019 |  | 05/13/2019
Enertech Global, LLC | GEOEXCEL | AZS036*****1 |  | Ground-Source | WBAHP: Heat Pump Packaged Unit | Heat Pump | 208 | 1 |  |  |  | Single-Speed |  |  |  | 37200 | 1978 | 18.8 | 13.4 | 27500 | 2066 | 3.9 | 3.1 | Non Federally-Regulated | 04/24/2019 |  | 05/13/2019
Enertech Global, LLC | GEOEXCEL | AZS036*****1B |  | Water-Source | WBAHP: Heat Pump Packaged Unit | Heat Pump | 208 | 1 |  |  |  | Single-Speed |  |  |  | 36800 | 2190 | 16.8 | 11.2 | 43300 | 2394 | 5.3 | 4.2 | Federally-Regulated Commercial & Industrial Equipment | 11/30/2016 |  | 05/13/2019
Enertech Global, LLC | GEOEXCEL | AZS036*****1B |  | Ground-Source | WBAHP: Heat Pump Packaged Unit | Heat Pump | 208 | 1 |  |  |  | Single-Speed |  |  |  | 38400 | 1969 | 19.5 | 13.4 | 27600 | 2022 | 4 | 3.1 | Non Federally-Regulated | 11/30/2016 |  | 05/13/2019
Enertech Global, LLC | GEOEXCEL | AZS036*2****B |  | Water-Source | WBAHP: Heat Pump Packaged Unit | Heat Pump | 208 | 3 |  |  |  | Single-Speed |  |  |  | 35900 | 2301 | 15.6 | 11.2 | 43400 | 2595 | 4.9 | 4.2 | Federally-Regulated Commercial & Industrial Equipment | 11/30/2016 |  | 05/13/2019
Enertech Global, LLC | GEOEXCEL | AZS036*2****B |  | Ground-Source | WBAHP: Heat Pump Packaged Unit | Heat Pump | 208 | 3 |  |  |  | Single-Speed |  |  |  | 37600 | 2077 | 18.1 | 13.4 | 27800 | 2202 | 3.7 | 3.1 | Non Federally-Regulated | 11/30/2016 |  | 05/13/2019
Enertech Global, LLC | GEOEXCEL | AZS036*2***1B |  | Water-Source | WBAHP: Heat Pump Packaged Unit | Heat Pump | 208 | 3 |  |  |  | Single-Speed |  |  |  | 36800 | 2190 | 16.8 | 11.2 | 43300 | 2394 | 5.3 | 4.2 | Federally-Regulated Commercial & Industrial Equipment | 11/30/2016 |  | 05/13/2019
Enertech Global, LLC | GEOEXCEL | AZS036*2***1B |  | Ground-Source | WBAHP: Heat Pump Packaged Unit | Heat Pump | 208 | 3 |  |  |  | Single-Speed |  |  |  | 38400 | 1969 | 19.5 | 13.4 | 27600 | 2022 | 4 | 3.1 | Non Federally-Regulated | 11/30/2016 |  | 05/13/2019
Enertech Global, LLC | GEOEXCEL | AZS036*3****B |  | Water-Source | WBAHP: Heat Pump Packaged Unit | Heat Pump | 460 | 3 |  |  |  | Single-Speed |  |  |  | 35900 | 2301 | 15.6 | 11.2 | 43400 | 2595 | 4.9 | 4.2 | Federally-Regulated Commercial & Industrial Equipment | 11/30/2016 |  | 05/13/2019
Enertech Global, LLC | GEOEXCEL | AZS036*3****B |  | Ground-Source | WBAHP: Heat Pump Packaged Unit | Heat Pump | 460 | 3 |  |  |  | Single-Speed |  |  |  | 37600 | 2077 | 18.1 | 13.4 | 27800 | 2202 | 3.7 | 3.1 | Non Federally-Regulated | 11/30/2016 |  | 05/13/2019
Enertech Global, LLC | GEOEXCEL | AZS036*3***1B |  | Water-Source | WBAHP: Heat Pump Packaged Unit | Heat Pump | 460 | 3 |  |  |  | Single-Speed |  |  |  | 36800 | 2190 | 16.8 | 11.2 | 43300 | 2394 | 5.3 | 4.2 | Federally-Regulated Commercial & Industrial Equipment | 11/30/2016 |  | 05/13/2019
Enertech Global, LLC | GEOEXCEL | AZS036*3***1B |  | Ground-Source | WBAHP: Heat Pump Packaged Unit | Heat Pump | 460 | 3 |  |  |  | Single-Speed |  |  |  | 38400 | 1969 | 19.5 | 13.4 | 27600 | 2022 | 4 | 3.1 | Non Federally-Regulated | 11/30/2016 |  | 05/13/2019
Enertech Global, LLC | GEOEXCEL | AZS042******B |  | Water-Source | WBAHP: Heat Pump Packaged Unit | Heat Pump | 208 | 1 |  |  |  | Single-Speed |  |  |  | 41700 | 2467 | 16.9 | 11.2 | 50400 | 2735 | 5.4 | 4.2 | Federally-Regulated Commercial & Industrial Equipment | 11/30/2016 |  | 05/13/2019
Enertech Global, LLC | GEOEXCEL | AZS042******B |  | Ground-Source | WBAHP: Heat Pump Packaged Unit | Heat Pump | 208 | 1 |  |  |  | Single-Speed |  |  |  | 43400 | 2191 | 19.8 | 13.4 | 32800 | 2464 | 3.9 | 3.1 | Non Federally-Regulated | 11/30/2016 |  | 05/13/2019
Enertech Global, LLC | GEOEXCEL | AZS042*****1 |  | Water-Source | WBAHP: Heat Pump Packaged Unit | Heat Pump | 208 | 1 |  |  |  | Single-Speed |  |  |  | 39100 | 2384 | 16.4 | 11.2 | 46300 | 2713 | 5 | 4.2 | Federally-Regulated Commercial & Industrial Equipment | 04/24/2019 |  | 05/13/2019
Enertech Global, LLC | GEOEXCEL | AZS042*****1 |  | Ground-Water-Source | WBAHP: Heat Pump Packaged Unit | Heat Pump | 208 | 1 |  |  |  | Single-Speed |  |  |  | 43700 | 1707 | 25.6 | 16.2 | 37500 | 2442 | 4.5 | 3.6 | Non Federally-Regulated | 04/24/2019 |  | 05/13/2019
Enertech Global, LLC | GEOEXCEL | AZS042*****1 |  | Ground-Source | WBAHP: Heat Pump Packaged Unit | Heat Pump | 208 | 1 |  |  |  | Single-Speed |  |  |  | 40700 | 2119 | 19.2 | 13.4 | 30200 | 2329 | 3.8 | 3.1 | Non Federally-Regulated | 04/24/2019 |  | 05/13/2019
Enertech Global, LLC | GEOEXCEL | AZS042*****1B |  | Water-Source | WBAHP: Heat Pump Packaged Unit | Heat Pump | 208 | 1 |  |  |  | Single-Speed |  |  |  | 42500 | 2401 | 17.7 | 11.2 | 49600 | 2691 | 5.4 | 4.2 | Federally-Regulated Commercial & Industrial Equipment | 11/30/2016 |  | 05/13/2019
Enertech Global, LLC | GEOEXCEL | AZS042*****1B |  | Ground-Source | WBAHP: Heat Pump Packaged Unit | Heat Pump | 208 | 1 |  |  |  | Single-Speed |  |  |  | 44100 | 2090 | 21.1 | 13.4 | 32200 | 2301 | 4.1 | 3.1 | Non Federally-Regulated | 11/30/2016 |  | 05/13/2019
Enertech Global, LLC | GEOEXCEL | AZS042*2****B |  | Water-Source | WBAHP: Heat Pump Packaged Unit | Heat Pump | 208 | 3 |  |  |  | Single-Speed |  |  |  | 41700 | 2467 | 16.9 | 11.2 | 50400 | 2735 | 5.4 | 4.2 | Federally-Regulated Commercial & Industrial Equipment | 11/30/2016 |  | 05/13/2019
Enertech Global, LLC | GEOEXCEL | AZS042*2****B |  | Ground-Source | WBAHP: Heat Pump Packaged Unit | Heat Pump | 208 | 3 |  |  |  | Single-Speed |  |  |  | 43400 | 2191 | 19.8 | 13.4 | 32800 | 2464 | 3.9 | 3.1 | Non Federally-Regulated | 11/30/2016 |  | 05/13/2019
Enertech Global, LLC | GEOEXCEL | AZS042*2***1B |  | Water-Source | WBAHP: Heat Pump Packaged Unit | Heat Pump | 208 | 3 |  |  |  | Single-Speed |  |  |  | 42500 | 2401 | 17.7 | 11.2 | 49600 | 2691 | 5.4 | 4.2 | Federally-Regulated Commercial & Industrial Equipment | 11/30/2016 |  | 05/13/2019
Enertech Global, LLC | GEOEXCEL | AZS042*2***1B |  | Ground-Source | WBAHP: Heat Pump Packaged Unit | Heat Pump | 208 | 3 |  |  |  | Single-Speed |  |  |  | 44100 | 2090 | 21.1 | 13.4 | 32200 | 2301 | 4.1 | 3.1 | Non Federally-Regulated | 11/30/2016 |  | 05/13/2019
Enertech Global, LLC | GEOEXCEL | AZS042*3***1B |  | Water-Source | WBAHP: Heat Pump Packaged Unit | Heat Pump | 460 | 3 |  |  |  | Single-Speed |  |  |  | 42500 | 2401 | 17.7 | 11.2 | 49600 | 2691 | 5.4 | 4.2 | Federally-Regulated Commercial & Industrial Equipment | 11/30/2016 |  | 05/13/2019
Enertech Global, LLC | GEOEXCEL | AZS042*3***1B |  | Ground-Source | WBAHP: Heat Pump Packaged Unit | Heat Pump | 460 | 3 |  |  |  | Single-Speed |  |  |  | 44100 | 2090 | 21.1 | 13.4 | 32200 | 2301 | 4.1 | 3.1 | Non Federally-Regulated | 11/30/2016 |  | 05/13/2019
Enertech Global, LLC | GEOEXCEL | AZS042*4****B |  | Water-Source | WBAHP: Heat Pump Packaged Unit | Heat Pump | 575 | 3 |  |  |  | Single-Speed |  |  |  | 41700 | 2467 | 16.9 | 11.2 | 50400 | 2735 | 5.4 | 4.2 | Federally-Regulated Commercial & Industrial Equipment | 11/30/2016 |  | 05/13/2019
Enertech Global, LLC | GEOEXCEL | AZS042*4****B |  | Ground-Source | WBAHP: Heat Pump Packaged Unit | Heat Pump | 575 | 3 |  |  |  | Single-Speed |  |  |  | 43400 | 2191 | 19.8 | 13.4 | 32800 | 2464 | 3.9 | 3.1 | Non Federally-Regulated | 11/30/2016 |  | 05/13/2019
Enertech Global, LLC | GEOEXCEL | AZS048******B |  | Water-Source | WBAHP: Heat Pump Packaged Unit | Heat Pump | 208 | 1 |  |  |  | Single-Speed |  |  |  | 46800 | 3038 | 15.4 | 11.2 | 59300 | 3778 | 4.6 | 4.2 | Federally-Regulated Commercial & Industrial Equipment | 11/30/2016 |  | 05/13/2019
Enertech Global, LLC | GEOEXCEL | AZS048******B |  | Ground-Source | WBAHP: Heat Pump Packaged Unit | Heat Pump | 208 | 1 |  |  |  | Single-Speed |  |  |  | 48500 | 2724 | 17.8 | 13.4 | 38500 | 3134 | 3.6 | 3.1 | Non Federally-Regulated | 11/30/2016 |  | 05/13/2019
Enertech Global, LLC | GEOEXCEL | AZS048*****1 |  | Water-Source | WBAHP: Heat Pump Packaged Unit | Heat Pump | 208 | 1 |  |  |  | Single-Speed |  |  |  | 47300 | 3132 | 15.1 | 11.2 | 56300 | 3367 | 4.9 | 4.2 | Federally-Regulated Commercial & Industrial Equipment | 04/24/2019 |  | 05/13/2019
Enertech Global, LLC | GEOEXCEL | AZS048*****1 |  | Ground-Water-Source | WBAHP: Heat Pump Packaged Unit | Heat Pump | 208 | 1 |  |  |  | Single-Speed |  |  |  | 52900 | 2340 | 22.6 | 16.2 | 45600 | 3107 | 4.3 | 3.6 | Non Federally-Regulated | 04/24/2019 |  | 05/13/2019
Enertech Global, LLC | GEOEXCEL | AZS048*****1 |  | Ground-Source | WBAHP: Heat Pump Packaged Unit | Heat Pump | 208 | 1 |  |  |  | Single-Speed |  |  |  | 49300 | 2833 | 17.4 | 13.4 | 36200 | 2947 | 3.6 | 3.1 | Non Federally-Regulated | 04/24/2019 |  | 05/13/2019
Enertech Global, LLC | GEOEXCEL | AZS048*****1B |  | Water-Source | WBAHP: Heat Pump Packaged Unit | Heat Pump | 208 | 1 |  |  |  | Single-Speed |  |  |  | 48100 | 2950 | 16.3 | 11.2 | 58100 | 3475 | 4.9 | 4.2 | Federally-Regulated Commercial & Industrial Equipment | 11/30/2016 |  | 05/13/2019
Enertech Global, LLC | GEOEXCEL | AZS048*****1B |  | Ground-Source | WBAHP: Heat Pump Packaged Unit | Heat Pump | 208 | 1 |  |  |  | Single-Speed |  |  |  | 50400 | 2638 | 19.1 | 13.4 | 37800 | 2915 | 3.8 | 3.1 | Non Federally-Regulated | 11/30/2016 |  | 05/13/2019
Enertech Global, LLC | GEOEXCEL | AZS048*2****B |  | Water-Source | WBAHP: Heat Pump Packaged Unit | Heat Pump | 208 | 3 |  |  |  | Single-Speed |  |  |  | 46800 | 3038 | 15.4 | 11.2 | 59300 | 3778 | 4.6 | 4.2 | Federally-Regulated Commercial & Industrial Equipment | 11/30/2016 |  | 05/13/2019
Enertech Global, LLC | GEOEXCEL | AZS048*2****B |  | Ground-Source | WBAHP: Heat Pump Packaged Unit | Heat Pump | 208 | 3 |  |  |  | Single-Speed |  |  |  | 48500 | 2724 | 17.8 | 13.4 | 38500 | 3134 | 3.6 | 3.1 | Non Federally-Regulated | 11/30/2016 |  | 05/13/2019
Enertech Global, LLC | GEOEXCEL | AZS048*2***1B |  | Water-Source | WBAHP: Heat Pump Packaged Unit | Heat Pump | 208 | 3 |  |  |  | Single-Speed |  |  |  | 48100 | 2950 | 16.3 | 11.2 | 58100 | 3475 | 4.9 | 4.2 | Federally-Regulated Commercial & Industrial Equipment | 11/30/2016 |  | 05/13/2019
Enertech Global, LLC | GEOEXCEL | AZS048*2***1B |  | Ground-Source | WBAHP: Heat Pump Packaged Unit | Heat Pump | 208 | 3 |  |  |  | Single-Speed |  |  |  | 50400 | 2638 | 19.1 | 13.4 | 37800 | 2915 | 3.8 | 3.1 | Non Federally-Regulated | 11/30/2016 |  | 05/13/2019
Enertech Global, LLC | GEOEXCEL | AZS048*3****B |  | Water-Source | WBAHP: Heat Pump Packaged Unit | Heat Pump | 460 | 3 |  |  |  | Single-Speed |  |  |  | 46800 | 3038 | 15.4 | 11.2 | 59300 | 3778 | 4.6 | 4.2 | Federally-Regulated Commercial & Industrial Equipment | 11/30/2016 |  | 05/13/2019
Enertech Global, LLC | GEOEXCEL | AZS048*3****B |  | Ground-Source | WBAHP: Heat Pump Packaged Unit | Heat Pump | 460 | 3 |  |  |  | Single-Speed |  |  |  | 48500 | 2724 | 17.8 | 13.4 | 38500 | 3134 | 3.6 | 3.1 | Non Federally-Regulated | 11/30/2016 |  | 05/13/2019
Enertech Global, LLC | GEOEXCEL | AZS048*3***1B |  | Water-Source | WBAHP: Heat Pump Packaged Unit | Heat Pump | 460 | 3 |  |  |  | Single-Speed |  |  |  | 48100 | 2950 | 16.3 | 11.2 | 58100 | 3475 | 4.9 | 4.2 | Federally-Regulated Commercial & Industrial Equipment | 11/30/2016 |  | 05/13/2019
Enertech Global, LLC | GEOEXCEL | AZS048*3***1B |  | Ground-Source | WBAHP: Heat Pump Packaged Unit | Heat Pump | 460 | 3 |  |  |  | Single-Speed |  |  |  | 50400 | 2638 | 19.1 | 13.4 | 37800 | 2915 | 3.8 | 3.1 | Non Federally-Regulated | 11/30/2016 |  | 05/13/2019
Enertech Global, LLC | GEOEXCEL | AZS060******B |  | Water-Source | WBAHP: Heat Pump Packaged Unit | Heat Pump | 208 | 1 |  |  |  | Single-Speed |  |  |  | 58400 | 3792 | 15.4 | 11.2 | 75700 | 4527 | 4.9 | 4.2 | Federally-Regulated Commercial & Industrial Equipment | 11/30/2016 |  | 05/13/2019
Enertech Global, LLC | GEOEXCEL | AZS060******B |  | Ground-Source | WBAHP: Heat Pump Packaged Unit | Heat Pump | 208 | 1 |  |  |  | Single-Speed |  |  |  | 60500 | 3398 | 17.8 | 13.4 | 49200 | 3794 | 3.8 | 3.1 | Non Federally-Regulated | 11/30/2016 |  | 05/13/2019
Enertech Global, LLC | GEOEXCEL | AZS060*****1 |  | Water-Source | WBAHP: Heat Pump Packaged Unit | Heat Pump | 208 | 1 |  |  |  | Single-Speed |  |  |  | 53500 | 3566 | 15 | 11.2 | 71000 | 4246 | 4.9 | 4.2 | Federally-Regulated Commercial & Industrial Equipment | 04/24/2019 |  | 05/13/2019
Enertech Global, LLC | GEOEXCEL | AZS060*****1 |  | Ground-Water-Source | WBAHP: Heat Pump Packaged Unit | Heat Pump | 208 | 1 |  |  |  | Single-Speed |  |  |  | 60500 | 2713 | 22.3 | 16.2 | 58600 | 3993 | 4.3 | 3.6 | Non Federally-Regulated | 04/24/2019 |  | 05/13/2019
Enertech Global, LLC | GEOEXCEL | AZS060*****1 |  | Ground-Source | WBAHP: Heat Pump Packaged Unit | Heat Pump | 208 | 1 |  |  |  | Single-Speed |  |  |  | 57000 | 3257 | 17.5 | 13.4 | 46200 | 3761 | 3.6 | 3.1 | Non Federally-Regulated | 04/24/2019 |  | 05/13/2019
Enertech Global, LLC | GEOEXCEL | AZS060*****1B |  | Water-Source | WBAHP: Heat Pump Packaged Unit | Heat Pump | 208 | 1 |  |  |  | Single-Speed |  |  |  | 59300 | 3488 | 17 | 11.2 | 74700 | 4130 | 5.3 | 4.2 | Federally-Regulated Commercial & Industrial Equipment | 11/30/2016 |  | 05/13/2019
Enertech Global, LLC | GEOEXCEL | AZS060*****1B |  | Ground-Source | WBAHP: Heat Pump Packaged Unit | Heat Pump | 208 | 1 |  |  |  | Single-Speed |  |  |  | 60700 | 3112 | 19.5 | 13.4 | 48200 | 3531 | 4 | 3.1 | Non Federally-Regulated | 11/30/2016 |  | 05/13/2019
Enertech Global, LLC | GEOEXCEL | AZS060*2****B |  | Water-Source | WBAHP: Heat Pump Packaged Unit | Heat Pump | 208 | 3 |  |  |  | Single-Speed |  |  |  | 58400 | 3792 | 15.4 | 11.2 | 75700 | 4527 | 4.9 | 4.2 | Federally-Regulated Commercial & Industrial Equipment | 11/30/2016 |  | 05/13/2019
Enertech Global, LLC | GEOEXCEL | AZS060*2****B |  | Ground-Source | WBAHP: Heat Pump Packaged Unit | Heat Pump | 208 | 3 |  |  |  | Single-Speed |  |  |  | 60500 | 3398 | 17.8 | 13.4 | 49200 | 3794 | 3.8 | 3.1 | Non Federally-Regulated | 11/30/2016 |  | 05/13/2019
Enertech Global, LLC | GEOEXCEL | AZS060*2***1B |  | Water-Source | WBAHP: Heat Pump Packaged Unit | Heat Pump | 208 | 3 |  |  |  | Single-Speed |  |  |  | 59300 | 3488 | 17 | 11.2 | 74700 | 4130 | 5.3 | 4.2 | Federally-Regulated Commercial & Industrial Equipment | 11/30/2016 |  | 05/13/2019
Enertech Global, LLC | GEOEXCEL | AZS060*2***1B |  | Ground-Source | WBAHP: Heat Pump Packaged Unit | Heat Pump | 208 | 3 |  |  |  | Single-Speed |  |  |  | 60700 | 3112 | 19.5 | 13.4 | 48200 | 3531 | 4 | 3.1 | Non Federally-Regulated | 11/30/2016 |  | 05/13/2019
Enertech Global, LLC | GEOEXCEL | AZS060*3****B |  | Water-Source | WBAHP: Heat Pump Packaged Unit | Heat Pump | 460 | 3 |  |  |  | Single-Speed |  |  |  | 58400 | 3792 | 15.4 | 11.2 | 75700 | 4527 | 4.9 | 4.2 | Federally-Regulated Commercial & Industrial Equipment | 11/30/2016 |  | 05/13/2019
Enertech Global, LLC | GEOEXCEL | AZS060*3****B |  | Ground-Source | WBAHP: Heat Pump Packaged Unit | Heat Pump | 460 | 3 |  |  |  | Single-Speed |  |  |  | 60500 | 3398 | 17.8 | 13.4 | 49200 | 3794 | 3.8 | 3.1 | Non Federally-Regulated | 11/30/2016 |  | 05/13/2019
Enertech Global, LLC | GEOEXCEL | AZS060*3***1B |  | Water-Source | WBAHP: Heat Pump Packaged Unit | Heat Pump | 460 | 3 |  |  |  | Single-Speed |  |  |  | 59300 | 3488 | 17 | 11.2 | 74700 | 4130 | 5.3 | 4.2 | Federally-Regulated Commercial & Industrial Equipment | 11/30/2016 |  | 05/13/2019
Enertech Global, LLC | GEOEXCEL | AZS060*3***1B |  | Ground-Source | WBAHP: Heat Pump Packaged Unit | Heat Pump | 460 | 3 |  |  |  | Single-Speed |  |  |  | 60700 | 3112 | 19.5 | 13.4 | 48200 | 3531 | 4 | 3.1 | Non Federally-Regulated | 11/30/2016 |  | 05/13/2019
Enertech Global, LLC | GEOEXCEL | AZS060*4****B |  | Water-Source | WBAHP: Heat Pump Packaged Unit | Heat Pump | 575 | 3 |  |  |  | Single-Speed |  |  |  | 58400 | 3792 | 15.4 | 11.2 | 75700 | 4527 | 4.9 | 4.2 | Federally-Regulated Commercial & Industrial Equipment | 11/28/2018 |  | 05/13/2019
Enertech Global, LLC | GEOEXCEL | AZS060*4****B |  | Ground-Source | WBAHP: Heat Pump Packaged Unit | Heat Pump | 575 | 3 |  |  |  | Single-Speed |  |  |  | 60500 | 3398 | 17.8 | 13.4 | 49200 | 3794 | 3.8 | 3.1 | Non Federally-Regulated | 11/28/2018 |  | 05/13/2019
Enertech Global, LLC | GEOEXCEL | AZT024 |  | Water-Source | WBAHP: Heat Pump Packaged Unit | Heat Pump | 208 | 1 |  |  |  | Single-Speed |  |  |  | 25300 | 1591 | 15.9 | 11.2 | 28800 | 1623 | 5.2 | 4.2 | Federally-Regulated Commercial & Industrial Equipment | 04/24/2019 |  | 05/13/2019
Enertech Global, LLC | GEOEXCEL | AZT024 |  | Ground-Water-Source | WBAHP: Heat Pump Packaged Unit | Heat Pump | 208 | 1 |  |  |  | Single-Speed |  |  |  | 28200 | 1189 | 23.7 | 16.2 | 22900 | 1459 | 4.6 | 3.6 | Non Federally-Regulated | 04/24/2019 |  | 05/13/2019
Enertech Global, LLC | GEOEXCEL | AZT024 |  | Ground-Source | WBAHP: Heat Pump Packaged Unit | Heat Pump | 208 | 1 |  |  |  | Single-Speed |  |  |  | 26400 | 1442 | 18.3 | 13.4 | 18300 | 1375 | 3.9 | 3.1 | Non Federally-Regulated | 04/24/2019 |  | 05/13/2019
Enertech Global, LLC | GEOEXCEL | AZT024******B |  | Water-Source | WBAHP: Heat Pump Packaged Unit | Heat Pump | 208 | 1 |  |  |  | Single-Speed |  |  |  | 25600 | 1505 | 17 | 11.2 | 30000 | 1598 | 5.5 | 4.2 | Federally-Regulated Commercial & Industrial Equipment | 10/10/2017 |  | 05/13/2019
Enertech Global, LLC | GEOEXCEL | AZT024******B |  | Ground-Source | WBAHP: Heat Pump Packaged Unit | Heat Pump | 208 | 1 |  |  |  | Single-Speed |  |  |  | 26800 | 1353 | 19.8 | 13.4 | 18100 | 1326 | 4 | 3.1 | Non Federally-Regulated | 10/10/2017 |  | 05/13/2019
Enertech Global, LLC | GEOEXCEL | AZT024*2****B |  | Water-Source | WBAHP: Heat Pump Packaged Unit | Heat Pump | 208 | 3 |  |  |  | Single-Speed |  |  |  | 25600 | 1505 | 17 | 11.2 | 30000 | 1598 | 5.5 | 4.2 | Federally-Regulated Commercial & Industrial Equipment | 10/10/2017 |  | 05/13/2019
Enertech Global, LLC | GEOEXCEL | AZT024*2****B |  | Ground-Source | WBAHP: Heat Pump Packaged Unit | Heat Pump | 208 | 3 |  |  |  | Single-Speed |  |  |  | 26800 | 1353 | 19.8 | 13.4 | 18100 | 1326 | 4 | 3.1 | Non Federally-Regulated | 10/10/2017 |  | 05/13/2019
Enertech Global, LLC | GEOEXCEL | AZT024*3****B |  | Water-Source | WBAHP: Heat Pump Packaged Unit | Heat Pump | 460 | 3 |  |  |  | Single-Speed |  |  |  | 25600 | 1505 | 17 | 11.2 | 30000 | 1598 | 5.5 | 4.2 | Federally-Regulated Commercial & Industrial Equipment | 10/10/2017 |  | 05/13/2019
Enertech Global, LLC | GEOEXCEL | AZT024*3****B |  | Ground-Source | WBAHP: Heat Pump Packaged Unit | Heat Pump | 460 | 3 |  |  |  | Single-Speed |  |  |  | 26800 | 1353 | 19.8 | 13.4 | 18100 | 1326 | 4 | 3.1 | Non Federally-Regulated | 10/10/2017 |  | 05/13/2019
Enertech Global, LLC | GEOEXCEL | AZT024*A****B |  | Water-Source | WBAHP: Heat Pump Packaged Unit | Heat Pump | 265 | 1 |  |  |  | Single-Speed |  |  |  | 25600 | 1505 | 17 | 11.2 | 30000 | 1598 | 5.5 | 4.2 | Federally-Regulated Commercial & Industrial Equipment | 10/10/2017 |  | 05/13/2019
Enertech Global, LLC | GEOEXCEL | AZT024*A****B |  | Ground-Source | WBAHP: Heat Pump Packaged Unit | Heat Pump | 265 | 1 |  |  |  | Single-Speed |  |  |  | 26800 | 1353 | 19.8 | 13.4 | 18100 | 1326 | 4 | 3.1 | Non Federally-Regulated | 10/10/2017 |  | 05/13/2019
Enertech Global, LLC | GEOEXCEL | AZT030 |  | Water-Source | WBAHP: Heat Pump Packaged Unit | Heat Pump | 208 | 1 |  |  |  | Single-Speed |  |  |  | 30200 | 2000 | 15.1 | 11.2 | 34800 | 1999 | 5.1 | 4.2 | Federally-Regulated Commercial & Industrial Equipment | 04/24/2019 |  | 05/13/2019
Enertech Global, LLC | GEOEXCEL | AZT030 |  | Ground-Water-Source | WBAHP: Heat Pump Packaged Unit | Heat Pump | 208 | 1 |  |  |  | Single-Speed |  |  |  | 32600 | 1509 | 21.6 | 16.2 | 28800 | 1875 | 4.5 | 3.6 | Non Federally-Regulated | 04/24/2019 |  | 05/13/2019
Enertech Global, LLC | GEOEXCEL | AZT030 |  | Ground-Source | WBAHP: Heat Pump Packaged Unit | Heat Pump | 208 | 1 |  |  |  | Single-Speed |  |  |  | 31500 | 1800 | 17.5 | 13.4 | 23300 | 1845 | 3.7 | 3.1 | Non Federally-Regulated | 04/24/2019 |  | 05/13/2019
Enertech Global, LLC | GEOEXCEL | AZT030*3****B |  | Water-Source | WBAHP: Heat Pump Packaged Unit | Heat Pump | 460 | 3 |  |  |  | Single-Speed |  |  |  | 30600 | 1987 | 15.4 | 11.2 | 36000 | 2110 | 5 | 4.2 | Federally-Regulated Commercial & Industrial Equipment | 08/08/2017 |  | 05/13/2019
Enertech Global, LLC | GEOEXCEL | AZT030*3****B |  | Ground-Source | WBAHP: Heat Pump Packaged Unit | Heat Pump | 460 | 3 |  |  |  | Single-Speed |  |  |  | 32000 | 1777 | 18 | 13.4 | 22600 | 1790 | 3.7 | 3.1 | Non Federally-Regulated | 08/08/2017 |  | 05/13/2019
Enertech Global, LLC | GEOEXCEL | AZT030*A****B |  | Water-Source | WBAHP: Heat Pump Packaged Unit | Heat Pump | 265 | 1 |  |  |  | Single-Speed |  |  |  | 30600 | 1987 | 15.4 | 11.2 | 36000 | 2110 | 5 | 4.2 | Federally-Regulated Commercial & Industrial Equipment | 08/08/2017 |  | 05/13/2019
Enertech Global, LLC | GEOEXCEL | AZT030*A****B |  | Ground-Source | WBAHP: Heat Pump Packaged Unit | Heat Pump | 265 | 1 |  |  |  | Single-Speed |  |  |  | 32000 | 1777 | 18 | 13.4 | 22600 | 1790 | 3.7 | 3.1 | Non Federally-Regulated | 08/08/2017 |  | 05/13/2019
Enertech Global, LLC | GEOEXCEL | AZT036 |  | Water-Source | WBAHP: Heat Pump Packaged Unit | Heat Pump | 208 | 1 |  |  |  | Single-Speed |  |  |  | 35100 | 2264 | 15.5 | 11.2 | 42300 | 2479 | 5 | 4.2 | Federally-Regulated Commercial & Industrial Equipment | 04/24/2019 |  | 05/13/2019
Enertech Global, LLC | GEOEXCEL | AZT036 |  | Ground-Water-Source | WBAHP: Heat Pump Packaged Unit | Heat Pump | 208 | 1 |  |  |  | Single-Speed |  |  |  | 39400 | 1669 | 23.6 | 16.2 | 34000 | 2166 | 4.6 | 3.6 | Non Federally-Regulated | 04/24/2019 |  | 05/13/2019
Enertech Global, LLC | GEOEXCEL | AZT036 |  | Ground-Source | WBAHP: Heat Pump Packaged Unit | Heat Pump | 208 | 1 |  |  |  | Single-Speed |  |  |  | 36700 | 2050 | 17.9 | 13.4 | 27100 | 2090 | 3.8 | 3.1 | Non Federally-Regulated | 04/24/2019 |  | 05/13/2019
Enertech Global, LLC | GEOEXCEL | AZT036******B |  | Water-Source | WBAHP: Heat Pump Packaged Unit | Heat Pump | 208 | 1 |  |  |  | Single-Speed |  |  |  | 36500 | 2147 | 17 | 11.2 | 43300 | 2394 | 5.3 | 4.2 | Federally-Regulated Commercial & Industrial Equipment | 10/10/2017 |  | 05/13/2019
Enertech Global, LLC | GEOEXCEL | AZT036******B |  | Ground-Source | WBAHP: Heat Pump Packaged Unit | Heat Pump | 208 | 1 |  |  |  | Single-Speed |  |  |  | 38200 | 1919 | 19.9 | 13.4 | 27600 | 1972 | 4.1 | 3.1 | Non Federally-Regulated | 10/10/2017 |  | 05/13/2019
Enertech Global, LLC | GEOEXCEL | AZT036*2****B |  | Water-Source | WBAHP: Heat Pump Packaged Unit | Heat Pump | 208 | 3 |  |  |  | Single-Speed |  |  |  | 36500 | 2147 | 17 | 11.2 | 43300 | 2394 | 5.3 | 4.2 | Federally-Regulated Commercial & Industrial Equipment | 10/10/2017 |  | 05/13/2019
Enertech Global, LLC | GEOEXCEL | AZT036*2****B |  | Ground-Source | WBAHP: Heat Pump Packaged Unit | Heat Pump | 208 | 3 |  |  |  | Single-Speed |  |  |  | 38200 | 1919 | 19.9 | 13.4 | 27600 | 1972 | 4.1 | 3.1 | Non Federally-Regulated | 10/10/2017 |  | 05/13/2019
Enertech Global, LLC | GEOEXCEL | AZT036*3****B |  | Water-Source | WBAHP: Heat Pump Packaged Unit | Heat Pump | 460 | 3 |  |  |  | Single-Speed |  |  |  | 36500 | 2147 | 17 | 11.2 | 43300 | 2394 | 5.3 | 4.2 | Federally-Regulated Commercial & Industrial Equipment | 10/10/2017 |  | 05/13/2019
Enertech Global, LLC | GEOEXCEL | AZT036*3****B |  | Ground-Source | WBAHP: Heat Pump Packaged Unit | Heat Pump | 460 | 3 |  |  |  | Single-Speed |  |  |  | 38200 | 1919 | 19.9 | 13.4 | 27600 | 1972 | 4.1 | 3.1 | Non Federally-Regulated | 10/10/2017 |  | 05/13/2019
Enertech Global, LLC | GEOEXCEL | AZT036*A****B |  | Water-Source | WBAHP: Heat Pump Packaged Unit | Heat Pump | 265 | 1 |  |  |  | Single-Speed |  |  |  | 36500 | 2147 | 17 | 11.2 | 43300 | 2394 | 5.3 | 4.2 | Federally-Regulated Commercial & Industrial Equipment | 10/10/2017 |  | 05/13/2019
Enertech Global, LLC | GEOEXCEL | AZT036*A****B |  | Ground-Source | WBAHP: Heat Pump Packaged Unit | Heat Pump | 265 | 1 |  |  |  | Single-Speed |  |  |  | 38200 | 1919 | 19.9 | 13.4 | 27600 | 1972 | 4.1 | 3.1 | Non Federally-Regulated | 10/10/2017 |  | 05/13/2019
Enertech Global, LLC | GEOEXCEL | AZT042******B |  | Water-Source | WBAHP: Heat Pump Packaged Unit | Heat Pump | 208 | 1 |  |  |  | Single-Speed |  |  |  | 41000 | 2484 | 16.5 | 11.2 | 48400 | 3083 | 4.6 | 4.2 | Federally-Regulated Commercial & Industrial Equipment | 08/08/2017 |  | 05/13/2019
Enertech Global, LLC | GEOEXCEL | AZT042******B |  | Ground-Source | WBAHP: Heat Pump Packaged Unit | Heat Pump | 208 | 1 |  |  |  | Single-Speed |  |  |  | 42600 | 2230 | 19.1 | 13.4 | 31500 | 2495 | 3.7 | 3.1 | Non Federally-Regulated | 08/08/2017 |  | 05/13/2019
Enertech Global, LLC | GEOEXCEL | AZT042*2****B |  | Water-Source | WBAHP: Heat Pump Packaged Unit | Heat Pump | 208 | 3 |  |  |  | Single-Speed |  |  |  | 41000 | 2484 | 16.5 | 11.2 | 48400 | 3083 | 4.6 | 4.2 | Federally-Regulated Commercial & Industrial Equipment | 08/08/2017 |  | 05/13/2019
Enertech Global, LLC | GEOEXCEL | AZT042*2****B |  | Ground-Source | WBAHP: Heat Pump Packaged Unit | Heat Pump | 208 | 3 |  |  |  | Single-Speed |  |  |  | 42600 | 2230 | 19.1 | 13.4 | 31500 | 2495 | 3.7 | 3.1 | Non Federally-Regulated | 08/08/2017 |  | 05/13/2019
Enertech Global, LLC | GEOEXCEL | AZT042*3****B |  | Water-Source | WBAHP: Heat Pump Packaged Unit | Heat Pump | 460 | 3 |  |  |  | Single-Speed |  |  |  | 41000 | 2484 | 16.5 | 11.2 | 48400 | 3083 | 4.6 | 4.2 | Federally-Regulated Commercial & Industrial Equipment | 08/08/2017 |  | 05/13/2019
Enertech Global, LLC | GEOEXCEL | AZT042*3****B |  | Ground-Source | WBAHP: Heat Pump Packaged Unit | Heat Pump | 460 | 3 |  |  |  | Single-Speed |  |  |  | 42600 | 2230 | 19.1 | 13.4 | 31500 | 2495 | 3.7 | 3.1 | Non Federally-Regulated | 08/08/2017 |  | 05/13/2019
Enertech Global, LLC | GEOEXCEL | AZT048 |  | Water-Source | WBAHP: Heat Pump Packaged Unit | Heat Pump | 208 | 1 |  |  |  | Single-Speed |  |  |  | 46500 | 3079 | 15.1 | 11.2 | 55300 | 3376 | 4.8 | 4.2 | Federally-Regulated Commercial & Industrial Equipment | 04/24/2019 |  | 05/13/2019
Enertech Global, LLC | GEOEXCEL | AZT048 |  | Ground-Water-Source | WBAHP: Heat Pump Packaged Unit | Heat Pump | 208 | 1 |  |  |  | Single-Speed |  |  |  | 52200 | 2361 | 22.1 | 16.2 | 45900 | 3128 | 4.3 | 3.6 | Non Federally-Regulated | 04/24/2019 |  | 05/13/2019
Enertech Global, LLC | GEOEXCEL | AZT048 |  | Ground-Source | WBAHP: Heat Pump Packaged Unit | Heat Pump | 208 | 1 |  |  |  | Single-Speed |  |  |  | 48700 | 2815 | 17.3 | 13.4 | 36900 | 3004 | 3.6 | 3.1 | Non Federally-Regulated | 04/24/2019 |  | 05/13/2019
Enertech Global, LLC | GEOEXCEL | AZT048******B |  | Water-Source | WBAHP: Heat Pump Packaged Unit | Heat Pump | 208 | 1 |  |  |  | Single-Speed |  |  |  | 47600 | 3012 | 15.8 | 11.2 | 58300 | 3486 | 4.9 | 4.2 | Federally-Regulated Commercial & Industrial Equipment | 03/15/2019 |  | 05/13/2019
Enertech Global, LLC | GEOEXCEL | AZT048******B |  | Ground-Source | WBAHP: Heat Pump Packaged Unit | Heat Pump | 208 | 1 |  |  |  | Single-Speed |  |  |  | 49800 | 2721 | 18.3 | 13.4 | 37900 | 2848 | 3.9 | 3.1 | Non Federally-Regulated | 03/15/2019 |  | 05/13/2019
Enertech Global, LLC | GEOEXCEL | AZT048*2****B |  | Water-Source | WBAHP: Heat Pump Packaged Unit | Heat Pump | 208 | 3 |  |  |  | Single-Speed |  |  |  | 47600 | 3012 | 15.8 | 11.2 | 58300 | 3486 | 4.9 | 4.2 | Federally-Regulated Commercial & Industrial Equipment | 03/15/2019 |  | 05/13/2019
Enertech Global, LLC | GEOEXCEL | AZT048*2****B |  | Ground-Source | WBAHP: Heat Pump Packaged Unit | Heat Pump | 208 | 3 |  |  |  | Single-Speed |  |  |  | 49800 | 2721 | 18.3 | 13.4 | 37900 | 2848 | 3.9 | 3.1 | Non Federally-Regulated | 03/15/2019 |  | 05/13/2019
Enertech Global, LLC | GEOEXCEL | AZT048*A****B |  | Water-Source | WBAHP: Heat Pump Packaged Unit | Heat Pump | 265 | 1 |  |  |  | Single-Speed |  |  |  | 47600 | 3012 | 15.8 | 11.2 | 58300 | 3486 | 4.9 | 4.2 | Federally-Regulated Commercial & Industrial Equipment | 03/15/2019 |  | 05/13/2019
Enertech Global, LLC | GEOEXCEL | AZT048*A****B |  | Ground-Source | WBAHP: Heat Pump Packaged Unit | Heat Pump | 265 | 1 |  |  |  | Single-Speed |  |  |  | 49800 | 2721 | 18.3 | 13.4 | 37900 | 2848 | 3.9 | 3.1 | Non Federally-Regulated | 03/15/2019 |  | 05/13/2019
Enertech Global, LLC | GEOEXCEL | AZT060 |  | Water-Source | WBAHP: Heat Pump Packaged Unit | Heat Pump | 208 | 1 |  |  |  | Single-Speed |  |  |  | 55100 | 3773 | 14.6 | 11.2 | 70700 | 4408 | 4.7 | 4.2 | Federally-Regulated Commercial & Industrial Equipment | 04/24/2019 |  | 05/13/2019
Enertech Global, LLC | GEOEXCEL | AZT060 |  | Ground-Water-Source | WBAHP: Heat Pump Packaged Unit | Heat Pump | 208 | 1 |  |  |  | Single-Speed |  |  |  | 62000 | 2924 | 21.2 | 16.2 | 58500 | 4082 | 4.2 | 3.6 | Non Federally-Regulated | 04/24/2019 |  | 05/13/2019
Enertech Global, LLC | GEOEXCEL | AZT060 |  | Ground-Source | WBAHP: Heat Pump Packaged Unit | Heat Pump | 208 | 1 |  |  |  | Single-Speed |  |  |  | 59000 | 3491 | 16.9 | 13.4 | 46800 | 3809 | 3.6 | 3.1 | Non Federally-Regulated | 04/24/2019 |  | 05/13/2019
Enertech Global, LLC | GEOEXCEL | AZT060*2****B |  | Water-Source | WBAHP: Heat Pump Packaged Unit | Heat Pump | 208 | 3 |  |  |  | Single-Speed |  |  |  | 59400 | 3644 | 16.3 | 11.2 | 74600 | 4286 | 5.1 | 4.2 | Federally-Regulated Commercial & Industrial Equipment | 08/18/2016 |  | 05/13/2019
Enertech Global, LLC | GEOEXCEL | AZT060*2****B |  | Ground-Source | WBAHP: Heat Pump Packaged Unit | Heat Pump | 208 | 3 |  |  |  | Single-Speed |  |  |  | 61200 | 3272 | 18.7 | 13.4 | 48100 | 3614 | 3.9 | 3.1 | Non Federally-Regulated | 08/18/2016 |  | 05/13/2019
Enertech Global, LLC | GEOEXCEL | AZT060*3****B |  | Water-Source | WBAHP: Heat Pump Packaged Unit | Heat Pump | 460 | 3 |  |  |  | Single-Speed |  |  |  | 59400 | 3644 | 16.3 | 11.2 | 74600 | 4286 | 5.1 | 4.2 | Federally-Regulated Commercial & Industrial Equipment | 08/18/2016 |  | 05/13/2019
Enertech Global, LLC | GEOEXCEL | AZT060*3****B |  | Ground-Source | WBAHP: Heat Pump Packaged Unit | Heat Pump | 460 | 3 |  |  |  | Single-Speed |  |  |  | 61200 | 3272 | 18.7 | 13.4 | 48100 | 3614 | 3.9 | 3.1 | Non Federally-Regulated | 08/18/2016 |  | 05/13/2019
Enertech Global, LLC | GEOEXCEL | AST060A | ACD060 | Ground-Water-Source | WBAHP-C: Heat Pump Split Syste | Heat Pump | 208 | 1 | False |  |  | Single-Speed |  |  |  | 61100 | 3039 | 20.1 | 16.2 | 53300 | 3809 | 4.1 | 3.6 | Non Federally-Regulated | 08/08/2017 |  | 05/13/2019
Enertech Global, LLC | GEOEXCEL | AST060A | ACD060 | Ground-Source | WBAHP-C: Heat Pump Split Syste | Heat Pump | 208 | 1 | False |  |  | Single-Speed |  |  |  | 60600 | 3607 | 16.8 | 13.4 | 44100 | 3590 | 3.6 | 3.1 | Non Federally-Regulated | 08/08/2017 |  | 05/13/2019
Enertech Global, LLC | GEOEXCEL | AST060A | MPD060 | Ground-Source | WBAHP-CB: Heat Pump Split Syst | Heat Pump | 208 | 1 | False |  |  | Single-Speed |  |  |  | 62200 | 3702 | 16.8 | 13.4 | 44200 | 3701 | 3.5 | 3.1 | Non Federally-Regulated | 08/08/2017 |  | 05/13/2019
Enertech Global, LLC | GEOEXCEL | AST060A2 | ACD060 | Ground-Water-Source | WBAHP-C: Heat Pump Split Syste | Heat Pump | 208 | 3 | False |  |  | Single-Speed |  |  |  | 61100 | 3039 | 20.1 | 16.2 | 53300 | 3809 | 4.1 | 3.6 | Non Federally-Regulated | 08/08/2017 |  | 05/13/2019
Enertech Global, LLC | GEOEXCEL | AST060A2 | ACD060 | Ground-Source | WBAHP-C: Heat Pump Split Syste | Heat Pump | 208 | 3 | False |  |  | Single-Speed |  |  |  | 60600 | 3607 | 16.8 | 13.4 | 44100 | 3590 | 3.6 | 3.1 | Non Federally-Regulated | 08/08/2017 |  | 05/13/2019
Enertech Global, LLC | GEOEXCEL | AST060A2 | MPD060 | Ground-Source | WBAHP-CB: Heat Pump Split Syst | Heat Pump | 208 | 3 | False |  |  | Single-Speed |  |  |  | 62200 | 3702 | 16.8 | 13.4 | 44200 | 3701 | 3.5 | 3.1 | Non Federally-Regulated | 08/08/2017 |  | 05/13/2019
Enertech Global, LLC | Tetco | TZT042 |  | Water-Source | WBAHP: Heat Pump Packaged Unit | Heat Pump | 208 | 1 |  |  |  | Single-Speed |  |  |  | 41200 | 2658 | 15.5 | 11.2 | 49500 | 3086 | 4.7 | 4.2 | Federally-Regulated Commercial & Industrial Equipment | 04/24/2019 |  | 05/13/2019
Enertech Global, LLC | Tetco | TZT042 |  | Ground-Water-Source | WBAHP: Heat Pump Packaged Unit | Heat Pump | 208 | 1 |  |  |  | Single-Speed |  |  |  | 46000 | 1965 | 23.4 | 16.2 | 40100 | 2733 | 4.3 | 3.6 | Non Federally-Regulated | 04/24/2019 |  | 05/13/2019
Enertech Global, LLC | Tetco | TZT042 |  | Ground-Source | WBAHP: Heat Pump Packaged Unit | Heat Pump | 208 | 1 |  |  |  | Single-Speed |  |  |  | 43000 | 2388 | 18 | 13.4 | 32900 | 2678 | 3.6 | 3.1 | Non Federally-Regulated | 04/24/2019 |  | 05/13/2019
Enertech Global, LLC | Tetco | TVS018*****1 |  | Water-Source | WBAHP: Heat Pump Packaged Unit | Heat Pump | 208 | 1 |  |  |  | Single-Speed |  |  |  | 20700 | 1101 | 18.8 | 11.2 | 23700 | 1120 | 6.2 | 4.2 | Federally-Regulated Commercial & Industrial Equipment | 02/08/2019 |  | 05/13/2019
Enertech Global, LLC | Tetco | TVS018*****1 |  | Ground-Water-Source | WBAHP: Heat Pump Packaged Unit | Heat Pump | 208 | 1 |  |  |  | Single-Speed |  |  |  | 23200 | 760 | 30.5 | 16.2 | 19600 | 1083 | 5.3 | 3.6 | Non Federally-Regulated | 02/08/2019 |  | 05/13/2019
Enertech Global, LLC | Tetco | TVS018*****1 |  | Ground-Source | WBAHP: Heat Pump Packaged Unit | Heat Pump | 208 | 1 |  |  |  | Single-Speed |  |  |  | 21700 | 977 | 22.2 | 13.4 | 15700 | 1122 | 4.1 | 3.1 | Non Federally-Regulated | 02/08/2019 |  | 05/13/2019
Enertech Global, LLC | Tetco | TVS009*9 |  | Water-Source | WBAHP: Heat Pump Packaged Unit | Heat Pump | 115 | 1 |  |  |  | Single-Speed |  |  |  | 10200 | 680 | 15 | 11.2 | 13000 | 732 | 5.2 | 4.2 | Federally-Regulated Commercial & Industrial Equipment | 04/01/2016 |  | 05/13/2019
Enertech Global, LLC | Tetco | TVS009*9 |  | Ground-Water-Source | WBAHP: Heat Pump Packaged Unit | Heat Pump | 115 | 1 |  |  |  | Single-Speed |  |  |  | 11900 | 538 | 22.1 | 16.2 | 10600 | 706 | 4.4 | 3.6 | Non Federally-Regulated | 04/01/2016 |  | 05/13/2019
Enertech Global, LLC | Tetco | TVS009*9 |  | Ground-Source | WBAHP: Heat Pump Packaged Unit | Heat Pump | 115 | 1 |  |  |  | Single-Speed |  |  |  | 10900 | 626 | 17.4 | 13.4 | 8500 | 691 | 3.6 | 3.1 | Non Federally-Regulated | 04/01/2016 |  | 05/13/2019
Enertech Global, LLC | Tetco | TVS060*****1 |  | Water-Source | WBAHP: Heat Pump Packaged Unit | Heat Pump | 208 | 1 |  |  |  | Single-Speed |  |  |  | 58800 | 3721 | 15.8 | 11.2 | 70900 | 3995 | 5.2 | 4.2 | Federally-Regulated Commercial & Industrial Equipment | 02/08/2019 |  | 05/13/2019
Enertech Global, LLC | Tetco | TVS060*****1 |  | Ground-Source | WBAHP: Heat Pump Packaged Unit | Heat Pump | 208 | 1 |  |  |  | Single-Speed |  |  |  | 61500 | 3379 | 18.2 | 13.4 | 46300 | 3570 | 3.8 | 3.1 | Non Federally-Regulated | 02/08/2019 |  | 05/13/2019
Enertech Global, LLC | Tetco | TVS036*2 |  | Water-Source | WBAHP: Heat Pump Packaged Unit | Heat Pump | 208 | 3 |  |  |  | Single-Speed |  |  |  | 36000 | 2322 | 15.5 | 11.2 | 46500 | 2620 | 5.2 | 4.2 | Federally-Regulated Commercial & Industrial Equipment | 02/16/2016 |  | 05/13/2019
Enertech Global, LLC | Tetco | TVS036*2 |  | Ground-Water-Source | WBAHP: Heat Pump Packaged Unit | Heat Pump | 208 | 3 |  |  |  | Single-Speed |  |  |  | 40500 | 1723 | 23.5 | 16.2 | 37600 | 2395 | 4.6 | 3.6 | Non Federally-Regulated | 02/16/2016 |  | 05/13/2019
Enertech Global, LLC | Tetco | TVS036*2 |  | Ground-Source | WBAHP: Heat Pump Packaged Unit | Heat Pump | 208 | 3 |  |  |  | Single-Speed |  |  |  | 37800 | 2100 | 18 | 13.4 | 30200 | 2269 | 3.9 | 3.1 | Non Federally-Regulated | 02/16/2016 |  | 05/13/2019
Enertech Global, LLC | Tetco | TVS048*3 |  | Water-Source | WBAHP: Heat Pump Packaged Unit | Heat Pump | 460 | 3 |  |  |  | Single-Speed |  |  |  | 48500 | 3190 | 15.2 | 11.2 | 58900 | 3452 | 5 | 4.2 | Federally-Regulated Commercial & Industrial Equipment | 03/15/2019 |  | 05/13/2019
Enertech Global, LLC | Tetco | TVS048*3 |  | Ground-Water-Source | WBAHP: Heat Pump Packaged Unit | Heat Pump | 460 | 3 |  |  |  | Single-Speed |  |  |  | 53400 | 2362 | 22.6 | 16.2 | 48100 | 3203 | 4.4 | 3.6 | Non Federally-Regulated | 03/15/2019 |  | 05/13/2019
Enertech Global, LLC | Tetco | TVS048*3 |  | Ground-Source | WBAHP: Heat Pump Packaged Unit | Heat Pump | 460 | 3 |  |  |  | Single-Speed |  |  |  | 50500 | 2869 | 17.6 | 13.4 | 39600 | 3223 | 3.6 | 3.1 | Non Federally-Regulated | 03/15/2019 |  | 05/13/2019
Enertech Global, LLC | Tetco | TVS015*A |  | Water-Source | WBAHP: Heat Pump Packaged Unit | Heat Pump | 265 | 1 |  |  |  | Single-Speed |  |  |  | 15100 | 862 | 17.5 | 11.2 | 17900 | 874 | 6 | 4.2 | Federally-Regulated Commercial & Industrial Equipment | 10/10/2017 |  | 05/13/2019
Enertech Global, LLC | Tetco | TVS015*A |  | Ground-Water-Source | WBAHP: Heat Pump Packaged Unit | Heat Pump | 265 | 1 |  |  |  | Single-Speed |  |  |  | 17500 | 607 | 28.8 | 16.2 | 14600 | 838 | 5.1 | 3.6 | Non Federally-Regulated | 10/10/2017 |  | 05/13/2019
Enertech Global, LLC | Tetco | TVS015*A |  | Ground-Source | WBAHP: Heat Pump Packaged Unit | Heat Pump | 265 | 1 |  |  |  | Single-Speed |  |  |  | 16000 | 808 | 19.8 | 13.4 | 11600 | 829 | 4.1 | 3.1 | Non Federally-Regulated | 10/10/2017 |  | 05/13/2019
Enertech Global, LLC | Tetco | TVS030*A |  | Water-Source | WBAHP: Heat Pump Packaged Unit | Heat Pump | 265 | 1 |  |  |  | Single-Speed |  |  |  | 28600 | 1798 | 15.9 | 11.2 | 34900 | 1894 | 5.4 | 4.2 | Federally-Regulated Commercial & Industrial Equipment | 10/10/2017 |  | 05/13/2019
Enertech Global, LLC | Tetco | TVS030*A |  | Ground-Water-Source | WBAHP: Heat Pump Packaged Unit | Heat Pump | 265 | 1 |  |  |  | Single-Speed |  |  |  | 31000 | 1324 | 23.4 | 16.2 | 28700 | 1789 | 4.7 | 3.6 | Non Federally-Regulated | 10/10/2017 |  | 05/13/2019
Enertech Global, LLC | Tetco | TVS030*A |  | Ground-Source | WBAHP: Heat Pump Packaged Unit | Heat Pump | 265 | 1 |  |  |  | Single-Speed |  |  |  | 30100 | 1627 | 18.5 | 13.4 | 22300 | 1675 | 3.9 | 3.1 | Non Federally-Regulated | 10/10/2017 |  | 05/13/2019
Enertech Global, LLC | Tetco | TVT036*3 |  | Water-Source | WBAHP: Heat Pump Packaged Unit | Heat Pump | 460 | 3 |  |  |  | Single-Speed |  |  |  | 35800 | 2324 | 15.4 | 11.2 | 45500 | 2614 | 5.1 | 4.2 | Federally-Regulated Commercial & Industrial Equipment | 02/16/2016 |  | 05/13/2019
Enertech Global, LLC | Tetco | TVT036*3 |  | Ground-Water-Source | WBAHP: Heat Pump Packaged Unit | Heat Pump | 460 | 3 |  |  |  | Single-Speed |  |  |  | 40000 | 1754 | 22.8 | 16.2 | 36900 | 2350 | 4.6 | 3.6 | Non Federally-Regulated | 02/16/2016 |  | 05/13/2019
Enertech Global, LLC | Tetco | TVT036*3 |  | Ground-Source | WBAHP: Heat Pump Packaged Unit | Heat Pump | 460 | 3 |  |  |  | Single-Speed |  |  |  | 37400 | 2112 | 17.7 | 13.4 | 29500 | 2216 | 3.9 | 3.1 | Non Federally-Regulated | 02/16/2016 |  | 05/13/2019
Enertech Global, LLC | Tetco | TVS018*A |  | Water-Source | WBAHP: Heat Pump Packaged Unit | Heat Pump | 265 | 1 |  |  |  | Single-Speed |  |  |  | 20500 | 1213 | 16.9 | 11.2 | 24200 | 1222 | 5.8 | 4.2 | Federally-Regulated Commercial & Industrial Equipment | 02/16/2016 |  | 05/13/2019
Enertech Global, LLC | Tetco | TVS018*A |  | Ground-Water-Source | WBAHP: Heat Pump Packaged Unit | Heat Pump | 265 | 1 |  |  |  | Single-Speed |  |  |  | 23200 | 843 | 27.5 | 16.2 | 20100 | 1178 | 5 | 3.6 | Non Federally-Regulated | 02/16/2016 |  | 05/13/2019
Enertech Global, LLC | Tetco | TVS018*A |  | Ground-Source | WBAHP: Heat Pump Packaged Unit | Heat Pump | 265 | 1 |  |  |  | Single-Speed |  |  |  | 21400 | 1070 | 20 | 13.4 | 16300 | 1224 | 3.9 | 3.1 | Non Federally-Regulated | 02/16/2016 |  | 05/13/2019
Enertech Global, LLC | Tetco | TVS042*****1 |  | Water-Source | WBAHP: Heat Pump Packaged Unit | Heat Pump | 208 | 1 |  |  |  | Single-Speed |  |  |  | 42900 | 2344 | 18.3 | 11.2 | 47800 | 2374 | 5.9 | 4.2 | Federally-Regulated Commercial & Industrial Equipment | 02/08/2019 |  | 05/13/2019
Enertech Global, LLC | Tetco | TVS042*****1 |  | Ground-Water-Source | WBAHP: Heat Pump Packaged Unit | Heat Pump | 208 | 1 |  |  |  | Single-Speed |  |  |  | 47700 | 1679 | 28.4 | 16.2 | 38300 | 2244 | 5 | 3.6 | Non Federally-Regulated | 02/08/2019 |  | 05/13/2019
Enertech Global, LLC | Tetco | TVS042*****1 |  | Ground-Source | WBAHP: Heat Pump Packaged Unit | Heat Pump | 208 | 1 |  |  |  | Single-Speed |  |  |  | 44400 | 2094 | 21.2 | 13.4 | 31100 | 2223 | 4.1 | 3.1 | Non Federally-Regulated | 02/08/2019 |  | 05/13/2019
Enertech Global, LLC | Tetco | TVS012 |  | Water-Source | WBAHP: Heat Pump Packaged Unit | Heat Pump | 208 | 1 |  |  |  | Single-Speed |  |  |  | 11400 | 735 | 15.5 | 11.2 | 14600 | 855 | 5 | 4.2 | Federally-Regulated Commercial & Industrial Equipment | 02/08/2019 |  | 05/13/2019
Enertech Global, LLC | Tetco | TVS012 |  | Ground-Water-Source | WBAHP: Heat Pump Packaged Unit | Heat Pump | 208 | 1 |  |  |  | Single-Speed |  |  |  | 13400 | 556 | 24.1 | 16.2 | 12100 | 824 | 4.3 | 3.6 | Non Federally-Regulated | 02/08/2019 |  | 05/13/2019
Enertech Global, LLC | Tetco | TVS012 |  | Ground-Source | WBAHP: Heat Pump Packaged Unit | Heat Pump | 208 | 1 |  |  |  | Single-Speed |  |  |  | 11900 | 657 | 18.1 | 13.4 | 9400 | 765 | 3.6 | 3.1 | Non Federally-Regulated | 02/08/2019 |  | 05/13/2019
Enertech Global, LLC | Tetco | TVS042 |  | Water-Source | WBAHP: Heat Pump Packaged Unit | Heat Pump | 208 | 1 |  |  |  | Single-Speed |  |  |  | 41800 | 2612 | 16 | 11.2 | 48500 | 2538 | 5.6 | 4.2 | Federally-Regulated Commercial & Industrial Equipment | 02/08/2019 |  | 05/13/2019
Enertech Global, LLC | Tetco | TVS042 |  | Ground-Water-Source | WBAHP: Heat Pump Packaged Unit | Heat Pump | 208 | 1 |  |  |  | Single-Speed |  |  |  | 46700 | 1913 | 24.4 | 16.2 | 39200 | 2444 | 4.7 | 3.6 | Non Federally-Regulated | 02/08/2019 |  | 05/13/2019
Enertech Global, LLC | Tetco | TVS042 |  | Ground-Source | WBAHP: Heat Pump Packaged Unit | Heat Pump | 208 | 1 |  |  |  | Single-Speed |  |  |  | 43600 | 2344 | 18.6 | 13.4 | 32000 | 2467 | 3.8 | 3.1 | Non Federally-Regulated | 02/08/2019 |  | 05/13/2019
Enertech Global, LLC | Tetco | TVS006 |  | Water-Source | WBAHP: Heat Pump Packaged Unit | Heat Pump | 208 | 1 |  |  |  | Single-Speed |  |  |  | 6800 | 425 | 16 | 11.2 | 8400 | 447 | 5.5 | 4.2 | Federally-Regulated Commercial & Industrial Equipment | 02/08/2019 |  | 05/13/2019
Enertech Global, LLC | Tetco | TVS006 |  | Ground-Water-Source | WBAHP: Heat Pump Packaged Unit | Heat Pump | 208 | 1 |  |  |  | Single-Speed |  |  |  | 7800 | 302 | 25.8 | 16.2 | 7000 | 445 | 4.6 | 3.6 | Non Federally-Regulated | 02/08/2019 |  | 05/13/2019
Enertech Global, LLC | Tetco | TVS006 |  | Ground-Source | WBAHP: Heat Pump Packaged Unit | Heat Pump | 208 | 1 |  |  |  | Single-Speed |  |  |  | 7200 | 387 | 18.6 | 13.4 | 5600 | 443 | 3.7 | 3.1 | Non Federally-Regulated | 02/08/2019 |  | 05/13/2019
Enertech Global, LLC | Tetco | TVS060*3***1 |  | Water-Source | WBAHP: Heat Pump Packaged Unit | Heat Pump | 460 | 3 |  |  |  | Single-Speed |  |  |  | 58800 | 3721 | 15.8 | 11.2 | 70900 | 3995 | 5.2 | 4.2 | Federally-Regulated Commercial & Industrial Equipment | 06/28/2016 |  | 05/13/2019
Enertech Global, LLC | Tetco | TVS060*3***1 |  | Ground-Source | WBAHP: Heat Pump Packaged Unit | Heat Pump | 460 | 3 |  |  |  | Single-Speed |  |  |  | 61500 | 3379 | 18.2 | 13.4 | 46300 | 3570 | 3.8 | 3.1 | Non Federally-Regulated | 06/28/2016 |  | 05/13/2019
Enertech Global, LLC | Tetco | TVS024 |  | Water-Source | WBAHP: Heat Pump Packaged Unit | Heat Pump | 208 | 1 |  |  |  | Single-Speed |  |  |  | 24800 | 1476 | 16.8 | 11.2 | 30000 | 1570 | 5.6 | 4.2 | Federally-Regulated Commercial & Industrial Equipment | 02/08/2019 |  | 05/13/2019
Enertech Global, LLC | Tetco | TVS024 |  | Ground-Water-Source | WBAHP: Heat Pump Packaged Unit | Heat Pump | 208 | 1 |  |  |  | Single-Speed |  |  |  | 28100 | 1080 | 26 | 16.2 | 24200 | 1447 | 4.9 | 3.6 | Non Federally-Regulated | 02/08/2019 |  | 05/13/2019
Enertech Global, LLC | Tetco | TVS024 |  | Ground-Source | WBAHP: Heat Pump Packaged Unit | Heat Pump | 208 | 1 |  |  |  | Single-Speed |  |  |  | 26000 | 1319 | 19.7 | 13.4 | 19400 | 1421 | 4 | 3.1 | Non Federally-Regulated | 02/08/2019 |  | 05/13/2019
Enertech Global, LLC | Tetco | TVS024*4 |  | Water-Source | WBAHP: Heat Pump Packaged Unit | Heat Pump | 575 | 3 |  |  |  | Single-Speed |  |  |  | 24800 | 1476 | 16.8 | 11.2 | 30000 | 1570 | 5.6 | 4.2 | Federally-Regulated Commercial & Industrial Equipment | 02/16/2016 |  | 05/13/2019
Enertech Global, LLC | Tetco | TVS024*4 |  | Ground-Water-Source | WBAHP: Heat Pump Packaged Unit | Heat Pump | 575 | 3 |  |  |  | Single-Speed |  |  |  | 28100 | 1080 | 26 | 16.2 | 24200 | 1447 | 4.9 | 3.6 | Non Federally-Regulated | 02/16/2016 |  | 05/13/2019
Enertech Global, LLC | Tetco | TVS024*4 |  | Ground-Source | WBAHP: Heat Pump Packaged Unit | Heat Pump | 575 | 3 |  |  |  | Single-Speed |  |  |  | 26000 | 1319 | 19.7 | 13.4 | 19400 | 1421 | 4 | 3.1 | Non Federally-Regulated | 02/16/2016 |  | 05/13/2019
Enertech Global, LLC | Tetco | TVS048 |  | Water-Source | WBAHP: Heat Pump Packaged Unit | Heat Pump | 208 | 1 |  |  |  | Single-Speed |  |  |  | 48500 | 3190 | 15.2 | 11.2 | 58900 | 3452 | 5 | 4.2 | Federally-Regulated Commercial & Industrial Equipment | 03/15/2019 |  | 05/13/2019
Enertech Global, LLC | Tetco | TVS048 |  | Ground-Water-Source | WBAHP: Heat Pump Packaged Unit | Heat Pump | 208 | 1 |  |  |  | Single-Speed |  |  |  | 53400 | 2362 | 22.6 | 16.2 | 48100 | 3203 | 4.4 | 3.6 | Non Federally-Regulated | 03/15/2019 |  | 05/13/2019
Enertech Global, LLC | Tetco | TVS048 |  | Ground-Source | WBAHP: Heat Pump Packaged Unit | Heat Pump | 208 | 1 |  |  |  | Single-Speed |  |  |  | 50500 | 2869 | 17.6 | 13.4 | 39600 | 3223 | 3.6 | 3.1 | Non Federally-Regulated | 03/15/2019 |  | 05/13/2019
Enertech Global, LLC | Tetco | TVS048*2 |  | Water-Source | WBAHP: Heat Pump Packaged Unit | Heat Pump | 208 | 3 |  |  |  | Single-Speed |  |  |  | 48500 | 3190 | 15.2 | 11.2 | 58900 | 3452 | 5 | 4.2 | Federally-Regulated Commercial & Industrial Equipment | 03/15/2019 |  | 05/13/2019
Enertech Global, LLC | Tetco | TVS048*2 |  | Ground-Water-Source | WBAHP: Heat Pump Packaged Unit | Heat Pump | 208 | 3 |  |  |  | Single-Speed |  |  |  | 53400 | 2362 | 22.6 | 16.2 | 48100 | 3203 | 4.4 | 3.6 | Non Federally-Regulated | 03/15/2019 |  | 05/13/2019
Enertech Global, LLC | Tetco | TVS048*2 |  | Ground-Source | WBAHP: Heat Pump Packaged Unit | Heat Pump | 208 | 3 |  |  |  | Single-Speed |  |  |  | 50500 | 2869 | 17.6 | 13.4 | 39600 | 3223 | 3.6 | 3.1 | Non Federally-Regulated | 03/15/2019 |  | 05/13/2019
Enertech Global, LLC | Tetco | TVS006*A |  | Water-Source | WBAHP: Heat Pump Packaged Unit | Heat Pump | 265 | 1 |  |  |  | Single-Speed |  |  |  | 6800 | 425 | 16 | 11.2 | 8400 | 447 | 5.5 | 4.2 | Federally-Regulated Commercial & Industrial Equipment | 07/11/2016 |  | 05/13/2019
Enertech Global, LLC | Tetco | TVS006*A |  | Ground-Water-Source | WBAHP: Heat Pump Packaged Unit | Heat Pump | 265 | 1 |  |  |  | Single-Speed |  |  |  | 7800 | 302 | 25.8 | 16.2 | 7000 | 445 | 4.6 | 3.6 | Non Federally-Regulated | 07/11/2016 |  | 05/13/2019
Enertech Global, LLC | Tetco | TVS006*A |  | Ground-Source | WBAHP: Heat Pump Packaged Unit | Heat Pump | 265 | 1 |  |  |  | Single-Speed |  |  |  | 7200 | 387 | 18.6 | 13.4 | 5600 | 443 | 3.7 | 3.1 | Non Federally-Regulated | 07/11/2016 |  | 05/13/2019
Enertech Global, LLC | Tetco | TVT060*A |  | Water-Source | WBAHP: Heat Pump Packaged Unit | Heat Pump | 265 | 1 |  |  |  | Single-Speed |  |  |  | 58600 | 3805 | 15.4 | 11.2 | 70500 | 4051 | 5.1 | 4.2 | Federally-Regulated Commercial & Industrial Equipment | 03/15/2019 |  | 05/13/2019
Enertech Global, LLC | Tetco | TVT060*A |  | Ground-Water-Source | WBAHP: Heat Pump Packaged Unit | Heat Pump | 265 | 1 |  |  |  | Single-Speed |  |  |  | 64200 | 2918 | 22 | 16.2 | 57500 | 3744 | 4.5 | 3.6 | Non Federally-Regulated | 03/15/2019 |  | 05/13/2019
Enertech Global, LLC | Tetco | TVT060*A |  | Ground-Source | WBAHP: Heat Pump Packaged Unit | Heat Pump | 265 | 1 |  |  |  | Single-Speed |  |  |  | 60900 | 3460 | 17.6 | 13.4 | 46300 | 3570 | 3.8 | 3.1 | Non Federally-Regulated | 03/15/2019 |  | 05/13/2019
Enertech Global, LLC | Tetco | TVS030*****1 |  | Water-Source | WBAHP: Heat Pump Packaged Unit | Heat Pump | 208 | 1 |  |  |  | Single-Speed |  |  |  | 30100 | 1710 | 17.6 | 11.2 | 36200 | 1798 | 5.9 | 4.2 | Federally-Regulated Commercial & Industrial Equipment | 02/08/2019 |  | 05/13/2019
Enertech Global, LLC | Tetco | TVS030*****1 |  | Ground-Water-Source | WBAHP: Heat Pump Packaged Unit | Heat Pump | 208 | 1 |  |  |  | Single-Speed |  |  |  | 34000 | 1236 | 27.5 | 16.2 | 29200 | 1677 | 5.1 | 3.6 | Non Federally-Regulated | 02/08/2019 |  | 05/13/2019
Enertech Global, LLC | Tetco | TVS030*****1 |  | Ground-Source | WBAHP: Heat Pump Packaged Unit | Heat Pump | 208 | 1 |  |  |  | Single-Speed |  |  |  | 31400 | 1539 | 20.4 | 13.4 | 23200 | 1618 | 4.2 | 3.1 | Non Federally-Regulated | 02/08/2019 |  | 05/13/2019
Enertech Global, LLC | Tetco | TVS060*2***1 |  | Water-Source | WBAHP: Heat Pump Packaged Unit | Heat Pump | 208 | 3 |  |  |  | Single-Speed |  |  |  | 58800 | 3721 | 15.8 | 11.2 | 70900 | 3995 | 5.2 | 4.2 | Federally-Regulated Commercial & Industrial Equipment | 06/28/2016 |  | 05/13/2019
Enertech Global, LLC | Tetco | TVS060*2***1 |  | Ground-Source | WBAHP: Heat Pump Packaged Unit | Heat Pump | 208 | 3 |  |  |  | Single-Speed |  |  |  | 61500 | 3379 | 18.2 | 13.4 | 46300 | 3570 | 3.8 | 3.1 | Non Federally-Regulated | 06/28/2016 |  | 05/13/2019
Enertech Global, LLC | Tetco | TVS030*2 |  | Water-Source | WBAHP: Heat Pump Packaged Unit | Heat Pump | 208 | 3 |  |  |  | Single-Speed |  |  |  | 28600 | 1798 | 15.9 | 11.2 | 34900 | 1894 | 5.4 | 4.2 | Federally-Regulated Commercial & Industrial Equipment | 10/10/2017 |  | 05/13/2019
Enertech Global, LLC | Tetco | TVS030*2 |  | Ground-Water-Source | WBAHP: Heat Pump Packaged Unit | Heat Pump | 208 | 3 |  |  |  | Single-Speed |  |  |  | 31000 | 1324 | 23.4 | 16.2 | 28700 | 1789 | 4.7 | 3.6 | Non Federally-Regulated | 10/10/2017 |  | 05/13/2019
Enertech Global, LLC | Tetco | TVS030*2 |  | Ground-Source | WBAHP: Heat Pump Packaged Unit | Heat Pump | 208 | 3 |  |  |  | Single-Speed |  |  |  | 30100 | 1627 | 18.5 | 13.4 | 22300 | 1675 | 3.9 | 3.1 | Non Federally-Regulated | 10/10/2017 |  | 05/13/2019
Enertech Global, LLC | Tetco | TVS042*2***1 |  | Water-Source | WBAHP: Heat Pump Packaged Unit | Heat Pump | 208 | 3 |  |  |  | Single-Speed |  |  |  | 42900 | 2344 | 18.3 | 11.2 | 47800 | 2374 | 5.9 | 4.2 | Federally-Regulated Commercial & Industrial Equipment | 06/28/2016 |  | 05/13/2019
Enertech Global, LLC | Tetco | TVS042*2***1 |  | Ground-Water-Source | WBAHP: Heat Pump Packaged Unit | Heat Pump | 208 | 3 |  |  |  | Single-Speed |  |  |  | 47700 | 1679 | 28.4 | 16.2 | 38300 | 2244 | 5 | 3.6 | Non Federally-Regulated | 06/28/2016 |  | 05/13/2019
Enertech Global, LLC | Tetco | TVS042*2***1 |  | Ground-Source | WBAHP: Heat Pump Packaged Unit | Heat Pump | 208 | 3 |  |  |  | Single-Speed |  |  |  | 44400 | 2094 | 21.2 | 13.4 | 31100 | 2223 | 4.1 | 3.1 | Non Federally-Regulated | 06/28/2016 |  | 05/13/2019
Enertech Global, LLC | Tetco | TVT036 |  | Water-Source | WBAHP: Heat Pump Packaged Unit | Heat Pump | 208 | 1 |  |  |  | Single-Speed |  |  |  | 35800 | 2324 | 15.4 | 11.2 | 45500 | 2614 | 5.1 | 4.2 | Federally-Regulated Commercial & Industrial Equipment | 02/08/2019 |  | 05/13/2019
Enertech Global, LLC | Tetco | TVT036 |  | Ground-Water-Source | WBAHP: Heat Pump Packaged Unit | Heat Pump | 208 | 1 |  |  |  | Single-Speed |  |  |  | 40000 | 1754 | 22.8 | 16.2 | 36900 | 2350 | 4.6 | 3.6 | Non Federally-Regulated | 02/08/2019 |  | 05/13/2019
Enertech Global, LLC | Tetco | TVT036 |  | Ground-Source | WBAHP: Heat Pump Packaged Unit | Heat Pump | 208 | 1 |  |  |  | Single-Speed |  |  |  | 37400 | 2112 | 17.7 | 13.4 | 29500 | 2216 | 3.9 | 3.1 | Non Federally-Regulated | 02/08/2019 |  | 05/13/2019
Enertech Global, LLC | Tetco | TVS024*A***1 |  | Water-Source | WBAHP: Heat Pump Packaged Unit | Heat Pump | 265 | 1 |  |  |  | Single-Speed |  |  |  | 25900 | 1407 | 18.4 | 11.2 | 29800 | 1480 | 5.9 | 4.2 | Federally-Regulated Commercial & Industrial Equipment | 02/16/2016 |  | 05/13/2019
Enertech Global, LLC | Tetco | TVS024*A***1 |  | Ground-Water-Source | WBAHP: Heat Pump Packaged Unit | Heat Pump | 265 | 1 |  |  |  | Single-Speed |  |  |  | 29400 | 996 | 29.5 | 16.2 | 24000 | 1379 | 5.1 | 3.6 | Non Federally-Regulated | 02/16/2016 |  | 05/13/2019
Enertech Global, LLC | Tetco | TVS024*A***1 |  | Ground-Source | WBAHP: Heat Pump Packaged Unit | Heat Pump | 265 | 1 |  |  |  | Single-Speed |  |  |  | 27000 | 1250 | 21.6 | 13.4 | 19300 | 1346 | 4.2 | 3.1 | Non Federally-Regulated | 02/16/2016 |  | 05/13/2019
Enertech Global, LLC | Tetco | TVS042*4 |  | Water-Source | WBAHP: Heat Pump Packaged Unit | Heat Pump | 575 | 3 |  |  |  | Single-Speed |  |  |  | 41800 | 2612 | 16 | 11.2 | 48500 | 2538 | 5.6 | 4.2 | Federally-Regulated Commercial & Industrial Equipment | 06/28/2016 |  | 05/13/2019
Enertech Global, LLC | Tetco | TVS042*4 |  | Ground-Water-Source | WBAHP: Heat Pump Packaged Unit | Heat Pump | 575 | 3 |  |  |  | Single-Speed |  |  |  | 46700 | 1913 | 24.4 | 16.2 | 39200 | 2444 | 4.7 | 3.6 | Non Federally-Regulated | 06/28/2016 |  | 05/13/2019
Enertech Global, LLC | Tetco | TVS042*4 |  | Ground-Source | WBAHP: Heat Pump Packaged Unit | Heat Pump | 575 | 3 |  |  |  | Single-Speed |  |  |  | 43600 | 2344 | 18.6 | 13.4 | 32000 | 2467 | 3.8 | 3.1 | Non Federally-Regulated | 06/28/2016 |  | 05/13/2019
Enertech Global, LLC | Tetco | TVT024*3 |  | Water-Source | WBAHP: Heat Pump Packaged Unit | Heat Pump | 460 | 3 |  |  |  | Single-Speed |  |  |  | 24600 | 1527 | 16.1 | 11.2 | 29100 | 1640 | 5.2 | 4.2 | Federally-Regulated Commercial & Industrial Equipment | 02/16/2016 |  | 05/13/2019
Enertech Global, LLC | Tetco | TVT024*3 |  | Ground-Water-Source | WBAHP: Heat Pump Packaged Unit | Heat Pump | 460 | 3 |  |  |  | Single-Speed |  |  |  | 27600 | 1159 | 23.8 | 16.2 | 23900 | 1522 | 4.6 | 3.6 | Non Federally-Regulated | 02/16/2016 |  | 05/13/2019
Enertech Global, LLC | Tetco | TVT024*3 |  | Ground-Source | WBAHP: Heat Pump Packaged Unit | Heat Pump | 460 | 3 |  |  |  | Single-Speed |  |  |  | 25800 | 1387 | 18.6 | 13.4 | 19400 | 1421 | 4 | 3.1 | Non Federally-Regulated | 02/16/2016 |  | 05/13/2019
Enertech Global, LLC | Tetco | TVS024*A |  | Water-Source | WBAHP: Heat Pump Packaged Unit | Heat Pump | 265 | 1 |  |  |  | Single-Speed |  |  |  | 24800 | 1476 | 16.8 | 11.2 | 30000 | 1570 | 5.6 | 4.2 | Federally-Regulated Commercial & Industrial Equipment | 02/16/2016 |  | 05/13/2019
Enertech Global, LLC | Tetco | TVS024*A |  | Ground-Water-Source | WBAHP: Heat Pump Packaged Unit | Heat Pump | 265 | 1 |  |  |  | Single-Speed |  |  |  | 28100 | 1080 | 26 | 16.2 | 24200 | 1447 | 4.9 | 3.6 | Non Federally-Regulated | 02/16/2016 |  | 05/13/2019
Enertech Global, LLC | Tetco | TVS024*A |  | Ground-Source | WBAHP: Heat Pump Packaged Unit | Heat Pump | 265 | 1 |  |  |  | Single-Speed |  |  |  | 26000 | 1319 | 19.7 | 13.4 | 19400 | 1421 | 4 | 3.1 | Non Federally-Regulated | 02/16/2016 |  | 05/13/2019
Enertech Global, LLC | Tetco | TVT036*A |  | Water-Source | WBAHP: Heat Pump Packaged Unit | Heat Pump | 265 | 1 |  |  |  | Single-Speed |  |  |  | 35800 | 2324 | 15.4 | 11.2 | 45500 | 2614 | 5.1 | 4.2 | Federally-Regulated Commercial & Industrial Equipment | 02/16/2016 |  | 05/13/2019
Enertech Global, LLC | Tetco | TVT036*A |  | Ground-Water-Source | WBAHP: Heat Pump Packaged Unit | Heat Pump | 265 | 1 |  |  |  | Single-Speed |  |  |  | 40000 | 1754 | 22.8 | 16.2 | 36900 | 2350 | 4.6 | 3.6 | Non Federally-Regulated | 02/16/2016 |  | 05/13/2019
Enertech Global, LLC | Tetco | TVT036*A |  | Ground-Source | WBAHP: Heat Pump Packaged Unit | Heat Pump | 265 | 1 |  |  |  | Single-Speed |  |  |  | 37400 | 2112 | 17.7 | 13.4 | 29500 | 2216 | 3.9 | 3.1 | Non Federally-Regulated | 02/16/2016 |  | 05/13/2019
Enertech Global, LLC | Tetco | TVS048*****1 |  | Water-Source | WBAHP: Heat Pump Packaged Unit | Heat Pump | 208 | 1 |  |  |  | Single-Speed |  |  |  | 49900 | 2884 | 17.3 | 11.2 | 58400 | 3111 | 5.5 | 4.2 | Federally-Regulated Commercial & Industrial Equipment | 03/15/2019 |  | 05/13/2019
Enertech Global, LLC | Tetco | TVS048*****1 |  | Ground-Water-Source | WBAHP: Heat Pump Packaged Unit | Heat Pump | 208 | 1 |  |  |  | Single-Speed |  |  |  | 54900 | 2079 | 26.4 | 16.2 | 47500 | 2900 | 4.8 | 3.6 | Non Federally-Regulated | 03/15/2019 |  | 05/13/2019
Enertech Global, LLC | Tetco | TVS048*****1 |  | Ground-Source | WBAHP: Heat Pump Packaged Unit | Heat Pump | 208 | 1 |  |  |  | Single-Speed |  |  |  | 51600 | 2567 | 20.1 | 13.4 | 38700 | 2908 | 3.9 | 3.1 | Non Federally-Regulated | 03/15/2019 |  | 05/13/2019
Enertech Global, LLC | Tetco | TVT036*2 |  | Water-Source | WBAHP: Heat Pump Packaged Unit | Heat Pump | 208 | 3 |  |  |  | Single-Speed |  |  |  | 35800 | 2324 | 15.4 | 11.2 | 45500 | 2614 | 5.1 | 4.2 | Federally-Regulated Commercial & Industrial Equipment | 02/16/2016 |  | 05/13/2019
Enertech Global, LLC | Tetco | TVT036*2 |  | Ground-Water-Source | WBAHP: Heat Pump Packaged Unit | Heat Pump | 208 | 3 |  |  |  | Single-Speed |  |  |  | 40000 | 1754 | 22.8 | 16.2 | 36900 | 2350 | 4.6 | 3.6 | Non Federally-Regulated | 02/16/2016 |  | 05/13/2019
Enertech Global, LLC | Tetco | TVT036*2 |  | Ground-Source | WBAHP: Heat Pump Packaged Unit | Heat Pump | 208 | 3 |  |  |  | Single-Speed |  |  |  | 37400 | 2112 | 17.7 | 13.4 | 29500 | 2216 | 3.9 | 3.1 | Non Federally-Regulated | 02/16/2016 |  | 05/13/2019
Enertech Global, LLC | Tetco | TVS024*2***1 |  | Water-Source | WBAHP: Heat Pump Packaged Unit | Heat Pump | 208 | 3 |  |  |  | Single-Speed |  |  |  | 25900 | 1407 | 18.4 | 11.2 | 29800 | 1480 | 5.9 | 4.2 | Federally-Regulated Commercial & Industrial Equipment | 02/16/2016 |  | 05/13/2019
Enertech Global, LLC | Tetco | TVS024*2***1 |  | Ground-Water-Source | WBAHP: Heat Pump Packaged Unit | Heat Pump | 208 | 3 |  |  |  | Single-Speed |  |  |  | 29400 | 996 | 29.5 | 16.2 | 24000 | 1379 | 5.1 | 3.6 | Non Federally-Regulated | 02/16/2016 |  | 05/13/2019
Enertech Global, LLC | Tetco | TVS024*2***1 |  | Ground-Source | WBAHP: Heat Pump Packaged Unit | Heat Pump | 208 | 3 |  |  |  | Single-Speed |  |  |  | 27000 | 1250 | 21.6 | 13.4 | 19300 | 1346 | 4.2 | 3.1 | Non Federally-Regulated | 02/16/2016 |  | 05/13/2019
Enertech Global, LLC | Tetco | TVT024*A |  | Water-Source | WBAHP: Heat Pump Packaged Unit | Heat Pump | 265 | 1 |  |  |  | Single-Speed |  |  |  | 24600 | 1527 | 16.1 | 11.2 | 29100 | 1640 | 5.2 | 4.2 | Federally-Regulated Commercial & Industrial Equipment | 02/16/2016 |  | 05/13/2019
Enertech Global, LLC | Tetco | TVT024*A |  | Ground-Water-Source | WBAHP: Heat Pump Packaged Unit | Heat Pump | 265 | 1 |  |  |  | Single-Speed |  |  |  | 27600 | 1159 | 23.8 | 16.2 | 23900 | 1522 | 4.6 | 3.6 | Non Federally-Regulated | 02/16/2016 |  | 05/13/2019
Enertech Global, LLC | Tetco | TVT024*A |  | Ground-Source | WBAHP: Heat Pump Packaged Unit | Heat Pump | 265 | 1 |  |  |  | Single-Speed |  |  |  | 25800 | 1387 | 18.6 | 13.4 | 19400 | 1421 | 4 | 3.1 | Non Federally-Regulated | 02/16/2016 |  | 05/13/2019
Enertech Global, LLC | Tetco | TVS030*3 |  | Water-Source | WBAHP: Heat Pump Packaged Unit | Heat Pump | 460 | 3 |  |  |  | Single-Speed |  |  |  | 28600 | 1798 | 15.9 | 11.2 | 34900 | 1894 | 5.4 | 4.2 | Federally-Regulated Commercial & Industrial Equipment | 10/10/2017 |  | 05/13/2019
Enertech Global, LLC | Tetco | TVS030*3 |  | Ground-Water-Source | WBAHP: Heat Pump Packaged Unit | Heat Pump | 460 | 3 |  |  |  | Single-Speed |  |  |  | 31000 | 1324 | 23.4 | 16.2 | 28700 | 1789 | 4.7 | 3.6 | Non Federally-Regulated | 10/10/2017 |  | 05/13/2019
Enertech Global, LLC | Tetco | TVS030*3 |  | Ground-Source | WBAHP: Heat Pump Packaged Unit | Heat Pump | 460 | 3 |  |  |  | Single-Speed |  |  |  | 30100 | 1627 | 18.5 | 13.4 | 22300 | 1675 | 3.9 | 3.1 | Non Federally-Regulated | 10/10/2017 |  | 05/13/2019
Enertech Global, LLC | Tetco | TVS042*3***1 |  | Water-Source | WBAHP: Heat Pump Packaged Unit | Heat Pump | 460 | 3 |  |  |  | Single-Speed |  |  |  | 42900 | 2344 | 18.3 | 11.2 | 47800 | 2374 | 5.9 | 4.2 | Federally-Regulated Commercial & Industrial Equipment | 06/28/2016 |  | 05/13/2019
Enertech Global, LLC | Tetco | TVS042*3***1 |  | Ground-Water-Source | WBAHP: Heat Pump Packaged Unit | Heat Pump | 460 | 3 |  |  |  | Single-Speed |  |  |  | 47700 | 1679 | 28.4 | 16.2 | 38300 | 2244 | 5 | 3.6 | Non Federally-Regulated | 06/28/2016 |  | 05/13/2019
Enertech Global, LLC | Tetco | TVS042*3***1 |  | Ground-Source | WBAHP: Heat Pump Packaged Unit | Heat Pump | 460 | 3 |  |  |  | Single-Speed |  |  |  | 44400 | 2094 | 21.2 | 13.4 | 31100 | 2223 | 4.1 | 3.1 | Non Federally-Regulated | 06/28/2016 |  | 05/13/2019
Enertech Global, LLC | Tetco | TVT060*3 |  | Water-Source | WBAHP: Heat Pump Packaged Unit | Heat Pump | 460 | 3 |  |  |  | Single-Speed |  |  |  | 58600 | 3805 | 15.4 | 11.2 | 70500 | 4051 | 5.1 | 4.2 | Federally-Regulated Commercial & Industrial Equipment | 03/15/2019 |  | 05/13/2019
Enertech Global, LLC | Tetco | TVT060*3 |  | Ground-Water-Source | WBAHP: Heat Pump Packaged Unit | Heat Pump | 460 | 3 |  |  |  | Single-Speed |  |  |  | 64200 | 2918 | 22 | 16.2 | 57500 | 3744 | 4.5 | 3.6 | Non Federally-Regulated | 03/15/2019 |  | 05/13/2019
Enertech Global, LLC | Tetco | TVT060*3 |  | Ground-Source | WBAHP: Heat Pump Packaged Unit | Heat Pump | 460 | 3 |  |  |  | Single-Speed |  |  |  | 60900 | 3460 | 17.6 | 13.4 | 46300 | 3570 | 3.8 | 3.1 | Non Federally-Regulated | 03/15/2019 |  | 05/13/2019
Enertech Global, LLC | Tetco | TVS018*A***1 |  | Water-Source | WBAHP: Heat Pump Packaged Unit | Heat Pump | 265 | 1 |  |  |  | Single-Speed |  |  |  | 20700 | 1101 | 18.8 | 11.2 | 23700 | 1120 | 6.2 | 4.2 | Federally-Regulated Commercial & Industrial Equipment | 02/16/2016 |  | 05/13/2019
Enertech Global, LLC | Tetco | TVS018*A***1 |  | Ground-Water-Source | WBAHP: Heat Pump Packaged Unit | Heat Pump | 265 | 1 |  |  |  | Single-Speed |  |  |  | 23200 | 760 | 30.5 | 16.2 | 19600 | 1083 | 5.3 | 3.6 | Non Federally-Regulated | 02/16/2016 |  | 05/13/2019
Enertech Global, LLC | Tetco | TVS018*A***1 |  | Ground-Source | WBAHP: Heat Pump Packaged Unit | Heat Pump | 265 | 1 |  |  |  | Single-Speed |  |  |  | 21700 | 977 | 22.2 | 13.4 | 15700 | 1122 | 4.1 | 3.1 | Non Federally-Regulated | 02/16/2016 |  | 05/13/2019
Enertech Global, LLC | Tetco | TVS060*2 |  | Water-Source | WBAHP: Heat Pump Packaged Unit | Heat Pump | 208 | 3 |  |  |  | Single-Speed |  |  |  | 57700 | 3898 | 14.8 | 11.2 | 71400 | 4270 | 4.9 | 4.2 | Federally-Regulated Commercial & Industrial Equipment | 06/28/2016 |  | 05/13/2019
Enertech Global, LLC | Tetco | TVS060*2 |  | Ground-Water-Source | WBAHP: Heat Pump Packaged Unit | Heat Pump | 208 | 3 |  |  |  | Single-Speed |  |  |  | 63300 | 2971 | 21.3 | 16.2 | 58700 | 4000 | 4.3 | 3.6 | Non Federally-Regulated | 06/28/2016 |  | 05/13/2019
Enertech Global, LLC | Tetco | TVS060*2 |  | Ground-Source | WBAHP: Heat Pump Packaged Unit | Heat Pump | 208 | 3 |  |  |  | Single-Speed |  |  |  | 60000 | 3550 | 16.9 | 13.4 | 46900 | 3818 | 3.6 | 3.1 | Non Federally-Regulated | 06/28/2016 |  | 05/13/2019
Enertech Global, LLC | Tetco | TVS036*A |  | Water-Source | WBAHP: Heat Pump Packaged Unit | Heat Pump | 265 | 1 |  |  |  | Single-Speed |  |  |  | 36000 | 2322 | 15.5 | 11.2 | 46500 | 2620 | 5.2 | 4.2 | Federally-Regulated Commercial & Industrial Equipment | 02/16/2016 |  | 05/13/2019
Enertech Global, LLC | Tetco | TVS036*A |  | Ground-Water-Source | WBAHP: Heat Pump Packaged Unit | Heat Pump | 265 | 1 |  |  |  | Single-Speed |  |  |  | 40500 | 1723 | 23.5 | 16.2 | 37600 | 2395 | 4.6 | 3.6 | Non Federally-Regulated | 02/16/2016 |  | 05/13/2019
Enertech Global, LLC | Tetco | TVS036*A |  | Ground-Source | WBAHP: Heat Pump Packaged Unit | Heat Pump | 265 | 1 |  |  |  | Single-Speed |  |  |  | 37800 | 2100 | 18 | 13.4 | 30200 | 2269 | 3.9 | 3.1 | Non Federally-Regulated | 02/16/2016 |  | 05/13/2019
Enertech Global, LLC | Tetco | TVT048*2 |  | Water-Source | WBAHP: Heat Pump Packaged Unit | Heat Pump | 208 | 3 |  |  |  | Single-Speed |  |  |  | 49300 | 3043 | 16.2 | 11.2 | 58400 | 3229 | 5.3 | 4.2 | Federally-Regulated Commercial & Industrial Equipment | 06/28/2016 |  | 05/13/2019
Enertech Global, LLC | Tetco | TVT048*2 |  | Ground-Water-Source | WBAHP: Heat Pump Packaged Unit | Heat Pump | 208 | 3 |  |  |  | Single-Speed |  |  |  | 54700 | 2232 | 24.5 | 16.2 | 46900 | 2988 | 4.6 | 3.6 | Non Federally-Regulated | 06/28/2016 |  | 05/13/2019
Enertech Global, LLC | Tetco | TVT048*2 |  | Ground-Source | WBAHP: Heat Pump Packaged Unit | Heat Pump | 208 | 3 |  |  |  | Single-Speed |  |  |  | 51300 | 2714 | 18.9 | 13.4 | 38300 | 2878 | 3.9 | 3.1 | Non Federally-Regulated | 06/28/2016 |  | 05/13/2019
Enertech Global, LLC | Tetco | TVS036*****1 |  | Water-Source | WBAHP: Heat Pump Packaged Unit | Heat Pump | 208 | 1 |  |  |  | Single-Speed |  |  |  | 37100 | 2262 | 16.4 | 11.2 | 46200 | 2507 | 5.4 | 4.2 | Federally-Regulated Commercial & Industrial Equipment | 02/08/2019 |  | 05/13/2019
Enertech Global, LLC | Tetco | TVS036*****1 |  | Ground-Water-Source | WBAHP: Heat Pump Packaged Unit | Heat Pump | 208 | 1 |  |  |  | Single-Speed |  |  |  | 41600 | 1631 | 25.5 | 16.2 | 36900 | 2253 | 4.8 | 3.6 | Non Federally-Regulated | 02/08/2019 |  | 05/13/2019
Enertech Global, LLC | Tetco | TVS036*****1 |  | Ground-Source | WBAHP: Heat Pump Packaged Unit | Heat Pump | 208 | 1 |  |  |  | Single-Speed |  |  |  | 38800 | 2020 | 19.2 | 13.4 | 29600 | 2224 | 3.9 | 3.1 | Non Federally-Regulated | 02/08/2019 |  | 05/13/2019
Enertech Global, LLC | Tetco | TVS030*A***1 |  | Water-Source | WBAHP: Heat Pump Packaged Unit | Heat Pump | 265 | 1 |  |  |  | Single-Speed |  |  |  | 30100 | 1710 | 17.6 | 11.2 | 36200 | 1798 | 5.9 | 4.2 | Federally-Regulated Commercial & Industrial Equipment | 02/16/2016 |  | 05/13/2019
Enertech Global, LLC | Tetco | TVS030*A***1 |  | Ground-Water-Source | WBAHP: Heat Pump Packaged Unit | Heat Pump | 265 | 1 |  |  |  | Single-Speed |  |  |  | 34000 | 1236 | 27.5 | 16.2 | 29200 | 1677 | 5.1 | 3.6 | Non Federally-Regulated | 02/16/2016 |  | 05/13/2019
Enertech Global, LLC | Tetco | TVS030*A***1 |  | Ground-Source | WBAHP: Heat Pump Packaged Unit | Heat Pump | 265 | 1 |  |  |  | Single-Speed |  |  |  | 31400 | 1539 | 20.4 | 13.4 | 23200 | 1618 | 4.2 | 3.1 | Non Federally-Regulated | 02/16/2016 |  | 05/13/2019
Enertech Global, LLC | Tetco | TVT024 |  | Water-Source | WBAHP: Heat Pump Packaged Unit | Heat Pump | 208 | 1 |  |  |  | Single-Speed |  |  |  | 24600 | 1527 | 16.1 | 11.2 | 29100 | 1640 | 5.2 | 4.2 | Federally-Regulated Commercial & Industrial Equipment | 02/08/2019 |  | 05/13/2019
Enertech Global, LLC | Tetco | TVT024 |  | Ground-Water-Source | WBAHP: Heat Pump Packaged Unit | Heat Pump | 208 | 1 |  |  |  | Single-Speed |  |  |  | 27600 | 1159 | 23.8 | 16.2 | 23900 | 1522 | 4.6 | 3.6 | Non Federally-Regulated | 02/08/2019 |  | 05/13/2019
Enertech Global, LLC | Tetco | TVT024 |  | Ground-Source | WBAHP: Heat Pump Packaged Unit | Heat Pump | 208 | 1 |  |  |  | Single-Speed |  |  |  | 25800 | 1387 | 18.6 | 13.4 | 19400 | 1421 | 4 | 3.1 | Non Federally-Regulated | 02/08/2019 |  | 05/13/2019
Enertech Global, LLC | Tetco | TVS024*3 |  | Water-Source | WBAHP: Heat Pump Packaged Unit | Heat Pump | 460 | 3 |  |  |  | Single-Speed |  |  |  | 24800 | 1476 | 16.8 | 11.2 | 30000 | 1570 | 5.6 | 4.2 | Federally-Regulated Commercial & Industrial Equipment | 02/16/2016 |  | 05/13/2019
Enertech Global, LLC | Tetco | TVS024*3 |  | Ground-Water-Source | WBAHP: Heat Pump Packaged Unit | Heat Pump | 460 | 3 |  |  |  | Single-Speed |  |  |  | 28100 | 1080 | 26 | 16.2 | 24200 | 1447 | 4.9 | 3.6 | Non Federally-Regulated | 02/16/2016 |  | 05/13/2019
Enertech Global, LLC | Tetco | TVS024*3 |  | Ground-Source | WBAHP: Heat Pump Packaged Unit | Heat Pump | 460 | 3 |  |  |  | Single-Speed |  |  |  | 26000 | 1319 | 19.7 | 13.4 | 19400 | 1421 | 4 | 3.1 | Non Federally-Regulated | 02/16/2016 |  | 05/13/2019
Enertech Global, LLC | Tetco | TVT060*2 |  | Water-Source | WBAHP: Heat Pump Packaged Unit | Heat Pump | 208 | 3 |  |  |  | Single-Speed |  |  |  | 58600 | 3805 | 15.4 | 11.2 | 70500 | 4051 | 5.1 | 4.2 | Federally-Regulated Commercial & Industrial Equipment | 03/15/2019 |  | 05/13/2019
Enertech Global, LLC | Tetco | TVT060*2 |  | Ground-Water-Source | WBAHP: Heat Pump Packaged Unit | Heat Pump | 208 | 3 |  |  |  | Single-Speed |  |  |  | 64200 | 2918 | 22 | 16.2 | 57500 | 3744 | 4.5 | 3.6 | Non Federally-Regulated | 03/15/2019 |  | 05/13/2019
Enertech Global, LLC | Tetco | TVT060*2 |  | Ground-Source | WBAHP: Heat Pump Packaged Unit | Heat Pump | 208 | 3 |  |  |  | Single-Speed |  |  |  | 60900 | 3460 | 17.6 | 13.4 | 46300 | 3570 | 3.8 | 3.1 | Non Federally-Regulated | 03/15/2019 |  | 05/13/2019
Enertech Global, LLC | Tetco | TVS060*4 |  | Water-Source | WBAHP: Heat Pump Packaged Unit | Heat Pump | 575 | 3 |  |  |  | Single-Speed |  |  |  | 57700 | 3898 | 14.8 | 11.2 | 71400 | 4270 | 4.9 | 4.2 | Federally-Regulated Commercial & Industrial Equipment | 06/28/2016 |  | 05/13/2019
Enertech Global, LLC | Tetco | TVS060*4 |  | Ground-Water-Source | WBAHP: Heat Pump Packaged Unit | Heat Pump | 575 | 3 |  |  |  | Single-Speed |  |  |  | 63300 | 2971 | 21.3 | 16.2 | 58700 | 4000 | 4.3 | 3.6 | Non Federally-Regulated | 06/28/2016 |  | 05/13/2019
Enertech Global, LLC | Tetco | TVS060*4 |  | Ground-Source | WBAHP: Heat Pump Packaged Unit | Heat Pump | 575 | 3 |  |  |  | Single-Speed |  |  |  | 60000 | 3550 | 16.9 | 13.4 | 46900 | 3818 | 3.6 | 3.1 | Non Federally-Regulated | 06/28/2016 |  | 05/13/2019
Enertech Global, LLC | Tetco | TVS015*A***1 |  | Water-Source | WBAHP: Heat Pump Packaged Unit | Heat Pump | 265 | 1 |  |  |  | Single-Speed |  |  |  | 15200 | 808 | 18.8 | 11.2 | 17700 | 810 | 6.4 | 4.2 | Federally-Regulated Commercial & Industrial Equipment | 10/10/2017 |  | 05/13/2019
Enertech Global, LLC | Tetco | TVS015*A***1 |  | Ground-Water-Source | WBAHP: Heat Pump Packaged Unit | Heat Pump | 265 | 1 |  |  |  | Single-Speed |  |  |  | 17400 | 550 | 31.6 | 16.2 | 14400 | 781 | 5.4 | 3.6 | Non Federally-Regulated | 10/10/2017 |  | 05/13/2019
Enertech Global, LLC | Tetco | TVS015*A***1 |  | Ground-Source | WBAHP: Heat Pump Packaged Unit | Heat Pump | 265 | 1 |  |  |  | Single-Speed |  |  |  | 16000 | 717 | 22.3 | 13.4 | 11500 | 783 | 4.3 | 3.1 | Non Federally-Regulated | 10/10/2017 |  | 05/13/2019
Enertech Global, LLC | Tetco | TVS009*A |  | Water-Source | WBAHP: Heat Pump Packaged Unit | Heat Pump | 265 | 1 |  |  |  | Single-Speed |  |  |  | 10200 | 680 | 15 | 11.2 | 13000 | 732 | 5.2 | 4.2 | Federally-Regulated Commercial & Industrial Equipment | 04/01/2016 |  | 05/13/2019
Enertech Global, LLC | Tetco | TVS009*A |  | Ground-Water-Source | WBAHP: Heat Pump Packaged Unit | Heat Pump | 265 | 1 |  |  |  | Single-Speed |  |  |  | 11900 | 538 | 22.1 | 16.2 | 10600 | 706 | 4.4 | 3.6 | Non Federally-Regulated | 04/01/2016 |  | 05/13/2019
Enertech Global, LLC | Tetco | TVS009*A |  | Ground-Source | WBAHP: Heat Pump Packaged Unit | Heat Pump | 265 | 1 |  |  |  | Single-Speed |  |  |  | 10900 | 626 | 17.4 | 13.4 | 8500 | 691 | 3.6 | 3.1 | Non Federally-Regulated | 04/01/2016 |  | 05/13/2019
Enertech Global, LLC | Tetco | TVS036*3 |  | Water-Source | WBAHP: Heat Pump Packaged Unit | Heat Pump | 460 | 3 |  |  |  | Single-Speed |  |  |  | 36000 | 2322 | 15.5 | 11.2 | 46500 | 2620 | 5.2 | 4.2 | Federally-Regulated Commercial & Industrial Equipment | 02/16/2016 |  | 05/13/2019
Enertech Global, LLC | Tetco | TVS036*3 |  | Ground-Water-Source | WBAHP: Heat Pump Packaged Unit | Heat Pump | 460 | 3 |  |  |  | Single-Speed |  |  |  | 40500 | 1723 | 23.5 | 16.2 | 37600 | 2395 | 4.6 | 3.6 | Non Federally-Regulated | 02/16/2016 |  | 05/13/2019
Enertech Global, LLC | Tetco | TVS036*3 |  | Ground-Source | WBAHP: Heat Pump Packaged Unit | Heat Pump | 460 | 3 |  |  |  | Single-Speed |  |  |  | 37800 | 2100 | 18 | 13.4 | 30200 | 2269 | 3.9 | 3.1 | Non Federally-Regulated | 02/16/2016 |  | 05/13/2019
Enertech Global, LLC | Tetco | TVT024*2 |  | Water-Source | WBAHP: Heat Pump Packaged Unit | Heat Pump | 208 | 3 |  |  |  | Single-Speed |  |  |  | 24600 | 1527 | 16.1 | 11.2 | 29100 | 1640 | 5.2 | 4.2 | Federally-Regulated Commercial & Industrial Equipment | 02/16/2016 |  | 05/13/2019
Enertech Global, LLC | Tetco | TVT024*2 |  | Ground-Water-Source | WBAHP: Heat Pump Packaged Unit | Heat Pump | 208 | 3 |  |  |  | Single-Speed |  |  |  | 27600 | 1159 | 23.8 | 16.2 | 23900 | 1522 | 4.6 | 3.6 | Non Federally-Regulated | 02/16/2016 |  | 05/13/2019
Enertech Global, LLC | Tetco | TVT024*2 |  | Ground-Source | WBAHP: Heat Pump Packaged Unit | Heat Pump | 208 | 3 |  |  |  | Single-Speed |  |  |  | 25800 | 1387 | 18.6 | 13.4 | 19400 | 1421 | 4 | 3.1 | Non Federally-Regulated | 02/16/2016 |  | 05/13/2019
Enertech Global, LLC | Tetco | TVS060 |  | Water-Source | WBAHP: Heat Pump Packaged Unit | Heat Pump | 208 | 1 |  |  |  | Single-Speed |  |  |  | 57700 | 3898 | 14.8 | 11.2 | 71400 | 4270 | 4.9 | 4.2 | Federally-Regulated Commercial & Industrial Equipment | 06/28/2016 |  | 05/13/2019
Enertech Global, LLC | Tetco | TVS060 |  | Ground-Water-Source | WBAHP: Heat Pump Packaged Unit | Heat Pump | 208 | 1 |  |  |  | Single-Speed |  |  |  | 63300 | 2971 | 21.3 | 16.2 | 58700 | 4000 | 4.3 | 3.6 | Non Federally-Regulated | 06/28/2016 |  | 05/13/2019
Enertech Global, LLC | Tetco | TVS060 |  | Ground-Source | WBAHP: Heat Pump Packaged Unit | Heat Pump | 208 | 1 |  |  |  | Single-Speed |  |  |  | 60000 | 3550 | 16.9 | 13.4 | 46900 | 3818 | 3.6 | 3.1 | Non Federally-Regulated | 06/28/2016 |  | 05/13/2019
Enertech Global, LLC | Tetco | TVS036*2***1 |  | Water-Source | WBAHP: Heat Pump Packaged Unit | Heat Pump | 208 | 3 |  |  |  | Single-Speed |  |  |  | 37100 | 2262 | 16.4 | 11.2 | 46200 | 2507 | 5.4 | 4.2 | Federally-Regulated Commercial & Industrial Equipment | 02/16/2016 |  | 05/13/2019
Enertech Global, LLC | Tetco | TVS036*2***1 |  | Ground-Water-Source | WBAHP: Heat Pump Packaged Unit | Heat Pump | 208 | 3 |  |  |  | Single-Speed |  |  |  | 41600 | 1631 | 25.5 | 16.2 | 36900 | 2253 | 4.8 | 3.6 | Non Federally-Regulated | 02/16/2016 |  | 05/13/2019
Enertech Global, LLC | Tetco | TVS036*2***1 |  | Ground-Source | WBAHP: Heat Pump Packaged Unit | Heat Pump | 208 | 3 |  |  |  | Single-Speed |  |  |  | 38800 | 2020 | 19.2 | 13.4 | 29600 | 2224 | 3.9 | 3.1 | Non Federally-Regulated | 02/16/2016 |  | 05/13/2019
Enertech Global, LLC | Tetco | TVS030*4 |  | Water-Source | WBAHP: Heat Pump Packaged Unit | Heat Pump | 575 | 3 |  |  |  | Single-Speed |  |  |  | 28600 | 1798 | 15.9 | 11.2 | 34900 | 1894 | 5.4 | 4.2 | Federally-Regulated Commercial & Industrial Equipment | 10/10/2017 |  | 05/13/2019
Enertech Global, LLC | Tetco | TVS030*4 |  | Ground-Water-Source | WBAHP: Heat Pump Packaged Unit | Heat Pump | 575 | 3 |  |  |  | Single-Speed |  |  |  | 31000 | 1324 | 23.4 | 16.2 | 28700 | 1789 | 4.7 | 3.6 | Non Federally-Regulated | 10/10/2017 |  | 05/13/2019
Enertech Global, LLC | Tetco | TVS030*4 |  | Ground-Source | WBAHP: Heat Pump Packaged Unit | Heat Pump | 575 | 3 |  |  |  | Single-Speed |  |  |  | 30100 | 1627 | 18.5 | 13.4 | 22300 | 1675 | 3.9 | 3.1 | Non Federally-Regulated | 10/10/2017 |  | 05/13/2019
Enertech Global, LLC | Tetco | TVS030 |  | Water-Source | WBAHP: Heat Pump Packaged Unit | Heat Pump | 208 | 1 |  |  |  | Single-Speed |  |  |  | 28600 | 1798 | 15.9 | 11.2 | 34900 | 1894 | 5.4 | 4.2 | Federally-Regulated Commercial & Industrial Equipment | 02/08/2019 |  | 05/13/2019
Enertech Global, LLC | Tetco | TVS030 |  | Ground-Water-Source | WBAHP: Heat Pump Packaged Unit | Heat Pump | 208 | 1 |  |  |  | Single-Speed |  |  |  | 31000 | 1324 | 23.4 | 16.2 | 28700 | 1789 | 4.7 | 3.6 | Non Federally-Regulated | 02/08/2019 |  | 05/13/2019
Enertech Global, LLC | Tetco | TVS030 |  | Ground-Source | WBAHP: Heat Pump Packaged Unit | Heat Pump | 208 | 1 |  |  |  | Single-Speed |  |  |  | 30100 | 1627 | 18.5 | 13.4 | 22300 | 1675 | 3.9 | 3.1 | Non Federally-Regulated | 02/08/2019 |  | 05/13/2019
Enertech Global, LLC | Tetco | TVS048*4 |  | Water-Source | WBAHP: Heat Pump Packaged Unit | Heat Pump | 575 | 3 |  |  |  | Single-Speed |  |  |  | 48500 | 3190 | 15.2 | 11.2 | 58900 | 3452 | 5 | 4.2 | Federally-Regulated Commercial & Industrial Equipment | 03/15/2019 |  | 05/13/2019
Enertech Global, LLC | Tetco | TVS048*4 |  | Ground-Water-Source | WBAHP: Heat Pump Packaged Unit | Heat Pump | 575 | 3 |  |  |  | Single-Speed |  |  |  | 53400 | 2362 | 22.6 | 16.2 | 48100 | 3203 | 4.4 | 3.6 | Non Federally-Regulated | 03/15/2019 |  | 05/13/2019
Enertech Global, LLC | Tetco | TVS048*4 |  | Ground-Source | WBAHP: Heat Pump Packaged Unit | Heat Pump | 575 | 3 |  |  |  | Single-Speed |  |  |  | 50500 | 2869 | 17.6 | 13.4 | 39600 | 3223 | 3.6 | 3.1 | Non Federally-Regulated | 03/15/2019 |  | 05/13/2019
Enertech Global, LLC | Tetco | TVS015 |  | Water-Source | WBAHP: Heat Pump Packaged Unit | Heat Pump | 208 | 1 |  |  |  | Single-Speed |  |  |  | 15100 | 862 | 17.5 | 11.2 | 17900 | 874 | 6 | 4.2 | Federally-Regulated Commercial & Industrial Equipment | 02/08/2019 |  | 05/13/2019
Enertech Global, LLC | Tetco | TVS015 |  | Ground-Water-Source | WBAHP: Heat Pump Packaged Unit | Heat Pump | 208 | 1 |  |  |  | Single-Speed |  |  |  | 17500 | 607 | 28.8 | 16.2 | 14600 | 838 | 5.1 | 3.6 | Non Federally-Regulated | 02/08/2019 |  | 05/13/2019
Enertech Global, LLC | Tetco | TVS015 |  | Ground-Source | WBAHP: Heat Pump Packaged Unit | Heat Pump | 208 | 1 |  |  |  | Single-Speed |  |  |  | 16000 | 808 | 19.8 | 13.4 | 11600 | 829 | 4.1 | 3.1 | Non Federally-Regulated | 02/08/2019 |  | 05/13/2019
Enertech Global, LLC | Tetco | TVS030*3***1 |  | Water-Source | WBAHP: Heat Pump Packaged Unit | Heat Pump | 460 | 3 |  |  |  | Single-Speed |  |  |  | 30100 | 1710 | 17.6 | 11.2 | 36200 | 1798 | 5.9 | 4.2 | Federally-Regulated Commercial & Industrial Equipment | 02/16/2016 |  | 05/13/2019
Enertech Global, LLC | Tetco | TVS030*3***1 |  | Ground-Water-Source | WBAHP: Heat Pump Packaged Unit | Heat Pump | 460 | 3 |  |  |  | Single-Speed |  |  |  | 34000 | 1236 | 27.5 | 16.2 | 29200 | 1677 | 5.1 | 3.6 | Non Federally-Regulated | 02/16/2016 |  | 05/13/2019
Enertech Global, LLC | Tetco | TVS030*3***1 |  | Ground-Source | WBAHP: Heat Pump Packaged Unit | Heat Pump | 460 | 3 |  |  |  | Single-Speed |  |  |  | 31400 | 1539 | 20.4 | 13.4 | 23200 | 1618 | 4.2 | 3.1 | Non Federally-Regulated | 02/16/2016 |  | 05/13/2019
Enertech Global, LLC | Tetco | TVT048 |  | Water-Source | WBAHP: Heat Pump Packaged Unit | Heat Pump | 208 | 1 |  |  |  | Single-Speed |  |  |  | 49300 | 3043 | 16.2 | 11.2 | 58400 | 3229 | 5.3 | 4.2 | Federally-Regulated Commercial & Industrial Equipment | 06/28/2016 |  | 05/13/2019
Enertech Global, LLC | Tetco | TVT048 |  | Ground-Water-Source | WBAHP: Heat Pump Packaged Unit | Heat Pump | 208 | 1 |  |  |  | Single-Speed |  |  |  | 54700 | 2232 | 24.5 | 16.2 | 46900 | 2988 | 4.6 | 3.6 | Non Federally-Regulated | 06/28/2016 |  | 05/13/2019
Enertech Global, LLC | Tetco | TVT048 |  | Ground-Source | WBAHP: Heat Pump Packaged Unit | Heat Pump | 208 | 1 |  |  |  | Single-Speed |  |  |  | 51300 | 2714 | 18.9 | 13.4 | 38300 | 2878 | 3.9 | 3.1 | Non Federally-Regulated | 06/28/2016 |  | 05/13/2019
Enertech Global, LLC | Tetco | TVS009 |  | Water-Source | WBAHP: Heat Pump Packaged Unit | Heat Pump | 208 | 1 |  |  |  | Single-Speed |  |  |  | 10200 | 680 | 15 | 11.2 | 13000 | 732 | 5.2 | 4.2 | Federally-Regulated Commercial & Industrial Equipment | 02/08/2019 |  | 05/13/2019
Enertech Global, LLC | Tetco | TVS009 |  | Ground-Water-Source | WBAHP: Heat Pump Packaged Unit | Heat Pump | 208 | 1 |  |  |  | Single-Speed |  |  |  | 11900 | 538 | 22.1 | 16.2 | 10600 | 706 | 4.4 | 3.6 | Non Federally-Regulated | 02/08/2019 |  | 05/13/2019
Enertech Global, LLC | Tetco | TVS009 |  | Ground-Source | WBAHP: Heat Pump Packaged Unit | Heat Pump | 208 | 1 |  |  |  | Single-Speed |  |  |  | 10900 | 626 | 17.4 | 13.4 | 8500 | 691 | 3.6 | 3.1 | Non Federally-Regulated | 02/08/2019 |  | 05/13/2019
Enertech Global, LLC | Tetco | TVS036*A***1 |  | Water-Source | WBAHP: Heat Pump Packaged Unit | Heat Pump | 265 | 1 |  |  |  | Single-Speed |  |  |  | 37100 | 2262 | 16.4 | 11.2 | 46200 | 2507 | 5.4 | 4.2 | Federally-Regulated Commercial & Industrial Equipment | 02/16/2016 |  | 05/13/2019
Enertech Global, LLC | Tetco | TVS036*A***1 |  | Ground-Water-Source | WBAHP: Heat Pump Packaged Unit | Heat Pump | 265 | 1 |  |  |  | Single-Speed |  |  |  | 41600 | 1631 | 25.5 | 16.2 | 36900 | 2253 | 4.8 | 3.6 | Non Federally-Regulated | 02/16/2016 |  | 05/13/2019
Enertech Global, LLC | Tetco | TVS036*A***1 |  | Ground-Source | WBAHP: Heat Pump Packaged Unit | Heat Pump | 265 | 1 |  |  |  | Single-Speed |  |  |  | 38800 | 2020 | 19.2 | 13.4 | 29600 | 2224 | 3.9 | 3.1 | Non Federally-Regulated | 02/16/2016 |  | 05/13/2019
Enertech Global, LLC | Tetco | TVS036*3***1 |  | Water-Source | WBAHP: Heat Pump Packaged Unit | Heat Pump | 460 | 3 |  |  |  | Single-Speed |  |  |  | 37100 | 2262 | 16.4 | 11.2 | 46200 | 2507 | 5.4 | 4.2 | Federally-Regulated Commercial & Industrial Equipment | 02/16/2016 |  | 05/13/2019
Enertech Global, LLC | Tetco | TVS036*3***1 |  | Ground-Water-Source | WBAHP: Heat Pump Packaged Unit | Heat Pump | 460 | 3 |  |  |  | Single-Speed |  |  |  | 41600 | 1631 | 25.5 | 16.2 | 36900 | 2253 | 4.8 | 3.6 | Non Federally-Regulated | 02/16/2016 |  | 05/13/2019
Enertech Global, LLC | Tetco | TVS036*3***1 |  | Ground-Source | WBAHP: Heat Pump Packaged Unit | Heat Pump | 460 | 3 |  |  |  | Single-Speed |  |  |  | 38800 | 2020 | 19.2 | 13.4 | 29600 | 2224 | 3.9 | 3.1 | Non Federally-Regulated | 02/16/2016 |  | 05/13/2019
Enertech Global, LLC | Tetco | TVS048*3***1 |  | Water-Source | WBAHP: Heat Pump Packaged Unit | Heat Pump | 460 | 3 |  |  |  | Single-Speed |  |  |  | 49900 | 2884 | 17.3 | 11.2 | 58400 | 3111 | 5.5 | 4.2 | Federally-Regulated Commercial & Industrial Equipment | 03/15/2019 |  | 05/13/2019
Enertech Global, LLC | Tetco | TVS048*3***1 |  | Ground-Water-Source | WBAHP: Heat Pump Packaged Unit | Heat Pump | 460 | 3 |  |  |  | Single-Speed |  |  |  | 54900 | 2079 | 26.4 | 16.2 | 47500 | 2900 | 4.8 | 3.6 | Non Federally-Regulated | 03/15/2019 |  | 05/13/2019
Enertech Global, LLC | Tetco | TVS048*3***1 |  | Ground-Source | WBAHP: Heat Pump Packaged Unit | Heat Pump | 460 | 3 |  |  |  | Single-Speed |  |  |  | 51600 | 2567 | 20.1 | 13.4 | 38700 | 2908 | 3.9 | 3.1 | Non Federally-Regulated | 03/15/2019 |  | 05/13/2019
Enertech Global, LLC | Tetco | TVS060*3 |  | Water-Source | WBAHP: Heat Pump Packaged Unit | Heat Pump | 460 | 3 |  |  |  | Single-Speed |  |  |  | 57700 | 3898 | 14.8 | 11.2 | 71400 | 4270 | 4.9 | 4.2 | Federally-Regulated Commercial & Industrial Equipment | 06/28/2016 |  | 05/13/2019
Enertech Global, LLC | Tetco | TVS060*3 |  | Ground-Water-Source | WBAHP: Heat Pump Packaged Unit | Heat Pump | 460 | 3 |  |  |  | Single-Speed |  |  |  | 63300 | 2971 | 21.3 | 16.2 | 58700 | 4000 | 4.3 | 3.6 | Non Federally-Regulated | 06/28/2016 |  | 05/13/2019
Enertech Global, LLC | Tetco | TVS060*3 |  | Ground-Source | WBAHP: Heat Pump Packaged Unit | Heat Pump | 460 | 3 |  |  |  | Single-Speed |  |  |  | 60000 | 3550 | 16.9 | 13.4 | 46900 | 3818 | 3.6 | 3.1 | Non Federally-Regulated | 06/28/2016 |  | 05/13/2019
Enertech Global, LLC | Tetco | TVS024*3***1 |  | Water-Source | WBAHP: Heat Pump Packaged Unit | Heat Pump | 460 | 3 |  |  |  | Single-Speed |  |  |  | 25900 | 1407 | 18.4 | 11.2 | 29800 | 1480 | 5.9 | 4.2 | Federally-Regulated Commercial & Industrial Equipment | 02/16/2016 |  | 05/13/2019
Enertech Global, LLC | Tetco | TVS024*3***1 |  | Ground-Water-Source | WBAHP: Heat Pump Packaged Unit | Heat Pump | 460 | 3 |  |  |  | Single-Speed |  |  |  | 29400 | 996 | 29.5 | 16.2 | 24000 | 1379 | 5.1 | 3.6 | Non Federally-Regulated | 02/16/2016 |  | 05/13/2019
Enertech Global, LLC | Tetco | TVS024*3***1 |  | Ground-Source | WBAHP: Heat Pump Packaged Unit | Heat Pump | 460 | 3 |  |  |  | Single-Speed |  |  |  | 27000 | 1250 | 21.6 | 13.4 | 19300 | 1346 | 4.2 | 3.1 | Non Federally-Regulated | 02/16/2016 |  | 05/13/2019
Enertech Global, LLC | Tetco | TVS042*3 |  | Water-Source | WBAHP: Heat Pump Packaged Unit | Heat Pump | 460 | 3 |  |  |  | Single-Speed |  |  |  | 41800 | 2612 | 16 | 11.2 | 48500 | 2538 | 5.6 | 4.2 | Federally-Regulated Commercial & Industrial Equipment | 06/28/2016 |  | 05/13/2019
Enertech Global, LLC | Tetco | TVS042*3 |  | Ground-Water-Source | WBAHP: Heat Pump Packaged Unit | Heat Pump | 460 | 3 |  |  |  | Single-Speed |  |  |  | 46700 | 1913 | 24.4 | 16.2 | 39200 | 2444 | 4.7 | 3.6 | Non Federally-Regulated | 06/28/2016 |  | 05/13/2019
Enertech Global, LLC | Tetco | TVS042*3 |  | Ground-Source | WBAHP: Heat Pump Packaged Unit | Heat Pump | 460 | 3 |  |  |  | Single-Speed |  |  |  | 43600 | 2344 | 18.6 | 13.4 | 32000 | 2467 | 3.8 | 3.1 | Non Federally-Regulated | 06/28/2016 |  | 05/13/2019
Enertech Global, LLC | Tetco | TVT048*3 |  | Water-Source | WBAHP: Heat Pump Packaged Unit | Heat Pump | 460 | 3 |  |  |  | Single-Speed |  |  |  | 49300 | 3043 | 16.2 | 11.2 | 58400 | 3229 | 5.3 | 4.2 | Federally-Regulated Commercial & Industrial Equipment | 06/28/2016 |  | 05/13/2019
Enertech Global, LLC | Tetco | TVT048*3 |  | Ground-Water-Source | WBAHP: Heat Pump Packaged Unit | Heat Pump | 460 | 3 |  |  |  | Single-Speed |  |  |  | 54700 | 2232 | 24.5 | 16.2 | 46900 | 2988 | 4.6 | 3.6 | Non Federally-Regulated | 06/28/2016 |  | 05/13/2019
Enertech Global, LLC | Tetco | TVT048*3 |  | Ground-Source | WBAHP: Heat Pump Packaged Unit | Heat Pump | 460 | 3 |  |  |  | Single-Speed |  |  |  | 51300 | 2714 | 18.9 | 13.4 | 38300 | 2878 | 3.9 | 3.1 | Non Federally-Regulated | 06/28/2016 |  | 05/13/2019
Enertech Global, LLC | Tetco | TVS006*9 |  | Water-Source | WBAHP: Heat Pump Packaged Unit | Heat Pump | 115 | 1 |  |  |  | Single-Speed |  |  |  | 6800 | 425 | 16 | 11.2 | 8400 | 447 | 5.5 | 4.2 | Federally-Regulated Commercial & Industrial Equipment | 07/11/2016 |  | 05/13/2019
Enertech Global, LLC | Tetco | TVS006*9 |  | Ground-Water-Source | WBAHP: Heat Pump Packaged Unit | Heat Pump | 115 | 1 |  |  |  | Single-Speed |  |  |  | 7800 | 302 | 25.8 | 16.2 | 7000 | 445 | 4.6 | 3.6 | Non Federally-Regulated | 07/11/2016 |  | 05/13/2019
Enertech Global, LLC | Tetco | TVS006*9 |  | Ground-Source | WBAHP: Heat Pump Packaged Unit | Heat Pump | 115 | 1 |  |  |  | Single-Speed |  |  |  | 7200 | 387 | 18.6 | 13.4 | 5600 | 443 | 3.7 | 3.1 | Non Federally-Regulated | 07/11/2016 |  | 05/13/2019
Enertech Global, LLC | Tetco | TVS024*****1 |  | Water-Source | WBAHP: Heat Pump Packaged Unit | Heat Pump | 208 | 1 |  |  |  | Single-Speed |  |  |  | 25900 | 1407 | 18.4 | 11.2 | 29800 | 1480 | 5.9 | 4.2 | Federally-Regulated Commercial & Industrial Equipment | 02/08/2019 |  | 05/13/2019
Enertech Global, LLC | Tetco | TVS024*****1 |  | Ground-Water-Source | WBAHP: Heat Pump Packaged Unit | Heat Pump | 208 | 1 |  |  |  | Single-Speed |  |  |  | 29400 | 996 | 29.5 | 16.2 | 24000 | 1379 | 5.1 | 3.6 | Non Federally-Regulated | 02/08/2019 |  | 05/13/2019
Enertech Global, LLC | Tetco | TVS024*****1 |  | Ground-Source | WBAHP: Heat Pump Packaged Unit | Heat Pump | 208 | 1 |  |  |  | Single-Speed |  |  |  | 27000 | 1250 | 21.6 | 13.4 | 19300 | 1346 | 4.2 | 3.1 | Non Federally-Regulated | 02/08/2019 |  | 05/13/2019
Enertech Global, LLC | Tetco | TVT060 |  | Water-Source | WBAHP: Heat Pump Packaged Unit | Heat Pump | 208 | 1 |  |  |  | Single-Speed |  |  |  | 58600 | 3805 | 15.4 | 11.2 | 70500 | 4051 | 5.1 | 4.2 | Federally-Regulated Commercial & Industrial Equipment | 03/15/2019 |  | 05/13/2019
Enertech Global, LLC | Tetco | TVT060 |  | Ground-Water-Source | WBAHP: Heat Pump Packaged Unit | Heat Pump | 208 | 1 |  |  |  | Single-Speed |  |  |  | 64200 | 2918 | 22 | 16.2 | 57500 | 3744 | 4.5 | 3.6 | Non Federally-Regulated | 03/15/2019 |  | 05/13/2019
Enertech Global, LLC | Tetco | TVT060 |  | Ground-Source | WBAHP: Heat Pump Packaged Unit | Heat Pump | 208 | 1 |  |  |  | Single-Speed |  |  |  | 60900 | 3460 | 17.6 | 13.4 | 46300 | 3570 | 3.8 | 3.1 | Non Federally-Regulated | 03/15/2019 |  | 05/13/2019
Enertech Global, LLC | Tetco | TVT048*A |  | Water-Source | WBAHP: Heat Pump Packaged Unit | Heat Pump | 265 | 1 |  |  |  | Single-Speed |  |  |  | 49300 | 3043 | 16.2 | 11.2 | 58400 | 3229 | 5.3 | 4.2 | Federally-Regulated Commercial & Industrial Equipment | 06/28/2016 |  | 05/13/2019
Enertech Global, LLC | Tetco | TVT048*A |  | Ground-Water-Source | WBAHP: Heat Pump Packaged Unit | Heat Pump | 265 | 1 |  |  |  | Single-Speed |  |  |  | 54700 | 2232 | 24.5 | 16.2 | 46900 | 2988 | 4.6 | 3.6 | Non Federally-Regulated | 06/28/2016 |  | 05/13/2019
Enertech Global, LLC | Tetco | TVT048*A |  | Ground-Source | WBAHP: Heat Pump Packaged Unit | Heat Pump | 265 | 1 |  |  |  | Single-Speed |  |  |  | 51300 | 2714 | 18.9 | 13.4 | 38300 | 2878 | 3.9 | 3.1 | Non Federally-Regulated | 06/28/2016 |  | 05/13/2019
Enertech Global, LLC | Tetco | TVS012*A |  | Water-Source | WBAHP: Heat Pump Packaged Unit | Heat Pump | 265 | 1 |  |  |  | Single-Speed |  |  |  | 11400 | 735 | 15.5 | 11.2 | 14600 | 855 | 5 | 4.2 | Federally-Regulated Commercial & Industrial Equipment | 02/23/2016 |  | 05/13/2019
Enertech Global, LLC | Tetco | TVS012*A |  | Ground-Water-Source | WBAHP: Heat Pump Packaged Unit | Heat Pump | 265 | 1 |  |  |  | Single-Speed |  |  |  | 13400 | 556 | 24.1 | 16.2 | 12100 | 824 | 4.3 | 3.6 | Non Federally-Regulated | 02/23/2016 |  | 05/13/2019
Enertech Global, LLC | Tetco | TVS012*A |  | Ground-Source | WBAHP: Heat Pump Packaged Unit | Heat Pump | 265 | 1 |  |  |  | Single-Speed |  |  |  | 11900 | 657 | 18.1 | 13.4 | 9400 | 765 | 3.6 | 3.1 | Non Federally-Regulated | 02/23/2016 |  | 05/13/2019
Enertech Global, LLC | Tetco | TVS036*4 |  | Water-Source | WBAHP: Heat Pump Packaged Unit | Heat Pump | 575 | 3 |  |  |  | Single-Speed |  |  |  | 36000 | 2322 | 15.5 | 11.2 | 46500 | 2620 | 5.2 | 4.2 | Federally-Regulated Commercial & Industrial Equipment | 02/16/2016 |  | 05/13/2019
Enertech Global, LLC | Tetco | TVS036*4 |  | Ground-Water-Source | WBAHP: Heat Pump Packaged Unit | Heat Pump | 575 | 3 |  |  |  | Single-Speed |  |  |  | 40500 | 1723 | 23.5 | 16.2 | 37600 | 2395 | 4.6 | 3.6 | Non Federally-Regulated | 02/16/2016 |  | 05/13/2019
Enertech Global, LLC | Tetco | TVS036*4 |  | Ground-Source | WBAHP: Heat Pump Packaged Unit | Heat Pump | 575 | 3 |  |  |  | Single-Speed |  |  |  | 37800 | 2100 | 18 | 13.4 | 30200 | 2269 | 3.9 | 3.1 | Non Federally-Regulated | 02/16/2016 |  | 05/13/2019
Enertech Global, LLC | Tetco | TVS024*2 |  | Water-Source | WBAHP: Heat Pump Packaged Unit | Heat Pump | 208 | 3 |  |  |  | Single-Speed |  |  |  | 24800 | 1476 | 16.8 | 11.2 | 30000 | 1570 | 5.6 | 4.2 | Federally-Regulated Commercial & Industrial Equipment | 02/16/2016 |  | 05/13/2019
Enertech Global, LLC | Tetco | TVS024*2 |  | Ground-Water-Source | WBAHP: Heat Pump Packaged Unit | Heat Pump | 208 | 3 |  |  |  | Single-Speed |  |  |  | 28100 | 1080 | 26 | 16.2 | 24200 | 1447 | 4.9 | 3.6 | Non Federally-Regulated | 02/16/2016 |  | 05/13/2019
Enertech Global, LLC | Tetco | TVS024*2 |  | Ground-Source | WBAHP: Heat Pump Packaged Unit | Heat Pump | 208 | 3 |  |  |  | Single-Speed |  |  |  | 26000 | 1319 | 19.7 | 13.4 | 19400 | 1421 | 4 | 3.1 | Non Federally-Regulated | 02/16/2016 |  | 05/13/2019
Enertech Global, LLC | Tetco | TVS030*2***1 |  | Water-Source | WBAHP: Heat Pump Packaged Unit | Heat Pump | 208 | 3 |  |  |  | Single-Speed |  |  |  | 30100 | 1710 | 17.6 | 11.2 | 36200 | 1798 | 5.9 | 4.2 | Federally-Regulated Commercial & Industrial Equipment | 02/16/2016 |  | 05/13/2019
Enertech Global, LLC | Tetco | TVS030*2***1 |  | Ground-Water-Source | WBAHP: Heat Pump Packaged Unit | Heat Pump | 208 | 3 |  |  |  | Single-Speed |  |  |  | 34000 | 1236 | 27.5 | 16.2 | 29200 | 1677 | 5.1 | 3.6 | Non Federally-Regulated | 02/16/2016 |  | 05/13/2019
Enertech Global, LLC | Tetco | TVS030*2***1 |  | Ground-Source | WBAHP: Heat Pump Packaged Unit | Heat Pump | 208 | 3 |  |  |  | Single-Speed |  |  |  | 31400 | 1539 | 20.4 | 13.4 | 23200 | 1618 | 4.2 | 3.1 | Non Federally-Regulated | 02/16/2016 |  | 05/13/2019
Enertech Global, LLC | Tetco | TVS018 |  | Water-Source | WBAHP: Heat Pump Packaged Unit | Heat Pump | 208 | 1 |  |  |  | Single-Speed |  |  |  | 20500 | 1213 | 16.9 | 11.2 | 24200 | 1222 | 5.8 | 4.2 | Federally-Regulated Commercial & Industrial Equipment | 02/08/2019 |  | 05/13/2019
Enertech Global, LLC | Tetco | TVS018 |  | Ground-Water-Source | WBAHP: Heat Pump Packaged Unit | Heat Pump | 208 | 1 |  |  |  | Single-Speed |  |  |  | 23200 | 843 | 27.5 | 16.2 | 20100 | 1178 | 5 | 3.6 | Non Federally-Regulated | 02/08/2019 |  | 05/13/2019
Enertech Global, LLC | Tetco | TVS018 |  | Ground-Source | WBAHP: Heat Pump Packaged Unit | Heat Pump | 208 | 1 |  |  |  | Single-Speed |  |  |  | 21400 | 1070 | 20 | 13.4 | 16300 | 1224 | 3.9 | 3.1 | Non Federally-Regulated | 02/08/2019 |  | 05/13/2019
Enertech Global, LLC | Tetco | TVS036 |  | Water-Source | WBAHP: Heat Pump Packaged Unit | Heat Pump | 208 | 1 |  |  |  | Single-Speed |  |  |  | 36000 | 2322 | 15.5 | 11.2 | 46500 | 2620 | 5.2 | 4.2 | Federally-Regulated Commercial & Industrial Equipment | 02/08/2019 |  | 05/13/2019
Enertech Global, LLC | Tetco | TVS036 |  | Ground-Water-Source | WBAHP: Heat Pump Packaged Unit | Heat Pump | 208 | 1 |  |  |  | Single-Speed |  |  |  | 40500 | 1723 | 23.5 | 16.2 | 37600 | 2395 | 4.6 | 3.6 | Non Federally-Regulated | 02/08/2019 |  | 05/13/2019
Enertech Global, LLC | Tetco | TVS036 |  | Ground-Source | WBAHP: Heat Pump Packaged Unit | Heat Pump | 208 | 1 |  |  |  | Single-Speed |  |  |  | 37800 | 2100 | 18 | 13.4 | 30200 | 2269 | 3.9 | 3.1 | Non Federally-Regulated | 02/08/2019 |  | 05/13/2019
Enertech Global, LLC | Tetco | TVS015*****1 |  | Water-Source | WBAHP: Heat Pump Packaged Unit | Heat Pump | 208 | 1 |  |  |  | Single-Speed |  |  |  | 15200 | 808 | 18.8 | 11.2 | 17700 | 810 | 6.4 | 4.2 | Federally-Regulated Commercial & Industrial Equipment | 02/08/2019 |  | 05/13/2019
Enertech Global, LLC | Tetco | TVS015*****1 |  | Ground-Water-Source | WBAHP: Heat Pump Packaged Unit | Heat Pump | 208 | 1 |  |  |  | Single-Speed |  |  |  | 17400 | 550 | 31.6 | 16.2 | 14400 | 781 | 5.4 | 3.6 | Non Federally-Regulated | 02/08/2019 |  | 05/13/2019
Enertech Global, LLC | Tetco | TVS015*****1 |  | Ground-Source | WBAHP: Heat Pump Packaged Unit | Heat Pump | 208 | 1 |  |  |  | Single-Speed |  |  |  | 16000 | 717 | 22.3 | 13.4 | 11500 | 783 | 4.3 | 3.1 | Non Federally-Regulated | 02/08/2019 |  | 05/13/2019
Enertech Global, LLC | Tetco | TVS042*2 |  | Water-Source | WBAHP: Heat Pump Packaged Unit | Heat Pump | 208 | 3 |  |  |  | Single-Speed |  |  |  | 41800 | 2612 | 16 | 11.2 | 48500 | 2538 | 5.6 | 4.2 | Federally-Regulated Commercial & Industrial Equipment | 06/28/2016 |  | 05/13/2019
Enertech Global, LLC | Tetco | TVS042*2 |  | Ground-Water-Source | WBAHP: Heat Pump Packaged Unit | Heat Pump | 208 | 3 |  |  |  | Single-Speed |  |  |  | 46700 | 1913 | 24.4 | 16.2 | 39200 | 2444 | 4.7 | 3.6 | Non Federally-Regulated | 06/28/2016 |  | 05/13/2019
Enertech Global, LLC | Tetco | TVS042*2 |  | Ground-Source | WBAHP: Heat Pump Packaged Unit | Heat Pump | 208 | 3 |  |  |  | Single-Speed |  |  |  | 43600 | 2344 | 18.6 | 13.4 | 32000 | 2467 | 3.8 | 3.1 | Non Federally-Regulated | 06/28/2016 |  | 05/13/2019
Enertech Global, LLC | Tetco | TVS048*2***1 |  | Water-Source | WBAHP: Heat Pump Packaged Unit | Heat Pump | 208 | 3 |  |  |  | Single-Speed |  |  |  | 49900 | 2884 | 17.3 | 11.2 | 58400 | 3111 | 5.5 | 4.2 | Federally-Regulated Commercial & Industrial Equipment | 03/15/2019 |  | 05/13/2019
Enertech Global, LLC | Tetco | TVS048*2***1 |  | Ground-Water-Source | WBAHP: Heat Pump Packaged Unit | Heat Pump | 208 | 3 |  |  |  | Single-Speed |  |  |  | 54900 | 2079 | 26.4 | 16.2 | 47500 | 2900 | 4.8 | 3.6 | Non Federally-Regulated | 03/15/2019 |  | 05/13/2019
Enertech Global, LLC | Tetco | TVS048*2***1 |  | Ground-Source | WBAHP: Heat Pump Packaged Unit | Heat Pump | 208 | 3 |  |  |  | Single-Speed |  |  |  | 51600 | 2567 | 20.1 | 13.4 | 38700 | 2908 | 3.9 | 3.1 | Non Federally-Regulated | 03/15/2019 |  | 05/13/2019
Enertech Global, LLC | Tetco | TCT060D |  | Ground-Source | WBAHP: Heat Pump Packaged Unit | Heat Pump | 208 | 1 |  |  |  | Single-Speed |  |  |  | 61000 | 3674 | 16.6 | 13.4 | 47900 | 3794 | 3.7 | 3.1 | Non Federally-Regulated | 04/24/2019 |  | 05/13/2019
FHP Manufacturing Company | Bosch | SM024-1CSN-*****A | SM024-1AV*-*****A | Water-Source | WBAHP-CB: Heat Pump Split Syst | Both Heat Pump and Electric Re | 208 | 1 | False |  |  | Dual-Speed |  |  |  | 23100 | 1540 | 15 | 12 | 26400 | 1487 | 5.2 | 4.2 | Federally-Regulated Commercial & Industrial Equipment | 04/24/2019 |  | 05/13/2019
FHP Manufacturing Company | Bosch | SM024-1CSN-*****A | SM024-1AV*-*****A | Ground-Water-Source | WBAHP-CB: Heat Pump Split Syst | Both Heat Pump and Electric Re | 208 | 1 | False |  |  | Dual-Speed |  |  |  | 28500 | 1283 | 22.2 | 16.2 | 22200 | 1445 | 4.5 | 3.6 | Non Federally-Regulated | 04/24/2019 |  | 05/13/2019
FHP Manufacturing Company | Bosch | SM024-1CSN-*****A | SM024-1AV*-*****A | Ground-Source | WBAHP-CB: Heat Pump Split Syst | Both Heat Pump and Electric Re | 208 | 1 | False |  |  | Dual-Speed |  |  |  | 26200 | 1541 | 17 | 13.4 | 17700 | 1383 | 3.8 | 3.1 | Non Federally-Regulated | 04/24/2019 |  | 05/13/2019
FHP Manufacturing Company | Bosch | CE071-1CF/HZ/VT*-*****A |  | Water-Source | WBAHP: Heat Pump Packaged Unit | Heat Pump | 208 | 1 |  |  |  | Dual-Speed | 4406 | 803 |  | 72000 | 4965 | 14.5 | 12 | 80000 | 5210 | 4.5 | 4.2 | Federally-Regulated Commercial & Industrial Equipment | 10/11/2017 |  | 05/13/2019
FHP Manufacturing Company | Bosch | CE071-1CF/HZ/VT*-*****A |  | Ground-Water-Source | WBAHP: Heat Pump Packaged Unit | Heat Pump | 208 | 1 |  |  |  | Dual-Speed | 3941 | 803 |  | 77000 | 3928 | 19.6 | 16.2 | 68000 | 4745 | 4.2 | 3.6 | Non Federally-Regulated | 10/11/2017 |  | 05/13/2019
FHP Manufacturing Company | Bosch | CE071-1CF/HZ/VT*-*****A |  | Ground-Source | WBAHP: Heat Pump Packaged Unit | Heat Pump | 208 | 1 |  |  |  | Dual-Speed | 3394 | 803 |  | 74000 | 4539 | 16.3 | 13.4 | 53000 | 4437 | 3.5 | 3.1 | Non Federally-Regulated | 10/11/2017 |  | 05/13/2019
FHP Manufacturing Company | Bosch | CE049-1CF/HZ/VT*-*****A |  | Water-Source | WBAHP: Heat Pump Packaged Unit | Heat Pump | 208 | 1 |  |  |  | Dual-Speed |  |  |  | 48000 | 3636 | 13.2 | 11.2 | 58000 | 3541 | 4.8 | 4.2 | Federally-Regulated Commercial & Industrial Equipment | 05/25/2016 |  | 05/13/2019
FHP Manufacturing Company | Bosch | CE049-1CF/HZ/VT*-*****A |  | Ground-Water-Source | WBAHP: Heat Pump Packaged Unit | Heat Pump | 208 | 1 |  |  |  | Dual-Speed |  |  |  | 54000 | 2842 | 19 | 16.2 | 48000 | 3349 | 4.2 | 3.6 | Non Federally-Regulated | 05/25/2016 |  | 05/13/2019
FHP Manufacturing Company | Bosch | CE049-1CF/HZ/VT*-*****A |  | Ground-Source | WBAHP: Heat Pump Packaged Unit | Heat Pump | 208 | 1 |  |  |  | Dual-Speed |  |  |  | 49000 | 3161 | 15.5 | 13.4 | 38000 | 3093 | 3.6 | 3.1 | Non Federally-Regulated | 05/25/2016 |  | 05/13/2019
FHP Manufacturing Company | Bosch | CE025-1CF/HZ/VT*-*****A |  | Water-Source | WBAHP: Heat Pump Packaged Unit | Heat Pump | 208 | 1 |  |  |  | Dual-Speed |  |  |  | 26000 | 1625 | 16 | 11.2 | 27600 | 1617 | 5 | 4.2 | Federally-Regulated Commercial & Industrial Equipment | 03/15/2019 |  | 05/13/2019
FHP Manufacturing Company | Bosch | CE025-1CF/HZ/VT*-*****A |  | Ground-Water-Source | WBAHP: Heat Pump Packaged Unit | Heat Pump | 208 | 1 |  |  |  | Dual-Speed |  |  |  | 29000 | 1208 | 24 | 16.2 | 25000 | 1592 | 4.6 | 3.6 | Non Federally-Regulated | 03/15/2019 |  | 05/13/2019
FHP Manufacturing Company | Bosch | CE025-1CF/HZ/VT*-*****A |  | Ground-Source | WBAHP: Heat Pump Packaged Unit | Heat Pump | 208 | 1 |  |  |  | Dual-Speed |  |  |  | 27500 | 1470 | 18.7 | 13.4 | 19000 | 1465 | 3.8 | 3.1 | Non Federally-Regulated | 03/15/2019 |  | 05/13/2019
FHP Manufacturing Company | Bosch | CE061-1HZN-*****A |  | Water-Source | WBAHP: Heat Pump Packaged Unit | Heat Pump | 208 | 1 |  |  |  | Dual-Speed |  |  |  | 60000 | 4285 | 14 | 11.2 | 72000 | 4587 | 4.6 | 4.2 | Federally-Regulated Commercial & Industrial Equipment | 04/24/2019 |  | 05/13/2019
FHP Manufacturing Company | Bosch | CE061-1HZN-*****A |  | Ground-Source | WBAHP: Heat Pump Packaged Unit | Heat Pump | 208 | 1 |  |  |  | Dual-Speed |  |  |  | 62000 | 3850 | 16.1 | 13.4 | 49000 | 3934 | 3.7 | 3.1 | Non Federally-Regulated | 04/24/2019 |  | 05/13/2019
FHP Manufacturing Company | Bosch | CE061-1CF/HZ/VT*-*****A |  | Water-Source | WBAHP: Heat Pump Packaged Unit | Heat Pump | 208 | 1 |  |  |  | Dual-Speed |  |  |  | 60000 | 4285 | 14 | 11.2 | 72000 | 4489 | 4.7 | 4.2 | Federally-Regulated Commercial & Industrial Equipment | 05/25/2016 |  | 05/13/2019
FHP Manufacturing Company | Bosch | CE061-1CF/HZ/VT*-*****A |  | Ground-Water-Source | WBAHP: Heat Pump Packaged Unit | Heat Pump | 208 | 1 |  |  |  | Dual-Speed | 3426 | 730 |  | 68000 | 3451 | 19.7 | 16.2 | 61000 | 4157 | 4.3 | 3.6 | Non Federally-Regulated | 10/11/2017 |  | 05/13/2019
FHP Manufacturing Company | Bosch | CE061-1CF/HZ/VT*-*****A |  | Ground-Source | WBAHP: Heat Pump Packaged Unit | Heat Pump | 208 | 1 |  |  |  | Dual-Speed |  |  |  | 62000 | 3949 | 15.7 | 13.4 | 49000 | 3989 | 3.6 | 3.1 | Non Federally-Regulated | 05/25/2016 |  | 05/13/2019
FHP Manufacturing Company | Bosch | SM048-1CF/HZ/VT |  | Water-Source | WBAHP: Heat Pump Packaged Unit | Both Heat Pump and Electric Re | 208 | 1 |  |  |  | Dual-Speed |  |  |  | 49200 | 3174 | 15.5 | 11.2 | 56100 | 3255 | 5.1 | 4.2 | Federally-Regulated Commercial & Industrial Equipment | 12/10/2018 |  | 05/13/2019
FHP Manufacturing Company | Bosch | SM048-1CF/HZ/VT |  | Ground-Water-Source | WBAHP: Heat Pump Packaged Unit | Both Heat Pump and Electric Re | 208 | 1 |  |  |  | Dual-Speed |  |  |  | 55300 | 2323 | 23.8 | 16.2 | 46300 | 2982 | 4.6 | 3.6 | Non Federally-Regulated | 12/10/2018 |  | 05/13/2019
FHP Manufacturing Company | Bosch | SM048-1CF/HZ/VT |  | Ground-Source | WBAHP: Heat Pump Packaged Unit | Both Heat Pump and Electric Re | 208 | 1 |  |  |  | Dual-Speed |  |  |  | 51300 | 2850 | 18 | 13.4 | 36900 | 2772 | 3.9 | 3.1 | Non Federally-Regulated | 12/10/2018 |  | 05/13/2019
FHP Manufacturing Company | Bosch | SV060-5VTN-***P*C-**T/G |  | Water-Source | WBAHP: Heat Pump Packaged Unit | Heat Pump | 575 | 3 |  |  |  | Single-Speed |  |  |  | 59100 | 4345 | 13.6 | 11.2 | 77800 | 4750 | 4.8 | 4.2 | Federally-Regulated Commercial & Industrial Equipment | 03/15/2019 |  | 05/13/2019
FHP Manufacturing Company | Bosch | SV060-5VTN-***P*C-**T/G |  | Ground-Source | WBAHP: Heat Pump Packaged Unit | Heat Pump | 575 | 3 |  |  |  | Single-Speed |  |  |  | 61600 | 3898 | 15.8 | 13.4 | 53400 | 4173 | 3.8 | 3.1 | Non Federally-Regulated | 03/15/2019 |  | 05/13/2019
FHP Manufacturing Company | Bosch | LV060-5VTN-***P*C-**T/G |  | Water-Source | WBAHP: Heat Pump Packaged Unit | Heat Pump | 575 | 3 |  |  |  | Single-Speed |  |  |  | 59100 | 4345 | 13.6 | 11.2 | 77800 | 4750 | 4.8 | 4.2 | Federally-Regulated Commercial & Industrial Equipment | 03/15/2019 |  | 05/13/2019
FHP Manufacturing Company | Bosch | LV060-5VTN-***P*C-**T/G |  | Ground-Source | WBAHP: Heat Pump Packaged Unit | Heat Pump | 575 | 3 |  |  |  | Single-Speed |  |  |  | 61600 | 3898 | 15.8 | 13.4 | 53400 | 4173 | 3.8 | 3.1 | Non Federally-Regulated | 03/15/2019 |  | 05/13/2019
FHP Manufacturing Company | Bosch | SV060-4VTN-***P*C-**T/G |  | Water-Source | WBAHP: Heat Pump Packaged Unit | Heat Pump | 460 | 3 |  |  |  | Single-Speed |  |  |  | 59100 | 4345 | 13.6 | 11.2 | 77800 | 4750 | 4.8 | 4.2 | Federally-Regulated Commercial & Industrial Equipment | 03/15/2019 |  | 05/13/2019
FHP Manufacturing Company | Bosch | SV060-4VTN-***P*C-**T/G |  | Ground-Source | WBAHP: Heat Pump Packaged Unit | Heat Pump | 460 | 3 |  |  |  | Single-Speed |  |  |  | 61600 | 3898 | 15.8 | 13.4 | 53400 | 4173 | 3.8 | 3.1 | Non Federally-Regulated | 03/15/2019 |  | 05/13/2019
FHP Manufacturing Company | Bosch | LV060-4VTN-***P*C-**T/G |  | Water-Source | WBAHP: Heat Pump Packaged Unit | Heat Pump | 460 | 3 |  |  |  | Single-Speed |  |  |  | 59100 | 4345 | 13.6 | 11.2 | 77800 | 4750 | 4.8 | 4.2 | Federally-Regulated Commercial & Industrial Equipment | 03/15/2019 |  | 05/13/2019
FHP Manufacturing Company | Bosch | LV060-4VTN-***P*C-**T/G |  | Ground-Source | WBAHP: Heat Pump Packaged Unit | Heat Pump | 460 | 3 |  |  |  | Single-Speed |  |  |  | 61600 | 3898 | 15.8 | 13.4 | 53400 | 4173 | 3.8 | 3.1 | Non Federally-Regulated | 03/15/2019 |  | 05/13/2019
FHP Manufacturing Company | Bosch | BP048-1VT*******B |  | Water-Source | WBAHP: Heat Pump Packaged Unit | Heat Pump | 208 | 1 |  |  |  | Single-Speed |  |  |  | 47400 | 3160 | 15 | 11.2 | 50000 | 2764 | 5.3 | 4.2 | Federally-Regulated Commercial & Industrial Equipment | 04/24/2019 |  | 05/13/2019
FHP Manufacturing Company | Bosch | BP048-1VT*******B |  | Ground-Water-Source | WBAHP: Heat Pump Packaged Unit | Heat Pump | 208 | 1 |  |  |  | Single-Speed |  |  |  | 52900 | 2190 | 24.15 | 16.2 | 40500 | 2760 | 4.3 | 3.6 | Non Federally-Regulated | 04/24/2019 |  | 05/13/2019
FHP Manufacturing Company | Bosch | BP048-1VT*******B |  | Ground-Source | WBAHP: Heat Pump Packaged Unit | Heat Pump | 208 | 1 |  |  |  | Single-Speed |  |  |  | 49500 | 2788 | 17.75 | 13.4 | 33400 | 2645 | 3.7 | 3.1 | Non Federally-Regulated | 04/24/2019 |  | 05/13/2019
FHP Manufacturing Company | Bosch | SV060-3VTN-***P*C-**T/G |  | Water-Source | WBAHP: Heat Pump Packaged Unit | Heat Pump | 208 | 3 |  |  |  | Single-Speed |  |  |  | 59100 | 4345 | 13.6 | 11.2 | 77800 | 4750 | 4.8 | 4.2 | Federally-Regulated Commercial & Industrial Equipment | 03/15/2019 |  | 05/13/2019
FHP Manufacturing Company | Bosch | SV060-3VTN-***P*C-**T/G |  | Ground-Source | WBAHP: Heat Pump Packaged Unit | Heat Pump | 208 | 3 |  |  |  | Single-Speed |  |  |  | 61600 | 3898 | 15.8 | 13.4 | 53400 | 4173 | 3.8 | 3.1 | Non Federally-Regulated | 03/15/2019 |  | 05/13/2019
FHP Manufacturing Company | Bosch | LV060-3VTN-***P*C-**T/G |  | Water-Source | WBAHP: Heat Pump Packaged Unit | Heat Pump | 208 | 3 |  |  |  | Single-Speed |  |  |  | 59100 | 4345 | 13.6 | 11.2 | 77800 | 4750 | 4.8 | 4.2 | Federally-Regulated Commercial & Industrial Equipment | 03/15/2019 |  | 05/13/2019
FHP Manufacturing Company | Bosch | LV060-3VTN-***P*C-**T/G |  | Ground-Source | WBAHP: Heat Pump Packaged Unit | Heat Pump | 208 | 3 |  |  |  | Single-Speed |  |  |  | 61600 | 3898 | 15.8 | 13.4 | 53400 | 4173 | 3.8 | 3.1 | Non Federally-Regulated | 03/15/2019 |  | 05/13/2019
FHP Manufacturing Company | Bosch | SV060-1VTN-***P*C-**T/G |  | Water-Source | WBAHP: Heat Pump Packaged Unit | Heat Pump | 208 | 1 |  |  |  | Single-Speed |  |  |  | 59100 | 4345 | 13.6 | 11.2 | 77800 | 4750 | 4.8 | 4.2 | Federally-Regulated Commercial & Industrial Equipment | 03/15/2019 |  | 05/13/2019
FHP Manufacturing Company | Bosch | SV060-1VTN-***P*C-**T/G |  | Ground-Source | WBAHP: Heat Pump Packaged Unit | Heat Pump | 208 | 1 |  |  |  | Single-Speed |  |  |  | 61600 | 3898 | 15.8 | 13.4 | 53400 | 4173 | 3.8 | 3.1 | Non Federally-Regulated | 03/15/2019 |  | 05/13/2019
FHP Manufacturing Company | Bosch | LV060-1VTN-***P*C-**T/G |  | Water-Source | WBAHP: Heat Pump Packaged Unit | Heat Pump | 208 | 1 |  |  |  | Single-Speed |  |  |  | 59100 | 4345 | 13.6 | 11.2 | 77800 | 4750 | 4.8 | 4.2 | Federally-Regulated Commercial & Industrial Equipment | 03/15/2019 |  | 05/13/2019
FHP Manufacturing Company | Bosch | LV060-1VTN-***P*C-**T/G |  | Ground-Source | WBAHP: Heat Pump Packaged Unit | Heat Pump | 208 | 1 |  |  |  | Single-Speed |  |  |  | 61600 | 3898 | 15.8 | 13.4 | 53400 | 4173 | 3.8 | 3.1 | Non Federally-Regulated | 03/15/2019 |  | 05/13/2019
FHP Manufacturing Company | Bosch | SM060-1VT/CF*-*****B |  | Water-Source | WBAHP: Heat Pump Packaged Unit | Both Heat Pump and Electric Re | 208 | 1 |  |  |  | Dual-Speed |  |  |  | 62500 | 4071 | 15.35 | 11.2 | 78300 | 4249 | 5.4 | 4.2 | Federally-Regulated Commercial & Industrial Equipment | 04/24/2019 |  | 05/13/2019
FHP Manufacturing Company | Bosch | SM060-1VT/CF*-*****B |  | Ground-Source | WBAHP: Heat Pump Packaged Unit | Both Heat Pump and Electric Re | 208 | 1 |  |  |  | Dual-Speed |  |  |  | 63900 | 3435 | 18.6 | 13.4 | 48600 | 3560 | 4 | 3.1 | Non Federally-Regulated | 04/24/2019 |  | 05/13/2019
FHP Manufacturing Company | Bosch | SM036-1CSN-*****B | SM036-1AH*-*****B | Water-Source | WBAHP-CB: Heat Pump Split Syst | Both Heat Pump and Electric Re | 208 | 1 | False |  |  | Dual-Speed |  |  |  | 36100 | 2464 | 14.65 | 12 | 44100 | 2584 | 5 | 4.2 | Federally-Regulated Commercial & Industrial Equipment | 02/08/2019 |  | 05/13/2019
FHP Manufacturing Company | Bosch | SM036-1CSN-*****B | SM036-1AH*-*****B | Ground-Water-Source | WBAHP-CB: Heat Pump Split Syst | Both Heat Pump and Electric Re | 208 | 1 | False |  |  | Dual-Speed |  |  |  | 40900 | 1842 | 22.2 | 16.2 | 35200 | 2292 | 4.5 | 3.6 | Non Federally-Regulated | 02/08/2019 |  | 05/13/2019
FHP Manufacturing Company | Bosch | SM036-1CSN-*****B | SM036-1AH*-*****B | Ground-Source | WBAHP-CB: Heat Pump Split Syst | Both Heat Pump and Electric Re | 208 | 1 | False |  |  | Dual-Speed |  |  |  | 37900 | 2235 | 16.95 | 13.4 | 27400 | 2113 | 3.8 | 3.1 | Non Federally-Regulated | 02/08/2019 |  | 05/13/2019
FHP Manufacturing Company | Bosch | SM036-1CSC-*****B | SM036-1AH*-*****B | Water-Source | WBAHP-CB: Heat Pump Split Syst | Both Heat Pump and Electric Re | 208 | 1 | False |  |  | Dual-Speed |  |  |  | 36100 | 2430 | 14.85 | 12 | 44100 | 2584 | 5 | 4.2 | Federally-Regulated Commercial & Industrial Equipment | 02/08/2019 |  | 05/13/2019
FHP Manufacturing Company | Bosch | SM036-1CSC-*****B | SM036-1AH*-*****B | Ground-Water-Source | WBAHP-CB: Heat Pump Split Syst | Both Heat Pump and Electric Re | 208 | 1 | False |  |  | Dual-Speed |  |  |  | 40900 | 1842 | 22.2 | 16.2 | 35200 | 2292 | 4.5 | 3.6 | Non Federally-Regulated | 02/08/2019 |  | 05/13/2019
FHP Manufacturing Company | Bosch | SM036-1CSC-*****B | SM036-1AH*-*****B | Ground-Source | WBAHP-CB: Heat Pump Split Syst | Both Heat Pump and Electric Re | 208 | 1 | False |  |  | Dual-Speed |  |  |  | 37900 | 2209 | 17.15 | 13.4 | 27400 | 2113 | 3.8 | 3.1 | Non Federally-Regulated | 02/08/2019 |  | 05/13/2019
FHP Manufacturing Company | Bosch | BP018-1HZ*******C |  | Water-Source | WBAHP: Heat Pump Packaged Unit | Heat Pump | 208 | 1 |  |  |  | Single-Speed |  |  |  | 19500 | 1266 | 15.4 | 11.2 | 21300 | 1248 | 5 | 4.2 | Federally-Regulated Commercial & Industrial Equipment | 02/08/2019 |  | 05/13/2019
FHP Manufacturing Company | Bosch | BP018-1HZ*******C |  | Ground-Water-Source | WBAHP: Heat Pump Packaged Unit | Heat Pump | 208 | 1 |  |  |  | Single-Speed |  |  |  | 21300 | 862 | 24.7 | 16.2 | 17700 | 1178 | 4.4 | 3.6 | Non Federally-Regulated | 02/08/2019 |  | 05/13/2019
FHP Manufacturing Company | Bosch | BP018-1HZ*******C |  | Ground-Source | WBAHP: Heat Pump Packaged Unit | Heat Pump | 208 | 1 |  |  |  | Single-Speed |  |  |  | 20500 | 1145 | 17.9 | 13.4 | 14800 | 1188 | 3.7 | 3.1 | Non Federally-Regulated | 02/08/2019 |  | 05/13/2019
FHP Manufacturing Company | Bosch | BP042-1VT*******B |  | Water-Source | WBAHP: Heat Pump Packaged Unit | Heat Pump | 208 | 1 |  |  |  | Single-Speed |  |  |  | 40600 | 2671 | 15.2 | 11.2 | 42400 | 2259 | 5.5 | 4.2 | Federally-Regulated Commercial & Industrial Equipment | 04/24/2019 |  | 05/13/2019
FHP Manufacturing Company | Bosch | BP042-1VT*******B |  | Ground-Water-Source | WBAHP: Heat Pump Packaged Unit | Heat Pump | 208 | 1 |  |  |  | Single-Speed |  |  |  | 45000 | 1757 | 25.6 | 16.2 | 35000 | 2205 | 4.7 | 3.6 | Non Federally-Regulated | 04/24/2019 |  | 05/13/2019
FHP Manufacturing Company | Bosch | BP042-1VT*******B |  | Ground-Source | WBAHP: Heat Pump Packaged Unit | Heat Pump | 208 | 1 |  |  |  | Single-Speed |  |  |  | 42200 | 2125 | 19.85 | 13.4 | 26800 | 2122 | 3.7 | 3.1 | Non Federally-Regulated | 04/24/2019 |  | 05/13/2019
FHP Manufacturing Company | Bosch | BP030-1HZ/VT |  | Water-Source | WBAHP: Heat Pump Packaged Unit | Heat Pump | 208 | 1 |  |  |  | Single-Speed |  |  |  | 27000 | 1626 | 16.6 | 11.2 | 31000 | 1593 | 5.7 | 4.2 | Federally-Regulated Commercial & Industrial Equipment | 03/15/2019 |  | 05/13/2019
FHP Manufacturing Company | Bosch | BP030-1HZ/VT |  | Ground-Water-Source | WBAHP: Heat Pump Packaged Unit | Heat Pump | 208 | 1 |  |  |  | Single-Speed |  |  |  | 31700 | 1174 | 27 | 16.2 | 25000 | 1480 | 5 | 3.6 | Non Federally-Regulated | 03/15/2019 |  | 05/13/2019
FHP Manufacturing Company | Bosch | BP030-1HZ/VT |  | Ground-Source | WBAHP: Heat Pump Packaged Unit | Heat Pump | 208 | 1 |  |  |  | Single-Speed |  |  |  | 28500 | 1469 | 19.4 | 13.4 | 20500 | 1521 | 4 | 3.1 | Non Federally-Regulated | 03/15/2019 |  | 05/13/2019
FHP Manufacturing Company | Bosch | BP018-1VT*******C |  | Water-Source | WBAHP: Heat Pump Packaged Unit | Heat Pump | 208 | 1 |  |  |  | Single-Speed |  |  |  | 19500 | 1189 | 16.4 | 11.2 | 21300 | 1224 | 5.1 | 4.2 | Federally-Regulated Commercial & Industrial Equipment | 04/24/2019 |  | 05/13/2019
FHP Manufacturing Company | Bosch | BP018-1VT*******C |  | Ground-Water-Source | WBAHP: Heat Pump Packaged Unit | Heat Pump | 208 | 1 |  |  |  | Single-Speed |  |  |  | 21300 | 832 | 25.6 | 16.2 | 17700 | 1152 | 4.5 | 3.6 | Non Federally-Regulated | 04/24/2019 |  | 05/13/2019
FHP Manufacturing Company | Bosch | BP018-1VT*******C |  | Ground-Source | WBAHP: Heat Pump Packaged Unit | Heat Pump | 208 | 1 |  |  |  | Single-Speed |  |  |  | 20500 | 1078 | 19 | 13.4 | 14800 | 1141 | 3.8 | 3.1 | Non Federally-Regulated | 04/24/2019 |  | 05/13/2019
FHP Manufacturing Company | Bosch | SM024-1CF/HZ/VT |  | Water-Source | WBAHP: Heat Pump Packaged Unit | Both Heat Pump and Electric Re | 208 | 1 |  |  |  | Dual-Speed |  |  |  | 25500 | 1465 | 17.4 | 11.2 | 29200 | 1528 | 5.6 | 4.2 | Federally-Regulated Commercial & Industrial Equipment | 03/15/2019 |  | 05/13/2019
FHP Manufacturing Company | Bosch | SM024-1CF/HZ/VT |  | Ground-Water-Source | WBAHP: Heat Pump Packaged Unit | Both Heat Pump and Electric Re | 208 | 1 |  |  |  | Dual-Speed |  |  |  | 29000 | 1094 | 26.5 | 16.2 | 23500 | 1405 | 4.9 | 3.6 | Non Federally-Regulated | 03/15/2019 |  | 05/13/2019
FHP Manufacturing Company | Bosch | SM024-1CF/HZ/VT |  | Ground-Source | WBAHP: Heat Pump Packaged Unit | Both Heat Pump and Electric Re | 208 | 1 |  |  |  | Dual-Speed |  |  |  | 26600 | 1336 | 19.9 | 13.4 | 18000 | 1395 | 3.8 | 3.1 | Non Federally-Regulated | 03/15/2019 |  | 05/13/2019
FHP Manufacturing Company | Bosch | ES035-3CF/HZ/VT*-*****A |  | Water-Source | WBAHP: Heat Pump Packaged Unit | Heat Pump | 208 | 3 |  |  |  | Dual-Speed |  |  |  | 36000 | 2465 | 14.6 | 11.2 | 43000 | 2625 | 4.8 | 4.2 | Federally-Regulated Commercial & Industrial Equipment | 05/25/2016 |  | 05/13/2019
FHP Manufacturing Company | Bosch | ES035-3CF/HZ/VT*-*****A |  | Ground-Water-Source | WBAHP: Heat Pump Packaged Unit | Heat Pump | 208 | 3 |  |  |  | Dual-Speed |  |  |  | 42000 | 1944 | 21.6 | 16.2 | 36000 | 2512 | 4.2 | 3.6 | Non Federally-Regulated | 05/25/2016 |  | 05/13/2019
FHP Manufacturing Company | Bosch | ES035-3CF/HZ/VT*-*****A |  | Ground-Source | WBAHP: Heat Pump Packaged Unit | Heat Pump | 208 | 3 |  |  |  | Dual-Speed |  |  |  | 38000 | 2209 | 17.2 | 13.4 | 28000 | 2159 | 3.8 | 3.1 | Non Federally-Regulated | 05/25/2016 |  | 05/13/2019
FHP Manufacturing Company | Bosch | LM036-4VT/CF/HZ*-*****A |  | Water-Source | WBAHP: Heat Pump Packaged Unit | Both Heat Pump and Electric Re | 460 | 3 |  |  |  | Dual-Speed |  |  |  | 39000 | 2142 | 18.2 | 11.2 | 42800 | 2459 | 5.1 | 4.2 | Federally-Regulated Commercial & Industrial Equipment | 04/24/2019 |  | 05/13/2019
FHP Manufacturing Company | Bosch | LM036-4VT/CF/HZ*-*****A |  | Ground-Water-Source | WBAHP: Heat Pump Packaged Unit | Both Heat Pump and Electric Re | 460 | 3 |  |  |  | Dual-Speed |  |  |  | 43300 | 1665 | 26 | 16.2 | 35900 | 2312 | 4.6 | 3.6 | Non Federally-Regulated | 04/24/2019 |  | 05/13/2019
FHP Manufacturing Company | Bosch | LM036-4VT/CF/HZ*-*****A |  | Ground-Source | WBAHP: Heat Pump Packaged Unit | Both Heat Pump and Electric Re | 460 | 3 |  |  |  | Dual-Speed |  |  |  | 40800 | 2019 | 20.2 | 13.4 | 28400 | 2107 | 4 | 3.1 | Non Federally-Regulated | 04/24/2019 |  | 05/13/2019
FHP Manufacturing Company | Bosch | LM036-2VT/CF/HZ*-*****A |  | Water-Source | WBAHP: Heat Pump Packaged Unit | Both Heat Pump and Electric Re | 265 | 1 |  |  |  | Dual-Speed |  |  |  | 39000 | 2142 | 18.2 | 11.2 | 42800 | 2459 | 5.1 | 4.2 | Federally-Regulated Commercial & Industrial Equipment | 04/24/2019 |  | 05/13/2019
FHP Manufacturing Company | Bosch | LM036-2VT/CF/HZ*-*****A |  | Ground-Water-Source | WBAHP: Heat Pump Packaged Unit | Both Heat Pump and Electric Re | 265 | 1 |  |  |  | Dual-Speed |  |  |  | 43300 | 1665 | 26 | 16.2 | 35900 | 2312 | 4.6 | 3.6 | Non Federally-Regulated | 04/24/2019 |  | 05/13/2019
FHP Manufacturing Company | Bosch | LM036-2VT/CF/HZ*-*****A |  | Ground-Source | WBAHP: Heat Pump Packaged Unit | Both Heat Pump and Electric Re | 265 | 1 |  |  |  | Dual-Speed |  |  |  | 40800 | 2019 | 20.2 | 13.4 | 28400 | 2107 | 4 | 3.1 | Non Federally-Regulated | 04/24/2019 |  | 05/13/2019
FHP Manufacturing Company | Bosch | LM036-3VT/CF/HZ*-*****A |  | Water-Source | WBAHP: Heat Pump Packaged Unit | Both Heat Pump and Electric Re | 208 | 3 |  |  |  | Dual-Speed |  |  |  | 39000 | 2142 | 18.2 | 11.2 | 42800 | 2459 | 5.1 | 4.2 | Federally-Regulated Commercial & Industrial Equipment | 04/24/2019 |  | 05/13/2019
FHP Manufacturing Company | Bosch | LM036-3VT/CF/HZ*-*****A |  | Ground-Water-Source | WBAHP: Heat Pump Packaged Unit | Both Heat Pump and Electric Re | 208 | 3 |  |  |  | Dual-Speed |  |  |  | 43300 | 1665 | 26 | 16.2 | 35900 | 2312 | 4.6 | 3.6 | Non Federally-Regulated | 04/24/2019 |  | 05/13/2019
FHP Manufacturing Company | Bosch | LM036-3VT/CF/HZ*-*****A |  | Ground-Source | WBAHP: Heat Pump Packaged Unit | Both Heat Pump and Electric Re | 208 | 3 |  |  |  | Dual-Speed |  |  |  | 40800 | 2019 | 20.2 | 13.4 | 28400 | 2107 | 4 | 3.1 | Non Federally-Regulated | 04/24/2019 |  | 05/13/2019
FHP Manufacturing Company | Bosch | LM036-1VT/CF/HZ*-*****A |  | Water-Source | WBAHP: Heat Pump Packaged Unit | Both Heat Pump and Electric Re | 208 | 1 |  |  |  | Dual-Speed |  |  |  | 39000 | 2142 | 18.2 | 11.2 | 42800 | 2459 | 5.1 | 4.2 | Federally-Regulated Commercial & Industrial Equipment | 04/24/2019 |  | 05/13/2019
FHP Manufacturing Company | Bosch | LM036-1VT/CF/HZ*-*****A |  | Ground-Water-Source | WBAHP: Heat Pump Packaged Unit | Both Heat Pump and Electric Re | 208 | 1 |  |  |  | Dual-Speed |  |  |  | 43300 | 1665 | 26 | 16.2 | 35900 | 2312 | 4.6 | 3.6 | Non Federally-Regulated | 04/24/2019 |  | 05/13/2019
FHP Manufacturing Company | Bosch | LM036-1VT/CF/HZ*-*****A |  | Ground-Source | WBAHP: Heat Pump Packaged Unit | Both Heat Pump and Electric Re | 208 | 1 |  |  |  | Dual-Speed |  |  |  | 40800 | 2019 | 20.2 | 13.4 | 28400 | 2107 | 4 | 3.1 | Non Federally-Regulated | 04/24/2019 |  | 05/13/2019
FHP Manufacturing Company | Bosch | SM036-1VT*-*****C |  | Water-Source | WBAHP: Heat Pump Packaged Unit | Both Heat Pump and Electric Re | 208 | 1 |  |  |  | Dual-Speed |  |  |  | 39300 | 2112 | 18.6 | 11.2 | 46300 | 2188 | 6.2 | 4.2 | Federally-Regulated Commercial & Industrial Equipment | 04/24/2019 |  | 05/13/2019
FHP Manufacturing Company | Bosch | SM036-1VT*-*****C |  | Ground-Water-Source | WBAHP: Heat Pump Packaged Unit | Both Heat Pump and Electric Re | 208 | 1 |  |  |  | Dual-Speed |  |  |  | 44300 | 1634 | 27.1 | 16.2 | 36700 | 1991 | 5.4 | 3.6 | Non Federally-Regulated | 04/24/2019 |  | 05/13/2019
FHP Manufacturing Company | Bosch | SM036-1VT*-*****C |  | Ground-Source | WBAHP: Heat Pump Packaged Unit | Both Heat Pump and Electric Re | 208 | 1 |  |  |  | Dual-Speed |  |  |  | 40200 | 1914 | 21 | 13.4 | 28200 | 1878 | 4.4 | 3.1 | Non Federally-Regulated | 04/24/2019 |  | 05/13/2019
FHP Manufacturing Company | Bosch | BP036-1HZ*-*****B |  | Water-Source | WBAHP: Heat Pump Packaged Unit | Heat Pump | 208 | 1 |  |  |  | Single-Speed |  |  |  | 36000 | 2517 | 14.3 | 11.2 | 41000 | 2245 | 5.4 | 4.2 | Federally-Regulated Commercial & Industrial Equipment | 04/24/2019 |  | 05/13/2019
FHP Manufacturing Company | Bosch | BP036-1HZ*-*****B |  | Ground-Water-Source | WBAHP: Heat Pump Packaged Unit | Heat Pump | 208 | 1 |  |  |  | Single-Speed |  |  |  | 40200 | 1763 | 22.8 | 16.2 | 34400 | 2191 | 4.6 | 3.6 | Non Federally-Regulated | 04/24/2019 |  | 05/13/2019
FHP Manufacturing Company | Bosch | BP036-1HZ*-*****B |  | Ground-Source | WBAHP: Heat Pump Packaged Unit | Heat Pump | 208 | 1 |  |  |  | Single-Speed |  |  |  | 37500 | 2142 | 17.5 | 13.4 | 26000 | 2005 | 3.8 | 3.1 | Non Federally-Regulated | 04/24/2019 |  | 05/13/2019
FHP Manufacturing Company | Bosch | SM024-1VT/CF*-*****B |  | Water-Source | WBAHP: Heat Pump Packaged Unit | Both Heat Pump and Electric Re | 208 | 1 |  |  |  | Dual-Speed |  |  |  | 26200 | 1617 | 16.2 | 11.2 | 30300 | 1585 | 5.6 | 4.2 | Federally-Regulated Commercial & Industrial Equipment | 04/24/2019 |  | 05/13/2019
FHP Manufacturing Company | Bosch | SM024-1VT/CF*-*****B |  | Ground-Water-Source | WBAHP: Heat Pump Packaged Unit | Both Heat Pump and Electric Re | 208 | 1 |  |  |  | Dual-Speed |  |  |  | 29400 | 1183 | 24.85 | 16.2 | 24700 | 1477 | 4.9 | 3.6 | Non Federally-Regulated | 04/24/2019 |  | 05/13/2019
FHP Manufacturing Company | Bosch | SM024-1VT/CF*-*****B |  | Ground-Source | WBAHP: Heat Pump Packaged Unit | Both Heat Pump and Electric Re | 208 | 1 |  |  |  | Dual-Speed |  |  |  | 26900 | 1423 | 18.9 | 13.4 | 18700 | 1336 | 4.1 | 3.1 | Non Federally-Regulated | 04/24/2019 |  | 05/13/2019
FHP Manufacturing Company | Bosch | SM048-1VT/CF*-*****B* |  | Water-Source | WBAHP: Heat Pump Packaged Unit | Both Heat Pump and Electric Re | 208 | 1 |  |  |  | Dual-Speed |  |  |  | 50500 | 3023 | 16.7 | 11.2 | 60300 | 3155 | 5.6 | 4.2 | Federally-Regulated Commercial & Industrial Equipment | 04/24/2019 |  | 05/13/2019
FHP Manufacturing Company | Bosch | SM048-1VT/CF*-*****B* |  | Ground-Water-Source | WBAHP: Heat Pump Packaged Unit | Both Heat Pump and Electric Re | 208 | 1 |  |  |  | Dual-Speed |  |  |  | 56900 | 2257 | 25.2 | 16.2 | 49200 | 2942 | 4.9 | 3.6 | Non Federally-Regulated | 04/24/2019 |  | 05/13/2019
FHP Manufacturing Company | Bosch | SM048-1VT/CF*-*****B* |  | Ground-Source | WBAHP: Heat Pump Packaged Unit | Both Heat Pump and Electric Re | 208 | 1 |  |  |  | Dual-Speed |  |  |  | 51800 | 2683 | 19.3 | 13.4 | 38200 | 2665 | 4.2 | 3.1 | Non Federally-Regulated | 04/24/2019 |  | 05/13/2019
FHP Manufacturing Company | Bosch | SM060-1HZ*******C |  | Water-Source | WBAHP: Heat Pump Packaged Unit | Both Heat Pump and Electric Re | 208 | 1 |  |  |  | Dual-Speed |  |  |  | 63800 | 4129 | 15.45 | 11.2 | 73300 | 4475 | 4.8 | 4.2 | Federally-Regulated Commercial & Industrial Equipment | 04/24/2019 |  | 05/13/2019
FHP Manufacturing Company | Bosch | SM048-1HZC-*****A |  | Water-Source | WBAHP: Heat Pump Packaged Unit | Both Heat Pump and Electric Re | 208 | 1 |  |  |  | Dual-Speed |  |  |  | 49200 | 3055 | 16.1 | 11.2 | 56100 | 3044 | 5.4 | 4.2 | Federally-Regulated Commercial & Industrial Equipment | 04/24/2019 |  | 05/13/2019
FHP Manufacturing Company | Bosch | SM048-1HZC-*****A |  | Ground-Water-Source | WBAHP: Heat Pump Packaged Unit | Both Heat Pump and Electric Re | 208 | 1 |  |  |  | Dual-Speed |  |  |  | 55300 | 2266 | 24.4 | 16.2 | 46300 | 2826 | 4.8 | 3.6 | Non Federally-Regulated | 04/24/2019 |  | 05/13/2019
FHP Manufacturing Company | Bosch | SM048-1HZC-*****A |  | Ground-Source | WBAHP: Heat Pump Packaged Unit | Both Heat Pump and Electric Re | 208 | 1 |  |  |  | Dual-Speed |  |  |  | 51300 | 2736 | 18.75 | 13.4 | 36900 | 2637 | 4.1 | 3.1 | Non Federally-Regulated | 04/24/2019 |  | 05/13/2019
FHP Manufacturing Company | Bosch | SM024-1HZN-*****C |  | Water-Source | WBAHP: Heat Pump Packaged Unit | Both Heat Pump and Electric Re | 208 | 1 |  |  |  | Dual-Speed |  |  |  | 25500 | 1629 | 15.65 | 11.2 | 29200 | 1528 | 5.6 | 4.2 | Federally-Regulated Commercial & Industrial Equipment | 04/24/2019 |  | 05/13/2019
FHP Manufacturing Company | Bosch | SM024-1HZN-*****C |  | Ground-Water-Source | WBAHP: Heat Pump Packaged Unit | Both Heat Pump and Electric Re | 208 | 1 |  |  |  | Dual-Speed |  |  |  | 29000 | 1203 | 24.1 | 16.2 | 23500 | 1377 | 5 | 3.6 | Non Federally-Regulated | 04/24/2019 |  | 05/13/2019
FHP Manufacturing Company | Bosch | SM024-1HZN-*****C |  | Ground-Source | WBAHP: Heat Pump Packaged Unit | Both Heat Pump and Electric Re | 208 | 1 |  |  |  | Dual-Speed |  |  |  | 26600 | 1453 | 18.3 | 13.4 | 18000 | 1425 | 3.7 | 3.1 | Non Federally-Regulated | 04/24/2019 |  | 05/13/2019
FHP Manufacturing Company | Bosch | SM036-1VT/CF*-*****B |  | Water-Source | WBAHP: Heat Pump Packaged Unit | Both Heat Pump and Electric Re | 208 | 1 |  |  |  | Dual-Speed |  |  |  | 39300 | 2112 | 18.6 | 11.2 | 46300 | 2188 | 6.2 | 4.2 | Federally-Regulated Commercial & Industrial Equipment | 04/24/2019 |  | 05/13/2019
FHP Manufacturing Company | Bosch | SM036-1VT/CF*-*****B |  | Ground-Water-Source | WBAHP: Heat Pump Packaged Unit | Both Heat Pump and Electric Re | 208 | 1 |  |  |  | Dual-Speed |  |  |  | 44300 | 1634 | 27.1 | 16.2 | 36700 | 1991 | 5.4 | 3.6 | Non Federally-Regulated | 04/24/2019 |  | 05/13/2019
FHP Manufacturing Company | Bosch | SM036-1VT/CF*-*****B |  | Ground-Source | WBAHP: Heat Pump Packaged Unit | Both Heat Pump and Electric Re | 208 | 1 |  |  |  | Dual-Speed |  |  |  | 40200 | 1914 | 21 | 13.4 | 28200 | 1878 | 4.4 | 3.1 | Non Federally-Regulated | 04/24/2019 |  | 05/13/2019
FHP Manufacturing Company | Bosch | SM024-1HZC-*****C |  | Water-Source | WBAHP: Heat Pump Packaged Unit | Both Heat Pump and Electric Re | 208 | 1 |  |  |  | Dual-Speed |  |  |  | 25500 | 1536 | 16.6 | 11.2 | 29200 | 1528 | 5.6 | 4.2 | Federally-Regulated Commercial & Industrial Equipment | 04/24/2019 |  | 05/13/2019
FHP Manufacturing Company | Bosch | SM024-1HZC-*****C |  | Ground-Water-Source | WBAHP: Heat Pump Packaged Unit | Both Heat Pump and Electric Re | 208 | 1 |  |  |  | Dual-Speed |  |  |  | 29000 | 1126 | 25.75 | 16.2 | 23500 | 1377 | 5 | 3.6 | Non Federally-Regulated | 04/24/2019 |  | 05/13/2019
FHP Manufacturing Company | Bosch | SM024-1HZC-*****C |  | Ground-Source | WBAHP: Heat Pump Packaged Unit | Both Heat Pump and Electric Re | 208 | 1 |  |  |  | Dual-Speed |  |  |  | 26600 | 1336 | 19.9 | 13.4 | 18000 | 1425 | 3.7 | 3.1 | Non Federally-Regulated | 04/24/2019 |  | 05/13/2019
FHP Manufacturing Company | Bosch | SM036-1HZ*-*****C |  | Water-Source | WBAHP: Heat Pump Packaged Unit | Both Heat Pump and Electric Re | 208 | 1 |  |  |  | Dual-Speed |  |  |  | 39000 | 2142 | 18.2 | 11.2 | 42800 | 2459 | 5.1 | 4.2 | Federally-Regulated Commercial & Industrial Equipment | 04/24/2019 |  | 05/13/2019
FHP Manufacturing Company | Bosch | SM036-1HZ*-*****C |  | Ground-Water-Source | WBAHP: Heat Pump Packaged Unit | Both Heat Pump and Electric Re | 208 | 1 |  |  |  | Dual-Speed |  |  |  | 43300 | 1665 | 26 | 16.2 | 35900 | 2312 | 4.6 | 3.6 | Non Federally-Regulated | 04/24/2019 |  | 05/13/2019
FHP Manufacturing Company | Bosch | SM036-1HZ*-*****C |  | Ground-Source | WBAHP: Heat Pump Packaged Unit | Both Heat Pump and Electric Re | 208 | 1 |  |  |  | Dual-Speed |  |  |  | 40800 | 2019 | 20.2 | 13.4 | 28400 | 2107 | 4 | 3.1 | Non Federally-Regulated | 04/24/2019 |  | 05/13/2019
FHP Manufacturing Company | Bosch | SM048-1HZN-*****C |  | Water-Source | WBAHP: Heat Pump Packaged Unit | Both Heat Pump and Electric Re | 208 | 1 |  |  |  | Dual-Speed |  |  |  | 49200 | 3174 | 15.5 | 11.2 | 56100 | 3102 | 5.3 | 4.2 | Federally-Regulated Commercial & Industrial Equipment | 04/24/2019 |  | 05/13/2019
FHP Manufacturing Company | Bosch | SM048-1HZN-*****C |  | Ground-Water-Source | WBAHP: Heat Pump Packaged Unit | Both Heat Pump and Electric Re | 208 | 1 |  |  |  | Dual-Speed |  |  |  | 55300 | 2323 | 23.8 | 16.2 | 46300 | 2826 | 4.8 | 3.6 | Non Federally-Regulated | 04/24/2019 |  | 05/13/2019
FHP Manufacturing Company | Bosch | SM048-1HZN-*****C |  | Ground-Source | WBAHP: Heat Pump Packaged Unit | Both Heat Pump and Electric Re | 208 | 1 |  |  |  | Dual-Speed |  |  |  | 51300 | 2850 | 18 | 13.4 | 36900 | 2637 | 4.1 | 3.1 | Non Federally-Regulated | 04/24/2019 |  | 05/13/2019
FHP Manufacturing Company | Bosch | SM060-1VT*-*****C |  | Water-Source | WBAHP: Heat Pump Packaged Unit | Both Heat Pump and Electric Re | 208 | 1 |  |  |  | Dual-Speed |  |  |  | 62500 | 4071 | 15.35 | 11.2 | 78300 | 4249 | 5.4 | 4.2 | Federally-Regulated Commercial & Industrial Equipment | 04/24/2019 |  | 05/13/2019
FHP Manufacturing Company | Bosch | SM060-1VT*-*****C |  | Ground-Source | WBAHP: Heat Pump Packaged Unit | Both Heat Pump and Electric Re | 208 | 1 |  |  |  | Dual-Speed |  |  |  | 63900 | 3435 | 18.6 | 13.4 | 48600 | 3560 | 4 | 3.1 | Non Federally-Regulated | 04/24/2019 |  | 05/13/2019
FHP Manufacturing Company | Bosch | SM048-1VT*-*****C |  | Water-Source | WBAHP: Heat Pump Packaged Unit | Both Heat Pump and Electric Re | 208 | 1 |  |  |  | Dual-Speed |  |  |  | 50500 | 3023 | 16.7 | 11.2 | 60300 | 3155 | 5.6 | 4.2 | Federally-Regulated Commercial & Industrial Equipment | 04/24/2019 |  | 05/13/2019
FHP Manufacturing Company | Bosch | SM048-1VT*-*****C |  | Ground-Water-Source | WBAHP: Heat Pump Packaged Unit | Both Heat Pump and Electric Re | 208 | 1 |  |  |  | Dual-Speed |  |  |  | 56900 | 2257 | 25.2 | 16.2 | 49200 | 2942 | 4.9 | 3.6 | Non Federally-Regulated | 04/24/2019 |  | 05/13/2019
FHP Manufacturing Company | Bosch | SM048-1VT*-*****C |  | Ground-Source | WBAHP: Heat Pump Packaged Unit | Both Heat Pump and Electric Re | 208 | 1 |  |  |  | Dual-Speed |  |  |  | 51800 | 2683 | 19.3 | 13.4 | 38200 | 2665 | 4.2 | 3.1 | Non Federally-Regulated | 04/24/2019 |  | 05/13/2019
FHP Manufacturing Company | Bosch | BP042-1HZ*******B |  | Water-Source | WBAHP: Heat Pump Packaged Unit | Heat Pump | 208 | 1 |  |  |  | Single-Speed |  |  |  | 40600 | 2367 | 17.15 | 11.2 | 42400 | 2142 | 5.8 | 4.2 | Federally-Regulated Commercial & Industrial Equipment | 04/24/2019 |  | 05/13/2019
FHP Manufacturing Company | Bosch | BP042-1HZ*******B |  | Ground-Water-Source | WBAHP: Heat Pump Packaged Unit | Heat Pump | 208 | 1 |  |  |  | Single-Speed |  |  |  | 45000 | 1654 | 27.2 | 16.2 | 35000 | 2051 | 5 | 3.6 | Non Federally-Regulated | 04/24/2019 |  | 05/13/2019
FHP Manufacturing Company | Bosch | BP042-1HZ*******B |  | Ground-Source | WBAHP: Heat Pump Packaged Unit | Heat Pump | 208 | 1 |  |  |  | Single-Speed |  |  |  | 42200 | 2089 | 20.2 | 13.4 | 26800 | 1963 | 4 | 3.1 | Non Federally-Regulated | 04/24/2019 |  | 05/13/2019
FHP Manufacturing Company | Bosch | SM024-1HZN-*****A |  | Water-Source | WBAHP: Heat Pump Packaged Unit | Both Heat Pump and Electric Re | 208 | 1 |  |  |  | Dual-Speed |  |  |  | 25500 | 1629 | 15.65 | 11.2 | 29200 | 1528 | 5.6 | 4.2 | Federally-Regulated Commercial & Industrial Equipment | 04/24/2019 |  | 05/13/2019
FHP Manufacturing Company | Bosch | SM024-1HZN-*****A |  | Ground-Water-Source | WBAHP: Heat Pump Packaged Unit | Both Heat Pump and Electric Re | 208 | 1 |  |  |  | Dual-Speed |  |  |  | 29000 | 1203 | 24.1 | 16.2 | 23500 | 1377 | 5 | 3.6 | Non Federally-Regulated | 04/24/2019 |  | 05/13/2019
FHP Manufacturing Company | Bosch | SM024-1HZN-*****A |  | Ground-Source | WBAHP: Heat Pump Packaged Unit | Both Heat Pump and Electric Re | 208 | 1 |  |  |  | Dual-Speed |  |  |  | 26600 | 1453 | 18.3 | 13.4 | 18000 | 1425 | 3.7 | 3.1 | Non Federally-Regulated | 04/24/2019 |  | 05/13/2019
FHP Manufacturing Company | Bosch | SM036-1CF/HZ/VT |  | Water-Source | WBAHP: Heat Pump Packaged Unit | Both Heat Pump and Electric Re | 208 | 1 |  |  |  | Dual-Speed |  |  |  | 39000 | 2142 | 18.2 | 11.2 | 42800 | 2459 | 5.1 | 4.2 | Federally-Regulated Commercial & Industrial Equipment | 04/24/2019 |  | 05/13/2019
FHP Manufacturing Company | Bosch | SM036-1CF/HZ/VT |  | Ground-Water-Source | WBAHP: Heat Pump Packaged Unit | Both Heat Pump and Electric Re | 208 | 1 |  |  |  | Dual-Speed |  |  |  | 43300 | 1665 | 26 | 16.2 | 35900 | 2312 | 4.6 | 3.6 | Non Federally-Regulated | 04/24/2019 |  | 05/13/2019
FHP Manufacturing Company | Bosch | SM036-1CF/HZ/VT |  | Ground-Source | WBAHP: Heat Pump Packaged Unit | Both Heat Pump and Electric Re | 208 | 1 |  |  |  | Dual-Speed |  |  |  | 40800 | 2019 | 20.2 | 13.4 | 28400 | 2107 | 4 | 3.1 | Non Federally-Regulated | 04/24/2019 |  | 05/13/2019
FHP Manufacturing Company | Bosch | SM024-1VT*-*****C |  | Water-Source | WBAHP: Heat Pump Packaged Unit | Both Heat Pump and Electric Re | 208 | 1 |  |  |  | Dual-Speed |  |  |  | 26200 | 1617 | 16.2 | 11.2 | 30300 | 1585 | 5.6 | 4.2 | Federally-Regulated Commercial & Industrial Equipment | 04/24/2019 |  | 05/13/2019
FHP Manufacturing Company | Bosch | SM024-1VT*-*****C |  | Ground-Water-Source | WBAHP: Heat Pump Packaged Unit | Both Heat Pump and Electric Re | 208 | 1 |  |  |  | Dual-Speed |  |  |  | 29400 | 1183 | 24.85 | 16.2 | 24700 | 1477 | 4.9 | 3.6 | Non Federally-Regulated | 04/24/2019 |  | 05/13/2019
FHP Manufacturing Company | Bosch | SM024-1VT*-*****C |  | Ground-Source | WBAHP: Heat Pump Packaged Unit | Both Heat Pump and Electric Re | 208 | 1 |  |  |  | Dual-Speed |  |  |  | 26900 | 1423 | 18.9 | 13.4 | 18700 | 1336 | 4.1 | 3.1 | Non Federally-Regulated | 04/24/2019 |  | 05/13/2019
FHP Manufacturing Company | Bosch | SM048-1HZC-*****C |  | Water-Source | WBAHP: Heat Pump Packaged Unit | Both Heat Pump and Electric Re | 208 | 1 |  |  |  | Dual-Speed |  |  |  | 49200 | 3055 | 16.1 | 11.2 | 56100 | 3044 | 5.4 | 4.2 | Federally-Regulated Commercial & Industrial Equipment | 04/24/2019 |  | 05/13/2019
FHP Manufacturing Company | Bosch | SM048-1HZC-*****C |  | Ground-Water-Source | WBAHP: Heat Pump Packaged Unit | Both Heat Pump and Electric Re | 208 | 1 |  |  |  | Dual-Speed |  |  |  | 55300 | 2266 | 24.4 | 16.2 | 46300 | 2826 | 4.8 | 3.6 | Non Federally-Regulated | 04/24/2019 |  | 05/13/2019
FHP Manufacturing Company | Bosch | SM048-1HZC-*****C |  | Ground-Source | WBAHP: Heat Pump Packaged Unit | Both Heat Pump and Electric Re | 208 | 1 |  |  |  | Dual-Speed |  |  |  | 51300 | 2736 | 18.75 | 13.4 | 36900 | 2637 | 4.1 | 3.1 | Non Federally-Regulated | 04/24/2019 |  | 05/13/2019
FHP Manufacturing Company | Bosch | SM048-1HZN-*****A |  | Water-Source | WBAHP: Heat Pump Packaged Unit | Both Heat Pump and Electric Re | 208 | 1 |  |  |  | Dual-Speed |  |  |  | 49200 | 3174 | 15.5 | 11.2 | 56100 | 3102 | 5.3 | 4.2 | Federally-Regulated Commercial & Industrial Equipment | 04/24/2019 |  | 05/13/2019
FHP Manufacturing Company | Bosch | SM048-1HZN-*****A |  | Ground-Water-Source | WBAHP: Heat Pump Packaged Unit | Both Heat Pump and Electric Re | 208 | 1 |  |  |  | Dual-Speed |  |  |  | 55300 | 2323 | 23.8 | 16.2 | 46300 | 2826 | 4.8 | 3.6 | Non Federally-Regulated | 04/24/2019 |  | 05/13/2019
FHP Manufacturing Company | Bosch | SM048-1HZN-*****A |  | Ground-Source | WBAHP: Heat Pump Packaged Unit | Both Heat Pump and Electric Re | 208 | 1 |  |  |  | Dual-Speed |  |  |  | 51300 | 2850 | 18 | 13.4 | 36900 | 2637 | 4.1 | 3.1 | Non Federally-Regulated | 04/24/2019 |  | 05/13/2019
FHP Manufacturing Company | Bosch | SM024-1HZC-*****A |  | Water-Source | WBAHP: Heat Pump Packaged Unit | Both Heat Pump and Electric Re | 208 | 1 |  |  |  | Dual-Speed |  |  |  | 25500 | 1536 | 16.6 | 11.2 | 29200 | 1528 | 5.6 | 4.2 | Federally-Regulated Commercial & Industrial Equipment | 04/24/2019 |  | 05/13/2019
FHP Manufacturing Company | Bosch | SM024-1HZC-*****A |  | Ground-Water-Source | WBAHP: Heat Pump Packaged Unit | Both Heat Pump and Electric Re | 208 | 1 |  |  |  | Dual-Speed |  |  |  | 29000 | 1126 | 25.75 | 16.2 | 23500 | 1377 | 5 | 3.6 | Non Federally-Regulated | 04/24/2019 |  | 05/13/2019
FHP Manufacturing Company | Bosch | SM024-1HZC-*****A |  | Ground-Source | WBAHP: Heat Pump Packaged Unit | Both Heat Pump and Electric Re | 208 | 1 |  |  |  | Dual-Speed |  |  |  | 26600 | 1336 | 19.9 | 13.4 | 18000 | 1425 | 3.7 | 3.1 | Non Federally-Regulated | 04/24/2019 |  | 05/13/2019
Enertech Global, LLC | Hydron Module | HZT042 |  | Water-Source | WBAHP: Heat Pump Packaged Unit | Heat Pump | 208 | 1 |  |  |  | Single-Speed |  |  |  | 41200 | 2658 | 15.5 | 11.2 | 49500 | 3086 | 4.7 | 4.2 | Federally-Regulated Commercial & Industrial Equipment | 04/24/2019 |  | 05/13/2019
Enertech Global, LLC | Hydron Module | HZT042 |  | Ground-Water-Source | WBAHP: Heat Pump Packaged Unit | Heat Pump | 208 | 1 |  |  |  | Single-Speed |  |  |  | 46000 | 1965 | 23.4 | 16.2 | 40100 | 2733 | 4.3 | 3.6 | Non Federally-Regulated | 04/24/2019 |  | 05/13/2019
Enertech Global, LLC | Hydron Module | HZT042 |  | Ground-Source | WBAHP: Heat Pump Packaged Unit | Heat Pump | 208 | 1 |  |  |  | Single-Speed |  |  |  | 43000 | 2388 | 18 | 13.4 | 32900 | 2678 | 3.6 | 3.1 | Non Federally-Regulated | 04/24/2019 |  | 05/13/2019
Enertech Global, LLC | Hydron Module | HVT060*A |  | Water-Source | WBAHP: Heat Pump Packaged Unit | Heat Pump | 265 | 1 |  |  |  | Single-Speed |  |  |  | 58600 | 3805 | 15.4 | 11.2 | 70500 | 4051 | 5.1 | 4.2 | Federally-Regulated Commercial & Industrial Equipment | 03/15/2019 |  | 05/13/2019
Enertech Global, LLC | Hydron Module | HVT060*A |  | Ground-Water-Source | WBAHP: Heat Pump Packaged Unit | Heat Pump | 265 | 1 |  |  |  | Single-Speed |  |  |  | 64200 | 2918 | 22 | 16.2 | 57500 | 3744 | 4.5 | 3.6 | Non Federally-Regulated | 03/15/2019 |  | 05/13/2019
Enertech Global, LLC | Hydron Module | HVT060*A |  | Ground-Source | WBAHP: Heat Pump Packaged Unit | Heat Pump | 265 | 1 |  |  |  | Single-Speed |  |  |  | 60900 | 3460 | 17.6 | 13.4 | 46300 | 3570 | 3.8 | 3.1 | Non Federally-Regulated | 03/15/2019 |  | 05/13/2019
Enertech Global, LLC | Hydron Module | HVT060 |  | Water-Source | WBAHP: Heat Pump Packaged Unit | Heat Pump | 208 | 1 |  |  |  | Single-Speed |  |  |  | 58600 | 3805 | 15.4 | 11.2 | 70500 | 4051 | 5.1 | 4.2 | Federally-Regulated Commercial & Industrial Equipment | 03/15/2019 |  | 05/13/2019
Enertech Global, LLC | Hydron Module | HVT060 |  | Ground-Water-Source | WBAHP: Heat Pump Packaged Unit | Heat Pump | 208 | 1 |  |  |  | Single-Speed |  |  |  | 64200 | 2918 | 22 | 16.2 | 57500 | 3744 | 4.5 | 3.6 | Non Federally-Regulated | 03/15/2019 |  | 05/13/2019
Enertech Global, LLC | Hydron Module | HVT060 |  | Ground-Source | WBAHP: Heat Pump Packaged Unit | Heat Pump | 208 | 1 |  |  |  | Single-Speed |  |  |  | 60900 | 3460 | 17.6 | 13.4 | 46300 | 3570 | 3.8 | 3.1 | Non Federally-Regulated | 03/15/2019 |  | 05/13/2019
Enertech Global, LLC | Hydron Module | HVS024*2 |  | Water-Source | WBAHP: Heat Pump Packaged Unit | Heat Pump | 208 | 3 |  |  |  | Single-Speed |  |  |  | 24800 | 1476 | 16.8 | 11.2 | 30000 | 1570 | 5.6 | 4.2 | Federally-Regulated Commercial & Industrial Equipment | 02/16/2016 |  | 05/13/2019
Enertech Global, LLC | Hydron Module | HVS024*2 |  | Ground-Water-Source | WBAHP: Heat Pump Packaged Unit | Heat Pump | 208 | 3 |  |  |  | Single-Speed |  |  |  | 28100 | 1080 | 26 | 16.2 | 24200 | 1447 | 4.9 | 3.6 | Non Federally-Regulated | 02/16/2016 |  | 05/13/2019
Enertech Global, LLC | Hydron Module | HVS024*2 |  | Ground-Source | WBAHP: Heat Pump Packaged Unit | Heat Pump | 208 | 3 |  |  |  | Single-Speed |  |  |  | 26000 | 1319 | 19.7 | 13.4 | 19400 | 1421 | 4 | 3.1 | Non Federally-Regulated | 02/16/2016 |  | 05/13/2019
Enertech Global, LLC | Hydron Module | HVS012*A |  | Water-Source | WBAHP: Heat Pump Packaged Unit | Heat Pump | 265 | 1 |  |  |  | Single-Speed |  |  |  | 11400 | 735 | 15.5 | 11.2 | 14600 | 855 | 5 | 4.2 | Federally-Regulated Commercial & Industrial Equipment | 02/23/2016 |  | 05/13/2019
Enertech Global, LLC | Hydron Module | HVS012*A |  | Ground-Water-Source | WBAHP: Heat Pump Packaged Unit | Heat Pump | 265 | 1 |  |  |  | Single-Speed |  |  |  | 13400 | 556 | 24.1 | 16.2 | 12100 | 824 | 4.3 | 3.6 | Non Federally-Regulated | 02/23/2016 |  | 05/13/2019
Enertech Global, LLC | Hydron Module | HVS012*A |  | Ground-Source | WBAHP: Heat Pump Packaged Unit | Heat Pump | 265 | 1 |  |  |  | Single-Speed |  |  |  | 11900 | 657 | 18.1 | 13.4 | 9400 | 765 | 3.6 | 3.1 | Non Federally-Regulated | 02/23/2016 |  | 05/13/2019
Enertech Global, LLC | Hydron Module | HVS024 |  | Water-Source | WBAHP: Heat Pump Packaged Unit | Heat Pump | 208 | 1 |  |  |  | Single-Speed |  |  |  | 24800 | 1476 | 16.8 | 11.2 | 30000 | 1570 | 5.6 | 4.2 | Federally-Regulated Commercial & Industrial Equipment | 02/08/2019 |  | 05/13/2019
Enertech Global, LLC | Hydron Module | HVS024 |  | Ground-Water-Source | WBAHP: Heat Pump Packaged Unit | Heat Pump | 208 | 1 |  |  |  | Single-Speed |  |  |  | 28100 | 1080 | 26 | 16.2 | 24200 | 1447 | 4.9 | 3.6 | Non Federally-Regulated | 02/08/2019 |  | 05/13/2019
Enertech Global, LLC | Hydron Module | HVS024 |  | Ground-Source | WBAHP: Heat Pump Packaged Unit | Heat Pump | 208 | 1 |  |  |  | Single-Speed |  |  |  | 26000 | 1319 | 19.7 | 13.4 | 19400 | 1421 | 4 | 3.1 | Non Federally-Regulated | 02/08/2019 |  | 05/13/2019
Enertech Global, LLC | Hydron Module | HVS006*9 |  | Water-Source | WBAHP: Heat Pump Packaged Unit | Heat Pump | 115 | 1 |  |  |  | Single-Speed |  |  |  | 6800 | 425 | 16 | 11.2 | 8400 | 447 | 5.5 | 4.2 | Federally-Regulated Commercial & Industrial Equipment | 07/11/2016 |  | 05/13/2019
Enertech Global, LLC | Hydron Module | HVS006*9 |  | Ground-Water-Source | WBAHP: Heat Pump Packaged Unit | Heat Pump | 115 | 1 |  |  |  | Single-Speed |  |  |  | 7800 | 302 | 25.8 | 16.2 | 7000 | 445 | 4.6 | 3.6 | Non Federally-Regulated | 07/11/2016 |  | 05/13/2019
Enertech Global, LLC | Hydron Module | HVS006*9 |  | Ground-Source | WBAHP: Heat Pump Packaged Unit | Heat Pump | 115 | 1 |  |  |  | Single-Speed |  |  |  | 7200 | 387 | 18.6 | 13.4 | 5600 | 443 | 3.7 | 3.1 | Non Federally-Regulated | 07/11/2016 |  | 05/13/2019
Enertech Global, LLC | Hydron Module | HVS009 |  | Water-Source | WBAHP: Heat Pump Packaged Unit | Heat Pump | 208 | 1 |  |  |  | Single-Speed |  |  |  | 10200 | 680 | 15 | 11.2 | 13000 | 732 | 5.2 | 4.2 | Federally-Regulated Commercial & Industrial Equipment | 02/08/2019 |  | 05/13/2019
Enertech Global, LLC | Hydron Module | HVS009 |  | Ground-Water-Source | WBAHP: Heat Pump Packaged Unit | Heat Pump | 208 | 1 |  |  |  | Single-Speed |  |  |  | 11900 | 538 | 22.1 | 16.2 | 10600 | 706 | 4.4 | 3.6 | Non Federally-Regulated | 02/08/2019 |  | 05/13/2019
Enertech Global, LLC | Hydron Module | HVS009 |  | Ground-Source | WBAHP: Heat Pump Packaged Unit | Heat Pump | 208 | 1 |  |  |  | Single-Speed |  |  |  | 10900 | 626 | 17.4 | 13.4 | 8500 | 691 | 3.6 | 3.1 | Non Federally-Regulated | 02/08/2019 |  | 05/13/2019
Enertech Global, LLC | Hydron Module | HVS048*3 |  | Water-Source | WBAHP: Heat Pump Packaged Unit | Heat Pump | 460 | 3 |  |  |  | Single-Speed |  |  |  | 48500 | 3190 | 15.2 | 11.2 | 58900 | 3452 | 5 | 4.2 | Federally-Regulated Commercial & Industrial Equipment | 03/15/2019 |  | 05/13/2019
Enertech Global, LLC | Hydron Module | HVS048*3 |  | Ground-Water-Source | WBAHP: Heat Pump Packaged Unit | Heat Pump | 460 | 3 |  |  |  | Single-Speed |  |  |  | 53400 | 2362 | 22.6 | 16.2 | 48100 | 3203 | 4.4 | 3.6 | Non Federally-Regulated | 03/15/2019 |  | 05/13/2019
Enertech Global, LLC | Hydron Module | HVS048*3 |  | Ground-Source | WBAHP: Heat Pump Packaged Unit | Heat Pump | 460 | 3 |  |  |  | Single-Speed |  |  |  | 50500 | 2869 | 17.6 | 13.4 | 39600 | 3223 | 3.6 | 3.1 | Non Federally-Regulated | 03/15/2019 |  | 05/13/2019
Enertech Global, LLC | Hydron Module | HVS018*****1 |  | Water-Source | WBAHP: Heat Pump Packaged Unit | Heat Pump | 208 | 1 |  |  |  | Single-Speed |  |  |  | 20700 | 1101 | 18.8 | 11.2 | 23700 | 1120 | 6.2 | 4.2 | Federally-Regulated Commercial & Industrial Equipment | 02/08/2019 |  | 05/13/2019
Enertech Global, LLC | Hydron Module | HVS018*****1 |  | Ground-Water-Source | WBAHP: Heat Pump Packaged Unit | Heat Pump | 208 | 1 |  |  |  | Single-Speed |  |  |  | 23200 | 760 | 30.5 | 16.2 | 19600 | 1083 | 5.3 | 3.6 | Non Federally-Regulated | 02/08/2019 |  | 05/13/2019
Enertech Global, LLC | Hydron Module | HVS018*****1 |  | Ground-Source | WBAHP: Heat Pump Packaged Unit | Heat Pump | 208 | 1 |  |  |  | Single-Speed |  |  |  | 21700 | 977 | 22.2 | 13.4 | 15700 | 1122 | 4.1 | 3.1 | Non Federally-Regulated | 02/08/2019 |  | 05/13/2019
Enertech Global, LLC | Hydron Module | HVS036*****1 |  | Water-Source | WBAHP: Heat Pump Packaged Unit | Heat Pump | 208 | 1 |  |  |  | Single-Speed |  |  |  | 37100 | 2262 | 16.4 | 11.2 | 46200 | 2507 | 5.4 | 4.2 | Federally-Regulated Commercial & Industrial Equipment | 02/08/2019 |  | 05/13/2019
Enertech Global, LLC | Hydron Module | HVS036*****1 |  | Ground-Water-Source | WBAHP: Heat Pump Packaged Unit | Heat Pump | 208 | 1 |  |  |  | Single-Speed |  |  |  | 41600 | 1631 | 25.5 | 16.2 | 36900 | 2253 | 4.8 | 3.6 | Non Federally-Regulated | 02/08/2019 |  | 05/13/2019
Enertech Global, LLC | Hydron Module | HVS036*****1 |  | Ground-Source | WBAHP: Heat Pump Packaged Unit | Heat Pump | 208 | 1 |  |  |  | Single-Speed |  |  |  | 38800 | 2020 | 19.2 | 13.4 | 29600 | 2224 | 3.9 | 3.1 | Non Federally-Regulated | 02/08/2019 |  | 05/13/2019
Enertech Global, LLC | Hydron Module | HVS036*A***1 |  | Water-Source | WBAHP: Heat Pump Packaged Unit | Heat Pump | 265 | 1 |  |  |  | Single-Speed |  |  |  | 37100 | 2262 | 16.4 | 11.2 | 46200 | 2507 | 5.4 | 4.2 | Federally-Regulated Commercial & Industrial Equipment | 02/16/2016 |  | 05/13/2019
Enertech Global, LLC | Hydron Module | HVS036*A***1 |  | Ground-Water-Source | WBAHP: Heat Pump Packaged Unit | Heat Pump | 265 | 1 |  |  |  | Single-Speed |  |  |  | 41600 | 1631 | 25.5 | 16.2 | 36900 | 2253 | 4.8 | 3.6 | Non Federally-Regulated | 02/16/2016 |  | 05/13/2019
Enertech Global, LLC | Hydron Module | HVS036*A***1 |  | Ground-Source | WBAHP: Heat Pump Packaged Unit | Heat Pump | 265 | 1 |  |  |  | Single-Speed |  |  |  | 38800 | 2020 | 19.2 | 13.4 | 29600 | 2224 | 3.9 | 3.1 | Non Federally-Regulated | 02/16/2016 |  | 05/13/2019
Enertech Global, LLC | Hydron Module | HVS024*****1 |  | Water-Source | WBAHP: Heat Pump Packaged Unit | Heat Pump | 208 | 1 |  |  |  | Single-Speed |  |  |  | 25900 | 1407 | 18.4 | 11.2 | 29800 | 1480 | 5.9 | 4.2 | Federally-Regulated Commercial & Industrial Equipment | 02/08/2019 |  | 05/13/2019
Enertech Global, LLC | Hydron Module | HVS024*****1 |  | Ground-Water-Source | WBAHP: Heat Pump Packaged Unit | Heat Pump | 208 | 1 |  |  |  | Single-Speed |  |  |  | 29400 | 996 | 29.5 | 16.2 | 24000 | 1379 | 5.1 | 3.6 | Non Federally-Regulated | 02/08/2019 |  | 05/13/2019
Enertech Global, LLC | Hydron Module | HVS024*****1 |  | Ground-Source | WBAHP: Heat Pump Packaged Unit | Heat Pump | 208 | 1 |  |  |  | Single-Speed |  |  |  | 27000 | 1250 | 21.6 | 13.4 | 19300 | 1346 | 4.2 | 3.1 | Non Federally-Regulated | 02/08/2019 |  | 05/13/2019
Enertech Global, LLC | Hydron Module | HVT036*A |  | Water-Source | WBAHP: Heat Pump Packaged Unit | Heat Pump | 265 | 1 |  |  |  | Single-Speed |  |  |  | 35800 | 2324 | 15.4 | 11.2 | 45500 | 2614 | 5.1 | 4.2 | Federally-Regulated Commercial & Industrial Equipment | 02/16/2016 |  | 05/13/2019
Enertech Global, LLC | Hydron Module | HVT036*A |  | Ground-Water-Source | WBAHP: Heat Pump Packaged Unit | Heat Pump | 265 | 1 |  |  |  | Single-Speed |  |  |  | 40000 | 1754 | 22.8 | 16.2 | 36900 | 2350 | 4.6 | 3.6 | Non Federally-Regulated | 02/16/2016 |  | 05/13/2019
Enertech Global, LLC | Hydron Module | HVT036*A |  | Ground-Source | WBAHP: Heat Pump Packaged Unit | Heat Pump | 265 | 1 |  |  |  | Single-Speed |  |  |  | 37400 | 2112 | 17.7 | 13.4 | 29500 | 2216 | 3.9 | 3.1 | Non Federally-Regulated | 02/16/2016 |  | 05/13/2019
Enertech Global, LLC | Hydron Module | HVS036*3 |  | Water-Source | WBAHP: Heat Pump Packaged Unit | Heat Pump | 460 | 3 |  |  |  | Single-Speed |  |  |  | 36000 | 2322 | 15.5 | 11.2 | 46500 | 2620 | 5.2 | 4.2 | Federally-Regulated Commercial & Industrial Equipment | 02/16/2016 |  | 05/13/2019
Enertech Global, LLC | Hydron Module | HVS036*3 |  | Ground-Water-Source | WBAHP: Heat Pump Packaged Unit | Heat Pump | 460 | 3 |  |  |  | Single-Speed |  |  |  | 40500 | 1723 | 23.5 | 16.2 | 37600 | 2395 | 4.6 | 3.6 | Non Federally-Regulated | 02/16/2016 |  | 05/13/2019
Enertech Global, LLC | Hydron Module | HVS036*3 |  | Ground-Source | WBAHP: Heat Pump Packaged Unit | Heat Pump | 460 | 3 |  |  |  | Single-Speed |  |  |  | 37800 | 2100 | 18 | 13.4 | 30200 | 2269 | 3.9 | 3.1 | Non Federally-Regulated | 02/16/2016 |  | 05/13/2019
Enertech Global, LLC | Hydron Module | HVS042*4 |  | Water-Source | WBAHP: Heat Pump Packaged Unit | Heat Pump | 575 | 3 |  |  |  | Single-Speed |  |  |  | 41800 | 2612 | 16 | 11.2 | 48500 | 2538 | 5.6 | 4.2 | Federally-Regulated Commercial & Industrial Equipment | 06/28/2016 |  | 05/13/2019
Enertech Global, LLC | Hydron Module | HVS042*4 |  | Ground-Water-Source | WBAHP: Heat Pump Packaged Unit | Heat Pump | 575 | 3 |  |  |  | Single-Speed |  |  |  | 46700 | 1913 | 24.4 | 16.2 | 39200 | 2444 | 4.7 | 3.6 | Non Federally-Regulated | 06/28/2016 |  | 05/13/2019
Enertech Global, LLC | Hydron Module | HVS042*4 |  | Ground-Source | WBAHP: Heat Pump Packaged Unit | Heat Pump | 575 | 3 |  |  |  | Single-Speed |  |  |  | 43600 | 2344 | 18.6 | 13.4 | 32000 | 2467 | 3.8 | 3.1 | Non Federally-Regulated | 06/28/2016 |  | 05/13/2019
Enertech Global, LLC | Hydron Module | HVS042*3***1 |  | Water-Source | WBAHP: Heat Pump Packaged Unit | Heat Pump | 460 | 3 |  |  |  | Single-Speed |  |  |  | 42900 | 2344 | 18.3 | 11.2 | 47800 | 2374 | 5.9 | 4.2 | Federally-Regulated Commercial & Industrial Equipment | 06/28/2016 |  | 05/13/2019
Enertech Global, LLC | Hydron Module | HVS042*3***1 |  | Ground-Water-Source | WBAHP: Heat Pump Packaged Unit | Heat Pump | 460 | 3 |  |  |  | Single-Speed |  |  |  | 47700 | 1679 | 28.4 | 16.2 | 38300 | 2244 | 5 | 3.6 | Non Federally-Regulated | 06/28/2016 |  | 05/13/2019
Enertech Global, LLC | Hydron Module | HVS042*3***1 |  | Ground-Source | WBAHP: Heat Pump Packaged Unit | Heat Pump | 460 | 3 |  |  |  | Single-Speed |  |  |  | 44400 | 2094 | 21.2 | 13.4 | 31100 | 2223 | 4.1 | 3.1 | Non Federally-Regulated | 06/28/2016 |  | 05/13/2019
Enertech Global, LLC | Hydron Module | HVS060*2***1 |  | Water-Source | WBAHP: Heat Pump Packaged Unit | Heat Pump | 208 | 3 |  |  |  | Single-Speed |  |  |  | 58800 | 3721 | 15.8 | 11.2 | 70900 | 3995 | 5.2 | 4.2 | Federally-Regulated Commercial & Industrial Equipment | 06/28/2016 |  | 05/13/2019
Enertech Global, LLC | Hydron Module | HVS060*2***1 |  | Ground-Source | WBAHP: Heat Pump Packaged Unit | Heat Pump | 208 | 3 |  |  |  | Single-Speed |  |  |  | 61500 | 3379 | 18.2 | 13.4 | 46300 | 3570 | 3.8 | 3.1 | Non Federally-Regulated | 06/28/2016 |  | 05/13/2019
Enertech Global, LLC | Hydron Module | HVS015*****1 |  | Water-Source | WBAHP: Heat Pump Packaged Unit | Heat Pump | 208 | 1 |  |  |  | Single-Speed |  |  |  | 15200 | 808 | 18.8 | 11.2 | 17700 | 810 | 6.4 | 4.2 | Federally-Regulated Commercial & Industrial Equipment | 02/08/2019 |  | 05/13/2019
Enertech Global, LLC | Hydron Module | HVS015*****1 |  | Ground-Water-Source | WBAHP: Heat Pump Packaged Unit | Heat Pump | 208 | 1 |  |  |  | Single-Speed |  |  |  | 17400 | 550 | 31.6 | 16.2 | 14400 | 781 | 5.4 | 3.6 | Non Federally-Regulated | 02/08/2019 |  | 05/13/2019
Enertech Global, LLC | Hydron Module | HVS015*****1 |  | Ground-Source | WBAHP: Heat Pump Packaged Unit | Heat Pump | 208 | 1 |  |  |  | Single-Speed |  |  |  | 16000 | 717 | 22.3 | 13.4 | 11500 | 783 | 4.3 | 3.1 | Non Federally-Regulated | 02/08/2019 |  | 05/13/2019
Enertech Global, LLC | Hydron Module | HVS024*4 |  | Water-Source | WBAHP: Heat Pump Packaged Unit | Heat Pump | 575 | 3 |  |  |  | Single-Speed |  |  |  | 24800 | 1476 | 16.8 | 11.2 | 30000 | 1570 | 5.6 | 4.2 | Federally-Regulated Commercial & Industrial Equipment | 02/16/2016 |  | 05/13/2019
Enertech Global, LLC | Hydron Module | HVS024*4 |  | Ground-Water-Source | WBAHP: Heat Pump Packaged Unit | Heat Pump | 575 | 3 |  |  |  | Single-Speed |  |  |  | 28100 | 1080 | 26 | 16.2 | 24200 | 1447 | 4.9 | 3.6 | Non Federally-Regulated | 02/16/2016 |  | 05/13/2019
Enertech Global, LLC | Hydron Module | HVS024*4 |  | Ground-Source | WBAHP: Heat Pump Packaged Unit | Heat Pump | 575 | 3 |  |  |  | Single-Speed |  |  |  | 26000 | 1319 | 19.7 | 13.4 | 19400 | 1421 | 4 | 3.1 | Non Federally-Regulated | 02/16/2016 |  | 05/13/2019
Enertech Global, LLC | Hydron Module | HVT048 |  | Water-Source | WBAHP: Heat Pump Packaged Unit | Heat Pump | 208 | 1 |  |  |  | Single-Speed |  |  |  | 49300 | 3043 | 16.2 | 11.2 | 58400 | 3229 | 5.3 | 4.2 | Federally-Regulated Commercial & Industrial Equipment | 06/28/2016 |  | 05/13/2019
Enertech Global, LLC | Hydron Module | HVT048 |  | Ground-Water-Source | WBAHP: Heat Pump Packaged Unit | Heat Pump | 208 | 1 |  |  |  | Single-Speed |  |  |  | 54700 | 2232 | 24.5 | 16.2 | 46900 | 2988 | 4.6 | 3.6 | Non Federally-Regulated | 06/28/2016 |  | 05/13/2019
Enertech Global, LLC | Hydron Module | HVT048 |  | Ground-Source | WBAHP: Heat Pump Packaged Unit | Heat Pump | 208 | 1 |  |  |  | Single-Speed |  |  |  | 51300 | 2714 | 18.9 | 13.4 | 38300 | 2878 | 3.9 | 3.1 | Non Federally-Regulated | 06/28/2016 |  | 05/13/2019
Enertech Global, LLC | Hydron Module | HVS060*2 |  | Water-Source | WBAHP: Heat Pump Packaged Unit | Heat Pump | 208 | 3 |  |  |  | Single-Speed |  |  |  | 57700 | 3898 | 14.8 | 11.2 | 71400 | 4270 | 4.9 | 4.2 | Federally-Regulated Commercial & Industrial Equipment | 06/28/2016 |  | 05/13/2019
Enertech Global, LLC | Hydron Module | HVS060*2 |  | Ground-Water-Source | WBAHP: Heat Pump Packaged Unit | Heat Pump | 208 | 3 |  |  |  | Single-Speed |  |  |  | 63300 | 2971 | 21.3 | 16.2 | 58700 | 4000 | 4.3 | 3.6 | Non Federally-Regulated | 06/28/2016 |  | 05/13/2019
Enertech Global, LLC | Hydron Module | HVS060*2 |  | Ground-Source | WBAHP: Heat Pump Packaged Unit | Heat Pump | 208 | 3 |  |  |  | Single-Speed |  |  |  | 60000 | 3550 | 16.9 | 13.4 | 46900 | 3818 | 3.6 | 3.1 | Non Federally-Regulated | 06/28/2016 |  | 05/13/2019
Enertech Global, LLC | Hydron Module | HVT024*3 |  | Water-Source | WBAHP: Heat Pump Packaged Unit | Heat Pump | 460 | 3 |  |  |  | Single-Speed |  |  |  | 24600 | 1527 | 16.1 | 11.2 | 29100 | 1640 | 5.2 | 4.2 | Federally-Regulated Commercial & Industrial Equipment | 02/16/2016 |  | 05/13/2019
Enertech Global, LLC | Hydron Module | HVT024*3 |  | Ground-Water-Source | WBAHP: Heat Pump Packaged Unit | Heat Pump | 460 | 3 |  |  |  | Single-Speed |  |  |  | 27600 | 1159 | 23.8 | 16.2 | 23900 | 1522 | 4.6 | 3.6 | Non Federally-Regulated | 02/16/2016 |  | 05/13/2019
Enertech Global, LLC | Hydron Module | HVT024*3 |  | Ground-Source | WBAHP: Heat Pump Packaged Unit | Heat Pump | 460 | 3 |  |  |  | Single-Speed |  |  |  | 25800 | 1387 | 18.6 | 13.4 | 19400 | 1421 | 4 | 3.1 | Non Federally-Regulated | 02/16/2016 |  | 05/13/2019
Enertech Global, LLC | Hydron Module | HVS048*2 |  | Water-Source | WBAHP: Heat Pump Packaged Unit | Heat Pump | 208 | 3 |  |  |  | Single-Speed |  |  |  | 48500 | 3190 | 15.2 | 11.2 | 58900 | 3452 | 5 | 4.2 | Federally-Regulated Commercial & Industrial Equipment | 03/15/2019 |  | 05/13/2019
Enertech Global, LLC | Hydron Module | HVS048*2 |  | Ground-Water-Source | WBAHP: Heat Pump Packaged Unit | Heat Pump | 208 | 3 |  |  |  | Single-Speed |  |  |  | 53400 | 2362 | 22.6 | 16.2 | 48100 | 3203 | 4.4 | 3.6 | Non Federally-Regulated | 03/15/2019 |  | 05/13/2019
Enertech Global, LLC | Hydron Module | HVS048*2 |  | Ground-Source | WBAHP: Heat Pump Packaged Unit | Heat Pump | 208 | 3 |  |  |  | Single-Speed |  |  |  | 50500 | 2869 | 17.6 | 13.4 | 39600 | 3223 | 3.6 | 3.1 | Non Federally-Regulated | 03/15/2019 |  | 05/13/2019
Enertech Global, LLC | Hydron Module | HVS036 |  | Water-Source | WBAHP: Heat Pump Packaged Unit | Heat Pump | 208 | 1 |  |  |  | Single-Speed |  |  |  | 36000 | 2322 | 15.5 | 11.2 | 46500 | 2620 | 5.2 | 4.2 | Federally-Regulated Commercial & Industrial Equipment | 02/08/2019 |  | 05/13/2019
Enertech Global, LLC | Hydron Module | HVS036 |  | Ground-Water-Source | WBAHP: Heat Pump Packaged Unit | Heat Pump | 208 | 1 |  |  |  | Single-Speed |  |  |  | 40500 | 1723 | 23.5 | 16.2 | 37600 | 2395 | 4.6 | 3.6 | Non Federally-Regulated | 02/08/2019 |  | 05/13/2019
Enertech Global, LLC | Hydron Module | HVS036 |  | Ground-Source | WBAHP: Heat Pump Packaged Unit | Heat Pump | 208 | 1 |  |  |  | Single-Speed |  |  |  | 37800 | 2100 | 18 | 13.4 | 30200 | 2269 | 3.9 | 3.1 | Non Federally-Regulated | 02/08/2019 |  | 05/13/2019
Enertech Global, LLC | Hydron Module | HVS060*****1 |  | Water-Source | WBAHP: Heat Pump Packaged Unit | Heat Pump | 208 | 1 |  |  |  | Single-Speed |  |  |  | 58800 | 3721 | 15.8 | 11.2 | 70900 | 3995 | 5.2 | 4.2 | Federally-Regulated Commercial & Industrial Equipment | 02/08/2019 |  | 05/13/2019
Enertech Global, LLC | Hydron Module | HVS060*****1 |  | Ground-Source | WBAHP: Heat Pump Packaged Unit | Heat Pump | 208 | 1 |  |  |  | Single-Speed |  |  |  | 61500 | 3379 | 18.2 | 13.4 | 46300 | 3570 | 3.8 | 3.1 | Non Federally-Regulated | 02/08/2019 |  | 05/13/2019
Enertech Global, LLC | Hydron Module | HVS036*3***1 |  | Water-Source | WBAHP: Heat Pump Packaged Unit | Heat Pump | 460 | 3 |  |  |  | Single-Speed |  |  |  | 37100 | 2262 | 16.4 | 11.2 | 46200 | 2507 | 5.4 | 4.2 | Federally-Regulated Commercial & Industrial Equipment | 02/16/2016 |  | 05/13/2019
Enertech Global, LLC | Hydron Module | HVS036*3***1 |  | Ground-Water-Source | WBAHP: Heat Pump Packaged Unit | Heat Pump | 460 | 3 |  |  |  | Single-Speed |  |  |  | 41600 | 1631 | 25.5 | 16.2 | 36900 | 2253 | 4.8 | 3.6 | Non Federally-Regulated | 02/16/2016 |  | 05/13/2019
Enertech Global, LLC | Hydron Module | HVS036*3***1 |  | Ground-Source | WBAHP: Heat Pump Packaged Unit | Heat Pump | 460 | 3 |  |  |  | Single-Speed |  |  |  | 38800 | 2020 | 19.2 | 13.4 | 29600 | 2224 | 3.9 | 3.1 | Non Federally-Regulated | 02/16/2016 |  | 05/13/2019
Enertech Global, LLC | Hydron Module | HVS042*2 |  | Water-Source | WBAHP: Heat Pump Packaged Unit | Heat Pump | 208 | 3 |  |  |  | Single-Speed |  |  |  | 41800 | 2612 | 16 | 11.2 | 48500 | 2538 | 5.6 | 4.2 | Federally-Regulated Commercial & Industrial Equipment | 06/28/2016 |  | 05/13/2019
Enertech Global, LLC | Hydron Module | HVS042*2 |  | Ground-Water-Source | WBAHP: Heat Pump Packaged Unit | Heat Pump | 208 | 3 |  |  |  | Single-Speed |  |  |  | 46700 | 1913 | 24.4 | 16.2 | 39200 | 2444 | 4.7 | 3.6 | Non Federally-Regulated | 06/28/2016 |  | 05/13/2019
Enertech Global, LLC | Hydron Module | HVS042*2 |  | Ground-Source | WBAHP: Heat Pump Packaged Unit | Heat Pump | 208 | 3 |  |  |  | Single-Speed |  |  |  | 43600 | 2344 | 18.6 | 13.4 | 32000 | 2467 | 3.8 | 3.1 | Non Federally-Regulated | 06/28/2016 |  | 05/13/2019
Enertech Global, LLC | Hydron Module | HVS030*3***1 |  | Water-Source | WBAHP: Heat Pump Packaged Unit | Heat Pump | 460 | 3 |  |  |  | Single-Speed |  |  |  | 30100 | 1710 | 17.6 | 11.2 | 36200 | 1798 | 5.9 | 4.2 | Federally-Regulated Commercial & Industrial Equipment | 02/16/2016 |  | 05/13/2019
Enertech Global, LLC | Hydron Module | HVS030*3***1 |  | Ground-Water-Source | WBAHP: Heat Pump Packaged Unit | Heat Pump | 460 | 3 |  |  |  | Single-Speed |  |  |  | 34000 | 1236 | 27.5 | 16.2 | 29200 | 1677 | 5.1 | 3.6 | Non Federally-Regulated | 02/16/2016 |  | 05/13/2019
Enertech Global, LLC | Hydron Module | HVS030*3***1 |  | Ground-Source | WBAHP: Heat Pump Packaged Unit | Heat Pump | 460 | 3 |  |  |  | Single-Speed |  |  |  | 31400 | 1539 | 20.4 | 13.4 | 23200 | 1618 | 4.2 | 3.1 | Non Federally-Regulated | 02/16/2016 |  | 05/13/2019
Enertech Global, LLC | Hydron Module | HVS036*2 |  | Water-Source | WBAHP: Heat Pump Packaged Unit | Heat Pump | 208 | 3 |  |  |  | Single-Speed |  |  |  | 36000 | 2322 | 15.5 | 11.2 | 46500 | 2620 | 5.2 | 4.2 | Federally-Regulated Commercial & Industrial Equipment | 02/16/2016 |  | 05/13/2019
Enertech Global, LLC | Hydron Module | HVS036*2 |  | Ground-Water-Source | WBAHP: Heat Pump Packaged Unit | Heat Pump | 208 | 3 |  |  |  | Single-Speed |  |  |  | 40500 | 1723 | 23.5 | 16.2 | 37600 | 2395 | 4.6 | 3.6 | Non Federally-Regulated | 02/16/2016 |  | 05/13/2019
Enertech Global, LLC | Hydron Module | HVS036*2 |  | Ground-Source | WBAHP: Heat Pump Packaged Unit | Heat Pump | 208 | 3 |  |  |  | Single-Speed |  |  |  | 37800 | 2100 | 18 | 13.4 | 30200 | 2269 | 3.9 | 3.1 | Non Federally-Regulated | 02/16/2016 |  | 05/13/2019
Enertech Global, LLC | Hydron Module | HVT024 |  | Water-Source | WBAHP: Heat Pump Packaged Unit | Heat Pump | 208 | 1 |  |  |  | Single-Speed |  |  |  | 24600 | 1527 | 16.1 | 11.2 | 29100 | 1640 | 5.2 | 4.2 | Federally-Regulated Commercial & Industrial Equipment | 02/08/2019 |  | 05/13/2019
Enertech Global, LLC | Hydron Module | HVT024 |  | Ground-Water-Source | WBAHP: Heat Pump Packaged Unit | Heat Pump | 208 | 1 |  |  |  | Single-Speed |  |  |  | 27600 | 1159 | 23.8 | 16.2 | 23900 | 1522 | 4.6 | 3.6 | Non Federally-Regulated | 02/08/2019 |  | 05/13/2019
Enertech Global, LLC | Hydron Module | HVT024 |  | Ground-Source | WBAHP: Heat Pump Packaged Unit | Heat Pump | 208 | 1 |  |  |  | Single-Speed |  |  |  | 25800 | 1387 | 18.6 | 13.4 | 19400 | 1421 | 4 | 3.1 | Non Federally-Regulated | 02/08/2019 |  | 05/13/2019
Enertech Global, LLC | Hydron Module | HVS015 |  | Water-Source | WBAHP: Heat Pump Packaged Unit | Heat Pump | 208 | 1 |  |  |  | Single-Speed |  |  |  | 15100 | 862 | 17.5 | 11.2 | 17900 | 874 | 6 | 4.2 | Federally-Regulated Commercial & Industrial Equipment | 02/08/2019 |  | 05/13/2019
Enertech Global, LLC | Hydron Module | HVS015 |  | Ground-Water-Source | WBAHP: Heat Pump Packaged Unit | Heat Pump | 208 | 1 |  |  |  | Single-Speed |  |  |  | 17500 | 607 | 28.8 | 16.2 | 14600 | 838 | 5.1 | 3.6 | Non Federally-Regulated | 02/08/2019 |  | 05/13/2019
Enertech Global, LLC | Hydron Module | HVS015 |  | Ground-Source | WBAHP: Heat Pump Packaged Unit | Heat Pump | 208 | 1 |  |  |  | Single-Speed |  |  |  | 16000 | 808 | 19.8 | 13.4 | 11600 | 829 | 4.1 | 3.1 | Non Federally-Regulated | 02/08/2019 |  | 05/13/2019
Enertech Global, LLC | Hydron Module | HVS006*A |  | Water-Source | WBAHP: Heat Pump Packaged Unit | Heat Pump | 265 | 1 |  |  |  | Single-Speed |  |  |  | 6800 | 425 | 16 | 11.2 | 8400 | 447 | 5.5 | 4.2 | Federally-Regulated Commercial & Industrial Equipment | 07/11/2016 |  | 05/13/2019
Enertech Global, LLC | Hydron Module | HVS006*A |  | Ground-Water-Source | WBAHP: Heat Pump Packaged Unit | Heat Pump | 265 | 1 |  |  |  | Single-Speed |  |  |  | 7800 | 302 | 25.8 | 16.2 | 7000 | 445 | 4.6 | 3.6 | Non Federally-Regulated | 07/11/2016 |  | 05/13/2019
Enertech Global, LLC | Hydron Module | HVS006*A |  | Ground-Source | WBAHP: Heat Pump Packaged Unit | Heat Pump | 265 | 1 |  |  |  | Single-Speed |  |  |  | 7200 | 387 | 18.6 | 13.4 | 5600 | 443 | 3.7 | 3.1 | Non Federally-Regulated | 07/11/2016 |  | 05/13/2019
Enertech Global, LLC | Hydron Module | HVS024*A |  | Water-Source | WBAHP: Heat Pump Packaged Unit | Heat Pump | 265 | 1 |  |  |  | Single-Speed |  |  |  | 24800 | 1476 | 16.8 | 11.2 | 30000 | 1570 | 5.6 | 4.2 | Federally-Regulated Commercial & Industrial Equipment | 02/16/2016 |  | 05/13/2019
Enertech Global, LLC | Hydron Module | HVS024*A |  | Ground-Water-Source | WBAHP: Heat Pump Packaged Unit | Heat Pump | 265 | 1 |  |  |  | Single-Speed |  |  |  | 28100 | 1080 | 26 | 16.2 | 24200 | 1447 | 4.9 | 3.6 | Non Federally-Regulated | 02/16/2016 |  | 05/13/2019
Enertech Global, LLC | Hydron Module | HVS024*A |  | Ground-Source | WBAHP: Heat Pump Packaged Unit | Heat Pump | 265 | 1 |  |  |  | Single-Speed |  |  |  | 26000 | 1319 | 19.7 | 13.4 | 19400 | 1421 | 4 | 3.1 | Non Federally-Regulated | 02/16/2016 |  | 05/13/2019
Enertech Global, LLC | Hydron Module | HVS042 |  | Water-Source | WBAHP: Heat Pump Packaged Unit | Heat Pump | 208 | 1 |  |  |  | Single-Speed |  |  |  | 41800 | 2612 | 16 | 11.2 | 48500 | 2538 | 5.6 | 4.2 | Federally-Regulated Commercial & Industrial Equipment | 02/08/2019 |  | 05/13/2019
Enertech Global, LLC | Hydron Module | HVS042 |  | Ground-Water-Source | WBAHP: Heat Pump Packaged Unit | Heat Pump | 208 | 1 |  |  |  | Single-Speed |  |  |  | 46700 | 1913 | 24.4 | 16.2 | 39200 | 2444 | 4.7 | 3.6 | Non Federally-Regulated | 02/08/2019 |  | 05/13/2019
Enertech Global, LLC | Hydron Module | HVS042 |  | Ground-Source | WBAHP: Heat Pump Packaged Unit | Heat Pump | 208 | 1 |  |  |  | Single-Speed |  |  |  | 43600 | 2344 | 18.6 | 13.4 | 32000 | 2467 | 3.8 | 3.1 | Non Federally-Regulated | 02/08/2019 |  | 05/13/2019
Enertech Global, LLC | Hydron Module | HVS060 |  | Water-Source | WBAHP: Heat Pump Packaged Unit | Heat Pump | 208 | 1 |  |  |  | Single-Speed |  |  |  | 57700 | 3898 | 14.8 | 11.2 | 71400 | 4270 | 4.9 | 4.2 | Federally-Regulated Commercial & Industrial Equipment | 06/28/2016 |  | 05/13/2019
Enertech Global, LLC | Hydron Module | HVS060 |  | Ground-Water-Source | WBAHP: Heat Pump Packaged Unit | Heat Pump | 208 | 1 |  |  |  | Single-Speed |  |  |  | 63300 | 2971 | 21.3 | 16.2 | 58700 | 4000 | 4.3 | 3.6 | Non Federally-Regulated | 06/28/2016 |  | 05/13/2019
Enertech Global, LLC | Hydron Module | HVS060 |  | Ground-Source | WBAHP: Heat Pump Packaged Unit | Heat Pump | 208 | 1 |  |  |  | Single-Speed |  |  |  | 60000 | 3550 | 16.9 | 13.4 | 46900 | 3818 | 3.6 | 3.1 | Non Federally-Regulated | 06/28/2016 |  | 05/13/2019
Enertech Global, LLC | Hydron Module | HVT048*A |  | Water-Source | WBAHP: Heat Pump Packaged Unit | Heat Pump | 265 | 1 |  |  |  | Single-Speed |  |  |  | 49300 | 3043 | 16.2 | 11.2 | 58400 | 3229 | 5.3 | 4.2 | Federally-Regulated Commercial & Industrial Equipment | 06/28/2016 |  | 05/13/2019
Enertech Global, LLC | Hydron Module | HVT048*A |  | Ground-Water-Source | WBAHP: Heat Pump Packaged Unit | Heat Pump | 265 | 1 |  |  |  | Single-Speed |  |  |  | 54700 | 2232 | 24.5 | 16.2 | 46900 | 2988 | 4.6 | 3.6 | Non Federally-Regulated | 06/28/2016 |  | 05/13/2019
Enertech Global, LLC | Hydron Module | HVT048*A |  | Ground-Source | WBAHP: Heat Pump Packaged Unit | Heat Pump | 265 | 1 |  |  |  | Single-Speed |  |  |  | 51300 | 2714 | 18.9 | 13.4 | 38300 | 2878 | 3.9 | 3.1 | Non Federally-Regulated | 06/28/2016 |  | 05/13/2019
Enertech Global, LLC | Hydron Module | HVS060*3***1 |  | Water-Source | WBAHP: Heat Pump Packaged Unit | Heat Pump | 460 | 3 |  |  |  | Single-Speed |  |  |  | 58800 | 3721 | 15.8 | 11.2 | 70900 | 3995 | 5.2 | 4.2 | Federally-Regulated Commercial & Industrial Equipment | 06/28/2016 |  | 05/13/2019
Enertech Global, LLC | Hydron Module | HVS060*3***1 |  | Ground-Source | WBAHP: Heat Pump Packaged Unit | Heat Pump | 460 | 3 |  |  |  | Single-Speed |  |  |  | 61500 | 3379 | 18.2 | 13.4 | 46300 | 3570 | 3.8 | 3.1 | Non Federally-Regulated | 06/28/2016 |  | 05/13/2019
Enertech Global, LLC | Hydron Module | HVS042*3 |  | Water-Source | WBAHP: Heat Pump Packaged Unit | Heat Pump | 460 | 3 |  |  |  | Single-Speed |  |  |  | 41800 | 2612 | 16 | 11.2 | 48500 | 2538 | 5.6 | 4.2 | Federally-Regulated Commercial & Industrial Equipment | 06/28/2016 |  | 05/13/2019
Enertech Global, LLC | Hydron Module | HVS042*3 |  | Ground-Water-Source | WBAHP: Heat Pump Packaged Unit | Heat Pump | 460 | 3 |  |  |  | Single-Speed |  |  |  | 46700 | 1913 | 24.4 | 16.2 | 39200 | 2444 | 4.7 | 3.6 | Non Federally-Regulated | 06/28/2016 |  | 05/13/2019
Enertech Global, LLC | Hydron Module | HVS042*3 |  | Ground-Source | WBAHP: Heat Pump Packaged Unit | Heat Pump | 460 | 3 |  |  |  | Single-Speed |  |  |  | 43600 | 2344 | 18.6 | 13.4 | 32000 | 2467 | 3.8 | 3.1 | Non Federally-Regulated | 06/28/2016 |  | 05/13/2019
Enertech Global, LLC | Hydron Module | HVS048*3***1 |  | Water-Source | WBAHP: Heat Pump Packaged Unit | Heat Pump | 460 | 3 |  |  |  | Single-Speed |  |  |  | 49900 | 2884 | 17.3 | 11.2 | 58400 | 3111 | 5.5 | 4.2 | Federally-Regulated Commercial & Industrial Equipment | 03/15/2019 |  | 05/13/2019
Enertech Global, LLC | Hydron Module | HVS048*3***1 |  | Ground-Water-Source | WBAHP: Heat Pump Packaged Unit | Heat Pump | 460 | 3 |  |  |  | Single-Speed |  |  |  | 54900 | 2079 | 26.4 | 16.2 | 47500 | 2900 | 4.8 | 3.6 | Non Federally-Regulated | 03/15/2019 |  | 05/13/2019
Enertech Global, LLC | Hydron Module | HVS048*3***1 |  | Ground-Source | WBAHP: Heat Pump Packaged Unit | Heat Pump | 460 | 3 |  |  |  | Single-Speed |  |  |  | 51600 | 2567 | 20.1 | 13.4 | 38700 | 2908 | 3.9 | 3.1 | Non Federally-Regulated | 03/15/2019 |  | 05/13/2019
Enertech Global, LLC | Hydron Module | HVS024*2***1 |  | Water-Source | WBAHP: Heat Pump Packaged Unit | Heat Pump | 208 | 3 |  |  |  | Single-Speed |  |  |  | 25900 | 1407 | 18.4 | 11.2 | 29800 | 1480 | 5.9 | 4.2 | Federally-Regulated Commercial & Industrial Equipment | 02/16/2016 |  | 05/13/2019
Enertech Global, LLC | Hydron Module | HVS024*2***1 |  | Ground-Water-Source | WBAHP: Heat Pump Packaged Unit | Heat Pump | 208 | 3 |  |  |  | Single-Speed |  |  |  | 29400 | 996 | 29.5 | 16.2 | 24000 | 1379 | 5.1 | 3.6 | Non Federally-Regulated | 02/16/2016 |  | 05/13/2019
Enertech Global, LLC | Hydron Module | HVS024*2***1 |  | Ground-Source | WBAHP: Heat Pump Packaged Unit | Heat Pump | 208 | 3 |  |  |  | Single-Speed |  |  |  | 27000 | 1250 | 21.6 | 13.4 | 19300 | 1346 | 4.2 | 3.1 | Non Federally-Regulated | 02/16/2016 |  | 05/13/2019
Enertech Global, LLC | Hydron Module | HVS036*2***1 |  | Water-Source | WBAHP: Heat Pump Packaged Unit | Heat Pump | 208 | 3 |  |  |  | Single-Speed |  |  |  | 37100 | 2262 | 16.4 | 11.2 | 46200 | 2507 | 5.4 | 4.2 | Federally-Regulated Commercial & Industrial Equipment | 02/16/2016 |  | 05/13/2019
Enertech Global, LLC | Hydron Module | HVS036*2***1 |  | Ground-Water-Source | WBAHP: Heat Pump Packaged Unit | Heat Pump | 208 | 3 |  |  |  | Single-Speed |  |  |  | 41600 | 1631 | 25.5 | 16.2 | 36900 | 2253 | 4.8 | 3.6 | Non Federally-Regulated | 02/16/2016 |  | 05/13/2019
Enertech Global, LLC | Hydron Module | HVS036*2***1 |  | Ground-Source | WBAHP: Heat Pump Packaged Unit | Heat Pump | 208 | 3 |  |  |  | Single-Speed |  |  |  | 38800 | 2020 | 19.2 | 13.4 | 29600 | 2224 | 3.9 | 3.1 | Non Federally-Regulated | 02/16/2016 |  | 05/13/2019
Enertech Global, LLC | Hydron Module | HVT060*3 |  | Water-Source | WBAHP: Heat Pump Packaged Unit | Heat Pump | 460 | 3 |  |  |  | Single-Speed |  |  |  | 58600 | 3805 | 15.4 | 11.2 | 70500 | 4051 | 5.1 | 4.2 | Federally-Regulated Commercial & Industrial Equipment | 03/15/2019 |  | 05/13/2019
Enertech Global, LLC | Hydron Module | HVT060*3 |  | Ground-Water-Source | WBAHP: Heat Pump Packaged Unit | Heat Pump | 460 | 3 |  |  |  | Single-Speed |  |  |  | 64200 | 2918 | 22 | 16.2 | 57500 | 3744 | 4.5 | 3.6 | Non Federally-Regulated | 03/15/2019 |  | 05/13/2019
Enertech Global, LLC | Hydron Module | HVT060*3 |  | Ground-Source | WBAHP: Heat Pump Packaged Unit | Heat Pump | 460 | 3 |  |  |  | Single-Speed |  |  |  | 60900 | 3460 | 17.6 | 13.4 | 46300 | 3570 | 3.8 | 3.1 | Non Federally-Regulated | 03/15/2019 |  | 05/13/2019
Enertech Global, LLC | Hydron Module | HVS042*2***1 |  | Water-Source | WBAHP: Heat Pump Packaged Unit | Heat Pump | 208 | 3 |  |  |  | Single-Speed |  |  |  | 42900 | 2344 | 18.3 | 11.2 | 47800 | 2374 | 5.9 | 4.2 | Federally-Regulated Commercial & Industrial Equipment | 06/28/2016 |  | 05/13/2019
Enertech Global, LLC | Hydron Module | HVS042*2***1 |  | Ground-Water-Source | WBAHP: Heat Pump Packaged Unit | Heat Pump | 208 | 3 |  |  |  | Single-Speed |  |  |  | 47700 | 1679 | 28.4 | 16.2 | 38300 | 2244 | 5 | 3.6 | Non Federally-Regulated | 06/28/2016 |  | 05/13/2019
Enertech Global, LLC | Hydron Module | HVS042*2***1 |  | Ground-Source | WBAHP: Heat Pump Packaged Unit | Heat Pump | 208 | 3 |  |  |  | Single-Speed |  |  |  | 44400 | 2094 | 21.2 | 13.4 | 31100 | 2223 | 4.1 | 3.1 | Non Federally-Regulated | 06/28/2016 |  | 05/13/2019
Enertech Global, LLC | Hydron Module | HVS018*A***1 |  | Water-Source | WBAHP: Heat Pump Packaged Unit | Heat Pump | 265 | 1 |  |  |  | Single-Speed |  |  |  | 20700 | 1101 | 18.8 | 11.2 | 23700 | 1120 | 6.2 | 4.2 | Federally-Regulated Commercial & Industrial Equipment | 02/16/2016 |  | 05/13/2019
Enertech Global, LLC | Hydron Module | HVS018*A***1 |  | Ground-Water-Source | WBAHP: Heat Pump Packaged Unit | Heat Pump | 265 | 1 |  |  |  | Single-Speed |  |  |  | 23200 | 760 | 30.5 | 16.2 | 19600 | 1083 | 5.3 | 3.6 | Non Federally-Regulated | 02/16/2016 |  | 05/13/2019
Enertech Global, LLC | Hydron Module | HVS018*A***1 |  | Ground-Source | WBAHP: Heat Pump Packaged Unit | Heat Pump | 265 | 1 |  |  |  | Single-Speed |  |  |  | 21700 | 977 | 22.2 | 13.4 | 15700 | 1122 | 4.1 | 3.1 | Non Federally-Regulated | 02/16/2016 |  | 05/13/2019
Enertech Global, LLC | Hydron Module | HVS060*4 |  | Water-Source | WBAHP: Heat Pump Packaged Unit | Heat Pump | 575 | 3 |  |  |  | Single-Speed |  |  |  | 57700 | 3898 | 14.8 | 11.2 | 71400 | 4270 | 4.9 | 4.2 | Federally-Regulated Commercial & Industrial Equipment | 06/28/2016 |  | 05/13/2019
Enertech Global, LLC | Hydron Module | HVS060*4 |  | Ground-Water-Source | WBAHP: Heat Pump Packaged Unit | Heat Pump | 575 | 3 |  |  |  | Single-Speed |  |  |  | 63300 | 2971 | 21.3 | 16.2 | 58700 | 4000 | 4.3 | 3.6 | Non Federally-Regulated | 06/28/2016 |  | 05/13/2019
Enertech Global, LLC | Hydron Module | HVS060*4 |  | Ground-Source | WBAHP: Heat Pump Packaged Unit | Heat Pump | 575 | 3 |  |  |  | Single-Speed |  |  |  | 60000 | 3550 | 16.9 | 13.4 | 46900 | 3818 | 3.6 | 3.1 | Non Federally-Regulated | 06/28/2016 |  | 05/13/2019
Enertech Global, LLC | Hydron Module | HVT036 |  | Water-Source | WBAHP: Heat Pump Packaged Unit | Heat Pump | 208 | 1 |  |  |  | Single-Speed |  |  |  | 35800 | 2324 | 15.4 | 11.2 | 45500 | 2614 | 5.1 | 4.2 | Federally-Regulated Commercial & Industrial Equipment | 02/08/2019 |  | 05/13/2019
Enertech Global, LLC | Hydron Module | HVT036 |  | Ground-Water-Source | WBAHP: Heat Pump Packaged Unit | Heat Pump | 208 | 1 |  |  |  | Single-Speed |  |  |  | 40000 | 1754 | 22.8 | 16.2 | 36900 | 2350 | 4.6 | 3.6 | Non Federally-Regulated | 02/08/2019 |  | 05/13/2019
Enertech Global, LLC | Hydron Module | HVT036 |  | Ground-Source | WBAHP: Heat Pump Packaged Unit | Heat Pump | 208 | 1 |  |  |  | Single-Speed |  |  |  | 37400 | 2112 | 17.7 | 13.4 | 29500 | 2216 | 3.9 | 3.1 | Non Federally-Regulated | 02/08/2019 |  | 05/13/2019
Enertech Global, LLC | Hydron Module | HVS024*A***1 |  | Water-Source | WBAHP: Heat Pump Packaged Unit | Heat Pump | 265 | 1 |  |  |  | Single-Speed |  |  |  | 25900 | 1407 | 18.4 | 11.2 | 29800 | 1480 | 5.9 | 4.2 | Federally-Regulated Commercial & Industrial Equipment | 02/16/2016 |  | 05/13/2019
Enertech Global, LLC | Hydron Module | HVS024*A***1 |  | Ground-Water-Source | WBAHP: Heat Pump Packaged Unit | Heat Pump | 265 | 1 |  |  |  | Single-Speed |  |  |  | 29400 | 996 | 29.5 | 16.2 | 24000 | 1379 | 5.1 | 3.6 | Non Federally-Regulated | 02/16/2016 |  | 05/13/2019
Enertech Global, LLC | Hydron Module | HVS024*A***1 |  | Ground-Source | WBAHP: Heat Pump Packaged Unit | Heat Pump | 265 | 1 |  |  |  | Single-Speed |  |  |  | 27000 | 1250 | 21.6 | 13.4 | 19300 | 1346 | 4.2 | 3.1 | Non Federally-Regulated | 02/16/2016 |  | 05/13/2019
Enertech Global, LLC | Hydron Module | HVT060*2 |  | Water-Source | WBAHP: Heat Pump Packaged Unit | Heat Pump | 208 | 3 |  |  |  | Single-Speed |  |  |  | 58600 | 3805 | 15.4 | 11.2 | 70500 | 4051 | 5.1 | 4.2 | Federally-Regulated Commercial & Industrial Equipment | 03/15/2019 |  | 05/13/2019
Enertech Global, LLC | Hydron Module | HVT060*2 |  | Ground-Water-Source | WBAHP: Heat Pump Packaged Unit | Heat Pump | 208 | 3 |  |  |  | Single-Speed |  |  |  | 64200 | 2918 | 22 | 16.2 | 57500 | 3744 | 4.5 | 3.6 | Non Federally-Regulated | 03/15/2019 |  | 05/13/2019
Enertech Global, LLC | Hydron Module | HVT060*2 |  | Ground-Source | WBAHP: Heat Pump Packaged Unit | Heat Pump | 208 | 3 |  |  |  | Single-Speed |  |  |  | 60900 | 3460 | 17.6 | 13.4 | 46300 | 3570 | 3.8 | 3.1 | Non Federally-Regulated | 03/15/2019 |  | 05/13/2019
Enertech Global, LLC | Hydron Module | HVS024*3 |  | Water-Source | WBAHP: Heat Pump Packaged Unit | Heat Pump | 460 | 3 |  |  |  | Single-Speed |  |  |  | 24800 | 1476 | 16.8 | 11.2 | 30000 | 1570 | 5.6 | 4.2 | Federally-Regulated Commercial & Industrial Equipment | 02/16/2016 |  | 05/13/2019
Enertech Global, LLC | Hydron Module | HVS024*3 |  | Ground-Water-Source | WBAHP: Heat Pump Packaged Unit | Heat Pump | 460 | 3 |  |  |  | Single-Speed |  |  |  | 28100 | 1080 | 26 | 16.2 | 24200 | 1447 | 4.9 | 3.6 | Non Federally-Regulated | 02/16/2016 |  | 05/13/2019
Enertech Global, LLC | Hydron Module | HVS024*3 |  | Ground-Source | WBAHP: Heat Pump Packaged Unit | Heat Pump | 460 | 3 |  |  |  | Single-Speed |  |  |  | 26000 | 1319 | 19.7 | 13.4 | 19400 | 1421 | 4 | 3.1 | Non Federally-Regulated | 02/16/2016 |  | 05/13/2019
Enertech Global, LLC | Hydron Module | HVS042*****1 |  | Water-Source | WBAHP: Heat Pump Packaged Unit | Heat Pump | 208 | 1 |  |  |  | Single-Speed |  |  |  | 42900 | 2344 | 18.3 | 11.2 | 47800 | 2374 | 5.9 | 4.2 | Federally-Regulated Commercial & Industrial Equipment | 02/08/2019 |  | 05/13/2019
Enertech Global, LLC | Hydron Module | HVS042*****1 |  | Ground-Water-Source | WBAHP: Heat Pump Packaged Unit | Heat Pump | 208 | 1 |  |  |  | Single-Speed |  |  |  | 47700 | 1679 | 28.4 | 16.2 | 38300 | 2244 | 5 | 3.6 | Non Federally-Regulated | 02/08/2019 |  | 05/13/2019
Enertech Global, LLC | Hydron Module | HVS042*****1 |  | Ground-Source | WBAHP: Heat Pump Packaged Unit | Heat Pump | 208 | 1 |  |  |  | Single-Speed |  |  |  | 44400 | 2094 | 21.2 | 13.4 | 31100 | 2223 | 4.1 | 3.1 | Non Federally-Regulated | 02/08/2019 |  | 05/13/2019
Enertech Global, LLC | Hydron Module | HVT024*2 |  | Water-Source | WBAHP: Heat Pump Packaged Unit | Heat Pump | 208 | 3 |  |  |  | Single-Speed |  |  |  | 24600 | 1527 | 16.1 | 11.2 | 29100 | 1640 | 5.2 | 4.2 | Federally-Regulated Commercial & Industrial Equipment | 02/16/2016 |  | 05/13/2019
Enertech Global, LLC | Hydron Module | HVT024*2 |  | Ground-Water-Source | WBAHP: Heat Pump Packaged Unit | Heat Pump | 208 | 3 |  |  |  | Single-Speed |  |  |  | 27600 | 1159 | 23.8 | 16.2 | 23900 | 1522 | 4.6 | 3.6 | Non Federally-Regulated | 02/16/2016 |  | 05/13/2019
Enertech Global, LLC | Hydron Module | HVT024*2 |  | Ground-Source | WBAHP: Heat Pump Packaged Unit | Heat Pump | 208 | 3 |  |  |  | Single-Speed |  |  |  | 25800 | 1387 | 18.6 | 13.4 | 19400 | 1421 | 4 | 3.1 | Non Federally-Regulated | 02/16/2016 |  | 05/13/2019
Enertech Global, LLC | Hydron Module | HVS060*3 |  | Water-Source | WBAHP: Heat Pump Packaged Unit | Heat Pump | 460 | 3 |  |  |  | Single-Speed |  |  |  | 57700 | 3898 | 14.8 | 11.2 | 71400 | 4270 | 4.9 | 4.2 | Federally-Regulated Commercial & Industrial Equipment | 06/28/2016 |  | 05/13/2019
Enertech Global, LLC | Hydron Module | HVS060*3 |  | Ground-Water-Source | WBAHP: Heat Pump Packaged Unit | Heat Pump | 460 | 3 |  |  |  | Single-Speed |  |  |  | 63300 | 2971 | 21.3 | 16.2 | 58700 | 4000 | 4.3 | 3.6 | Non Federally-Regulated | 06/28/2016 |  | 05/13/2019
Enertech Global, LLC | Hydron Module | HVS060*3 |  | Ground-Source | WBAHP: Heat Pump Packaged Unit | Heat Pump | 460 | 3 |  |  |  | Single-Speed |  |  |  | 60000 | 3550 | 16.9 | 13.4 | 48900 | 3980 | 3.6 | 3.1 | Non Federally-Regulated | 06/28/2016 |  | 05/13/2019
Enertech Global, LLC | Hydron Module | HVT024*A |  | Water-Source | WBAHP: Heat Pump Packaged Unit | Heat Pump | 265 | 1 |  |  |  | Single-Speed |  |  |  | 24600 | 1527 | 16.1 | 11.2 | 29100 | 1640 | 5.2 | 4.2 | Federally-Regulated Commercial & Industrial Equipment | 02/16/2016 |  | 05/13/2019
Enertech Global, LLC | Hydron Module | HVT024*A |  | Ground-Water-Source | WBAHP: Heat Pump Packaged Unit | Heat Pump | 265 | 1 |  |  |  | Single-Speed |  |  |  | 27600 | 1159 | 23.8 | 16.2 | 23900 | 1522 | 4.6 | 3.6 | Non Federally-Regulated | 02/16/2016 |  | 05/13/2019
Enertech Global, LLC | Hydron Module | HVT024*A |  | Ground-Source | WBAHP: Heat Pump Packaged Unit | Heat Pump | 265 | 1 |  |  |  | Single-Speed |  |  |  | 25800 | 1387 | 18.6 | 13.4 | 19400 | 1421 | 4 | 3.1 | Non Federally-Regulated | 02/16/2016 |  | 05/13/2019
Enertech Global, LLC | Hydron Module | HVS030 |  | Water-Source | WBAHP: Heat Pump Packaged Unit | Heat Pump | 208 | 1 |  |  |  | Single-Speed |  |  |  | 28600 | 1798 | 15.9 | 11.2 | 34900 | 1894 | 5.4 | 4.2 | Federally-Regulated Commercial & Industrial Equipment | 02/08/2019 |  | 05/13/2019
Enertech Global, LLC | Hydron Module | HVS030 |  | Ground-Water-Source | WBAHP: Heat Pump Packaged Unit | Heat Pump | 208 | 1 |  |  |  | Single-Speed |  |  |  | 31000 | 1324 | 23.4 | 16.2 | 28700 | 1789 | 4.7 | 3.6 | Non Federally-Regulated | 02/08/2019 |  | 05/13/2019
Enertech Global, LLC | Hydron Module | HVS030 |  | Ground-Source | WBAHP: Heat Pump Packaged Unit | Heat Pump | 208 | 1 |  |  |  | Single-Speed |  |  |  | 30100 | 1627 | 18.5 | 13.4 | 22300 | 1675 | 3.9 | 3.1 | Non Federally-Regulated | 02/08/2019 |  | 05/13/2019
Enertech Global, LLC | Hydron Module | HVS024*3***1 |  | Water-Source | WBAHP: Heat Pump Packaged Unit | Heat Pump | 460 | 3 |  |  |  | Single-Speed |  |  |  | 25900 | 1407 | 18.4 | 11.2 | 29800 | 1480 | 5.9 | 4.2 | Federally-Regulated Commercial & Industrial Equipment | 02/16/2016 |  | 05/13/2019
Enertech Global, LLC | Hydron Module | HVS024*3***1 |  | Ground-Water-Source | WBAHP: Heat Pump Packaged Unit | Heat Pump | 460 | 3 |  |  |  | Single-Speed |  |  |  | 29400 | 996 | 29.5 | 16.2 | 24000 | 1379 | 5.1 | 3.6 | Non Federally-Regulated | 02/16/2016 |  | 05/13/2019
Enertech Global, LLC | Hydron Module | HVS024*3***1 |  | Ground-Source | WBAHP: Heat Pump Packaged Unit | Heat Pump | 460 | 3 |  |  |  | Single-Speed |  |  |  | 27000 | 1250 | 21.6 | 13.4 | 19300 | 1346 | 4.2 | 3.1 | Non Federally-Regulated | 02/16/2016 |  | 05/13/2019
Enertech Global, LLC | Hydron Module | HVS048*4 |  | Water-Source | WBAHP: Heat Pump Packaged Unit | Heat Pump | 575 | 3 |  |  |  | Single-Speed |  |  |  | 48500 | 3190 | 15.2 | 11.2 | 58900 | 3452 | 5 | 4.2 | Federally-Regulated Commercial & Industrial Equipment | 03/15/2019 |  | 05/13/2019
Enertech Global, LLC | Hydron Module | HVS048*4 |  | Ground-Water-Source | WBAHP: Heat Pump Packaged Unit | Heat Pump | 575 | 3 |  |  |  | Single-Speed |  |  |  | 53400 | 2362 | 22.6 | 16.2 | 48100 | 3203 | 4.4 | 3.6 | Non Federally-Regulated | 03/15/2019 |  | 05/13/2019
Enertech Global, LLC | Hydron Module | HVS048*4 |  | Ground-Source | WBAHP: Heat Pump Packaged Unit | Heat Pump | 575 | 3 |  |  |  | Single-Speed |  |  |  | 50500 | 2869 | 17.6 | 13.4 | 39600 | 3223 | 3.6 | 3.1 | Non Federally-Regulated | 03/15/2019 |  | 05/13/2019
Enertech Global, LLC | Hydron Module | HVS048 |  | Water-Source | WBAHP: Heat Pump Packaged Unit | Heat Pump | 208 | 1 |  |  |  | Single-Speed |  |  |  | 48500 | 3190 | 15.2 | 11.2 | 58900 | 3452 | 5 | 4.2 | Federally-Regulated Commercial & Industrial Equipment | 03/15/2019 |  | 05/13/2019
Enertech Global, LLC | Hydron Module | HVS048 |  | Ground-Water-Source | WBAHP: Heat Pump Packaged Unit | Heat Pump | 208 | 1 |  |  |  | Single-Speed |  |  |  | 53400 | 2362 | 22.6 | 16.2 | 48100 | 3203 | 4.4 | 3.6 | Non Federally-Regulated | 03/15/2019 |  | 05/13/2019
Enertech Global, LLC | Hydron Module | HVS048 |  | Ground-Source | WBAHP: Heat Pump Packaged Unit | Heat Pump | 208 | 1 |  |  |  | Single-Speed |  |  |  | 50500 | 2869 | 17.6 | 13.4 | 39600 | 3223 | 3.6 | 3.1 | Non Federally-Regulated | 03/15/2019 |  | 05/13/2019
Enertech Global, LLC | Hydron Module | HVS006 |  | Water-Source | WBAHP: Heat Pump Packaged Unit | Heat Pump | 208 | 1 |  |  |  | Single-Speed |  |  |  | 6800 | 425 | 16 | 11.2 | 8400 | 447 | 5.5 | 4.2 | Federally-Regulated Commercial & Industrial Equipment | 02/08/2019 |  | 05/13/2019
Enertech Global, LLC | Hydron Module | HVS006 |  | Ground-Water-Source | WBAHP: Heat Pump Packaged Unit | Heat Pump | 208 | 1 |  |  |  | Single-Speed |  |  |  | 7800 | 302 | 25.8 | 16.2 | 7000 | 445 | 4.6 | 3.6 | Non Federally-Regulated | 02/08/2019 |  | 05/13/2019
Enertech Global, LLC | Hydron Module | HVS006 |  | Ground-Source | WBAHP: Heat Pump Packaged Unit | Heat Pump | 208 | 1 |  |  |  | Single-Speed |  |  |  | 7200 | 387 | 18.6 | 13.4 | 5600 | 443 | 3.7 | 3.1 | Non Federally-Regulated | 02/08/2019 |  | 05/13/2019
Enertech Global, LLC | Hydron Module | HVT036*3 |  | Water-Source | WBAHP: Heat Pump Packaged Unit | Heat Pump | 460 | 3 |  |  |  | Single-Speed |  |  |  | 35800 | 2324 | 15.4 | 11.2 | 45500 | 2614 | 5.1 | 4.2 | Federally-Regulated Commercial & Industrial Equipment | 02/16/2016 |  | 05/13/2019
Enertech Global, LLC | Hydron Module | HVT036*3 |  | Ground-Water-Source | WBAHP: Heat Pump Packaged Unit | Heat Pump | 460 | 3 |  |  |  | Single-Speed |  |  |  | 40000 | 1754 | 22.8 | 16.2 | 36900 | 2350 | 4.6 | 3.6 | Non Federally-Regulated | 02/16/2016 |  | 05/13/2019
Enertech Global, LLC | Hydron Module | HVT036*3 |  | Ground-Source | WBAHP: Heat Pump Packaged Unit | Heat Pump | 460 | 3 |  |  |  | Single-Speed |  |  |  | 37400 | 2112 | 17.7 | 13.4 | 29500 | 2216 | 3.9 | 3.1 | Non Federally-Regulated | 02/16/2016 |  | 05/13/2019
Enertech Global, LLC | Hydron Module | HVS036*4 |  | Water-Source | WBAHP: Heat Pump Packaged Unit | Heat Pump | 575 | 3 |  |  |  | Single-Speed |  |  |  | 36000 | 2322 | 15.5 | 11.2 | 46500 | 2620 | 5.2 | 4.2 | Federally-Regulated Commercial & Industrial Equipment | 02/16/2016 |  | 05/13/2019
Enertech Global, LLC | Hydron Module | HVS036*4 |  | Ground-Water-Source | WBAHP: Heat Pump Packaged Unit | Heat Pump | 575 | 3 |  |  |  | Single-Speed |  |  |  | 40500 | 1723 | 23.5 | 16.2 | 37600 | 2395 | 4.6 | 3.6 | Non Federally-Regulated | 02/16/2016 |  | 05/13/2019
Enertech Global, LLC | Hydron Module | HVS036*4 |  | Ground-Source | WBAHP: Heat Pump Packaged Unit | Heat Pump | 575 | 3 |  |  |  | Single-Speed |  |  |  | 37800 | 2100 | 18 | 13.4 | 30200 | 2269 | 3.9 | 3.1 | Non Federally-Regulated | 02/16/2016 |  | 05/13/2019
Enertech Global, LLC | Hydron Module | HVS030*2 |  | Water-Source | WBAHP: Heat Pump Packaged Unit | Heat Pump | 208 | 3 |  |  |  | Single-Speed |  |  |  | 28600 | 1798 | 15.9 | 11.2 | 34900 | 1894 | 5.4 | 4.2 | Federally-Regulated Commercial & Industrial Equipment | 10/10/2017 |  | 05/13/2019
Enertech Global, LLC | Hydron Module | HVS030*2 |  | Ground-Water-Source | WBAHP: Heat Pump Packaged Unit | Heat Pump | 208 | 3 |  |  |  | Single-Speed |  |  |  | 31000 | 1324 | 23.4 | 16.2 | 28700 | 1789 | 4.7 | 3.6 | Non Federally-Regulated | 10/10/2017 |  | 05/13/2019
Enertech Global, LLC | Hydron Module | HVS030*2 |  | Ground-Source | WBAHP: Heat Pump Packaged Unit | Heat Pump | 208 | 3 |  |  |  | Single-Speed |  |  |  | 30100 | 1627 | 18.5 | 13.4 | 22300 | 1675 | 3.9 | 3.1 | Non Federally-Regulated | 10/10/2017 |  | 05/13/2019
Enertech Global, LLC | Hydron Module | HVS036*A |  | Water-Source | WBAHP: Heat Pump Packaged Unit | Heat Pump | 265 | 1 |  |  |  | Single-Speed |  |  |  | 36000 | 2322 | 15.5 | 11.2 | 46500 | 2620 | 5.2 | 4.2 | Federally-Regulated Commercial & Industrial Equipment | 02/16/2016 |  | 05/13/2019
Enertech Global, LLC | Hydron Module | HVS036*A |  | Ground-Water-Source | WBAHP: Heat Pump Packaged Unit | Heat Pump | 265 | 1 |  |  |  | Single-Speed |  |  |  | 40500 | 1723 | 23.5 | 16.2 | 37600 | 2395 | 4.6 | 3.6 | Non Federally-Regulated | 02/16/2016 |  | 05/13/2019
Enertech Global, LLC | Hydron Module | HVS036*A |  | Ground-Source | WBAHP: Heat Pump Packaged Unit | Heat Pump | 265 | 1 |  |  |  | Single-Speed |  |  |  | 37800 | 2100 | 18 | 13.4 | 30200 | 2269 | 3.9 | 3.1 | Non Federally-Regulated | 02/16/2016 |  | 05/13/2019
Enertech Global, LLC | Hydron Module | HVS018 |  | Water-Source | WBAHP: Heat Pump Packaged Unit | Heat Pump | 208 | 1 |  |  |  | Single-Speed |  |  |  | 20500 | 1213 | 16.9 | 11.2 | 24200 | 1222 | 5.8 | 4.2 | Federally-Regulated Commercial & Industrial Equipment | 02/08/2019 |  | 05/13/2019
Enertech Global, LLC | Hydron Module | HVS018 |  | Ground-Water-Source | WBAHP: Heat Pump Packaged Unit | Heat Pump | 208 | 1 |  |  |  | Single-Speed |  |  |  | 23200 | 843 | 27.5 | 16.2 | 20100 | 1178 | 5 | 3.6 | Non Federally-Regulated | 02/08/2019 |  | 05/13/2019
Enertech Global, LLC | Hydron Module | HVS018 |  | Ground-Source | WBAHP: Heat Pump Packaged Unit | Heat Pump | 208 | 1 |  |  |  | Single-Speed |  |  |  | 21400 | 1070 | 20 | 13.4 | 16300 | 1224 | 3.9 | 3.1 | Non Federally-Regulated | 02/08/2019 |  | 05/13/2019
Enertech Global, LLC | Hydron Module | HVS009*9 |  | Water-Source | WBAHP: Heat Pump Packaged Unit | Heat Pump | 115 | 1 |  |  |  | Single-Speed |  |  |  | 10200 | 680 | 15 | 11.2 | 13000 | 732 | 5.2 | 4.2 | Federally-Regulated Commercial & Industrial Equipment | 04/01/2016 |  | 05/13/2019
Enertech Global, LLC | Hydron Module | HVS009*9 |  | Ground-Water-Source | WBAHP: Heat Pump Packaged Unit | Heat Pump | 115 | 1 |  |  |  | Single-Speed |  |  |  | 11900 | 538 | 22.1 | 16.2 | 10600 | 706 | 4.4 | 3.6 | Non Federally-Regulated | 04/01/2016 |  | 05/13/2019
Enertech Global, LLC | Hydron Module | HVS009*9 |  | Ground-Source | WBAHP: Heat Pump Packaged Unit | Heat Pump | 115 | 1 |  |  |  | Single-Speed |  |  |  | 10900 | 626 | 17.4 | 13.4 | 8500 | 691 | 3.6 | 3.1 | Non Federally-Regulated | 04/01/2016 |  | 05/13/2019
Enertech Global, LLC | Hydron Module | HVS030*A***1 |  | Water-Source | WBAHP: Heat Pump Packaged Unit | Heat Pump | 265 | 1 |  |  |  | Single-Speed |  |  |  | 30100 | 1710 | 17.6 | 11.2 | 36200 | 1798 | 5.9 | 4.2 | Federally-Regulated Commercial & Industrial Equipment | 02/16/2016 |  | 05/13/2019
Enertech Global, LLC | Hydron Module | HVS030*A***1 |  | Ground-Water-Source | WBAHP: Heat Pump Packaged Unit | Heat Pump | 265 | 1 |  |  |  | Single-Speed |  |  |  | 34000 | 1236 | 27.5 | 16.2 | 29200 | 1677 | 5.1 | 3.6 | Non Federally-Regulated | 02/16/2016 |  | 05/13/2019
Enertech Global, LLC | Hydron Module | HVS030*A***1 |  | Ground-Source | WBAHP: Heat Pump Packaged Unit | Heat Pump | 265 | 1 |  |  |  | Single-Speed |  |  |  | 31400 | 1539 | 20.4 | 13.4 | 23200 | 1618 | 4.2 | 3.1 | Non Federally-Regulated | 02/16/2016 |  | 05/13/2019
Enertech Global, LLC | Hydron Module | HVS030*2***1 |  | Water-Source | WBAHP: Heat Pump Packaged Unit | Heat Pump | 208 | 3 |  |  |  | Single-Speed |  |  |  | 30100 | 1710 | 17.6 | 11.2 | 36200 | 1798 | 5.9 | 4.2 | Federally-Regulated Commercial & Industrial Equipment | 02/16/2016 |  | 05/13/2019
Enertech Global, LLC | Hydron Module | HVS030*2***1 |  | Ground-Water-Source | WBAHP: Heat Pump Packaged Unit | Heat Pump | 208 | 3 |  |  |  | Single-Speed |  |  |  | 34000 | 1236 | 27.5 | 16.2 | 29200 | 1677 | 5.1 | 3.6 | Non Federally-Regulated | 02/16/2016 |  | 05/13/2019
Enertech Global, LLC | Hydron Module | HVS030*2***1 |  | Ground-Source | WBAHP: Heat Pump Packaged Unit | Heat Pump | 208 | 3 |  |  |  | Single-Speed |  |  |  | 31400 | 1539 | 20.4 | 13.4 | 23200 | 1618 | 4.2 | 3.1 | Non Federally-Regulated | 02/16/2016 |  | 05/13/2019
Enertech Global, LLC | Hydron Module | HVS030*A |  | Water-Source | WBAHP: Heat Pump Packaged Unit | Heat Pump | 265 | 1 |  |  |  | Single-Speed |  |  |  | 28600 | 1798 | 15.9 | 11.2 | 34900 | 1894 | 5.4 | 4.2 | Federally-Regulated Commercial & Industrial Equipment | 10/10/2017 |  | 05/13/2019
Enertech Global, LLC | Hydron Module | HVS030*A |  | Ground-Water-Source | WBAHP: Heat Pump Packaged Unit | Heat Pump | 265 | 1 |  |  |  | Single-Speed |  |  |  | 31000 | 1324 | 23.4 | 16.2 | 28700 | 1789 | 4.7 | 3.6 | Non Federally-Regulated | 10/10/2017 |  | 05/13/2019
Enertech Global, LLC | Hydron Module | HVS030*A |  | Ground-Source | WBAHP: Heat Pump Packaged Unit | Heat Pump | 265 | 1 |  |  |  | Single-Speed |  |  |  | 30100 | 1627 | 18.5 | 13.4 | 22300 | 1675 | 3.9 | 3.1 | Non Federally-Regulated | 10/10/2017 |  | 05/13/2019
Enertech Global, LLC | Hydron Module | HVS018*A |  | Water-Source | WBAHP: Heat Pump Packaged Unit | Heat Pump | 265 | 1 |  |  |  | Single-Speed |  |  |  | 20500 | 1213 | 16.9 | 11.2 | 24200 | 1222 | 5.8 | 4.2 | Federally-Regulated Commercial & Industrial Equipment | 02/16/2016 |  | 05/13/2019
Enertech Global, LLC | Hydron Module | HVS018*A |  | Ground-Water-Source | WBAHP: Heat Pump Packaged Unit | Heat Pump | 265 | 1 |  |  |  | Single-Speed |  |  |  | 23200 | 843 | 27.5 | 16.2 | 20100 | 1178 | 5 | 3.6 | Non Federally-Regulated | 02/16/2016 |  | 05/13/2019
Enertech Global, LLC | Hydron Module | HVS018*A |  | Ground-Source | WBAHP: Heat Pump Packaged Unit | Heat Pump | 265 | 1 |  |  |  | Single-Speed |  |  |  | 21400 | 1070 | 20 | 13.4 | 16300 | 1224 | 3.9 | 3.1 | Non Federally-Regulated | 02/16/2016 |  | 05/13/2019
Enertech Global, LLC | Hydron Module | HVS009*A |  | Water-Source | WBAHP: Heat Pump Packaged Unit | Heat Pump | 265 | 1 |  |  |  | Single-Speed |  |  |  | 10200 | 680 | 15 | 11.2 | 13000 | 732 | 5.2 | 4.2 | Federally-Regulated Commercial & Industrial Equipment | 04/01/2016 |  | 05/13/2019
Enertech Global, LLC | Hydron Module | HVS009*A |  | Ground-Water-Source | WBAHP: Heat Pump Packaged Unit | Heat Pump | 265 | 1 |  |  |  | Single-Speed |  |  |  | 11900 | 538 | 22.1 | 16.2 | 10600 | 706 | 4.4 | 3.6 | Non Federally-Regulated | 04/01/2016 |  | 05/13/2019
Enertech Global, LLC | Hydron Module | HVS009*A |  | Ground-Source | WBAHP: Heat Pump Packaged Unit | Heat Pump | 265 | 1 |  |  |  | Single-Speed |  |  |  | 10900 | 626 | 17.4 | 13.4 | 8500 | 691 | 3.6 | 3.1 | Non Federally-Regulated | 04/01/2016 |  | 05/13/2019
Enertech Global, LLC | Hydron Module | HVS015*A***1 |  | Water-Source | WBAHP: Heat Pump Packaged Unit | Heat Pump | 265 | 1 |  |  |  | Single-Speed |  |  |  | 15200 | 808 | 18.8 | 11.2 | 17700 | 810 | 6.4 | 4.2 | Federally-Regulated Commercial & Industrial Equipment | 10/10/2017 |  | 05/13/2019
Enertech Global, LLC | Hydron Module | HVS015*A***1 |  | Ground-Water-Source | WBAHP: Heat Pump Packaged Unit | Heat Pump | 265 | 1 |  |  |  | Single-Speed |  |  |  | 17400 | 550 | 31.6 | 16.2 | 14400 | 781 | 5.4 | 3.6 | Non Federally-Regulated | 10/10/2017 |  | 05/13/2019
Enertech Global, LLC | Hydron Module | HVS015*A***1 |  | Ground-Source | WBAHP: Heat Pump Packaged Unit | Heat Pump | 265 | 1 |  |  |  | Single-Speed |  |  |  | 16000 | 717 | 22.3 | 13.4 | 11500 | 783 | 4.3 | 3.1 | Non Federally-Regulated | 10/10/2017 |  | 05/13/2019
Enertech Global, LLC | Hydron Module | HVT048*2 |  | Water-Source | WBAHP: Heat Pump Packaged Unit | Heat Pump | 208 | 3 |  |  |  | Single-Speed |  |  |  | 49300 | 3043 | 16.2 | 11.2 | 58400 | 3229 | 5.3 | 4.2 | Federally-Regulated Commercial & Industrial Equipment | 06/28/2016 |  | 05/13/2019
Enertech Global, LLC | Hydron Module | HVT048*2 |  | Ground-Water-Source | WBAHP: Heat Pump Packaged Unit | Heat Pump | 208 | 3 |  |  |  | Single-Speed |  |  |  | 54700 | 2232 | 24.5 | 16.2 | 46900 | 2988 | 4.6 | 3.6 | Non Federally-Regulated | 06/28/2016 |  | 05/13/2019
Enertech Global, LLC | Hydron Module | HVT048*2 |  | Ground-Source | WBAHP: Heat Pump Packaged Unit | Heat Pump | 208 | 3 |  |  |  | Single-Speed |  |  |  | 51300 | 2714 | 18.9 | 13.4 | 38300 | 2878 | 3.9 | 3.1 | Non Federally-Regulated | 06/28/2016 |  | 05/13/2019
Enertech Global, LLC | Hydron Module | HVS030*3 |  | Water-Source | WBAHP: Heat Pump Packaged Unit | Heat Pump | 460 | 3 |  |  |  | Single-Speed |  |  |  | 28600 | 1798 | 15.9 | 11.2 | 34900 | 1894 | 5.4 | 4.2 | Federally-Regulated Commercial & Industrial Equipment | 10/10/2017 |  | 05/13/2019
Enertech Global, LLC | Hydron Module | HVS030*3 |  | Ground-Water-Source | WBAHP: Heat Pump Packaged Unit | Heat Pump | 460 | 3 |  |  |  | Single-Speed |  |  |  | 31000 | 1324 | 23.4 | 16.2 | 28700 | 1789 | 4.7 | 3.6 | Non Federally-Regulated | 10/10/2017 |  | 05/13/2019
Enertech Global, LLC | Hydron Module | HVS030*3 |  | Ground-Source | WBAHP: Heat Pump Packaged Unit | Heat Pump | 460 | 3 |  |  |  | Single-Speed |  |  |  | 30100 | 1627 | 18.5 | 13.4 | 22300 | 1675 | 3.9 | 3.1 | Non Federally-Regulated | 10/10/2017 |  | 05/13/2019
Enertech Global, LLC | Hydron Module | HVS030*****1 |  | Water-Source | WBAHP: Heat Pump Packaged Unit | Heat Pump | 208 | 1 |  |  |  | Single-Speed |  |  |  | 30100 | 1710 | 17.6 | 11.2 | 36200 | 1798 | 5.9 | 4.2 | Federally-Regulated Commercial & Industrial Equipment | 02/08/2019 |  | 05/13/2019
Enertech Global, LLC | Hydron Module | HVS030*****1 |  | Ground-Water-Source | WBAHP: Heat Pump Packaged Unit | Heat Pump | 208 | 1 |  |  |  | Single-Speed |  |  |  | 34000 | 1236 | 27.5 | 16.2 | 29200 | 1677 | 5.1 | 3.6 | Non Federally-Regulated | 02/08/2019 |  | 05/13/2019
Enertech Global, LLC | Hydron Module | HVS030*****1 |  | Ground-Source | WBAHP: Heat Pump Packaged Unit | Heat Pump | 208 | 1 |  |  |  | Single-Speed |  |  |  | 31400 | 1539 | 20.4 | 13.4 | 23200 | 1618 | 4.2 | 3.1 | Non Federally-Regulated | 02/08/2019 |  | 05/13/2019
Enertech Global, LLC | Hydron Module | HVS048*****1 |  | Water-Source | WBAHP: Heat Pump Packaged Unit | Heat Pump | 208 | 1 |  |  |  | Single-Speed |  |  |  | 49900 | 2884 | 17.3 | 11.2 | 58400 | 3111 | 5.5 | 4.2 | Federally-Regulated Commercial & Industrial Equipment | 03/15/2019 |  | 05/13/2019
Enertech Global, LLC | Hydron Module | HVS048*****1 |  | Ground-Water-Source | WBAHP: Heat Pump Packaged Unit | Heat Pump | 208 | 1 |  |  |  | Single-Speed |  |  |  | 54900 | 2079 | 26.4 | 16.2 | 47500 | 2900 | 4.8 | 3.6 | Non Federally-Regulated | 03/15/2019 |  | 05/13/2019
Enertech Global, LLC | Hydron Module | HVS048*****1 |  | Ground-Source | WBAHP: Heat Pump Packaged Unit | Heat Pump | 208 | 1 |  |  |  | Single-Speed |  |  |  | 51600 | 2567 | 20.1 | 13.4 | 38700 | 2908 | 3.9 | 3.1 | Non Federally-Regulated | 03/15/2019 |  | 05/13/2019
Enertech Global, LLC | Hydron Module | HVT048*3 |  | Water-Source | WBAHP: Heat Pump Packaged Unit | Heat Pump | 460 | 3 |  |  |  | Single-Speed |  |  |  | 49300 | 3043 | 16.2 | 11.2 | 58400 | 3229 | 5.3 | 4.2 | Federally-Regulated Commercial & Industrial Equipment | 06/28/2016 |  | 05/13/2019
Enertech Global, LLC | Hydron Module | HVT048*3 |  | Ground-Water-Source | WBAHP: Heat Pump Packaged Unit | Heat Pump | 460 | 3 |  |  |  | Single-Speed |  |  |  | 54700 | 2232 | 24.5 | 16.2 | 46900 | 2988 | 4.6 | 3.6 | Non Federally-Regulated | 06/28/2016 |  | 05/13/2019
Enertech Global, LLC | Hydron Module | HVT048*3 |  | Ground-Source | WBAHP: Heat Pump Packaged Unit | Heat Pump | 460 | 3 |  |  |  | Single-Speed |  |  |  | 51300 | 2714 | 18.9 | 13.4 | 38300 | 2878 | 3.9 | 3.1 | Non Federally-Regulated | 06/28/2016 |  | 05/13/2019
Enertech Global, LLC | Hydron Module | HVT036*2 |  | Water-Source | WBAHP: Heat Pump Packaged Unit | Heat Pump | 208 | 3 |  |  |  | Single-Speed |  |  |  | 35800 | 2324 | 15.4 | 11.2 | 45500 | 2614 | 5.1 | 4.2 | Federally-Regulated Commercial & Industrial Equipment | 02/16/2016 |  | 05/13/2019
Enertech Global, LLC | Hydron Module | HVT036*2 |  | Ground-Water-Source | WBAHP: Heat Pump Packaged Unit | Heat Pump | 208 | 3 |  |  |  | Single-Speed |  |  |  | 40000 | 1754 | 22.8 | 16.2 | 36900 | 2350 | 4.6 | 3.6 | Non Federally-Regulated | 02/16/2016 |  | 05/13/2019
Enertech Global, LLC | Hydron Module | HVT036*2 |  | Ground-Source | WBAHP: Heat Pump Packaged Unit | Heat Pump | 208 | 3 |  |  |  | Single-Speed |  |  |  | 37400 | 2112 | 17.7 | 13.4 | 29500 | 2216 | 3.9 | 3.1 | Non Federally-Regulated | 02/16/2016 |  | 05/13/2019
Enertech Global, LLC | Hydron Module | HVS015*A |  | Water-Source | WBAHP: Heat Pump Packaged Unit | Heat Pump | 265 | 1 |  |  |  | Single-Speed |  |  |  | 15100 | 862 | 17.5 | 11.2 | 17900 | 874 | 6 | 4.2 | Federally-Regulated Commercial & Industrial Equipment | 10/10/2017 |  | 05/13/2019
Enertech Global, LLC | Hydron Module | HVS015*A |  | Ground-Water-Source | WBAHP: Heat Pump Packaged Unit | Heat Pump | 265 | 1 |  |  |  | Single-Speed |  |  |  | 17500 | 607 | 28.8 | 16.2 | 14600 | 838 | 5.1 | 3.6 | Non Federally-Regulated | 10/10/2017 |  | 05/13/2019
Enertech Global, LLC | Hydron Module | HVS015*A |  | Ground-Source | WBAHP: Heat Pump Packaged Unit | Heat Pump | 265 | 1 |  |  |  | Single-Speed |  |  |  | 16000 | 808 | 19.8 | 13.4 | 11600 | 829 | 4.1 | 3.1 | Non Federally-Regulated | 10/10/2017 |  | 05/13/2019
Enertech Global, LLC | Hydron Module | HVS030*4 |  | Water-Source | WBAHP: Heat Pump Packaged Unit | Heat Pump | 575 | 3 |  |  |  | Single-Speed |  |  |  | 28600 | 1798 | 15.9 | 11.2 | 34900 | 1894 | 5.4 | 4.2 | Federally-Regulated Commercial & Industrial Equipment | 10/10/2017 |  | 05/13/2019
Enertech Global, LLC | Hydron Module | HVS030*4 |  | Ground-Water-Source | WBAHP: Heat Pump Packaged Unit | Heat Pump | 575 | 3 |  |  |  | Single-Speed |  |  |  | 31000 | 1324 | 23.4 | 16.2 | 28700 | 1789 | 4.7 | 3.6 | Non Federally-Regulated | 10/10/2017 |  | 05/13/2019
Enertech Global, LLC | Hydron Module | HVS030*4 |  | Ground-Source | WBAHP: Heat Pump Packaged Unit | Heat Pump | 575 | 3 |  |  |  | Single-Speed |  |  |  | 30100 | 1627 | 18.5 | 13.4 | 22300 | 1675 | 3.9 | 3.1 | Non Federally-Regulated | 10/10/2017 |  | 05/13/2019
Enertech Global, LLC | Hydron Module | HCT060D |  | Ground-Source | WBAHP: Heat Pump Packaged Unit | Heat Pump | 208 | 1 |  |  |  | Single-Speed |  |  |  | 61000 | 3674 | 16.6 | 13.4 | 47900 | 3794 | 3.7 | 3.1 | Non Federally-Regulated | 04/24/2019 |  | 05/13/2019
FHP Manufacturing Company | Bryant | GC060C/H/V******1*X1 + UI |  | Water-Source | WBAHP: Heat Pump Packaged Unit | Both Heat Pump and Electric Re | 208 | 1 |  |  |  | Dual-Speed |  |  |  | 63800 | 4129 | 15.45 | 11.2 | 73300 | 4475 | 4.8 | 4.2 | Federally-Regulated Commercial & Industrial Equipment | 03/15/2019 |  | 05/13/2019
FHP Manufacturing Company | Bryant | GC048C/H/V******1*X1 + UI |  | Water-Source | WBAHP: Heat Pump Packaged Unit | Both Heat Pump and Electric Re | 208 | 1 |  |  |  | Dual-Speed |  |  |  | 49200 | 3174 | 15.5 | 11.2 | 56100 | 3255 | 5.1 | 4.2 | Federally-Regulated Commercial & Industrial Equipment | 12/07/2018 |  | 05/13/2019
FHP Manufacturing Company | Bryant | GC048C/H/V******1*X1 + UI |  | Ground-Water-Source | WBAHP: Heat Pump Packaged Unit | Both Heat Pump and Electric Re | 208 | 1 |  |  |  | Dual-Speed |  |  |  | 55300 | 2323 | 23.8 | 16.2 | 46300 | 2982 | 4.6 | 3.6 | Non Federally-Regulated | 12/07/2018 |  | 05/13/2019
FHP Manufacturing Company | Bryant | GC048C/H/V******1*X1 + UI |  | Ground-Source | WBAHP: Heat Pump Packaged Unit | Both Heat Pump and Electric Re | 208 | 1 |  |  |  | Dual-Speed |  |  |  | 51300 | 2850 | 18 | 13.4 | 36900 | 2772 | 3.9 | 3.1 | Non Federally-Regulated | 12/07/2018 |  | 05/13/2019
FHP Manufacturing Company | Bryant | GB018H******1**2 |  | Water-Source | WBAHP: Heat Pump Packaged Unit | Heat Pump | 208 | 1 |  |  |  | Single-Speed |  |  |  | 19500 | 1266 | 15.4 | 11.2 | 21300 | 1248 | 5 | 4.2 | Federally-Regulated Commercial & Industrial Equipment | 04/24/2019 |  | 05/13/2019
FHP Manufacturing Company | Bryant | GB018H******1**2 |  | Ground-Water-Source | WBAHP: Heat Pump Packaged Unit | Heat Pump | 208 | 1 |  |  |  | Single-Speed |  |  |  | 21300 | 862 | 24.7 | 16.2 | 17700 | 1178 | 4.4 | 3.6 | Non Federally-Regulated | 04/24/2019 |  | 05/13/2019
FHP Manufacturing Company | Bryant | GB018H******1**2 |  | Ground-Source | WBAHP: Heat Pump Packaged Unit | Heat Pump | 208 | 1 |  |  |  | Single-Speed |  |  |  | 20500 | 1145 | 17.9 | 13.4 | 14800 | 1188 | 3.7 | 3.1 | Non Federally-Regulated | 04/24/2019 |  | 05/13/2019
FHP Manufacturing Company | Bryant | GB042V******1**1 |  | Water-Source | WBAHP: Heat Pump Packaged Unit | Heat Pump | 208 | 1 |  |  |  | Single-Speed |  |  |  | 40600 | 2671 | 15.2 | 11.2 | 42400 | 2259 | 5.5 | 4.2 | Federally-Regulated Commercial & Industrial Equipment | 04/24/2019 |  | 05/13/2019
FHP Manufacturing Company | Bryant | GB042V******1**1 |  | Ground-Water-Source | WBAHP: Heat Pump Packaged Unit | Heat Pump | 208 | 1 |  |  |  | Single-Speed |  |  |  | 45000 | 1757 | 25.6 | 16.2 | 35000 | 2205 | 4.7 | 3.6 | Non Federally-Regulated | 04/24/2019 |  | 05/13/2019
FHP Manufacturing Company | Bryant | GB042V******1**1 |  | Ground-Source | WBAHP: Heat Pump Packaged Unit | Heat Pump | 208 | 1 |  |  |  | Single-Speed |  |  |  | 42200 | 2125 | 19.85 | 13.4 | 26800 | 2122 | 3.7 | 3.1 | Non Federally-Regulated | 04/24/2019 |  | 05/13/2019
FHP Manufacturing Company | Bryant | GB048V******1**1 |  | Water-Source | WBAHP: Heat Pump Packaged Unit | Heat Pump | 208 | 1 |  |  |  | Single-Speed |  |  |  | 47400 | 3160 | 15 | 11.2 | 50000 | 2764 | 5.3 | 4.2 | Federally-Regulated Commercial & Industrial Equipment | 04/24/2019 |  | 05/13/2019
FHP Manufacturing Company | Bryant | GB048V******1**1 |  | Ground-Water-Source | WBAHP: Heat Pump Packaged Unit | Heat Pump | 208 | 1 |  |  |  | Single-Speed |  |  |  | 52900 | 2190 | 24.15 | 16.2 | 40500 | 2760 | 4.3 | 3.6 | Non Federally-Regulated | 04/24/2019 |  | 05/13/2019
FHP Manufacturing Company | Bryant | GB048V******1**1 |  | Ground-Source | WBAHP: Heat Pump Packaged Unit | Heat Pump | 208 | 1 |  |  |  | Single-Speed |  |  |  | 49500 | 2788 | 17.75 | 13.4 | 33400 | 2645 | 3.7 | 3.1 | Non Federally-Regulated | 04/24/2019 |  | 05/13/2019
FHP Manufacturing Company | Bryant | GB030H/V******1*X1 |  | Water-Source | WBAHP: Heat Pump Packaged Unit | Heat Pump | 208 | 1 |  |  |  | Single-Speed |  |  |  | 27000 | 1626 | 16.6 | 11.2 | 31000 | 1593 | 5.7 | 4.2 | Federally-Regulated Commercial & Industrial Equipment | 03/15/2019 |  | 05/13/2019
FHP Manufacturing Company | Bryant | GB030H/V******1*X1 |  | Ground-Water-Source | WBAHP: Heat Pump Packaged Unit | Heat Pump | 208 | 1 |  |  |  | Single-Speed |  |  |  | 31700 | 1174 | 27 | 16.2 | 25000 | 1480 | 5 | 3.6 | Non Federally-Regulated | 03/15/2019 |  | 05/13/2019
FHP Manufacturing Company | Bryant | GB030H/V******1*X1 |  | Ground-Source | WBAHP: Heat Pump Packaged Unit | Heat Pump | 208 | 1 |  |  |  | Single-Speed |  |  |  | 28500 | 1469 | 19.4 | 13.4 | 20500 | 1521 | 4 | 3.1 | Non Federally-Regulated | 03/15/2019 |  | 05/13/2019
FHP Manufacturing Company | Bryant | GB018V******1**2 |  | Water-Source | WBAHP: Heat Pump Packaged Unit | Heat Pump | 208 | 1 |  |  |  | Single-Speed |  |  |  | 19500 | 1189 | 16.4 | 11.2 | 21300 | 1224 | 5.1 | 4.2 | Federally-Regulated Commercial & Industrial Equipment | 04/24/2019 |  | 05/13/2019
FHP Manufacturing Company | Bryant | GB018V******1**2 |  | Ground-Water-Source | WBAHP: Heat Pump Packaged Unit | Heat Pump | 208 | 1 |  |  |  | Single-Speed |  |  |  | 21300 | 832 | 25.6 | 16.2 | 17700 | 1152 | 4.5 | 3.6 | Non Federally-Regulated | 04/24/2019 |  | 05/13/2019
FHP Manufacturing Company | Bryant | GB018V******1**2 |  | Ground-Source | WBAHP: Heat Pump Packaged Unit | Heat Pump | 208 | 1 |  |  |  | Single-Speed |  |  |  | 20500 | 1078 | 19 | 13.4 | 14800 | 1141 | 3.8 | 3.1 | Non Federally-Regulated | 04/24/2019 |  | 05/13/2019
FHP Manufacturing Company | Bryant | GC024C/H/V******1*X1 + UI |  | Water-Source | WBAHP: Heat Pump Packaged Unit | Both Heat Pump and Electric Re | 208 | 1 |  |  |  | Dual-Speed |  |  |  | 25500 | 1465 | 17.4 | 11.2 | 29200 | 1528 | 5.6 | 4.2 | Federally-Regulated Commercial & Industrial Equipment | 03/15/2019 |  | 05/13/2019
FHP Manufacturing Company | Bryant | GC024C/H/V******1*X1 + UI |  | Ground-Water-Source | WBAHP: Heat Pump Packaged Unit | Both Heat Pump and Electric Re | 208 | 1 |  |  |  | Dual-Speed |  |  |  | 29000 | 1094 | 26.5 | 16.2 | 23500 | 1405 | 4.9 | 3.6 | Non Federally-Regulated | 03/15/2019 |  | 05/13/2019
FHP Manufacturing Company | Bryant | GC024C/H/V******1*X1 + UI |  | Ground-Source | WBAHP: Heat Pump Packaged Unit | Both Heat Pump and Electric Re | 208 | 1 |  |  |  | Dual-Speed |  |  |  | 26600 | 1336 | 19.9 | 13.4 | 18000 | 1395 | 3.8 | 3.1 | Non Federally-Regulated | 03/15/2019 |  | 05/13/2019
FHP Manufacturing Company | Bryant | GC036C/H/V******1*X1 + UI |  | Water-Source | WBAHP: Heat Pump Packaged Unit | Both Heat Pump and Electric Re | 208 | 1 |  |  |  | Dual-Speed |  |  |  | 39000 | 2142 | 18.2 | 11.2 | 42800 | 2459 | 5.1 | 4.2 | Federally-Regulated Commercial & Industrial Equipment | 04/24/2019 |  | 05/13/2019
FHP Manufacturing Company | Bryant | GC036C/H/V******1*X1 + UI |  | Ground-Water-Source | WBAHP: Heat Pump Packaged Unit | Both Heat Pump and Electric Re | 208 | 1 |  |  |  | Dual-Speed |  |  |  | 43300 | 1665 | 26 | 16.2 | 35900 | 2312 | 4.6 | 3.6 | Non Federally-Regulated | 04/24/2019 |  | 05/13/2019
FHP Manufacturing Company | Bryant | GC036C/H/V******1*X1 + UI |  | Ground-Source | WBAHP: Heat Pump Packaged Unit | Both Heat Pump and Electric Re | 208 | 1 |  |  |  | Dual-Speed |  |  |  | 40800 | 2019 | 20.2 | 13.4 | 28400 | 2107 | 4 | 3.1 | Non Federally-Regulated | 04/24/2019 |  | 05/13/2019
FHP Manufacturing Company | Bryant | GB042H******1**1 |  | Water-Source | WBAHP: Heat Pump Packaged Unit | Heat Pump | 208 | 1 |  |  |  | Single-Speed |  |  |  | 40600 | 2367 | 17.15 | 11.2 | 42400 | 2142 | 5.8 | 4.2 | Federally-Regulated Commercial & Industrial Equipment | 04/24/2019 |  | 05/13/2019
FHP Manufacturing Company | Bryant | GB042H******1**1 |  | Ground-Water-Source | WBAHP: Heat Pump Packaged Unit | Heat Pump | 208 | 1 |  |  |  | Single-Speed |  |  |  | 45000 | 1654 | 27.2 | 16.2 | 35000 | 2051 | 5 | 3.6 | Non Federally-Regulated | 04/24/2019 |  | 05/13/2019
FHP Manufacturing Company | Bryant | GB042H******1**1 |  | Ground-Source | WBAHP: Heat Pump Packaged Unit | Heat Pump | 208 | 1 |  |  |  | Single-Speed |  |  |  | 42200 | 2089 | 20.2 | 13.4 | 26800 | 1963 | 4 | 3.1 | Non Federally-Regulated | 04/24/2019 |  | 05/13/2019
FHP Manufacturing Company | Bryant | GC024H**N***1*X1 |  | Water-Source | WBAHP: Heat Pump Packaged Unit | Both Heat Pump and Electric Re | 208 | 1 |  |  |  | Dual-Speed |  |  |  | 25500 | 1629 | 15.65 | 11.2 | 29200 | 1528 | 5.6 | 4.2 | Federally-Regulated Commercial & Industrial Equipment | 04/24/2019 |  | 05/13/2019
FHP Manufacturing Company | Bryant | GC024H**N***1*X1 |  | Ground-Water-Source | WBAHP: Heat Pump Packaged Unit | Both Heat Pump and Electric Re | 208 | 1 |  |  |  | Dual-Speed |  |  |  | 29000 | 1203 | 24.1 | 16.2 | 23500 | 1377 | 5 | 3.6 | Non Federally-Regulated | 04/24/2019 |  | 05/13/2019
FHP Manufacturing Company | Bryant | GC024H**N***1*X1 |  | Ground-Source | WBAHP: Heat Pump Packaged Unit | Both Heat Pump and Electric Re | 208 | 1 |  |  |  | Dual-Speed |  |  |  | 26600 | 1453 | 18.3 | 13.4 | 18000 | 1425 | 3.7 | 3.1 | Non Federally-Regulated | 04/24/2019 |  | 05/13/2019
FHP Manufacturing Company | Bryant | GZ036***C***1**2 | FE/V****005 | Water-Source | WBAHP-CB: Heat Pump Split Syst | Both Heat Pump and Electric Re | 208 | 1 | False |  |  | Dual-Speed |  |  |  | 37700 | 2478 | 15.21 | 12 | 45000 | 2637 | 5 | 4.2 | Federally-Regulated Commercial & Industrial Equipment | 04/24/2019 |  | 05/13/2019
FHP Manufacturing Company | Bryant | GZ036***C***1**2 | FE/V****005 | Ground-Water-Source | WBAHP-CB: Heat Pump Split Syst | Both Heat Pump and Electric Re | 208 | 1 | False |  |  | Dual-Speed |  |  |  | 41400 | 1819 | 22.75 | 16.2 | 36700 | 2444 | 4.4 | 3.6 | Non Federally-Regulated | 04/24/2019 |  | 05/13/2019
FHP Manufacturing Company | Bryant | GZ036***C***1**2 | FE/V****005 | Ground-Source | WBAHP-CB: Heat Pump Split Syst | Both Heat Pump and Electric Re | 208 | 1 | False |  |  | Dual-Speed |  |  |  | 39200 | 2227 | 17.6 | 13.4 | 27400 | 2361 | 3.4 | 3.1 | Non Federally-Regulated | 04/24/2019 |  | 05/13/2019
FHP Manufacturing Company | Bryant | GC024V/C**C***1*X1 + UI |  | Water-Source | WBAHP: Heat Pump Packaged Unit | Both Heat Pump and Electric Re | 208 | 1 |  |  |  | Dual-Speed |  |  |  | 25500 | 1574 | 16.2 | 11.2 | 29200 | 1661 | 5.2 | 4.2 | Federally-Regulated Commercial & Industrial Equipment | 04/24/2019 |  | 05/13/2019
FHP Manufacturing Company | Bryant | GC024V/C**C***1*X1 + UI |  | Ground-Water-Source | WBAHP: Heat Pump Packaged Unit | Both Heat Pump and Electric Re | 208 | 1 |  |  |  | Dual-Speed |  |  |  | 29000 | 1155 | 25.1 | 16.2 | 23500 | 1601 | 4.3 | 3.6 | Non Federally-Regulated | 04/24/2019 |  | 05/13/2019
FHP Manufacturing Company | Bryant | GC024V/C**C***1*X1 + UI |  | Ground-Source | WBAHP: Heat Pump Packaged Unit | Both Heat Pump and Electric Re | 208 | 1 |  |  |  | Dual-Speed |  |  |  | 26600 | 1385 | 19.2 | 13.4 | 18000 | 1425 | 3.7 | 3.1 | Non Federally-Regulated | 04/24/2019 |  | 05/13/2019
FHP Manufacturing Company | Bryant | GC024V/C**N***1*X1 |  | Water-Source | WBAHP: Heat Pump Packaged Unit | Both Heat Pump and Electric Re | 208 | 1 |  |  |  | Dual-Speed |  |  |  | 25500 | 1613 | 15.8 | 11.2 | 29200 | 1630 | 5.3 | 4.2 | Federally-Regulated Commercial & Industrial Equipment | 04/24/2019 |  | 05/13/2019
FHP Manufacturing Company | Bryant | GC024V/C**N***1*X1 |  | Ground-Water-Source | WBAHP: Heat Pump Packaged Unit | Both Heat Pump and Electric Re | 208 | 1 |  |  |  | Dual-Speed |  |  |  | 29000 | 1223 | 23.7 | 16.2 | 23500 | 1497 | 4.6 | 3.6 | Non Federally-Regulated | 04/24/2019 |  | 05/13/2019
FHP Manufacturing Company | Bryant | GC024V/C**N***1*X1 |  | Ground-Source | WBAHP: Heat Pump Packaged Unit | Both Heat Pump and Electric Re | 208 | 1 |  |  |  | Dual-Speed |  |  |  | 26600 | 1461 | 18.2 | 13.4 | 18000 | 1425 | 3.7 | 3.1 | Non Federally-Regulated | 04/24/2019 |  | 05/13/2019
FHP Manufacturing Company | Bryant | GC048H**N***1*X1 |  | Water-Source | WBAHP: Heat Pump Packaged Unit | Both Heat Pump and Electric Re | 208 | 1 |  |  |  | Dual-Speed |  |  |  | 49200 | 3174 | 15.5 | 11.2 | 56100 | 3102 | 5.3 | 4.2 | Federally-Regulated Commercial & Industrial Equipment | 04/24/2019 |  | 05/13/2019
FHP Manufacturing Company | Bryant | GC048H**N***1*X1 |  | Ground-Water-Source | WBAHP: Heat Pump Packaged Unit | Both Heat Pump and Electric Re | 208 | 1 |  |  |  | Dual-Speed |  |  |  | 55300 | 2323 | 23.8 | 16.2 | 46300 | 2826 | 4.8 | 3.6 | Non Federally-Regulated | 04/24/2019 |  | 05/13/2019
FHP Manufacturing Company | Bryant | GC048H**N***1*X1 |  | Ground-Source | WBAHP: Heat Pump Packaged Unit | Both Heat Pump and Electric Re | 208 | 1 |  |  |  | Dual-Speed |  |  |  | 51300 | 2850 | 18 | 13.4 | 36900 | 2637 | 4.1 | 3.1 | Non Federally-Regulated | 04/24/2019 |  | 05/13/2019
FHP Manufacturing Company | Bryant | GC048V/C**N***1*X1 |  | Water-Source | WBAHP: Heat Pump Packaged Unit | Both Heat Pump and Electric Re | 208 | 1 |  |  |  | Dual-Speed |  |  |  | 49200 | 3226 | 15.25 | 11.2 | 56100 | 3425 | 4.8 | 4.2 | Federally-Regulated Commercial & Industrial Equipment | 04/24/2019 |  | 05/13/2019
FHP Manufacturing Company | Bryant | GC048V/C**N***1*X1 |  | Ground-Water-Source | WBAHP: Heat Pump Packaged Unit | Both Heat Pump and Electric Re | 208 | 1 |  |  |  | Dual-Speed |  |  |  | 55300 | 2368 | 23.35 | 16.2 | 46300 | 3155 | 4.3 | 3.6 | Non Federally-Regulated | 04/24/2019 |  | 05/13/2019
FHP Manufacturing Company | Bryant | GC048V/C**N***1*X1 |  | Ground-Source | WBAHP: Heat Pump Packaged Unit | Both Heat Pump and Electric Re | 208 | 1 |  |  |  | Dual-Speed |  |  |  | 51300 | 2898 | 17.7 | 13.4 | 36900 | 3004 | 3.6 | 3.1 | Non Federally-Regulated | 04/24/2019 |  | 05/13/2019
FHP Manufacturing Company | Bryant | GC048H**C***1*X1 |  | Water-Source | WBAHP: Heat Pump Packaged Unit | Both Heat Pump and Electric Re | 208 | 1 |  |  |  | Dual-Speed |  |  |  | 49200 | 3055 | 16.1 | 11.2 | 56100 | 3044 | 5.4 | 4.2 | Federally-Regulated Commercial & Industrial Equipment | 04/24/2019 |  | 05/13/2019
FHP Manufacturing Company | Bryant | GC048H**C***1*X1 |  | Ground-Water-Source | WBAHP: Heat Pump Packaged Unit | Both Heat Pump and Electric Re | 208 | 1 |  |  |  | Dual-Speed |  |  |  | 55300 | 2266 | 24.4 | 16.2 | 46300 | 2826 | 4.8 | 3.6 | Non Federally-Regulated | 04/24/2019 |  | 05/13/2019
FHP Manufacturing Company | Bryant | GC048H**C***1*X1 |  | Ground-Source | WBAHP: Heat Pump Packaged Unit | Both Heat Pump and Electric Re | 208 | 1 |  |  |  | Dual-Speed |  |  |  | 51300 | 2736 | 18.75 | 13.4 | 36900 | 2637 | 4.1 | 3.1 | Non Federally-Regulated | 04/24/2019 |  | 05/13/2019
FHP Manufacturing Company | Bryant | GC024H**C***1*X1 |  | Water-Source | WBAHP: Heat Pump Packaged Unit | Both Heat Pump and Electric Re | 208 | 1 |  |  |  | Dual-Speed |  |  |  | 25500 | 1536 | 16.6 | 11.2 | 29200 | 1528 | 5.6 | 4.2 | Federally-Regulated Commercial & Industrial Equipment | 04/24/2019 |  | 05/13/2019
FHP Manufacturing Company | Bryant | GC024H**C***1*X1 |  | Ground-Water-Source | WBAHP: Heat Pump Packaged Unit | Both Heat Pump and Electric Re | 208 | 1 |  |  |  | Dual-Speed |  |  |  | 29000 | 1126 | 25.75 | 16.2 | 23500 | 1377 | 5 | 3.6 | Non Federally-Regulated | 04/24/2019 |  | 05/13/2019
FHP Manufacturing Company | Bryant | GC024H**C***1*X1 |  | Ground-Source | WBAHP: Heat Pump Packaged Unit | Both Heat Pump and Electric Re | 208 | 1 |  |  |  | Dual-Speed |  |  |  | 26600 | 1336 | 19.9 | 13.4 | 18000 | 1425 | 3.7 | 3.1 | Non Federally-Regulated | 04/24/2019 |  | 05/13/2019
FHP Manufacturing Company | Bryant | GC048V/C**C***1*X1 |  | Water-Source | WBAHP: Heat Pump Packaged Unit | Both Heat Pump and Electric Re | 208 | 1 |  |  |  | Dual-Speed |  |  |  | 49200 | 3133 | 15.7 | 11.2 | 56100 | 3288 | 5 | 4.2 | Federally-Regulated Commercial & Industrial Equipment | 04/24/2019 |  | 05/13/2019
FHP Manufacturing Company | Bryant | GC048V/C**C***1*X1 |  | Ground-Water-Source | WBAHP: Heat Pump Packaged Unit | Both Heat Pump and Electric Re | 208 | 1 |  |  |  | Dual-Speed |  |  |  | 55300 | 2323 | 23.8 | 16.2 | 46300 | 3049 | 4.5 | 3.6 | Non Federally-Regulated | 04/24/2019 |  | 05/13/2019
FHP Manufacturing Company | Bryant | GC048V/C**C***1*X1 |  | Ground-Source | WBAHP: Heat Pump Packaged Unit | Both Heat Pump and Electric Re | 208 | 1 |  |  |  | Dual-Speed |  |  |  | 51300 | 2826 | 18.15 | 13.4 | 36900 | 2772 | 3.9 | 3.1 | Non Federally-Regulated | 04/24/2019 |  | 05/13/2019
FHP Manufacturing Company | Bryant | GZ036***N***1**2 | FE/V****005 | Water-Source | WBAHP-CB: Heat Pump Split Syst | Both Heat Pump and Electric Re | 208 | 1 | False |  |  | Dual-Speed |  |  |  | 37700 | 2683 | 14.05 | 12 | 45000 | 2691 | 4.9 | 4.2 | Federally-Regulated Commercial & Industrial Equipment | 04/24/2019 |  | 05/13/2019
FHP Manufacturing Company | Bryant | GZ036***N***1**2 | FE/V****005 | Ground-Water-Source | WBAHP-CB: Heat Pump Split Syst | Both Heat Pump and Electric Re | 208 | 1 | False |  |  | Dual-Speed |  |  |  | 41400 | 2039 | 20.3 | 16.2 | 36700 | 2560 | 4.2 | 3.6 | Non Federally-Regulated | 04/24/2019 |  | 05/13/2019
FHP Manufacturing Company | Bryant | GZ036***N***1**2 | FE/V****005 | Ground-Source | WBAHP-CB: Heat Pump Split Syst | Both Heat Pump and Electric Re | 208 | 1 | False |  |  | Dual-Speed |  |  |  | 39200 | 2412 | 16.25 | 13.4 | 27400 | 2230 | 3.6 | 3.1 | Non Federally-Regulated | 04/24/2019 |  | 05/13/2019
FHP Manufacturing Company | BOSCH-GEO | SM024-1CSN-*****A | SM024-1AV*-*****A | Water-Source | WBAHP-CB: Heat Pump Split Syst | Both Heat Pump and Electric Re | 208 | 1 | False |  |  | Dual-Speed |  |  |  | 23100 | 1540 | 15 | 12 | 26400 | 1487 | 5.2 | 4.2 | Federally-Regulated Commercial & Industrial Equipment | 04/24/2019 |  | 05/13/2019
FHP Manufacturing Company | BOSCH-GEO | SM024-1CSN-*****A | SM024-1AV*-*****A | Ground-Water-Source | WBAHP-CB: Heat Pump Split Syst | Both Heat Pump and Electric Re | 208 | 1 | False |  |  | Dual-Speed |  |  |  | 28500 | 1283 | 22.2 | 16.2 | 22200 | 1445 | 4.5 | 3.6 | Non Federally-Regulated | 04/24/2019 |  | 05/13/2019
FHP Manufacturing Company | BOSCH-GEO | SM024-1CSN-*****A | SM024-1AV*-*****A | Ground-Source | WBAHP-CB: Heat Pump Split Syst | Both Heat Pump and Electric Re | 208 | 1 | False |  |  | Dual-Speed |  |  |  | 26200 | 1541 | 17 | 13.4 | 17700 | 1383 | 3.8 | 3.1 | Non Federally-Regulated | 04/24/2019 |  | 05/13/2019
FHP Manufacturing Company | BOSCH-GEO | BP036-1HZ/VT |  | Ground-Water-Source | WBAHP: Heat Pump Packaged Unit | Heat Pump | 208 | 1 |  |  |  | Single-Speed |  |  |  | 40200 | 1552 | 25.9 | 16.2 | 34400 | 2057 | 4.9 | 3.6 | Non Federally-Regulated | 02/08/2019 |  | 05/13/2019
FHP Manufacturing Company | BOSCH-GEO | BP036-1HZ/VT |  | Ground-Source | WBAHP: Heat Pump Packaged Unit | Heat Pump | 208 | 1 |  |  |  | Single-Speed |  |  |  | 37500 | 1903 | 19.7 | 13.4 | 26000 | 1858 | 4.1 | 3.1 | Non Federally-Regulated | 02/08/2019 |  | 05/13/2019
FHP Manufacturing Company | BOSCH-GEO | CE061-1HZN-*****A |  | Water-Source | WBAHP: Heat Pump Packaged Unit | Heat Pump | 208 | 1 |  |  |  | Dual-Speed |  |  |  | 60000 | 4285 | 14 | 11.2 | 72000 | 4587 | 4.6 | 4.2 | Federally-Regulated Commercial & Industrial Equipment | 04/24/2019 |  | 05/13/2019
FHP Manufacturing Company | BOSCH-GEO | CE061-1HZN-*****A |  | Ground-Source | WBAHP: Heat Pump Packaged Unit | Heat Pump | 208 | 1 |  |  |  | Dual-Speed |  |  |  | 62000 | 3850 | 16.1 | 13.4 | 49000 | 3934 | 3.7 | 3.1 | Non Federally-Regulated | 04/24/2019 |  | 05/13/2019
FHP Manufacturing Company | BOSCH-GEO | SM060-1CF/HZ/VT |  | Water-Source | WBAHP: Heat Pump Packaged Unit | Both Heat Pump and Electric Re | 208 | 1 |  |  |  | Dual-Speed |  |  |  | 63800 | 4129 | 15.45 | 11.2 | 73300 | 4475 | 4.8 | 4.2 | Federally-Regulated Commercial & Industrial Equipment | 04/24/2019 |  | 05/13/2019
FHP Manufacturing Company | BOSCH-GEO | SM048-1CF/HZ/VT |  | Water-Source | WBAHP: Heat Pump Packaged Unit | Both Heat Pump and Electric Re | 208 | 1 |  |  |  | Dual-Speed |  |  |  | 49200 | 3174 | 15.5 | 11.2 | 56100 | 3255 | 5.1 | 4.2 | Federally-Regulated Commercial & Industrial Equipment | 04/24/2019 |  | 05/13/2019
FHP Manufacturing Company | BOSCH-GEO | SM048-1CF/HZ/VT |  | Ground-Water-Source | WBAHP: Heat Pump Packaged Unit | Both Heat Pump and Electric Re | 208 | 1 |  |  |  | Dual-Speed |  |  |  | 55300 | 2323 | 23.8 | 16.2 | 46300 | 2982 | 4.6 | 3.6 | Non Federally-Regulated | 04/24/2019 |  | 05/13/2019
FHP Manufacturing Company | BOSCH-GEO | SM048-1CF/HZ/VT |  | Ground-Source | WBAHP: Heat Pump Packaged Unit | Both Heat Pump and Electric Re | 208 | 1 |  |  |  | Dual-Speed |  |  |  | 51300 | 2850 | 18 | 13.4 | 36900 | 2772 | 3.9 | 3.1 | Non Federally-Regulated | 04/24/2019 |  | 05/13/2019
FHP Manufacturing Company | BOSCH-GEO | BP018-1HZ*******C |  | Water-Source | WBAHP: Heat Pump Packaged Unit | Heat Pump | 208 | 1 |  |  |  | Single-Speed |  |  |  | 19500 | 1266 | 15.4 | 11.2 | 21300 | 1248 | 5 | 4.2 | Federally-Regulated Commercial & Industrial Equipment | 04/24/2019 |  | 05/13/2019
FHP Manufacturing Company | BOSCH-GEO | BP018-1HZ*******C |  | Ground-Water-Source | WBAHP: Heat Pump Packaged Unit | Heat Pump | 208 | 1 |  |  |  | Single-Speed |  |  |  | 21300 | 862 | 24.7 | 16.2 | 17700 | 1178 | 4.4 | 3.6 | Non Federally-Regulated | 04/24/2019 |  | 05/13/2019
FHP Manufacturing Company | BOSCH-GEO | BP018-1HZ*******C |  | Ground-Source | WBAHP: Heat Pump Packaged Unit | Heat Pump | 208 | 1 |  |  |  | Single-Speed |  |  |  | 20500 | 1145 | 17.9 | 13.4 | 14800 | 1188 | 3.7 | 3.1 | Non Federally-Regulated | 04/24/2019 |  | 05/13/2019
FHP Manufacturing Company | BOSCH-GEO | BP042-1VT*******B |  | Water-Source | WBAHP: Heat Pump Packaged Unit | Heat Pump | 208 | 1 |  |  |  | Single-Speed |  |  |  | 40600 | 2671 | 15.2 | 11.2 | 42400 | 2259 | 5.5 | 4.2 | Federally-Regulated Commercial & Industrial Equipment | 04/24/2019 |  | 05/13/2019
FHP Manufacturing Company | BOSCH-GEO | BP042-1VT*******B |  | Ground-Water-Source | WBAHP: Heat Pump Packaged Unit | Heat Pump | 208 | 1 |  |  |  | Single-Speed |  |  |  | 45000 | 1757 | 25.6 | 16.2 | 35000 | 2205 | 4.7 | 3.6 | Non Federally-Regulated | 04/24/2019 |  | 05/13/2019
FHP Manufacturing Company | BOSCH-GEO | BP042-1VT*******B |  | Ground-Source | WBAHP: Heat Pump Packaged Unit | Heat Pump | 208 | 1 |  |  |  | Single-Speed |  |  |  | 42200 | 2125 | 19.85 | 13.4 | 26800 | 2122 | 3.7 | 3.1 | Non Federally-Regulated | 04/24/2019 |  | 05/13/2019
FHP Manufacturing Company | BOSCH-GEO | BP048-1VT*******B |  | Water-Source | WBAHP: Heat Pump Packaged Unit | Heat Pump | 208 | 1 |  |  |  | Single-Speed |  |  |  | 47400 | 3160 | 15 | 11.2 | 50000 | 2764 | 5.3 | 4.2 | Federally-Regulated Commercial & Industrial Equipment | 04/24/2019 |  | 05/13/2019
FHP Manufacturing Company | BOSCH-GEO | BP048-1VT*******B |  | Ground-Water-Source | WBAHP: Heat Pump Packaged Unit | Heat Pump | 208 | 1 |  |  |  | Single-Speed |  |  |  | 52900 | 2190 | 24.15 | 16.2 | 40500 | 2760 | 4.3 | 3.6 | Non Federally-Regulated | 04/24/2019 |  | 05/13/2019
FHP Manufacturing Company | BOSCH-GEO | BP048-1VT*******B |  | Ground-Source | WBAHP: Heat Pump Packaged Unit | Heat Pump | 208 | 1 |  |  |  | Single-Speed |  |  |  | 49500 | 2788 | 17.75 | 13.4 | 33400 | 2645 | 3.7 | 3.1 | Non Federally-Regulated | 04/24/2019 |  | 05/13/2019
FHP Manufacturing Company | BOSCH-GEO | BP024-1HZ/VT |  | Water-Source | WBAHP: Heat Pump Packaged Unit | Heat Pump | 208 | 1 |  |  |  | Single-Speed |  |  |  | 24500 | 1445 | 16.95 | 11.2 | 28500 | 1561 | 5.4 | 4.2 | Federally-Regulated Commercial & Industrial Equipment | 04/24/2019 |  | 05/13/2019
FHP Manufacturing Company | BOSCH-GEO | BP024-1HZ/VT |  | Ground-Water-Source | WBAHP: Heat Pump Packaged Unit | Heat Pump | 208 | 1 |  |  |  | Single-Speed |  |  |  | 28400 | 1038 | 27.35 | 16.2 | 23700 | 1543 | 4.5 | 3.6 | Non Federally-Regulated | 04/24/2019 |  | 05/13/2019
FHP Manufacturing Company | BOSCH-GEO | BP024-1HZ/VT |  | Ground-Source | WBAHP: Heat Pump Packaged Unit | Heat Pump | 208 | 1 |  |  |  | Single-Speed |  |  |  | 26000 | 1313 | 19.8 | 13.4 | 18000 | 1425 | 3.7 | 3.1 | Non Federally-Regulated | 04/24/2019 |  | 05/13/2019
FHP Manufacturing Company | BOSCH-GEO | BP018-1VT*******C |  | Water-Source | WBAHP: Heat Pump Packaged Unit | Heat Pump | 208 | 1 |  |  |  | Single-Speed |  |  |  | 19500 | 1189 | 16.4 | 11.2 | 21300 | 1224 | 5.1 | 4.2 | Federally-Regulated Commercial & Industrial Equipment | 04/24/2019 |  | 05/13/2019
FHP Manufacturing Company | BOSCH-GEO | BP018-1VT*******C |  | Ground-Water-Source | WBAHP: Heat Pump Packaged Unit | Heat Pump | 208 | 1 |  |  |  | Single-Speed |  |  |  | 21300 | 832 | 25.6 | 16.2 | 17700 | 1152 | 4.5 | 3.6 | Non Federally-Regulated | 04/24/2019 |  | 05/13/2019
FHP Manufacturing Company | BOSCH-GEO | BP018-1VT*******C |  | Ground-Source | WBAHP: Heat Pump Packaged Unit | Heat Pump | 208 | 1 |  |  |  | Single-Speed |  |  |  | 20500 | 1078 | 19 | 13.4 | 14800 | 1141 | 3.8 | 3.1 | Non Federally-Regulated | 04/24/2019 |  | 05/13/2019
FHP Manufacturing Company | BOSCH-GEO | SM024-1CF/HZ/VT |  | Water-Source | WBAHP: Heat Pump Packaged Unit | Both Heat Pump and Electric Re | 208 | 1 |  |  |  | Dual-Speed |  |  |  | 25500 | 1465 | 17.4 | 11.2 | 29200 | 1528 | 5.6 | 4.2 | Federally-Regulated Commercial & Industrial Equipment | 04/24/2019 |  | 05/13/2019
FHP Manufacturing Company | BOSCH-GEO | SM024-1CF/HZ/VT |  | Ground-Water-Source | WBAHP: Heat Pump Packaged Unit | Both Heat Pump and Electric Re | 208 | 1 |  |  |  | Dual-Speed |  |  |  | 29000 | 1094 | 26.5 | 16.2 | 23500 | 1405 | 4.9 | 3.6 | Non Federally-Regulated | 04/24/2019 |  | 05/13/2019
FHP Manufacturing Company | BOSCH-GEO | SM024-1CF/HZ/VT |  | Ground-Source | WBAHP: Heat Pump Packaged Unit | Both Heat Pump and Electric Re | 208 | 1 |  |  |  | Dual-Speed |  |  |  | 26600 | 1336 | 19.9 | 13.4 | 18000 | 1395 | 3.8 | 3.1 | Non Federally-Regulated | 04/24/2019 |  | 05/13/2019
FHP Manufacturing Company | BOSCH-GEO | SM036-1CF/HZ/VT |  | Water-Source | WBAHP: Heat Pump Packaged Unit | Both Heat Pump and Electric Re | 208 | 1 |  |  |  | Dual-Speed |  |  |  | 39000 | 2142 | 18.2 | 11.2 | 42800 | 2459 | 5.1 | 4.2 | Federally-Regulated Commercial & Industrial Equipment | 04/24/2019 |  | 05/13/2019
FHP Manufacturing Company | BOSCH-GEO | SM036-1CF/HZ/VT |  | Ground-Water-Source | WBAHP: Heat Pump Packaged Unit | Both Heat Pump and Electric Re | 208 | 1 |  |  |  | Dual-Speed |  |  |  | 43300 | 1665 | 26 | 16.2 | 35900 | 2312 | 4.6 | 3.6 | Non Federally-Regulated | 04/24/2019 |  | 05/13/2019
FHP Manufacturing Company | BOSCH-GEO | SM036-1CF/HZ/VT |  | Ground-Source | WBAHP: Heat Pump Packaged Unit | Both Heat Pump and Electric Re | 208 | 1 |  |  |  | Dual-Speed |  |  |  | 40800 | 2019 | 20.2 | 13.4 | 28400 | 2107 | 4 | 3.1 | Non Federally-Regulated | 04/24/2019 |  | 05/13/2019
FHP Manufacturing Company | BOSCH-GEO | BP042-1HZ*******B |  | Water-Source | WBAHP: Heat Pump Packaged Unit | Heat Pump | 208 | 1 |  |  |  | Single-Speed |  |  |  | 40600 | 2367 | 17.15 | 11.2 | 42400 | 2142 | 5.8 | 4.2 | Federally-Regulated Commercial & Industrial Equipment | 04/24/2019 |  | 05/13/2019
FHP Manufacturing Company | BOSCH-GEO | BP042-1HZ*******B |  | Ground-Water-Source | WBAHP: Heat Pump Packaged Unit | Heat Pump | 208 | 1 |  |  |  | Single-Speed |  |  |  | 45000 | 1654 | 27.2 | 16.2 | 35000 | 2051 | 5 | 3.6 | Non Federally-Regulated | 04/24/2019 |  | 05/13/2019
FHP Manufacturing Company | BOSCH-GEO | BP042-1HZ*******B |  | Ground-Source | WBAHP: Heat Pump Packaged Unit | Heat Pump | 208 | 1 |  |  |  | Single-Speed |  |  |  | 42200 | 2089 | 20.2 | 13.4 | 26800 | 1963 | 4 | 3.1 | Non Federally-Regulated | 04/24/2019 |  | 05/13/2019
FHP Manufacturing Company | BOSCH-GEO | SM048-1HZC-*****A |  | Water-Source | WBAHP: Heat Pump Packaged Unit | Both Heat Pump and Electric Re | 208 | 1 |  |  |  | Dual-Speed |  |  |  | 49200 | 3055 | 16.1 | 11.2 | 56100 | 3044 | 5.4 | 4.2 | Federally-Regulated Commercial & Industrial Equipment | 04/24/2019 |  | 05/13/2019
FHP Manufacturing Company | BOSCH-GEO | SM048-1HZC-*****A |  | Ground-Water-Source | WBAHP: Heat Pump Packaged Unit | Both Heat Pump and Electric Re | 208 | 1 |  |  |  | Dual-Speed |  |  |  | 55300 | 2266 | 24.4 | 16.2 | 46300 | 2826 | 4.8 | 3.6 | Non Federally-Regulated | 04/24/2019 |  | 05/13/2019
FHP Manufacturing Company | BOSCH-GEO | SM048-1HZC-*****A |  | Ground-Source | WBAHP: Heat Pump Packaged Unit | Both Heat Pump and Electric Re | 208 | 1 |  |  |  | Dual-Speed |  |  |  | 51300 | 2736 | 18.75 | 13.4 | 36900 | 2637 | 4.1 | 3.1 | Non Federally-Regulated | 04/24/2019 |  | 05/13/2019
FHP Manufacturing Company | BOSCH-GEO | BP030-1HZ/VT |  | Water-Source | WBAHP: Heat Pump Packaged Unit | Heat Pump | 208 | 1 |  |  |  | Single-Speed |  |  |  | 27000 | 1626 | 16.6 | 11.2 | 31000 | 1593 | 5.7 | 4.2 | Federally-Regulated Commercial & Industrial Equipment | 04/24/2019 |  | 05/13/2019
FHP Manufacturing Company | BOSCH-GEO | BP030-1HZ/VT |  | Ground-Water-Source | WBAHP: Heat Pump Packaged Unit | Heat Pump | 208 | 1 |  |  |  | Single-Speed |  |  |  | 31700 | 1174 | 27 | 16.2 | 25000 | 1480 | 5 | 3.6 | Non Federally-Regulated | 04/24/2019 |  | 05/13/2019
FHP Manufacturing Company | BOSCH-GEO | BP030-1HZ/VT |  | Ground-Source | WBAHP: Heat Pump Packaged Unit | Heat Pump | 208 | 1 |  |  |  | Single-Speed |  |  |  | 28500 | 1469 | 19.4 | 13.4 | 20500 | 1521 | 4 | 3.1 | Non Federally-Regulated | 04/24/2019 |  | 05/13/2019
FHP Manufacturing Company | BOSCH-GEO | SM024-1VT/CFC******A |  | Water-Source | WBAHP: Heat Pump Packaged Unit | Both Heat Pump and Electric Re | 208 | 1 |  |  |  | Dual-Speed |  |  |  | 25500 | 1574 | 16.2 | 11.2 | 29200 | 1661 | 5.2 | 4.2 | Federally-Regulated Commercial & Industrial Equipment | 04/24/2019 |  | 05/13/2019
FHP Manufacturing Company | BOSCH-GEO | SM024-1VT/CFC******A |  | Ground-Water-Source | WBAHP: Heat Pump Packaged Unit | Both Heat Pump and Electric Re | 208 | 1 |  |  |  | Dual-Speed |  |  |  | 29000 | 1155 | 25.1 | 16.2 | 23500 | 1601 | 4.3 | 3.6 | Non Federally-Regulated | 04/24/2019 |  | 05/13/2019
FHP Manufacturing Company | BOSCH-GEO | SM024-1VT/CFC******A |  | Ground-Source | WBAHP: Heat Pump Packaged Unit | Both Heat Pump and Electric Re | 208 | 1 |  |  |  | Dual-Speed |  |  |  | 26600 | 1385 | 19.2 | 13.4 | 18000 | 1425 | 3.7 | 3.1 | Non Federally-Regulated | 04/24/2019 |  | 05/13/2019
FHP Manufacturing Company | BOSCH-GEO | SM048-1VT/CFN-*****A |  | Water-Source | WBAHP: Heat Pump Packaged Unit | Both Heat Pump and Electric Re | 208 | 1 |  |  |  | Dual-Speed |  |  |  | 49200 | 3226 | 15.25 | 11.2 | 56100 | 3425 | 4.8 | 4.2 | Federally-Regulated Commercial & Industrial Equipment | 04/24/2019 |  | 05/13/2019
FHP Manufacturing Company | BOSCH-GEO | SM048-1VT/CFN-*****A |  | Ground-Water-Source | WBAHP: Heat Pump Packaged Unit | Both Heat Pump and Electric Re | 208 | 1 |  |  |  | Dual-Speed |  |  |  | 55300 | 2368 | 23.35 | 16.2 | 46300 | 3155 | 4.3 | 3.6 | Non Federally-Regulated | 04/24/2019 |  | 05/13/2019
FHP Manufacturing Company | BOSCH-GEO | SM048-1VT/CFN-*****A |  | Ground-Source | WBAHP: Heat Pump Packaged Unit | Both Heat Pump and Electric Re | 208 | 1 |  |  |  | Dual-Speed |  |  |  | 51300 | 2898 | 17.7 | 13.4 | 36900 | 3004 | 3.6 | 3.1 | Non Federally-Regulated | 04/24/2019 |  | 05/13/2019
FHP Manufacturing Company | BOSCH-GEO | SM048-1VT/CFC-*****A |  | Water-Source | WBAHP: Heat Pump Packaged Unit | Both Heat Pump and Electric Re | 208 | 1 |  |  |  | Dual-Speed |  |  |  | 49200 | 3133 | 15.7 | 11.2 | 56100 | 3288 | 5 | 4.2 | Federally-Regulated Commercial & Industrial Equipment | 04/24/2019 |  | 05/13/2019
FHP Manufacturing Company | BOSCH-GEO | SM048-1VT/CFC-*****A |  | Ground-Water-Source | WBAHP: Heat Pump Packaged Unit | Both Heat Pump and Electric Re | 208 | 1 |  |  |  | Dual-Speed |  |  |  | 55300 | 2323 | 23.8 | 16.2 | 46300 | 3049 | 4.5 | 3.6 | Non Federally-Regulated | 04/24/2019 |  | 05/13/2019
FHP Manufacturing Company | BOSCH-GEO | SM048-1VT/CFC-*****A |  | Ground-Source | WBAHP: Heat Pump Packaged Unit | Both Heat Pump and Electric Re | 208 | 1 |  |  |  | Dual-Speed |  |  |  | 51300 | 2826 | 18.15 | 13.4 | 36900 | 2772 | 3.9 | 3.1 | Non Federally-Regulated | 04/24/2019 |  | 05/13/2019
FHP Manufacturing Company | BOSCH-GEO | SM024-1HZC-*****A |  | Water-Source | WBAHP: Heat Pump Packaged Unit | Both Heat Pump and Electric Re | 208 | 1 |  |  |  | Dual-Speed |  |  |  | 25500 | 1536 | 16.6 | 11.2 | 29200 | 1528 | 5.6 | 4.2 | Federally-Regulated Commercial & Industrial Equipment | 04/24/2019 |  | 05/13/2019
FHP Manufacturing Company | BOSCH-GEO | SM024-1HZC-*****A |  | Ground-Water-Source | WBAHP: Heat Pump Packaged Unit | Both Heat Pump and Electric Re | 208 | 1 |  |  |  | Dual-Speed |  |  |  | 29000 | 1126 | 25.75 | 16.2 | 23500 | 1377 | 5 | 3.6 | Non Federally-Regulated | 04/24/2019 |  | 05/13/2019
FHP Manufacturing Company | BOSCH-GEO | SM024-1HZC-*****A |  | Ground-Source | WBAHP: Heat Pump Packaged Unit | Both Heat Pump and Electric Re | 208 | 1 |  |  |  | Dual-Speed |  |  |  | 26600 | 1336 | 19.9 | 13.4 | 18000 | 1425 | 3.7 | 3.1 | Non Federally-Regulated | 04/24/2019 |  | 05/13/2019
FHP Manufacturing Company | BOSCH-GEO | SM048-1HZN-*****A |  | Water-Source | WBAHP: Heat Pump Packaged Unit | Both Heat Pump and Electric Re | 208 | 1 |  |  |  | Dual-Speed |  |  |  | 49200 | 3174 | 15.5 | 11.2 | 56100 | 3102 | 5.3 | 4.2 | Federally-Regulated Commercial & Industrial Equipment | 04/24/2019 |  | 05/13/2019
FHP Manufacturing Company | BOSCH-GEO | SM048-1HZN-*****A |  | Ground-Water-Source | WBAHP: Heat Pump Packaged Unit | Both Heat Pump and Electric Re | 208 | 1 |  |  |  | Dual-Speed |  |  |  | 55300 | 2323 | 23.8 | 16.2 | 46300 | 2826 | 4.8 | 3.6 | Non Federally-Regulated | 04/24/2019 |  | 05/13/2019
FHP Manufacturing Company | BOSCH-GEO | SM048-1HZN-*****A |  | Ground-Source | WBAHP: Heat Pump Packaged Unit | Both Heat Pump and Electric Re | 208 | 1 |  |  |  | Dual-Speed |  |  |  | 51300 | 2850 | 18 | 13.4 | 36900 | 2637 | 4.1 | 3.1 | Non Federally-Regulated | 04/24/2019 |  | 05/13/2019
FHP Manufacturing Company | BOSCH-GEO | SM024-1VT/CFN-*****A |  | Water-Source | WBAHP: Heat Pump Packaged Unit | Both Heat Pump and Electric Re | 208 | 1 |  |  |  | Dual-Speed |  |  |  | 25500 | 1613 | 15.8 | 11.2 | 29200 | 1630 | 5.3 | 4.2 | Federally-Regulated Commercial & Industrial Equipment | 04/24/2019 |  | 05/13/2019
FHP Manufacturing Company | BOSCH-GEO | SM024-1VT/CFN-*****A |  | Ground-Water-Source | WBAHP: Heat Pump Packaged Unit | Both Heat Pump and Electric Re | 208 | 1 |  |  |  | Dual-Speed |  |  |  | 29000 | 1223 | 23.7 | 16.2 | 23500 | 1497 | 4.6 | 3.6 | Non Federally-Regulated | 04/24/2019 |  | 05/13/2019
FHP Manufacturing Company | BOSCH-GEO | SM024-1VT/CFN-*****A |  | Ground-Source | WBAHP: Heat Pump Packaged Unit | Both Heat Pump and Electric Re | 208 | 1 |  |  |  | Dual-Speed |  |  |  | 26600 | 1461 | 18.2 | 13.4 | 18000 | 1425 | 3.7 | 3.1 | Non Federally-Regulated | 04/24/2019 |  | 05/13/2019
FHP Manufacturing Company | BOSCH-GEO | SM024-1HZN-*****A |  | Water-Source | WBAHP: Heat Pump Packaged Unit | Both Heat Pump and Electric Re | 208 | 1 |  |  |  | Dual-Speed |  |  |  | 25500 | 1629 | 15.65 | 11.2 | 29200 | 1528 | 5.6 | 4.2 | Federally-Regulated Commercial & Industrial Equipment | 04/24/2019 |  | 05/13/2019
FHP Manufacturing Company | BOSCH-GEO | SM024-1HZN-*****A |  | Ground-Water-Source | WBAHP: Heat Pump Packaged Unit | Both Heat Pump and Electric Re | 208 | 1 |  |  |  | Dual-Speed |  |  |  | 29000 | 1203 | 24.1 | 16.2 | 23500 | 1377 | 5 | 3.6 | Non Federally-Regulated | 04/24/2019 |  | 05/13/2019
FHP Manufacturing Company | BOSCH-GEO | SM024-1HZN-*****A |  | Ground-Source | WBAHP: Heat Pump Packaged Unit | Both Heat Pump and Electric Re | 208 | 1 |  |  |  | Dual-Speed |  |  |  | 26600 | 1453 | 18.3 | 13.4 | 18000 | 1425 | 3.7 | 3.1 | Non Federally-Regulated | 04/24/2019 |  | 05/13/2019
FHP Manufacturing Company | Bryant | GP072C/H/V******1*X1 |  | Water-Source | WBAHP: Heat Pump Packaged Unit | Heat Pump | 208 | 1 |  |  |  | Dual-Speed | 4406 | 803 |  | 72000 | 4965 | 14.5 | 12 | 80000 | 5210 | 4.5 | 4.2 | Federally-Regulated Commercial & Industrial Equipment | 10/11/2017 |  | 05/13/2019
FHP Manufacturing Company | Bryant | GP072C/H/V******1*X1 |  | Ground-Water-Source | WBAHP: Heat Pump Packaged Unit | Heat Pump | 208 | 1 |  |  |  | Dual-Speed | 3941 | 803 |  | 77000 | 3928 | 19.6 | 16.2 | 68000 | 4745 | 4.2 | 3.6 | Non Federally-Regulated | 10/11/2017 |  | 05/13/2019
FHP Manufacturing Company | Bryant | GP072C/H/V******1*X1 |  | Ground-Source | WBAHP: Heat Pump Packaged Unit | Heat Pump | 208 | 1 |  |  |  | Dual-Speed | 3394 | 803 |  | 74000 | 4539 | 16.3 | 13.4 | 53000 | 4437 | 3.5 | 3.1 | Non Federally-Regulated | 10/11/2017 |  | 05/13/2019
FHP Manufacturing Company | Bryant | GP024C/H/V******1*X1 |  | Water-Source | WBAHP: Heat Pump Packaged Unit | Heat Pump | 208 | 1 |  |  |  | Dual-Speed |  |  |  | 26000 | 1625 | 16 | 11.2 | 27600 | 1617 | 5 | 4.2 | Federally-Regulated Commercial & Industrial Equipment | 03/15/2019 |  | 05/13/2019
FHP Manufacturing Company | Bryant | GP024C/H/V******1*X1 |  | Ground-Water-Source | WBAHP: Heat Pump Packaged Unit | Heat Pump | 208 | 1 |  |  |  | Dual-Speed |  |  |  | 29000 | 1208 | 24 | 16.2 | 25000 | 1592 | 4.6 | 3.6 | Non Federally-Regulated | 03/15/2019 |  | 05/13/2019
FHP Manufacturing Company | Bryant | GP024C/H/V******1*X1 |  | Ground-Source | WBAHP: Heat Pump Packaged Unit | Heat Pump | 208 | 1 |  |  |  | Dual-Speed |  |  |  | 27500 | 1470 | 18.7 | 13.4 | 19000 | 1465 | 3.8 | 3.1 | Non Federally-Regulated | 03/15/2019 |  | 05/13/2019
FHP Manufacturing Company | Bryant | GP048C/H/V******1*X |  | Water-Source | WBAHP: Heat Pump Packaged Unit | Heat Pump | 208 | 1 |  |  |  | Dual-Speed |  |  |  | 48000 | 3636 | 13.2 | 11.2 | 58000 | 3541 | 4.8 | 4.2 | Federally-Regulated Commercial & Industrial Equipment | 05/25/2016 |  | 05/13/2019
FHP Manufacturing Company | Bryant | GP048C/H/V******1*X |  | Ground-Water-Source | WBAHP: Heat Pump Packaged Unit | Heat Pump | 208 | 1 |  |  |  | Dual-Speed |  |  |  | 54000 | 2842 | 19 | 16.2 | 48000 | 3349 | 4.2 | 3.6 | Non Federally-Regulated | 05/25/2016 |  | 05/13/2019
FHP Manufacturing Company | Bryant | GP048C/H/V******1*X |  | Ground-Source | WBAHP: Heat Pump Packaged Unit | Heat Pump | 208 | 1 |  |  |  | Dual-Speed |  |  |  | 49000 | 3161 | 15.5 | 13.4 | 38000 | 3093 | 3.6 | 3.1 | Non Federally-Regulated | 05/25/2016 |  | 05/13/2019
FHP Manufacturing Company | Bryant | GP060C/H/V******1*X |  | Water-Source | WBAHP: Heat Pump Packaged Unit | Heat Pump | 208 | 1 |  |  |  | Dual-Speed |  |  |  | 60000 | 4285 | 14 | 11.2 | 72000 | 4489 | 4.7 | 4.2 | Federally-Regulated Commercial & Industrial Equipment | 05/25/2016 |  | 05/13/2019
FHP Manufacturing Company | Bryant | GP060C/H/V******1*X |  | Ground-Water-Source | WBAHP: Heat Pump Packaged Unit | Heat Pump | 208 | 1 |  |  |  | Dual-Speed | 3426 | 730 |  | 68000 | 3451 | 19.7 | 16.2 | 61000 | 4157 | 4.3 | 3.6 | Non Federally-Regulated | 10/11/2017 |  | 05/13/2019
FHP Manufacturing Company | Bryant | GP060C/H/V******1*X |  | Ground-Source | WBAHP: Heat Pump Packaged Unit | Heat Pump | 208 | 1 |  |  |  | Dual-Speed |  |  |  | 62000 | 3949 | 15.7 | 13.4 | 49000 | 3989 | 3.6 | 3.1 | Non Federally-Regulated | 05/25/2016 |  | 05/13/2019
FHP Manufacturing Company | Bryant | GP060H**N***1**1 |  | Water-Source | WBAHP: Heat Pump Packaged Unit | Heat Pump | 208 | 1 |  |  |  | Dual-Speed |  |  |  | 60000 | 4285 | 14 | 11.2 | 72000 | 4587 | 4.6 | 4.2 | Federally-Regulated Commercial & Industrial Equipment | 04/24/2019 |  | 05/13/2019
FHP Manufacturing Company | Bryant | GP060H**N***1**1 |  | Ground-Source | WBAHP: Heat Pump Packaged Unit | Heat Pump | 208 | 1 |  |  |  | Dual-Speed |  |  |  | 62000 | 3850 | 16.1 | 13.4 | 49000 | 3934 | 3.7 | 3.1 | Non Federally-Regulated | 04/24/2019 |  | 05/13/2019
FHP Manufacturing Company | Carrier | GP072C/H/V******1**1 |  | Water-Source | WBAHP: Heat Pump Packaged Unit | Heat Pump | 208 | 1 |  |  |  | Dual-Speed | 4406 | 803 |  | 72000 | 4965 | 14.5 | 12 | 80000 | 5210 | 4.5 | 4.2 | Federally-Regulated Commercial & Industrial Equipment | 10/11/2017 |  | 05/13/2019
FHP Manufacturing Company | Carrier | GP072C/H/V******1**1 |  | Ground-Water-Source | WBAHP: Heat Pump Packaged Unit | Heat Pump | 208 | 1 |  |  |  | Dual-Speed | 3941 | 803 |  | 77000 | 3928 | 19.6 | 16.2 | 68000 | 4745 | 4.2 | 3.6 | Non Federally-Regulated | 10/11/2017 |  | 05/13/2019
FHP Manufacturing Company | Carrier | GP072C/H/V******1**1 |  | Ground-Source | WBAHP: Heat Pump Packaged Unit | Heat Pump | 208 | 1 |  |  |  | Dual-Speed | 3394 | 803 |  | 74000 | 4539 | 16.3 | 13.4 | 53000 | 4437 | 3.5 | 3.1 | Non Federally-Regulated | 10/11/2017 |  | 05/13/2019
FHP Manufacturing Company | Carrier | GP024C/H/V******1**1 |  | Water-Source | WBAHP: Heat Pump Packaged Unit | Heat Pump | 208 | 1 |  |  |  | Dual-Speed |  |  |  | 26000 | 1625 | 16 | 11.2 | 27600 | 1617 | 5 | 4.2 | Federally-Regulated Commercial & Industrial Equipment | 03/15/2019 |  | 05/13/2019
FHP Manufacturing Company | Carrier | GP024C/H/V******1**1 |  | Ground-Water-Source | WBAHP: Heat Pump Packaged Unit | Heat Pump | 208 | 1 |  |  |  | Dual-Speed |  |  |  | 29000 | 1208 | 24 | 16.2 | 25000 | 1592 | 4.6 | 3.6 | Non Federally-Regulated | 03/15/2019 |  | 05/13/2019
FHP Manufacturing Company | Carrier | GP024C/H/V******1**1 |  | Ground-Source | WBAHP: Heat Pump Packaged Unit | Heat Pump | 208 | 1 |  |  |  | Dual-Speed |  |  |  | 27500 | 1470 | 18.7 | 13.4 | 19000 | 1465 | 3.8 | 3.1 | Non Federally-Regulated | 03/15/2019 |  | 05/13/2019
FHP Manufacturing Company | Carrier | GP048C/H/V******1* |  | Water-Source | WBAHP: Heat Pump Packaged Unit | Heat Pump | 208 | 1 |  |  |  | Dual-Speed |  |  |  | 48000 | 3636 | 13.2 | 11.2 | 58000 | 3541 | 4.8 | 4.2 | Federally-Regulated Commercial & Industrial Equipment | 05/25/2016 |  | 05/13/2019
FHP Manufacturing Company | Carrier | GP048C/H/V******1* |  | Ground-Water-Source | WBAHP: Heat Pump Packaged Unit | Heat Pump | 208 | 1 |  |  |  | Dual-Speed |  |  |  | 54000 | 2842 | 19 | 16.2 | 48000 | 3349 | 4.2 | 3.6 | Non Federally-Regulated | 05/25/2016 |  | 05/13/2019
FHP Manufacturing Company | Carrier | GP048C/H/V******1* |  | Ground-Source | WBAHP: Heat Pump Packaged Unit | Heat Pump | 208 | 1 |  |  |  | Dual-Speed |  |  |  | 49000 | 3161 | 15.5 | 13.4 | 38000 | 3093 | 3.6 | 3.1 | Non Federally-Regulated | 05/25/2016 |  | 05/13/2019
FHP Manufacturing Company | Carrier | GP060C/H/V******1* |  | Water-Source | WBAHP: Heat Pump Packaged Unit | Heat Pump | 208 | 1 |  |  |  | Dual-Speed |  |  |  | 60000 | 4285 | 14 | 11.2 | 72000 | 4489 | 4.7 | 4.2 | Federally-Regulated Commercial & Industrial Equipment | 05/25/2016 |  | 05/13/2019
FHP Manufacturing Company | Carrier | GP060C/H/V******1* |  | Ground-Water-Source | WBAHP: Heat Pump Packaged Unit | Heat Pump | 208 | 1 |  |  |  | Dual-Speed | 3426 | 730 |  | 68000 | 3451 | 19.7 | 16.2 | 61000 | 4157 | 4.3 | 3.6 | Non Federally-Regulated | 10/11/2017 |  | 05/13/2019
FHP Manufacturing Company | Carrier | GP060C/H/V******1* |  | Ground-Source | WBAHP: Heat Pump Packaged Unit | Heat Pump | 208 | 1 |  |  |  | Dual-Speed |  |  |  | 62000 | 3949 | 15.7 | 13.4 | 49000 | 3989 | 3.6 | 3.1 | Non Federally-Regulated | 05/25/2016 |  | 05/13/2019
FHP Manufacturing Company | Carrier | GP060H**N***1**1 |  | Water-Source | WBAHP: Heat Pump Packaged Unit | Heat Pump | 208 | 1 |  |  |  | Dual-Speed |  |  |  | 60000 | 4285 | 14 | 11.2 | 72000 | 4587 | 4.6 | 4.2 | Federally-Regulated Commercial & Industrial Equipment | 04/24/2019 |  | 05/13/2019
FHP Manufacturing Company | Carrier | GP060H**N***1**1 |  | Ground-Source | WBAHP: Heat Pump Packaged Unit | Heat Pump | 208 | 1 |  |  |  | Dual-Speed |  |  |  | 62000 | 3850 | 16.1 | 13.4 | 49000 | 3934 | 3.7 | 3.1 | Non Federally-Regulated | 04/24/2019 |  | 05/13/2019
FHP Manufacturing Company | GEOEXCEL | RD070-4VT/CFN-***P*B-**T/G |  | Water-Source | WBAHP: Heat Pump Packaged Unit | Heat Pump | 460 | 3 |  |  |  | Single-Speed |  |  |  | 64000 | 4848 | 13.2 | 11.2 | 72800 | 4849 | 4.4 | 4.2 | Federally-Regulated Commercial & Industrial Equipment | 12/07/2018 |  | 05/13/2019
FHP Manufacturing Company | GEOEXCEL | ES061-3CF/HZ/VT*-*****A |  | Water-Source | WBAHP: Heat Pump Packaged Unit | Heat Pump | 208 | 3 |  |  |  | Dual-Speed |  |  |  | 60000 | 4285 | 14 | 11.2 | 72000 | 4489 | 4.7 | 4.2 | Federally-Regulated Commercial & Industrial Equipment | 05/26/2016 |  | 05/13/2019
FHP Manufacturing Company | GEOEXCEL | ES061-3CF/HZ/VT*-*****A |  | Ground-Source | WBAHP: Heat Pump Packaged Unit | Heat Pump | 208 | 3 |  |  |  | Dual-Speed |  |  |  | 62000 | 3949 | 15.7 | 13.4 | 49000 | 3989 | 3.6 | 3.1 | Non Federally-Regulated | 05/26/2016 |  | 05/13/2019
FHP Manufacturing Company | GEOEXCEL | RD009-1HZ*-***P*C-**T/G |  | Water-Source | WBAHP: Heat Pump Packaged Unit | Heat Pump | 208 | 1 |  |  |  | Single-Speed |  |  |  | 8200 | 661 | 12.4 | 11.2 | 9900 | 617 | 4.7 | 4.2 | Federally-Regulated Commercial & Industrial Equipment | 03/15/2019 |  | 05/13/2019
FHP Manufacturing Company | GEOEXCEL | RZ060-1VT/CF/HZ*-*****A |  | Water-Source | WBAHP: Heat Pump Packaged Unit | Both Heat Pump and Electric Re | 208 | 1 |  |  |  | Dual-Speed |  |  |  | 63800 | 4129 | 15.45 | 11.2 | 73300 | 4475 | 4.8 | 4.2 | Federally-Regulated Commercial & Industrial Equipment | 03/15/2019 |  | 05/13/2019
FHP Manufacturing Company | GEOEXCEL | RD070-5VT/CFN-***P*B-**T/G |  | Water-Source | WBAHP: Heat Pump Packaged Unit | Heat Pump | 575 | 3 |  |  |  | Single-Speed |  |  |  | 64000 | 4848 | 13.2 | 11.2 | 72800 | 4849 | 4.4 | 4.2 | Federally-Regulated Commercial & Industrial Equipment | 12/07/2018 |  | 05/13/2019
FHP Manufacturing Company | GEOEXCEL | RD024-3HZC-***P*B-**S |  | Water-Source | WBAHP: Heat Pump Packaged Unit | Heat Pump | 208 | 3 |  |  |  | Single-Speed |  |  |  | 23400 | 1746 | 13.4 | 11.2 | 26600 | 1771 | 4.4 | 4.2 | Federally-Regulated Commercial & Industrial Equipment | 11/28/2018 |  | 05/13/2019
FHP Manufacturing Company | GEOEXCEL | EP060-3HZ/VT |  | Water-Source | WBAHP: Heat Pump Packaged Unit | Heat Pump | 208 | 3 |  |  |  | Single-Speed |  |  |  | 60400 | 3728 | 16.2 | 11.2 | 71500 | 3676 | 5.7 | 4.2 | Federally-Regulated Commercial & Industrial Equipment | 11/28/2018 |  | 05/13/2019
FHP Manufacturing Company | GEOEXCEL | EP060-3HZ/VT |  | Ground-Source | WBAHP: Heat Pump Packaged Unit | Heat Pump | 208 | 3 |  |  |  | Single-Speed |  |  |  | 61500 | 3324 | 18.5 | 13.4 | 47000 | 3279 | 4.2 | 3.1 | Non Federally-Regulated | 11/28/2018 |  | 05/13/2019
FHP Manufacturing Company | GEOEXCEL | ES025-2CF/HZ/VT*-*****A |  | Water-Source | WBAHP: Heat Pump Packaged Unit | Heat Pump | 265 | 1 |  |  |  | Dual-Speed |  |  |  | 26000 | 1625 | 16 | 11.2 | 27600 | 1617 | 5 | 4.2 | Federally-Regulated Commercial & Industrial Equipment | 03/15/2019 |  | 05/13/2019
FHP Manufacturing Company | GEOEXCEL | ES025-2CF/HZ/VT*-*****A |  | Ground-Water-Source | WBAHP: Heat Pump Packaged Unit | Heat Pump | 265 | 1 |  |  |  | Dual-Speed |  |  |  | 29000 | 1208 | 24 | 16.2 | 25000 | 1592 | 4.6 | 3.6 | Non Federally-Regulated | 03/15/2019 |  | 05/13/2019
FHP Manufacturing Company | GEOEXCEL | ES025-2CF/HZ/VT*-*****A |  | Ground-Source | WBAHP: Heat Pump Packaged Unit | Heat Pump | 265 | 1 |  |  |  | Dual-Speed |  |  |  | 27500 | 1470 | 18.7 | 13.4 | 19000 | 1465 | 3.8 | 3.1 | Non Federally-Regulated | 03/15/2019 |  | 05/13/2019
FHP Manufacturing Company | GEOEXCEL | CU009-2**-*****B |  | Water-Source | WBAHP-O: Heat Pump Packaged Un | Heat Pump | 265 | 1 |  |  |  | Single-Speed |  |  |  | 8700 | 669 | 13 | 11.2 | 9500 | 618 | 4.5 | 4.2 | Federally-Regulated Commercial & Industrial Equipment | 01/11/2019 |  | 05/13/2019
FHP Manufacturing Company | GEOEXCEL | CU009-2**-*****B |  | Ground-Water-Source | WBAHP-O: Heat Pump Packaged Un | Heat Pump | 265 | 1 |  |  |  | Single-Speed |  |  |  | 10300 | 479 | 21.5 | 16.2 | 8000 | 601 | 3.9 | 3.6 | Non Federally-Regulated | 01/11/2019 |  | 05/13/2019
FHP Manufacturing Company | GEOEXCEL | CU009-2**-*****B |  | Ground-Source | WBAHP-O: Heat Pump Packaged Un | Heat Pump | 265 | 1 |  |  |  | Single-Speed |  |  |  | 9100 | 587 | 15.5 | 13.4 | 6000 | 549 | 3.2 | 3.1 | Non Federally-Regulated | 01/11/2019 |  | 05/13/2019
FHP Manufacturing Company | GEOEXCEL | ES049-4CF/HZ/VT*-*****A |  | Water-Source | WBAHP: Heat Pump Packaged Unit | Heat Pump | 460 | 3 |  |  |  | Dual-Speed |  |  |  | 48000 | 3636 | 13.2 | 11.2 | 58000 | 3541 | 4.8 | 4.2 | Federally-Regulated Commercial & Industrial Equipment | 05/26/2016 |  | 05/13/2019
FHP Manufacturing Company | GEOEXCEL | ES049-4CF/HZ/VT*-*****A |  | Ground-Water-Source | WBAHP: Heat Pump Packaged Unit | Heat Pump | 460 | 3 |  |  |  | Dual-Speed |  |  |  | 54000 | 2842 | 19 | 16.2 | 48000 | 3349 | 4.2 | 3.6 | Non Federally-Regulated | 05/26/2016 |  | 05/13/2019
FHP Manufacturing Company | GEOEXCEL | ES049-4CF/HZ/VT*-*****A |  | Ground-Source | WBAHP: Heat Pump Packaged Unit | Heat Pump | 460 | 3 |  |  |  | Dual-Speed |  |  |  | 49000 | 3161 | 15.5 | 13.4 | 38000 | 3093 | 3.6 | 3.1 | Non Federally-Regulated | 05/26/2016 |  | 05/13/2019
FHP Manufacturing Company | GEOEXCEL | EP030-2HZ/VT |  | Water-Source | WBAHP: Heat Pump Packaged Unit | Heat Pump | 265 | 1 |  |  |  | Single-Speed |  |  |  | 27000 | 1626 | 16.6 | 11.2 | 31000 | 1593 | 5.7 | 4.2 | Federally-Regulated Commercial & Industrial Equipment | 03/15/2019 |  | 05/13/2019
FHP Manufacturing Company | GEOEXCEL | EP030-2HZ/VT |  | Ground-Water-Source | WBAHP: Heat Pump Packaged Unit | Heat Pump | 265 | 1 |  |  |  | Single-Speed |  |  |  | 31700 | 1174 | 27 | 16.2 | 25000 | 1480 | 5 | 3.6 | Non Federally-Regulated | 03/15/2019 |  | 05/13/2019
FHP Manufacturing Company | GEOEXCEL | EP030-2HZ/VT |  | Ground-Source | WBAHP: Heat Pump Packaged Unit | Heat Pump | 265 | 1 |  |  |  | Single-Speed |  |  |  | 28500 | 1469 | 19.4 | 13.4 | 20500 | 1521 | 4 | 3.1 | Non Federally-Regulated | 03/15/2019 |  | 05/13/2019
FHP Manufacturing Company | GEOEXCEL | EP030-4HZ/VT |  | Water-Source | WBAHP: Heat Pump Packaged Unit | Heat Pump | 460 | 3 |  |  |  | Single-Speed |  |  |  | 27000 | 1626 | 16.6 | 11.2 | 31000 | 1593 | 5.7 | 4.2 | Federally-Regulated Commercial & Industrial Equipment | 03/15/2019 |  | 05/13/2019
FHP Manufacturing Company | GEOEXCEL | EP030-4HZ/VT |  | Ground-Water-Source | WBAHP: Heat Pump Packaged Unit | Heat Pump | 460 | 3 |  |  |  | Single-Speed |  |  |  | 31700 | 1174 | 27 | 16.2 | 25000 | 1480 | 5 | 3.6 | Non Federally-Regulated | 03/15/2019 |  | 05/13/2019
FHP Manufacturing Company | GEOEXCEL | EP030-4HZ/VT |  | Ground-Source | WBAHP: Heat Pump Packaged Unit | Heat Pump | 460 | 3 |  |  |  | Single-Speed |  |  |  | 28500 | 1469 | 19.4 | 13.4 | 20500 | 1521 | 4 | 3.1 | Non Federally-Regulated | 03/15/2019 |  | 05/13/2019
FHP Manufacturing Company | GEOEXCEL | RZ024-1CF/HZ/VT*-*****A |  | Water-Source | WBAHP: Heat Pump Packaged Unit | Heat Pump | 208 | 1 |  |  |  | Dual-Speed |  |  |  | 25500 | 1465 | 17.4 | 11.2 | 29200 | 1528 | 5.6 | 4.2 | Federally-Regulated Commercial & Industrial Equipment | 03/15/2019 |  | 05/13/2019
FHP Manufacturing Company | GEOEXCEL | RZ024-1CF/HZ/VT*-*****A |  | Ground-Water-Source | WBAHP: Heat Pump Packaged Unit | Heat Pump | 208 | 1 |  |  |  | Dual-Speed |  |  |  | 29000 | 1094 | 26.5 | 16.2 | 23500 | 1405 | 4.9 | 3.6 | Non Federally-Regulated | 03/15/2019 |  | 05/13/2019
FHP Manufacturing Company | GEOEXCEL | RZ024-1CF/HZ/VT*-*****A |  | Ground-Source | WBAHP: Heat Pump Packaged Unit | Heat Pump | 208 | 1 |  |  |  | Dual-Speed |  |  |  | 26600 | 1336 | 19.9 | 13.4 | 18000 | 1395 | 3.8 | 3.1 | Non Federally-Regulated | 03/15/2019 |  | 05/13/2019
FHP Manufacturing Company | GEOEXCEL | CU018-1**-*****B |  | Water-Source | WBAHP-O: Heat Pump Packaged Un | Heat Pump | 208 | 1 |  |  |  | Single-Speed |  |  |  | 16900 | 1385 | 12.2 | 11.2 | 20800 | 1417 | 4.3 | 4.2 | Federally-Regulated Commercial & Industrial Equipment | 11/28/2018 |  | 05/13/2019
FHP Manufacturing Company | GEOEXCEL | CU018-1**-*****B |  | Ground-Water-Source | WBAHP-O: Heat Pump Packaged Un | Heat Pump | 208 | 1 |  |  |  | Single-Speed |  |  |  | 20100 | 1104 | 18.2 | 16.2 | 17500 | 1424 | 3.6 | 3.6 | Non Federally-Regulated | 11/28/2018 |  | 05/13/2019
FHP Manufacturing Company | GEOEXCEL | CU018-1**-*****B |  | Ground-Source | WBAHP-O: Heat Pump Packaged Un | Heat Pump | 208 | 1 |  |  |  | Single-Speed |  |  |  | 17900 | 1260 | 14.2 | 13.4 | 13900 | 1273 | 3.2 | 3.1 | Non Federally-Regulated | 11/28/2018 |  | 05/13/2019
FHP Manufacturing Company | GEOEXCEL | ES035-1CF/HZ/VT*-*****A |  | Water-Source | WBAHP: Heat Pump Packaged Unit | Heat Pump | 208 | 1 |  |  |  | Dual-Speed |  |  |  | 36000 | 2465 | 14.6 | 11.2 | 43000 | 2625 | 4.8 | 4.2 | Federally-Regulated Commercial & Industrial Equipment | 05/26/2016 |  | 05/13/2019
FHP Manufacturing Company | GEOEXCEL | ES035-1CF/HZ/VT*-*****A |  | Ground-Water-Source | WBAHP: Heat Pump Packaged Unit | Heat Pump | 208 | 1 |  |  |  | Dual-Speed |  |  |  | 42000 | 1944 | 21.6 | 16.2 | 36000 | 2512 | 4.2 | 3.6 | Non Federally-Regulated | 05/26/2016 |  | 05/13/2019
FHP Manufacturing Company | GEOEXCEL | ES035-1CF/HZ/VT*-*****A |  | Ground-Source | WBAHP: Heat Pump Packaged Unit | Heat Pump | 208 | 1 |  |  |  | Dual-Speed |  |  |  | 38000 | 2209 | 17.2 | 13.4 | 28000 | 2159 | 3.8 | 3.1 | Non Federally-Regulated | 05/26/2016 |  | 05/13/2019
FHP Manufacturing Company | GEOEXCEL | CU009-1**-*****B |  | Water-Source | WBAHP-O: Heat Pump Packaged Un | Heat Pump | 200 | 1 |  |  |  | Single-Speed |  |  |  | 8700 | 669 | 13 | 11.2 | 9500 | 618 | 4.5 | 4.2 | Federally-Regulated Commercial & Industrial Equipment | 01/11/2019 |  | 05/13/2019
FHP Manufacturing Company | GEOEXCEL | CU009-1**-*****B |  | Ground-Water-Source | WBAHP-O: Heat Pump Packaged Un | Heat Pump | 200 | 1 |  |  |  | Single-Speed |  |  |  | 10300 | 479 | 21.5 | 16.2 | 8000 | 601 | 3.9 | 3.6 | Non Federally-Regulated | 01/11/2019 |  | 05/13/2019
FHP Manufacturing Company | GEOEXCEL | CU009-1**-*****B |  | Ground-Source | WBAHP-O: Heat Pump Packaged Un | Heat Pump | 200 | 1 |  |  |  | Single-Speed |  |  |  | 9100 | 587 | 15.5 | 13.4 | 6000 | 549 | 3.2 | 3.1 | Non Federally-Regulated | 01/11/2019 |  | 05/13/2019
FHP Manufacturing Company | GEOEXCEL | RD070-5VT/CFC-***P*B-**T/G |  | Water-Source | WBAHP: Heat Pump Packaged Unit | Heat Pump | 575 | 3 |  |  |  | Single-Speed |  |  |  | 64000 | 4812 | 13.3 | 11.2 | 72800 | 4849 | 4.4 | 4.2 | Federally-Regulated Commercial & Industrial Equipment | 12/07/2018 |  | 05/13/2019
FHP Manufacturing Company | GEOEXCEL | ES061-4CF/HZ/VT*-*****A |  | Water-Source | WBAHP: Heat Pump Packaged Unit | Heat Pump | 460 | 3 |  |  |  | Dual-Speed |  |  |  | 60000 | 4285 | 14 | 11.2 | 72000 | 4489 | 4.7 | 4.2 | Federally-Regulated Commercial & Industrial Equipment | 05/26/2016 |  | 05/13/2019
FHP Manufacturing Company | GEOEXCEL | ES061-4CF/HZ/VT*-*****A |  | Ground-Source | WBAHP: Heat Pump Packaged Unit | Heat Pump | 460 | 3 |  |  |  | Dual-Speed |  |  |  | 62000 | 3949 | 15.7 | 13.4 | 49000 | 3989 | 3.6 | 3.1 | Non Federally-Regulated | 05/26/2016 |  | 05/13/2019
FHP Manufacturing Company | GEOEXCEL | EP048-4HZ/VT |  | Water-Source | WBAHP: Heat Pump Packaged Unit | Heat Pump | 460 | 3 |  |  |  | Single-Speed |  |  |  | 47400 | 3160 | 15 | 11.2 | 50000 | 2764 | 5.3 | 4.2 | Federally-Regulated Commercial & Industrial Equipment | 02/08/2019 |  | 05/13/2019
FHP Manufacturing Company | GEOEXCEL | EP048-4HZ/VT |  | Ground-Water-Source | WBAHP: Heat Pump Packaged Unit | Heat Pump | 460 | 3 |  |  |  | Single-Speed |  |  |  | 52900 | 2190 | 24.15 | 16.2 | 40500 | 2760 | 4.3 | 3.6 | Non Federally-Regulated | 02/08/2019 |  | 05/13/2019
FHP Manufacturing Company | GEOEXCEL | EP048-3HZ/VT |  | Water-Source | WBAHP: Heat Pump Packaged Unit | Heat Pump | 208 | 3 |  |  |  | Single-Speed |  |  |  | 47400 | 3160 | 15 | 11.2 | 50000 | 2764 | 5.3 | 4.2 | Federally-Regulated Commercial & Industrial Equipment | 02/08/2019 |  | 05/13/2019
FHP Manufacturing Company | GEOEXCEL | EP048-4HZ/VT |  | Ground-Source | WBAHP: Heat Pump Packaged Unit | Heat Pump | 460 | 3 |  |  |  | Single-Speed |  |  |  | 49500 | 2788 | 17.75 | 13.4 | 33400 | 2645 | 3.7 | 3.1 | Non Federally-Regulated | 02/08/2019 |  | 05/13/2019
FHP Manufacturing Company | GEOEXCEL | EP048-1HZ/VT |  | Water-Source | WBAHP: Heat Pump Packaged Unit | Heat Pump | 208 | 1 |  |  |  | Single-Speed |  |  |  | 47400 | 3160 | 15 | 11.2 | 50000 | 2764 | 5.3 | 4.2 | Federally-Regulated Commercial & Industrial Equipment | 02/08/2019 |  | 05/13/2019
FHP Manufacturing Company | GEOEXCEL | EP048-3HZ/VT |  | Ground-Water-Source | WBAHP: Heat Pump Packaged Unit | Heat Pump | 208 | 3 |  |  |  | Single-Speed |  |  |  | 52900 | 2190 | 24.15 | 16.2 | 40500 | 2760 | 4.3 | 3.6 | Non Federally-Regulated | 02/08/2019 |  | 05/13/2019
FHP Manufacturing Company | GEOEXCEL | EP048-1HZ/VT |  | Ground-Water-Source | WBAHP: Heat Pump Packaged Unit | Heat Pump | 208 | 1 |  |  |  | Single-Speed |  |  |  | 52900 | 2190 | 24.15 | 16.2 | 40500 | 2760 | 4.3 | 3.6 | Non Federally-Regulated | 02/08/2019 |  | 05/13/2019
FHP Manufacturing Company | GEOEXCEL | EP048-3HZ/VT |  | Ground-Source | WBAHP: Heat Pump Packaged Unit | Heat Pump | 208 | 3 |  |  |  | Single-Speed |  |  |  | 49500 | 2788 | 17.75 | 13.4 | 33400 | 2645 | 3.7 | 3.1 | Non Federally-Regulated | 02/08/2019 |  | 05/13/2019
FHP Manufacturing Company | GEOEXCEL | EP048-1HZ/VT |  | Ground-Source | WBAHP: Heat Pump Packaged Unit | Heat Pump | 208 | 1 |  |  |  | Single-Speed |  |  |  | 49500 | 2788 | 17.75 | 13.4 | 33400 | 2645 | 3.7 | 3.1 | Non Federally-Regulated | 02/08/2019 |  | 05/13/2019
FHP Manufacturing Company | GEOEXCEL | EP042-4HZ/VT |  | Water-Source | WBAHP: Heat Pump Packaged Unit | Heat Pump | 460 | 3 |  |  |  | Single-Speed |  |  |  | 40600 | 2671 | 15.2 | 11.2 | 42000 | 2238 | 5.5 | 4.2 | Federally-Regulated Commercial & Industrial Equipment | 04/24/2019 |  | 05/13/2019
FHP Manufacturing Company | GEOEXCEL | EP042-4HZ/VT |  | Ground-Water-Source | WBAHP: Heat Pump Packaged Unit | Heat Pump | 460 | 3 |  |  |  | Single-Speed |  |  |  | 45000 | 1757 | 25.6 | 16.2 | 35000 | 2205 | 4.7 | 3.6 | Non Federally-Regulated | 04/24/2019 |  | 05/13/2019
FHP Manufacturing Company | GEOEXCEL | EP042-4HZ/VT |  | Ground-Source | WBAHP: Heat Pump Packaged Unit | Heat Pump | 460 | 3 |  |  |  | Single-Speed |  |  |  | 42200 | 2125 | 19.85 | 13.4 | 26800 | 2122 | 3.7 | 3.1 | Non Federally-Regulated | 04/24/2019 |  | 05/13/2019
FHP Manufacturing Company | GEOEXCEL | EP042-3HZ/VT |  | Water-Source | WBAHP: Heat Pump Packaged Unit | Heat Pump | 208 | 3 |  |  |  | Single-Speed |  |  |  | 40600 | 2671 | 15.2 | 11.2 | 42400 | 2259 | 5.5 | 4.2 | Federally-Regulated Commercial & Industrial Equipment | 04/24/2019 |  | 05/13/2019
FHP Manufacturing Company | GEOEXCEL | EP042-3HZ/VT |  | Ground-Water-Source | WBAHP: Heat Pump Packaged Unit | Heat Pump | 208 | 3 |  |  |  | Single-Speed |  |  |  | 45000 | 1757 | 25.6 | 16.2 | 35000 | 2205 | 4.7 | 3.6 | Non Federally-Regulated | 04/24/2019 |  | 05/13/2019
FHP Manufacturing Company | GEOEXCEL | EP042-3HZ/VT |  | Ground-Source | WBAHP: Heat Pump Packaged Unit | Heat Pump | 208 | 3 |  |  |  | Single-Speed |  |  |  | 42200 | 2125 | 19.85 | 13.4 | 26800 | 2122 | 3.7 | 3.1 | Non Federally-Regulated | 04/24/2019 |  | 05/13/2019
FHP Manufacturing Company | GEOEXCEL | EP042-1HZ/VT |  | Water-Source | WBAHP: Heat Pump Packaged Unit | Heat Pump | 208 | 1 |  |  |  | Single-Speed |  |  |  | 40600 | 2671 | 15.2 | 11.2 | 42400 | 2259 | 5.5 | 4.2 | Federally-Regulated Commercial & Industrial Equipment | 04/24/2019 |  | 05/13/2019
FHP Manufacturing Company | GEOEXCEL | EP042-1HZ/VT |  | Ground-Water-Source | WBAHP: Heat Pump Packaged Unit | Heat Pump | 208 | 1 |  |  |  | Single-Speed |  |  |  | 45000 | 1757 | 25.6 | 16.2 | 35000 | 2205 | 4.7 | 3.6 | Non Federally-Regulated | 04/24/2019 |  | 05/13/2019
FHP Manufacturing Company | GEOEXCEL | EP042-1HZ/VT |  | Ground-Source | WBAHP: Heat Pump Packaged Unit | Heat Pump | 208 | 1 |  |  |  | Single-Speed |  |  |  | 42200 | 2125 | 19.85 | 13.4 | 26800 | 2122 | 3.7 | 3.1 | Non Federally-Regulated | 04/24/2019 |  | 05/13/2019
FHP Manufacturing Company | GEOEXCEL | EP018-2HZ/VT |  | Water-Source | WBAHP: Heat Pump Packaged Unit | Heat Pump | 265 | 1 |  |  |  | Single-Speed |  |  |  | 19500 | 1189 | 16.4 | 11.2 | 21300 | 1224 | 5.1 | 4.2 | Federally-Regulated Commercial & Industrial Equipment | 11/28/2018 |  | 05/13/2019
FHP Manufacturing Company | GEOEXCEL | EP018-2HZ/VT |  | Ground-Water-Source | WBAHP: Heat Pump Packaged Unit | Heat Pump | 265 | 1 |  |  |  | Single-Speed |  |  |  | 21300 | 832 | 25.6 | 16.2 | 17700 | 1152 | 4.5 | 3.6 | Non Federally-Regulated | 11/28/2018 |  | 05/13/2019
FHP Manufacturing Company | GEOEXCEL | EP018-2HZ/VT |  | Ground-Source | WBAHP: Heat Pump Packaged Unit | Heat Pump | 265 | 1 |  |  |  | Single-Speed |  |  |  | 20500 | 1078 | 19 | 13.4 | 14800 | 1141 | 3.8 | 3.1 | Non Federally-Regulated | 11/28/2018 |  | 05/13/2019
FHP Manufacturing Company | GEOEXCEL | ES035-3CF/HZ/VT*-*****A |  | Water-Source | WBAHP: Heat Pump Packaged Unit | Heat Pump | 208 | 3 |  |  |  | Dual-Speed |  |  |  | 36000 | 2465 | 14.6 | 11.2 | 43000 | 2625 | 4.8 | 4.2 | Federally-Regulated Commercial & Industrial Equipment | 05/26/2016 |  | 05/13/2019
FHP Manufacturing Company | GEOEXCEL | ES035-3CF/HZ/VT*-*****A |  | Ground-Water-Source | WBAHP: Heat Pump Packaged Unit | Heat Pump | 208 | 3 |  |  |  | Dual-Speed |  |  |  | 42000 | 1944 | 21.6 | 16.2 | 36000 | 2512 | 4.2 | 3.6 | Non Federally-Regulated | 05/26/2016 |  | 05/13/2019
FHP Manufacturing Company | GEOEXCEL | ES035-3CF/HZ/VT*-*****A |  | Ground-Source | WBAHP: Heat Pump Packaged Unit | Heat Pump | 208 | 3 |  |  |  | Dual-Speed |  |  |  | 38000 | 2209 | 17.2 | 13.4 | 28000 | 2159 | 3.8 | 3.1 | Non Federally-Regulated | 05/26/2016 |  | 05/13/2019
FHP Manufacturing Company | GEOEXCEL | RZ036-1VT/CF/HZ*-*****A |  | Water-Source | WBAHP: Heat Pump Packaged Unit | Both Heat Pump and Electric Re | 208 | 1 |  |  |  | Dual-Speed |  |  |  | 39000 | 2142 | 18.2 | 11.2 | 42800 | 2459 | 5.1 | 4.2 | Federally-Regulated Commercial & Industrial Equipment | 04/24/2019 |  | 05/13/2019
FHP Manufacturing Company | GEOEXCEL | RZ036-1VT/CF/HZ*-*****A |  | Ground-Water-Source | WBAHP: Heat Pump Packaged Unit | Both Heat Pump and Electric Re | 208 | 1 |  |  |  | Dual-Speed |  |  |  | 43300 | 1665 | 26 | 16.2 | 35900 | 2312 | 4.6 | 3.6 | Non Federally-Regulated | 04/24/2019 |  | 05/13/2019
FHP Manufacturing Company | GEOEXCEL | RZ036-1VT/CF/HZ*-*****A |  | Ground-Source | WBAHP: Heat Pump Packaged Unit | Both Heat Pump and Electric Re | 208 | 1 |  |  |  | Dual-Speed |  |  |  | 40800 | 2019 | 20.2 | 13.4 | 28400 | 2107 | 4 | 3.1 | Non Federally-Regulated | 04/24/2019 |  | 05/13/2019
FHP Manufacturing Company | Comfortmaker | HB018H******1**2 |  | Water-Source | WBAHP: Heat Pump Packaged Unit | Heat Pump | 208 | 1 |  |  |  | Single-Speed |  |  |  | 19500 | 1266 | 15.4 | 11.2 | 21300 | 1248 | 5 | 4.2 | Federally-Regulated Commercial & Industrial Equipment | 04/24/2019 |  | 05/13/2019
FHP Manufacturing Company | Comfortmaker | HB018H******1**2 |  | Ground-Water-Source | WBAHP: Heat Pump Packaged Unit | Heat Pump | 208 | 1 |  |  |  | Single-Speed |  |  |  | 21300 | 862 | 24.7 | 16.2 | 17700 | 1178 | 4.4 | 3.6 | Non Federally-Regulated | 04/24/2019 |  | 05/13/2019
FHP Manufacturing Company | Comfortmaker | HB018H******1**2 |  | Ground-Source | WBAHP: Heat Pump Packaged Unit | Heat Pump | 208 | 1 |  |  |  | Single-Speed |  |  |  | 20500 | 1145 | 17.9 | 13.4 | 14800 | 1188 | 3.7 | 3.1 | Non Federally-Regulated | 04/24/2019 |  | 05/13/2019
FHP Manufacturing Company | Comfortmaker | HB048V******1**1 |  | Water-Source | WBAHP: Heat Pump Packaged Unit | Heat Pump | 208 | 1 |  |  |  | Single-Speed |  |  |  | 47400 | 3160 | 15 | 11.2 | 50000 | 2764 | 5.3 | 4.2 | Federally-Regulated Commercial & Industrial Equipment | 04/24/2019 |  | 05/13/2019
FHP Manufacturing Company | Comfortmaker | HB048V******1**1 |  | Ground-Water-Source | WBAHP: Heat Pump Packaged Unit | Heat Pump | 208 | 1 |  |  |  | Single-Speed |  |  |  | 52900 | 2190 | 24.15 | 16.2 | 40500 | 2760 | 4.3 | 3.6 | Non Federally-Regulated | 04/24/2019 |  | 05/13/2019
FHP Manufacturing Company | Comfortmaker | HB048V******1**1 |  | Ground-Source | WBAHP: Heat Pump Packaged Unit | Heat Pump | 208 | 1 |  |  |  | Single-Speed |  |  |  | 49500 | 2788 | 17.75 | 13.4 | 33400 | 2645 | 3.7 | 3.1 | Non Federally-Regulated | 04/24/2019 |  | 05/13/2019
FHP Manufacturing Company | Comfortmaker | HB018V******1**2 |  | Water-Source | WBAHP: Heat Pump Packaged Unit | Heat Pump | 208 | 1 |  |  |  | Single-Speed |  |  |  | 19500 | 1189 | 16.4 | 11.2 | 21300 | 1224 | 5.1 | 4.2 | Federally-Regulated Commercial & Industrial Equipment | 04/24/2019 |  | 05/13/2019
FHP Manufacturing Company | Comfortmaker | HB018V******1**2 |  | Ground-Water-Source | WBAHP: Heat Pump Packaged Unit | Heat Pump | 208 | 1 |  |  |  | Single-Speed |  |  |  | 21300 | 832 | 25.6 | 16.2 | 17700 | 1152 | 4.5 | 3.6 | Non Federally-Regulated | 04/24/2019 |  | 05/13/2019
FHP Manufacturing Company | Comfortmaker | HB018V******1**2 |  | Ground-Source | WBAHP: Heat Pump Packaged Unit | Heat Pump | 208 | 1 |  |  |  | Single-Speed |  |  |  | 20500 | 1078 | 19 | 13.4 | 14800 | 1141 | 3.8 | 3.1 | Non Federally-Regulated | 04/24/2019 |  | 05/13/2019
FHP Manufacturing Company | Comfortmaker | HS036***N***1**2 | FVM4X4800BL | Water-Source | WBAHP-CB: Heat Pump Split Syst | Both Heat Pump and Electric Re | 208 | 1 | False |  |  | Dual-Speed |  |  |  | 37700 | 2683 | 14.05 | 12 | 45000 | 2691 | 4.9 | 4.2 | Federally-Regulated Commercial & Industrial Equipment | 04/24/2019 |  | 05/13/2019
FHP Manufacturing Company | Comfortmaker | HS036***N***1**2 | FVM4X4800BL | Ground-Water-Source | WBAHP-CB: Heat Pump Split Syst | Both Heat Pump and Electric Re | 208 | 1 | False |  |  | Dual-Speed |  |  |  | 41400 | 2039 | 20.3 | 16.2 | 36700 | 2560 | 4.2 | 3.6 | Non Federally-Regulated | 04/24/2019 |  | 05/13/2019
FHP Manufacturing Company | Comfortmaker | HS036***N***1**2 | FVM4X4800BL | Ground-Source | WBAHP-CB: Heat Pump Split Syst | Both Heat Pump and Electric Re | 208 | 1 | False |  |  | Dual-Speed |  |  |  | 39200 | 2412 | 16.25 | 13.4 | 27400 | 2230 | 3.6 | 3.1 | Non Federally-Regulated | 04/24/2019 |  | 05/13/2019
FHP Manufacturing Company | Comfortmaker | HS036***C***1**2 | FVM4X4800BL | Water-Source | WBAHP-CB: Heat Pump Split Syst | Both Heat Pump and Electric Re | 208 | 1 | False |  |  | Dual-Speed |  |  |  | 37700 | 2478 | 15.21 | 12 | 45000 | 2637 | 5 | 4.2 | Federally-Regulated Commercial & Industrial Equipment | 04/24/2019 |  | 05/13/2019
FHP Manufacturing Company | Comfortmaker | HS036***C***1**2 | FVM4X4800BL | Ground-Water-Source | WBAHP-CB: Heat Pump Split Syst | Both Heat Pump and Electric Re | 208 | 1 | False |  |  | Dual-Speed |  |  |  | 41400 | 1819 | 22.75 | 16.2 | 36700 | 2444 | 4.4 | 3.6 | Non Federally-Regulated | 04/24/2019 |  | 05/13/2019
FHP Manufacturing Company | Comfortmaker | HS036***C***1**2 | FVM4X4800BL | Ground-Source | WBAHP-CB: Heat Pump Split Syst | Both Heat Pump and Electric Re | 208 | 1 | False |  |  | Dual-Speed |  |  |  | 39200 | 2227 | 17.6 | 13.4 | 27400 | 2361 | 3.4 | 3.1 | Non Federally-Regulated | 04/24/2019 |  | 05/13/2019
FHP Manufacturing Company | Comfortmaker | HB042H******1**1 |  | Water-Source | WBAHP: Heat Pump Packaged Unit | Heat Pump | 208 | 1 |  |  |  | Single-Speed |  |  |  | 40600 | 2367 | 17.15 | 11.2 | 42400 | 2142 | 5.8 | 4.2 | Federally-Regulated Commercial & Industrial Equipment | 04/24/2019 |  | 05/13/2019
FHP Manufacturing Company | Comfortmaker | HB042H******1**1 |  | Ground-Water-Source | WBAHP: Heat Pump Packaged Unit | Heat Pump | 208 | 1 |  |  |  | Single-Speed |  |  |  | 45000 | 1654 | 27.2 | 16.2 | 35000 | 2051 | 5 | 3.6 | Non Federally-Regulated | 04/24/2019 |  | 05/13/2019
FHP Manufacturing Company | Comfortmaker | HB042H******1**1 |  | Ground-Source | WBAHP: Heat Pump Packaged Unit | Heat Pump | 208 | 1 |  |  |  | Single-Speed |  |  |  | 42200 | 2089 | 20.2 | 13.4 | 26800 | 1963 | 4 | 3.1 | Non Federally-Regulated | 04/24/2019 |  | 05/13/2019
FHP Manufacturing Company | Comfortmaker | HB042V******1**1 |  | Water-Source | WBAHP: Heat Pump Packaged Unit | Heat Pump | 208 | 1 |  |  |  | Single-Speed |  |  |  | 40600 | 2671 | 15.2 | 11.2 | 42400 | 2259 | 5.5 | 4.2 | Federally-Regulated Commercial & Industrial Equipment | 04/24/2019 |  | 05/13/2019
FHP Manufacturing Company | Comfortmaker | HB042V******1**1 |  | Ground-Water-Source | WBAHP: Heat Pump Packaged Unit | Heat Pump | 208 | 1 |  |  |  | Single-Speed |  |  |  | 45000 | 1757 | 25.6 | 16.2 | 35000 | 2205 | 4.7 | 3.6 | Non Federally-Regulated | 04/24/2019 |  | 05/13/2019
FHP Manufacturing Company | Comfortmaker | HB042V******1**1 |  | Ground-Source | WBAHP: Heat Pump Packaged Unit | Heat Pump | 208 | 1 |  |  |  | Single-Speed |  |  |  | 42200 | 2125 | 19.85 | 13.4 | 26800 | 2122 | 3.7 | 3.1 | Non Federally-Regulated | 04/24/2019 |  | 05/13/2019
FHP Manufacturing Company | Comfortmaker | HP072D/H/V |  | Water-Source | WBAHP: Heat Pump Packaged Unit | Heat Pump | 208 | 1 |  |  |  | Dual-Speed | 4406 | 803 |  | 72000 | 4965 | 14.5 | 12 | 80000 | 5210 | 4.5 | 4.2 | Federally-Regulated Commercial & Industrial Equipment | 10/11/2017 |  | 05/13/2019
FHP Manufacturing Company | Comfortmaker | HP072D/H/V |  | Ground-Water-Source | WBAHP: Heat Pump Packaged Unit | Heat Pump | 208 | 1 |  |  |  | Dual-Speed | 3941 | 803 |  | 77000 | 3928 | 19.6 | 16.2 | 68000 | 4745 | 4.2 | 3.6 | Non Federally-Regulated | 10/11/2017 |  | 05/13/2019
FHP Manufacturing Company | Comfortmaker | HP072D/H/V |  | Ground-Source | WBAHP: Heat Pump Packaged Unit | Heat Pump | 208 | 1 |  |  |  | Dual-Speed | 3394 | 803 |  | 74000 | 4539 | 16.3 | 13.4 | 53000 | 4437 | 3.5 | 3.1 | Non Federally-Regulated | 10/11/2017 |  | 05/13/2019
FHP Manufacturing Company | Comfortmaker | HP048D/H/V |  | Water-Source | WBAHP: Heat Pump Packaged Unit | Heat Pump | 208 | 1 |  |  |  | Dual-Speed |  |  |  | 48000 | 3636 | 13.2 | 11.2 | 58000 | 3541 | 4.8 | 4.2 | Federally-Regulated Commercial & Industrial Equipment | 05/25/2016 |  | 05/13/2019
FHP Manufacturing Company | Comfortmaker | HP048D/H/V |  | Ground-Water-Source | WBAHP: Heat Pump Packaged Unit | Heat Pump | 208 | 1 |  |  |  | Dual-Speed |  |  |  | 54000 | 2842 | 19 | 16.2 | 48000 | 3349 | 4.2 | 3.6 | Non Federally-Regulated | 05/25/2016 |  | 05/13/2019
FHP Manufacturing Company | Comfortmaker | HP048D/H/V |  | Ground-Source | WBAHP: Heat Pump Packaged Unit | Heat Pump | 208 | 1 |  |  |  | Dual-Speed |  |  |  | 49000 | 3161 | 15.5 | 13.4 | 38000 | 3093 | 3.6 | 3.1 | Non Federally-Regulated | 05/25/2016 |  | 05/13/2019
FHP Manufacturing Company | Comfortmaker | HP024D/H/V |  | Water-Source | WBAHP: Heat Pump Packaged Unit | Heat Pump | 208 | 1 |  |  |  | Dual-Speed |  |  |  | 26000 | 1625 | 16 | 11.2 | 27600 | 1617 | 5 | 4.2 | Federally-Regulated Commercial & Industrial Equipment | 03/15/2019 |  | 05/13/2019
FHP Manufacturing Company | Comfortmaker | HP024D/H/V |  | Ground-Water-Source | WBAHP: Heat Pump Packaged Unit | Heat Pump | 208 | 1 |  |  |  | Dual-Speed |  |  |  | 29000 | 1208 | 24 | 16.2 | 25000 | 1592 | 4.6 | 3.6 | Non Federally-Regulated | 03/15/2019 |  | 05/13/2019
FHP Manufacturing Company | Comfortmaker | HP024D/H/V |  | Ground-Source | WBAHP: Heat Pump Packaged Unit | Heat Pump | 208 | 1 |  |  |  | Dual-Speed |  |  |  | 27500 | 1470 | 18.7 | 13.4 | 19000 | 1465 | 3.8 | 3.1 | Non Federally-Regulated | 03/15/2019 |  | 05/13/2019
FHP Manufacturing Company | Comfortmaker | HP060D/H/V |  | Water-Source | WBAHP: Heat Pump Packaged Unit | Heat Pump | 208 | 1 |  |  |  | Dual-Speed |  |  |  | 60000 | 4285 | 14 | 11.2 | 72000 | 4489 | 4.7 | 4.2 | Federally-Regulated Commercial & Industrial Equipment | 05/25/2016 |  | 05/13/2019
FHP Manufacturing Company | Comfortmaker | HP060D/H/V |  | Ground-Water-Source | WBAHP: Heat Pump Packaged Unit | Heat Pump | 208 | 1 |  |  |  | Dual-Speed | 3426 | 730 |  | 68000 | 3451 | 19.7 | 16.2 | 61000 | 4157 | 4.3 | 3.6 | Non Federally-Regulated | 10/11/2017 |  | 05/13/2019
FHP Manufacturing Company | Comfortmaker | HP060D/H/V |  | Ground-Source | WBAHP: Heat Pump Packaged Unit | Heat Pump | 208 | 1 |  |  |  | Dual-Speed |  |  |  | 62000 | 3949 | 15.7 | 13.4 | 49000 | 3989 | 3.6 | 3.1 | Non Federally-Regulated | 05/25/2016 |  | 05/13/2019
FHP Manufacturing Company | Comfortmaker | HB018H/V* |  | Water-Source | WBAHP: Heat Pump Packaged Unit | Heat Pump | 208 | 1 |  |  |  | Single-Speed |  |  |  | 19500 | 1189 | 16.4 | 11.2 | 23500 | 1299 | 5.3 | 4.2 | Federally-Regulated Commercial & Industrial Equipment | 04/27/2016 |  | 05/13/2019
FHP Manufacturing Company | Comfortmaker | HB018H/V* |  | Ground-Water-Source | WBAHP: Heat Pump Packaged Unit | Heat Pump | 208 | 1 |  |  |  | Single-Speed |  |  |  | 21300 | 832 | 25.6 | 16.2 | 17700 | 1152 | 4.5 | 3.6 | Non Federally-Regulated | 04/27/2016 |  | 05/13/2019
FHP Manufacturing Company | Comfortmaker | HB018H/V* |  | Ground-Source | WBAHP: Heat Pump Packaged Unit | Heat Pump | 208 | 1 |  |  |  | Single-Speed |  |  |  | 20500 | 1078 | 19 | 13.4 | 14800 | 1141 | 3.8 | 3.1 | Non Federally-Regulated | 11/13/2018 |  | 05/13/2019
FHP Manufacturing Company | Comfortmaker | HB036H/V* |  | Water-Source | WBAHP: Heat Pump Packaged Unit | Heat Pump | 208 | 1 |  |  |  | Single-Speed |  |  |  | 36000 | 2093 | 17.2 | 11.2 | 41000 | 2145 | 5.6 | 4.2 | Federally-Regulated Commercial & Industrial Equipment | 04/27/2016 |  | 05/13/2019
FHP Manufacturing Company | Comfortmaker | HB036H/V* |  | Ground-Water-Source | WBAHP: Heat Pump Packaged Unit | Heat Pump | 208 | 1 |  |  |  | Single-Speed |  |  |  | 40200 | 1552 | 25.9 | 16.2 | 34400 | 2057 | 4.9 | 3.6 | Non Federally-Regulated | 04/27/2016 |  | 05/13/2019
FHP Manufacturing Company | Comfortmaker | HB036H/V* |  | Ground-Source | WBAHP: Heat Pump Packaged Unit | Heat Pump | 208 | 1 |  |  |  | Single-Speed |  |  |  | 37500 | 1903 | 19.7 | 13.4 | 26000 | 1858 | 4.1 | 3.1 | Non Federally-Regulated | 04/27/2016 |  | 05/13/2019
FHP Manufacturing Company | Comfortmaker | HP060H**N***1**1 |  | Water-Source | WBAHP: Heat Pump Packaged Unit | Heat Pump | 208 | 1 |  |  |  | Dual-Speed |  |  |  | 60000 | 4285 | 14 | 11.2 | 72000 | 4587 | 4.6 | 4.2 | Federally-Regulated Commercial & Industrial Equipment | 04/24/2019 |  | 05/13/2019
FHP Manufacturing Company | Comfortmaker | HP060H**N***1**1 |  | Ground-Source | WBAHP: Heat Pump Packaged Unit | Heat Pump | 208 | 1 |  |  |  | Dual-Speed |  |  |  | 62000 | 3850 | 16.1 | 13.4 | 49000 | 3934 | 3.7 | 3.1 | Non Federally-Regulated | 04/24/2019 |  | 05/13/2019
FHP Manufacturing Company | Day & Night | HB018H******1**2 |  | Water-Source | WBAHP: Heat Pump Packaged Unit | Heat Pump | 208 | 1 |  |  |  | Single-Speed |  |  |  | 19500 | 1266 | 15.4 | 11.2 | 21300 | 1248 | 5 | 4.2 | Federally-Regulated Commercial & Industrial Equipment | 04/24/2019 |  | 05/13/2019
FHP Manufacturing Company | Day & Night | HB018H******1**2 |  | Ground-Water-Source | WBAHP: Heat Pump Packaged Unit | Heat Pump | 208 | 1 |  |  |  | Single-Speed |  |  |  | 21300 | 862 | 24.7 | 16.2 | 17700 | 1178 | 4.4 | 3.6 | Non Federally-Regulated | 04/24/2019 |  | 05/13/2019
FHP Manufacturing Company | Day & Night | HB018H******1**2 |  | Ground-Source | WBAHP: Heat Pump Packaged Unit | Heat Pump | 208 | 1 |  |  |  | Single-Speed |  |  |  | 20500 | 1145 | 17.9 | 13.4 | 14800 | 1188 | 3.7 | 3.1 | Non Federally-Regulated | 04/24/2019 |  | 05/13/2019
FHP Manufacturing Company | Day & Night | HB042V******1**1 |  | Water-Source | WBAHP: Heat Pump Packaged Unit | Heat Pump | 208 | 1 |  |  |  | Single-Speed |  |  |  | 40600 | 2671 | 15.2 | 11.2 | 42400 | 2259 | 5.5 | 4.2 | Federally-Regulated Commercial & Industrial Equipment | 04/24/2019 |  | 05/13/2019
FHP Manufacturing Company | Day & Night | HB042V******1**1 |  | Ground-Water-Source | WBAHP: Heat Pump Packaged Unit | Heat Pump | 208 | 1 |  |  |  | Single-Speed |  |  |  | 45000 | 1757 | 25.6 | 16.2 | 35000 | 2205 | 4.7 | 3.6 | Non Federally-Regulated | 04/24/2019 |  | 05/13/2019
FHP Manufacturing Company | Day & Night | HB042V******1**1 |  | Ground-Source | WBAHP: Heat Pump Packaged Unit | Heat Pump | 208 | 1 |  |  |  | Single-Speed |  |  |  | 42200 | 2125 | 19.85 | 13.4 | 26800 | 2122 | 3.7 | 3.1 | Non Federally-Regulated | 04/24/2019 |  | 05/13/2019
FHP Manufacturing Company | Day & Night | HB048V******1**1 |  | Water-Source | WBAHP: Heat Pump Packaged Unit | Heat Pump | 208 | 1 |  |  |  | Single-Speed |  |  |  | 47400 | 3160 | 15 | 11.2 | 50000 | 2764 | 5.3 | 4.2 | Federally-Regulated Commercial & Industrial Equipment | 04/24/2019 |  | 05/13/2019
FHP Manufacturing Company | Day & Night | HB048V******1**1 |  | Ground-Water-Source | WBAHP: Heat Pump Packaged Unit | Heat Pump | 208 | 1 |  |  |  | Single-Speed |  |  |  | 52900 | 2190 | 24.15 | 16.2 | 40500 | 2760 | 4.3 | 3.6 | Non Federally-Regulated | 04/24/2019 |  | 05/13/2019
FHP Manufacturing Company | Day & Night | HB048V******1**1 |  | Ground-Source | WBAHP: Heat Pump Packaged Unit | Heat Pump | 208 | 1 |  |  |  | Single-Speed |  |  |  | 49500 | 2788 | 17.75 | 13.4 | 33400 | 2645 | 3.7 | 3.1 | Non Federally-Regulated | 04/24/2019 |  | 05/13/2019
FHP Manufacturing Company | Day & Night | HB018V******1**2 |  | Water-Source | WBAHP: Heat Pump Packaged Unit | Heat Pump | 208 | 1 |  |  |  | Single-Speed |  |  |  | 19500 | 1189 | 16.4 | 11.2 | 21300 | 1224 | 5.1 | 4.2 | Federally-Regulated Commercial & Industrial Equipment | 04/24/2019 |  | 05/13/2019
FHP Manufacturing Company | Day & Night | HB018V******1**2 |  | Ground-Water-Source | WBAHP: Heat Pump Packaged Unit | Heat Pump | 208 | 1 |  |  |  | Single-Speed |  |  |  | 21300 | 832 | 25.6 | 16.2 | 17700 | 1152 | 4.5 | 3.6 | Non Federally-Regulated | 04/24/2019 |  | 05/13/2019
FHP Manufacturing Company | Day & Night | HB018V******1**2 |  | Ground-Source | WBAHP: Heat Pump Packaged Unit | Heat Pump | 208 | 1 |  |  |  | Single-Speed |  |  |  | 20500 | 1078 | 19 | 13.4 | 14800 | 1141 | 3.8 | 3.1 | Non Federally-Regulated | 04/24/2019 |  | 05/13/2019
FHP Manufacturing Company | Day & Night | HS036***N***1**2 | FVM4X4800BL | Water-Source | WBAHP-CB: Heat Pump Split Syst | Both Heat Pump and Electric Re | 208 | 1 | False |  |  | Dual-Speed |  |  |  | 37700 | 2683 | 14.05 | 12 | 45000 | 2691 | 4.9 | 4.2 | Federally-Regulated Commercial & Industrial Equipment | 04/24/2019 |  | 05/13/2019
FHP Manufacturing Company | Day & Night | HS036***N***1**2 | FVM4X4800BL | Ground-Water-Source | WBAHP-CB: Heat Pump Split Syst | Both Heat Pump and Electric Re | 208 | 1 | False |  |  | Dual-Speed |  |  |  | 41400 | 2039 | 20.3 | 16.2 | 36700 | 2560 | 4.2 | 3.6 | Non Federally-Regulated | 04/24/2019 |  | 05/13/2019
FHP Manufacturing Company | Day & Night | HS036***N***1**2 | FVM4X4800BL | Ground-Source | WBAHP-CB: Heat Pump Split Syst | Both Heat Pump and Electric Re | 208 | 1 | False |  |  | Dual-Speed |  |  |  | 39200 | 2412 | 16.25 | 13.4 | 27400 | 2230 | 3.6 | 3.1 | Non Federally-Regulated | 04/24/2019 |  | 05/13/2019
FHP Manufacturing Company | Day & Night | HS036***C***1**2 | FVM4X4800BL | Water-Source | WBAHP-CB: Heat Pump Split Syst | Both Heat Pump and Electric Re | 208 | 1 | False |  |  | Dual-Speed |  |  |  | 37700 | 2478 | 15.21 | 12 | 45000 | 2637 | 5 | 4.2 | Federally-Regulated Commercial & Industrial Equipment | 04/24/2019 |  | 05/13/2019
FHP Manufacturing Company | Day & Night | HS036***C***1**2 | FVM4X4800BL | Ground-Water-Source | WBAHP-CB: Heat Pump Split Syst | Both Heat Pump and Electric Re | 208 | 1 | False |  |  | Dual-Speed |  |  |  | 41400 | 1819 | 22.75 | 16.2 | 36700 | 2444 | 4.4 | 3.6 | Non Federally-Regulated | 04/24/2019 |  | 05/13/2019
FHP Manufacturing Company | Day & Night | HS036***C***1**2 | FVM4X4800BL | Ground-Source | WBAHP-CB: Heat Pump Split Syst | Both Heat Pump and Electric Re | 208 | 1 | False |  |  | Dual-Speed |  |  |  | 39200 | 2227 | 17.6 | 13.4 | 27400 | 2361 | 3.4 | 3.1 | Non Federally-Regulated | 04/24/2019 |  | 05/13/2019
FHP Manufacturing Company | Day & Night | HB042H******1**1 |  | Water-Source | WBAHP: Heat Pump Packaged Unit | Heat Pump | 208 | 1 |  |  |  | Single-Speed |  |  |  | 40600 | 2367 | 17.15 | 11.2 | 42400 | 2142 | 5.8 | 4.2 | Federally-Regulated Commercial & Industrial Equipment | 04/24/2019 |  | 05/13/2019
FHP Manufacturing Company | Day & Night | HB042H******1**1 |  | Ground-Water-Source | WBAHP: Heat Pump Packaged Unit | Heat Pump | 208 | 1 |  |  |  | Single-Speed |  |  |  | 45000 | 1654 | 27.2 | 16.2 | 35000 | 2051 | 5 | 3.6 | Non Federally-Regulated | 04/24/2019 |  | 05/13/2019
FHP Manufacturing Company | Day & Night | HB042H******1**1 |  | Ground-Source | WBAHP: Heat Pump Packaged Unit | Heat Pump | 208 | 1 |  |  |  | Single-Speed |  |  |  | 42200 | 2089 | 20.2 | 13.4 | 26800 | 1963 | 4 | 3.1 | Non Federally-Regulated | 04/24/2019 |  | 05/13/2019
FHP Manufacturing Company | Day & Night | HP072D/H/V |  | Water-Source | WBAHP: Heat Pump Packaged Unit | Heat Pump | 208 | 1 |  |  |  | Dual-Speed | 4406 | 803 |  | 72000 | 4965 | 14.5 | 12 | 80000 | 5210 | 4.5 | 4.2 | Federally-Regulated Commercial & Industrial Equipment | 10/11/2017 |  | 05/13/2019
FHP Manufacturing Company | Day & Night | HP072D/H/V |  | Ground-Water-Source | WBAHP: Heat Pump Packaged Unit | Heat Pump | 208 | 1 |  |  |  | Dual-Speed | 3941 | 803 |  | 77000 | 3928 | 19.6 | 16.2 | 68000 | 4745 | 4.2 | 3.6 | Non Federally-Regulated | 10/11/2017 |  | 05/13/2019
FHP Manufacturing Company | Day & Night | HP072D/H/V |  | Ground-Source | WBAHP: Heat Pump Packaged Unit | Heat Pump | 208 | 1 |  |  |  | Dual-Speed | 3394 | 803 |  | 74000 | 4539 | 16.3 | 13.4 | 53000 | 4437 | 3.5 | 3.1 | Non Federally-Regulated | 10/11/2017 |  | 05/13/2019
FHP Manufacturing Company | Day & Night | HP048D/H/V |  | Water-Source | WBAHP: Heat Pump Packaged Unit | Heat Pump | 208 | 1 |  |  |  | Dual-Speed |  |  |  | 48000 | 3636 | 13.2 | 11.2 | 58000 | 3541 | 4.8 | 4.2 | Federally-Regulated Commercial & Industrial Equipment | 05/25/2016 |  | 05/13/2019
FHP Manufacturing Company | Day & Night | HP048D/H/V |  | Ground-Water-Source | WBAHP: Heat Pump Packaged Unit | Heat Pump | 208 | 1 |  |  |  | Dual-Speed |  |  |  | 54000 | 2842 | 19 | 16.2 | 48000 | 3349 | 4.2 | 3.6 | Non Federally-Regulated | 05/25/2016 |  | 05/13/2019
FHP Manufacturing Company | Day & Night | HP048D/H/V |  | Ground-Source | WBAHP: Heat Pump Packaged Unit | Heat Pump | 208 | 1 |  |  |  | Dual-Speed |  |  |  | 49000 | 3161 | 15.5 | 13.4 | 38000 | 3093 | 3.6 | 3.1 | Non Federally-Regulated | 05/25/2016 |  | 05/13/2019
FHP Manufacturing Company | Day & Night | HP024D/H/V |  | Water-Source | WBAHP: Heat Pump Packaged Unit | Heat Pump | 208 | 1 |  |  |  | Dual-Speed |  |  |  | 26000 | 1625 | 16 | 11.2 | 27600 | 1617 | 5 | 4.2 | Federally-Regulated Commercial & Industrial Equipment | 03/15/2019 |  | 05/13/2019
FHP Manufacturing Company | Day & Night | HP024D/H/V |  | Ground-Water-Source | WBAHP: Heat Pump Packaged Unit | Heat Pump | 208 | 1 |  |  |  | Dual-Speed |  |  |  | 29000 | 1208 | 24 | 16.2 | 25000 | 1592 | 4.6 | 3.6 | Non Federally-Regulated | 03/15/2019 |  | 05/13/2019
FHP Manufacturing Company | Day & Night | HP024D/H/V |  | Ground-Source | WBAHP: Heat Pump Packaged Unit | Heat Pump | 208 | 1 |  |  |  | Dual-Speed |  |  |  | 27500 | 1470 | 18.7 | 13.4 | 19000 | 1465 | 3.8 | 3.1 | Non Federally-Regulated | 03/15/2019 |  | 05/13/2019
FHP Manufacturing Company | Day & Night | HP060D/H/V |  | Water-Source | WBAHP: Heat Pump Packaged Unit | Heat Pump | 208 | 1 |  |  |  | Dual-Speed |  |  |  | 60000 | 4285 | 14 | 11.2 | 72000 | 4489 | 4.7 | 4.2 | Federally-Regulated Commercial & Industrial Equipment | 05/25/2016 |  | 05/13/2019
FHP Manufacturing Company | Day & Night | HP060D/H/V |  | Ground-Water-Source | WBAHP: Heat Pump Packaged Unit | Heat Pump | 208 | 1 |  |  |  | Dual-Speed | 3426 | 730 |  | 68000 | 3451 | 19.7 | 16.2 | 61000 | 4157 | 4.3 | 3.6 | Non Federally-Regulated | 10/11/2017 |  | 05/13/2019
FHP Manufacturing Company | Day & Night | HP060D/H/V |  | Ground-Source | WBAHP: Heat Pump Packaged Unit | Heat Pump | 208 | 1 |  |  |  | Dual-Speed |  |  |  | 62000 | 3949 | 15.7 | 13.4 | 49000 | 3989 | 3.6 | 3.1 | Non Federally-Regulated | 05/25/2016 |  | 05/13/2019
FHP Manufacturing Company | Day & Night | HB018H/V* |  | Water-Source | WBAHP: Heat Pump Packaged Unit | Heat Pump | 208 | 1 |  |  |  | Single-Speed |  |  |  | 19500 | 1189 | 16.4 | 11.2 | 23500 | 1299 | 5.3 | 4.2 | Federally-Regulated Commercial & Industrial Equipment | 04/27/2016 |  | 05/13/2019
FHP Manufacturing Company | Day & Night | HB018H/V* |  | Ground-Water-Source | WBAHP: Heat Pump Packaged Unit | Heat Pump | 208 | 1 |  |  |  | Single-Speed |  |  |  | 21300 | 832 | 25.6 | 16.2 | 17700 | 1152 | 4.5 | 3.6 | Non Federally-Regulated | 04/27/2016 |  | 05/13/2019
FHP Manufacturing Company | Day & Night | HB018H/V* |  | Ground-Source | WBAHP: Heat Pump Packaged Unit | Heat Pump | 208 | 1 |  |  |  | Single-Speed |  |  |  | 20500 | 1078 | 19 | 13.4 | 14800 | 1141 | 3.8 | 3.1 | Non Federally-Regulated | 11/13/2018 |  | 05/13/2019
FHP Manufacturing Company | Day & Night | HB036H/V* |  | Water-Source | WBAHP: Heat Pump Packaged Unit | Heat Pump | 208 | 1 |  |  |  | Single-Speed |  |  |  | 36000 | 2093 | 17.2 | 11.2 | 41000 | 2145 | 5.6 | 4.2 | Federally-Regulated Commercial & Industrial Equipment | 04/27/2016 |  | 05/13/2019
FHP Manufacturing Company | Day & Night | HB036H/V* |  | Ground-Water-Source | WBAHP: Heat Pump Packaged Unit | Heat Pump | 208 | 1 |  |  |  | Single-Speed |  |  |  | 40200 | 1552 | 25.9 | 16.2 | 34400 | 2057 | 4.9 | 3.6 | Non Federally-Regulated | 04/27/2016 |  | 05/13/2019
FHP Manufacturing Company | Day & Night | HB036H/V* |  | Ground-Source | WBAHP: Heat Pump Packaged Unit | Heat Pump | 208 | 1 |  |  |  | Single-Speed |  |  |  | 37500 | 1903 | 19.7 | 13.4 | 26000 | 1858 | 4.1 | 3.1 | Non Federally-Regulated | 04/27/2016 |  | 05/13/2019
FHP Manufacturing Company | Day & Night | HP060H**N***1**1 |  | Water-Source | WBAHP: Heat Pump Packaged Unit | Heat Pump | 208 | 1 |  |  |  | Dual-Speed |  |  |  | 60000 | 4285 | 14 | 11.2 | 72000 | 4587 | 4.6 | 4.2 | Federally-Regulated Commercial & Industrial Equipment | 04/24/2019 |  | 05/13/2019
FHP Manufacturing Company | Day & Night | HP060H**N***1**1 |  | Ground-Source | WBAHP: Heat Pump Packaged Unit | Heat Pump | 208 | 1 |  |  |  | Dual-Speed |  |  |  | 62000 | 3850 | 16.1 | 13.4 | 49000 | 3934 | 3.7 | 3.1 | Non Federally-Regulated | 04/24/2019 |  | 05/13/2019
FHP Manufacturing Company | FHP | LV060-5VTN-***P*C-**T/G |  | Water-Source | WBAHP: Heat Pump Packaged Unit | Heat Pump | 575 | 3 |  |  |  | Single-Speed |  |  |  | 59100 | 4345 | 13.6 | 11.2 | 77800 | 4750 | 4.8 | 4.2 | Federally-Regulated Commercial & Industrial Equipment | 03/15/2019 |  | 05/13/2019
FHP Manufacturing Company | FHP | LV060-5VTN-***P*C-**T/G |  | Ground-Source | WBAHP: Heat Pump Packaged Unit | Heat Pump | 575 | 3 |  |  |  | Single-Speed |  |  |  | 61600 | 3898 | 15.8 | 13.4 | 53400 | 4173 | 3.8 | 3.1 | Non Federally-Regulated | 03/15/2019 |  | 05/13/2019
FHP Manufacturing Company | FHP | LV060-4VTN-***P*C-**T/G |  | Water-Source | WBAHP: Heat Pump Packaged Unit | Heat Pump | 460 | 3 |  |  |  | Single-Speed |  |  |  | 59100 | 4345 | 13.6 | 11.2 | 77800 | 4750 | 4.8 | 4.2 | Federally-Regulated Commercial & Industrial Equipment | 03/15/2019 |  | 05/13/2019
FHP Manufacturing Company | FHP | LV060-4VTN-***P*C-**T/G |  | Ground-Source | WBAHP: Heat Pump Packaged Unit | Heat Pump | 460 | 3 |  |  |  | Single-Speed |  |  |  | 61600 | 3898 | 15.8 | 13.4 | 53400 | 4173 | 3.8 | 3.1 | Non Federally-Regulated | 03/15/2019 |  | 05/13/2019
FHP Manufacturing Company | FHP | EP048-3HZ/VT |  | Water-Source | WBAHP: Heat Pump Packaged Unit | Heat Pump | 208 | 3 |  |  |  | Single-Speed |  |  |  | 47400 | 3160 | 15 | 11.2 | 50000 | 2764 | 5.3 | 4.2 | Federally-Regulated Commercial & Industrial Equipment | 02/08/2019 |  | 05/13/2019
FHP Manufacturing Company | FHP | EP048-3HZ/VT |  | Ground-Water-Source | WBAHP: Heat Pump Packaged Unit | Heat Pump | 208 | 3 |  |  |  | Single-Speed |  |  |  | 52900 | 2190 | 24.15 | 16.2 | 40500 | 2760 | 4.3 | 3.6 | Non Federally-Regulated | 02/08/2019 |  | 05/13/2019
FHP Manufacturing Company | FHP | EP048-4HZ/VT |  | Water-Source | WBAHP: Heat Pump Packaged Unit | Heat Pump | 460 | 3 |  |  |  | Single-Speed |  |  |  | 47400 | 3160 | 15 | 11.2 | 50000 | 2764 | 5.3 | 4.2 | Federally-Regulated Commercial & Industrial Equipment | 02/08/2019 |  | 05/13/2019
FHP Manufacturing Company | FHP | EP048-4HZ/VT |  | Ground-Water-Source | WBAHP: Heat Pump Packaged Unit | Heat Pump | 460 | 3 |  |  |  | Single-Speed |  |  |  | 52900 | 2190 | 24.15 | 16.2 | 40500 | 2760 | 4.3 | 3.6 | Non Federally-Regulated | 02/08/2019 |  | 05/13/2019
FHP Manufacturing Company | FHP | EP048-4HZ/VT |  | Ground-Source | WBAHP: Heat Pump Packaged Unit | Heat Pump | 460 | 3 |  |  |  | Single-Speed |  |  |  | 49500 | 2788 | 17.75 | 13.4 | 33400 | 2645 | 3.7 | 3.1 | Non Federally-Regulated | 02/08/2019 |  | 05/13/2019
FHP Manufacturing Company | FHP | EP048-3HZ/VT |  | Ground-Source | WBAHP: Heat Pump Packaged Unit | Heat Pump | 208 | 3 |  |  |  | Single-Speed |  |  |  | 49500 | 2788 | 17.75 | 13.4 | 33400 | 2645 | 3.7 | 3.1 | Non Federally-Regulated | 02/08/2019 |  | 05/13/2019
FHP Manufacturing Company | FHP | EP048-1HZ/VT |  | Water-Source | WBAHP: Heat Pump Packaged Unit | Heat Pump | 208 | 1 |  |  |  | Single-Speed |  |  |  | 47400 | 3160 | 15 | 11.2 | 50000 | 2764 | 5.3 | 4.2 | Federally-Regulated Commercial & Industrial Equipment | 02/08/2019 |  | 05/13/2019
FHP Manufacturing Company | FHP | EP048-1HZ/VT |  | Ground-Water-Source | WBAHP: Heat Pump Packaged Unit | Heat Pump | 208 | 1 |  |  |  | Single-Speed |  |  |  | 52900 | 2190 | 24.15 | 16.2 | 40500 | 2760 | 4.3 | 3.6 | Non Federally-Regulated | 02/08/2019 |  | 05/13/2019
FHP Manufacturing Company | FHP | EP048-1HZ/VT |  | Ground-Source | WBAHP: Heat Pump Packaged Unit | Heat Pump | 208 | 1 |  |  |  | Single-Speed |  |  |  | 49500 | 2788 | 17.75 | 13.4 | 33400 | 2645 | 3.7 | 3.1 | Non Federally-Regulated | 02/08/2019 |  | 05/13/2019
FHP Manufacturing Company | FHP | EP042-4HZ/VT |  | Water-Source | WBAHP: Heat Pump Packaged Unit | Heat Pump | 460 | 3 |  |  |  | Single-Speed |  |  |  | 40600 | 2671 | 15.2 | 11.2 | 42000 | 2238 | 5.5 | 4.2 | Federally-Regulated Commercial & Industrial Equipment | 04/24/2019 |  | 05/13/2019
FHP Manufacturing Company | FHP | EP042-4HZ/VT |  | Ground-Water-Source | WBAHP: Heat Pump Packaged Unit | Heat Pump | 460 | 3 |  |  |  | Single-Speed |  |  |  | 45000 | 1757 | 25.6 | 16.2 | 35000 | 2205 | 4.7 | 3.6 | Non Federally-Regulated | 04/24/2019 |  | 05/13/2019
FHP Manufacturing Company | FHP | EP042-4HZ/VT |  | Ground-Source | WBAHP: Heat Pump Packaged Unit | Heat Pump | 460 | 3 |  |  |  | Single-Speed |  |  |  | 42200 | 2125 | 19.85 | 13.4 | 26800 | 2122 | 3.7 | 3.1 | Non Federally-Regulated | 04/24/2019 |  | 05/13/2019
FHP Manufacturing Company | FHP | EP042-3HZ/VT |  | Water-Source | WBAHP: Heat Pump Packaged Unit | Heat Pump | 208 | 3 |  |  |  | Single-Speed |  |  |  | 40600 | 2671 | 15.2 | 11.2 | 42400 | 2259 | 5.5 | 4.2 | Federally-Regulated Commercial & Industrial Equipment | 04/24/2019 |  | 05/13/2019
FHP Manufacturing Company | FHP | EP042-1HZ/VT |  | Water-Source | WBAHP: Heat Pump Packaged Unit | Heat Pump | 208 | 1 |  |  |  | Single-Speed |  |  |  | 40600 | 2671 | 15.2 | 11.2 | 42400 | 2259 | 5.5 | 4.2 | Federally-Regulated Commercial & Industrial Equipment | 04/24/2019 |  | 05/13/2019
FHP Manufacturing Company | FHP | EP042-3HZ/VT |  | Ground-Water-Source | WBAHP: Heat Pump Packaged Unit | Heat Pump | 208 | 3 |  |  |  | Single-Speed |  |  |  | 45000 | 1757 | 25.6 | 16.2 | 35000 | 2205 | 4.7 | 3.6 | Non Federally-Regulated | 04/24/2019 |  | 05/13/2019
FHP Manufacturing Company | FHP | EP042-1HZ/VT |  | Ground-Water-Source | WBAHP: Heat Pump Packaged Unit | Heat Pump | 208 | 1 |  |  |  | Single-Speed |  |  |  | 45000 | 1757 | 25.6 | 16.2 | 35000 | 2205 | 4.7 | 3.6 | Non Federally-Regulated | 04/24/2019 |  | 05/13/2019
FHP Manufacturing Company | FHP | EP042-3HZ/VT |  | Ground-Source | WBAHP: Heat Pump Packaged Unit | Heat Pump | 208 | 3 |  |  |  | Single-Speed |  |  |  | 42200 | 2125 | 19.85 | 13.4 | 26800 | 2122 | 3.7 | 3.1 | Non Federally-Regulated | 04/24/2019 |  | 05/13/2019
FHP Manufacturing Company | FHP | EP042-1HZ/VT |  | Ground-Source | WBAHP: Heat Pump Packaged Unit | Heat Pump | 208 | 1 |  |  |  | Single-Speed |  |  |  | 42200 | 2125 | 19.85 | 13.4 | 26800 | 2122 | 3.7 | 3.1 | Non Federally-Regulated | 04/24/2019 |  | 05/13/2019
FHP Manufacturing Company | FHP | EP018-2HZ/VT |  | Water-Source | WBAHP: Heat Pump Packaged Unit | Heat Pump | 265 | 1 |  |  |  | Single-Speed |  |  |  | 19500 | 1189 | 16.4 | 11.2 | 21300 | 1224 | 5.1 | 4.2 | Federally-Regulated Commercial & Industrial Equipment | 11/28/2018 |  | 05/13/2019
FHP Manufacturing Company | FHP | EP018-2HZ/VT |  | Ground-Water-Source | WBAHP: Heat Pump Packaged Unit | Heat Pump | 265 | 1 |  |  |  | Single-Speed |  |  |  | 21300 | 832 | 25.6 | 16.2 | 17700 | 1152 | 4.5 | 3.6 | Non Federally-Regulated | 11/28/2018 |  | 05/13/2019
FHP Manufacturing Company | FHP | EP018-2HZ/VT |  | Ground-Source | WBAHP: Heat Pump Packaged Unit | Heat Pump | 265 | 1 |  |  |  | Single-Speed |  |  |  | 20500 | 1078 | 19 | 13.4 | 14800 | 1141 | 3.8 | 3.1 | Non Federally-Regulated | 11/28/2018 |  | 05/13/2019
FHP Manufacturing Company | FHP | LV060-3VTN-***P*C-**T/G |  | Water-Source | WBAHP: Heat Pump Packaged Unit | Heat Pump | 208 | 3 |  |  |  | Single-Speed |  |  |  | 59100 | 4345 | 13.6 | 11.2 | 77800 | 4750 | 4.8 | 4.2 | Federally-Regulated Commercial & Industrial Equipment | 03/15/2019 |  | 05/13/2019
FHP Manufacturing Company | FHP | LV060-3VTN-***P*C-**T/G |  | Ground-Source | WBAHP: Heat Pump Packaged Unit | Heat Pump | 208 | 3 |  |  |  | Single-Speed |  |  |  | 61600 | 3898 | 15.8 | 13.4 | 53400 | 4173 | 3.8 | 3.1 | Non Federally-Regulated | 03/15/2019 |  | 05/13/2019
FHP Manufacturing Company | FHP | LV060-1VTN-***P*C-**T/G |  | Water-Source | WBAHP: Heat Pump Packaged Unit | Heat Pump | 208 | 1 |  |  |  | Single-Speed |  |  |  | 59100 | 4345 | 13.6 | 11.2 | 77800 | 4750 | 4.8 | 4.2 | Federally-Regulated Commercial & Industrial Equipment | 03/15/2019 |  | 05/13/2019
FHP Manufacturing Company | FHP | LV060-1VTN-***P*C-**T/G |  | Ground-Source | WBAHP: Heat Pump Packaged Unit | Heat Pump | 208 | 1 |  |  |  | Single-Speed |  |  |  | 61600 | 3898 | 15.8 | 13.4 | 53400 | 4173 | 3.8 | 3.1 | Non Federally-Regulated | 03/15/2019 |  | 05/13/2019
FHP Manufacturing Company | FHP | ES035-3CF/HZ/VT*-*****A |  | Water-Source | WBAHP: Heat Pump Packaged Unit | Heat Pump | 208 | 3 |  |  |  | Dual-Speed |  |  |  | 36000 | 2465 | 14.6 | 11.2 | 43000 | 2625 | 4.8 | 4.2 | Federally-Regulated Commercial & Industrial Equipment | 05/26/2016 |  | 05/13/2019
FHP Manufacturing Company | FHP | ES035-3CF/HZ/VT*-*****A |  | Ground-Water-Source | WBAHP: Heat Pump Packaged Unit | Heat Pump | 208 | 3 |  |  |  | Dual-Speed |  |  |  | 42000 | 1944 | 21.6 | 16.2 | 36000 | 2512 | 4.2 | 3.6 | Non Federally-Regulated | 05/26/2016 |  | 05/13/2019
FHP Manufacturing Company | FHP | ES035-3CF/HZ/VT*-*****A |  | Ground-Source | WBAHP: Heat Pump Packaged Unit | Heat Pump | 208 | 3 |  |  |  | Dual-Speed |  |  |  | 38000 | 2209 | 17.2 | 13.4 | 28000 | 2159 | 3.8 | 3.1 | Non Federally-Regulated | 05/26/2016 |  | 05/13/2019
FHP Manufacturing Company | FHP | LM036-4VT/CF/HZ*-*****A |  | Water-Source | WBAHP: Heat Pump Packaged Unit | Both Heat Pump and Electric Re | 460 | 3 |  |  |  | Dual-Speed |  |  |  | 39000 | 2142 | 18.2 | 11.2 | 42800 | 2459 | 5.1 | 4.2 | Federally-Regulated Commercial & Industrial Equipment | 04/24/2019 |  | 05/13/2019
FHP Manufacturing Company | FHP | LM036-4VT/CF/HZ*-*****A |  | Ground-Water-Source | WBAHP: Heat Pump Packaged Unit | Both Heat Pump and Electric Re | 460 | 3 |  |  |  | Dual-Speed |  |  |  | 43300 | 1665 | 26 | 16.2 | 35900 | 2312 | 4.6 | 3.6 | Non Federally-Regulated | 04/24/2019 |  | 05/13/2019
FHP Manufacturing Company | FHP | LM036-4VT/CF/HZ*-*****A |  | Ground-Source | WBAHP: Heat Pump Packaged Unit | Both Heat Pump and Electric Re | 460 | 3 |  |  |  | Dual-Speed |  |  |  | 40800 | 2019 | 20.2 | 13.4 | 28400 | 2107 | 4 | 3.1 | Non Federally-Regulated | 04/24/2019 |  | 05/13/2019
FHP Manufacturing Company | FHP | LM036-2VT/CF/HZ*-*****A |  | Water-Source | WBAHP: Heat Pump Packaged Unit | Both Heat Pump and Electric Re | 265 | 1 |  |  |  | Dual-Speed |  |  |  | 39000 | 2142 | 18.2 | 11.2 | 42800 | 2459 | 5.1 | 4.2 | Federally-Regulated Commercial & Industrial Equipment | 04/24/2019 |  | 05/13/2019
FHP Manufacturing Company | FHP | LM036-2VT/CF/HZ*-*****A |  | Ground-Water-Source | WBAHP: Heat Pump Packaged Unit | Both Heat Pump and Electric Re | 265 | 1 |  |  |  | Dual-Speed |  |  |  | 43300 | 1665 | 26 | 16.2 | 35900 | 2312 | 4.6 | 3.6 | Non Federally-Regulated | 04/24/2019 |  | 05/13/2019
FHP Manufacturing Company | FHP | LM036-2VT/CF/HZ*-*****A |  | Ground-Source | WBAHP: Heat Pump Packaged Unit | Both Heat Pump and Electric Re | 265 | 1 |  |  |  | Dual-Speed |  |  |  | 40800 | 2019 | 20.2 | 13.4 | 28400 | 2107 | 4 | 3.1 | Non Federally-Regulated | 04/24/2019 |  | 05/13/2019
FHP Manufacturing Company | FHP | LM036-3VT/CF/HZ*-*****A |  | Water-Source | WBAHP: Heat Pump Packaged Unit | Both Heat Pump and Electric Re | 208 | 3 |  |  |  | Dual-Speed |  |  |  | 39000 | 2142 | 18.2 | 11.2 | 42800 | 2459 | 5.1 | 4.2 | Federally-Regulated Commercial & Industrial Equipment | 04/24/2019 |  | 05/13/2019
FHP Manufacturing Company | FHP | LM036-3VT/CF/HZ*-*****A |  | Ground-Water-Source | WBAHP: Heat Pump Packaged Unit | Both Heat Pump and Electric Re | 208 | 3 |  |  |  | Dual-Speed |  |  |  | 43300 | 1665 | 26 | 16.2 | 35900 | 2312 | 4.6 | 3.6 | Non Federally-Regulated | 04/24/2019 |  | 05/13/2019
FHP Manufacturing Company | FHP | LM036-3VT/CF/HZ*-*****A |  | Ground-Source | WBAHP: Heat Pump Packaged Unit | Both Heat Pump and Electric Re | 208 | 3 |  |  |  | Dual-Speed |  |  |  | 40800 | 2019 | 20.2 | 13.4 | 28400 | 2107 | 4 | 3.1 | Non Federally-Regulated | 04/24/2019 |  | 05/13/2019
FHP Manufacturing Company | FHP | LM036-1VT/CF/HZ*-*****A |  | Water-Source | WBAHP: Heat Pump Packaged Unit | Both Heat Pump and Electric Re | 208 | 1 |  |  |  | Dual-Speed |  |  |  | 39000 | 2142 | 18.2 | 11.2 | 42800 | 2459 | 5.1 | 4.2 | Federally-Regulated Commercial & Industrial Equipment | 04/24/2019 |  | 05/13/2019
FHP Manufacturing Company | FHP | LM036-1VT/CF/HZ*-*****A |  | Ground-Water-Source | WBAHP: Heat Pump Packaged Unit | Both Heat Pump and Electric Re | 208 | 1 |  |  |  | Dual-Speed |  |  |  | 43300 | 1665 | 26 | 16.2 | 35900 | 2312 | 4.6 | 3.6 | Non Federally-Regulated | 04/24/2019 |  | 05/13/2019
FHP Manufacturing Company | FHP | LM036-1VT/CF/HZ*-*****A |  | Ground-Source | WBAHP: Heat Pump Packaged Unit | Both Heat Pump and Electric Re | 208 | 1 |  |  |  | Dual-Speed |  |  |  | 40800 | 2019 | 20.2 | 13.4 | 28400 | 2107 | 4 | 3.1 | Non Federally-Regulated | 04/24/2019 |  | 05/13/2019
Waterfurnace International, Inc. | YORK BY JOHNSON CONTROLS | YBSV/YBSH006**0*0 |  | Water-Source | WBAHP: Heat Pump Packaged Unit | Heat Pump | 208 | 1 |  |  |  | Single-Speed |  |  |  | 7100 | 529 | 13.4 | 11.2 | 8000 | 545 | 4.3 | 4.2 | Federally-Regulated Commercial & Industrial Equipment | 02/07/2019 |  | 05/13/2019
Waterfurnace International, Inc. | YORK BY JOHNSON CONTROLS | YBSV/YBSH006**0*0 |  | Ground-Water-Source | WBAHP: Heat Pump Packaged Unit | Heat Pump | 208 | 1 |  |  |  | Single-Speed |  |  |  | 8400 | 394 | 21.3 | 16.2 | 6800 | 524 | 3.8 | 3.6 | Non Federally-Regulated | 02/07/2019 |  | 05/13/2019
Waterfurnace International, Inc. | YORK BY JOHNSON CONTROLS | YBSV/YBSH006**0*0 |  | Ground-Source | WBAHP: Heat Pump Packaged Unit | Heat Pump | 208 | 1 |  |  |  | Single-Speed |  |  |  | 7400 | 477 | 15.5 | 13.4 | 5400 | 494 | 3.2 | 3.1 | Non Federally-Regulated | 02/07/2019 |  | 05/13/2019
Waterfurnace International, Inc. | YORK BY JOHNSON CONTROLS | YBSV/YBSH006**2*0 |  | Water-Source | WBAHP: Heat Pump Packaged Unit | Heat Pump | 265 | 1 |  |  |  | Single-Speed |  |  |  | 7100 | 529 | 13.4 | 11.2 | 8000 | 545 | 4.3 | 4.2 | Federally-Regulated Commercial & Industrial Equipment | 02/07/2019 |  | 05/13/2019
Waterfurnace International, Inc. | YORK BY JOHNSON CONTROLS | YBSV/YBSH006**2*0 |  | Ground-Water-Source | WBAHP: Heat Pump Packaged Unit | Heat Pump | 265 | 1 |  |  |  | Single-Speed |  |  |  | 8400 | 394 | 21.3 | 16.2 | 6800 | 524 | 3.8 | 3.6 | Non Federally-Regulated | 02/07/2019 |  | 05/13/2019
Waterfurnace International, Inc. | YORK BY JOHNSON CONTROLS | YBSV/YBSH006**2*0 |  | Ground-Source | WBAHP: Heat Pump Packaged Unit | Heat Pump | 265 | 1 |  |  |  | Single-Speed |  |  |  | 7400 | 477 | 15.5 | 13.4 | 5400 | 494 | 3.2 | 3.1 | Non Federally-Regulated | 02/07/2019 |  | 05/13/2019
Waterfurnace International, Inc. | YORK BY JOHNSON CONTROLS | YBSV/YBSH006**9*0 |  | Water-Source | WBAHP: Heat Pump Packaged Unit | Heat Pump | 115 | 1 |  |  |  | Single-Speed |  |  |  | 7100 | 529 | 13.4 | 11.2 | 8000 | 545 | 4.3 | 4.2 | Federally-Regulated Commercial & Industrial Equipment | 02/07/2019 |  | 05/13/2019
Waterfurnace International, Inc. | YORK BY JOHNSON CONTROLS | YBSV/YBSH006**9*0 |  | Ground-Water-Source | WBAHP: Heat Pump Packaged Unit | Heat Pump | 115 | 1 |  |  |  | Single-Speed |  |  |  | 8400 | 394 | 21.3 | 16.2 | 6800 | 524 | 3.8 | 3.6 | Non Federally-Regulated | 02/07/2019 |  | 05/13/2019
Waterfurnace International, Inc. | YORK BY JOHNSON CONTROLS | YBSV/YBSH006**9*0 |  | Ground-Source | WBAHP: Heat Pump Packaged Unit | Heat Pump | 115 | 1 |  |  |  | Single-Speed |  |  |  | 7400 | 477 | 15.5 | 13.4 | 5400 | 494 | 3.2 | 3.1 | Non Federally-Regulated | 02/07/2019 |  | 05/13/2019
Waterfurnace International, Inc. | YORK BY JOHNSON CONTROLS | YBSV/YBSH009**0*0 |  | Water-Source | WBAHP: Heat Pump Packaged Unit | Heat Pump | 208 | 1 |  |  |  | Single-Speed |  |  |  | 8100 | 663 | 12.2 | 11.2 | 11400 | 726 | 4.6 | 4.2 | Federally-Regulated Commercial & Industrial Equipment | 02/07/2019 |  | 05/13/2019
Waterfurnace International, Inc. | YORK BY JOHNSON CONTROLS | YBSV/YBSH009**0*0 |  | Ground-Water-Source | WBAHP: Heat Pump Packaged Unit | Heat Pump | 208 | 1 |  |  |  | Single-Speed |  |  |  | 9900 | 515 | 19.2 | 16.2 | 9600 | 703 | 4 | 3.6 | Non Federally-Regulated | 02/07/2019 |  | 05/13/2019
Waterfurnace International, Inc. | YORK BY JOHNSON CONTROLS | YBSV/YBSH009**0*0 |  | Ground-Source | WBAHP: Heat Pump Packaged Unit | Heat Pump | 208 | 1 |  |  |  | Single-Speed |  |  |  | 8900 | 613 | 14.5 | 13.4 | 7600 | 655 | 3.4 | 3.1 | Non Federally-Regulated | 02/07/2019 |  | 05/13/2019
Waterfurnace International, Inc. | YORK BY JOHNSON CONTROLS | YBSV/YBSH009**2*0 |  | Water-Source | WBAHP: Heat Pump Packaged Unit | Heat Pump | 265 | 1 |  |  |  | Single-Speed |  |  |  | 8100 | 663 | 12.2 | 11.2 | 11400 | 726 | 4.6 | 4.2 | Federally-Regulated Commercial & Industrial Equipment | 02/07/2019 |  | 05/13/2019
Waterfurnace International, Inc. | YORK BY JOHNSON CONTROLS | YBSV/YBSH009**2*0 |  | Ground-Water-Source | WBAHP: Heat Pump Packaged Unit | Heat Pump | 265 | 1 |  |  |  | Single-Speed |  |  |  | 9900 | 515 | 19.2 | 16.2 | 9600 | 703 | 4 | 3.6 | Non Federally-Regulated | 02/07/2019 |  | 05/13/2019
Waterfurnace International, Inc. | YORK BY JOHNSON CONTROLS | YBSV/YBSH009**2*0 |  | Ground-Source | WBAHP: Heat Pump Packaged Unit | Heat Pump | 265 | 1 |  |  |  | Single-Speed |  |  |  | 8900 | 613 | 14.5 | 13.4 | 7600 | 655 | 3.4 | 3.1 | Non Federally-Regulated | 02/07/2019 |  | 05/13/2019
Waterfurnace International, Inc. | YORK BY JOHNSON CONTROLS | YBSV/YBSH009**9*0 |  | Water-Source | WBAHP: Heat Pump Packaged Unit | Heat Pump | 115 | 1 |  |  |  | Single-Speed |  |  |  | 8100 | 663 | 12.2 | 11.2 | 11400 | 726 | 4.6 | 4.2 | Federally-Regulated Commercial & Industrial Equipment | 02/07/2019 |  | 05/13/2019
Waterfurnace International, Inc. | YORK BY JOHNSON CONTROLS | YBSV/YBSH009**9*0 |  | Ground-Water-Source | WBAHP: Heat Pump Packaged Unit | Heat Pump | 115 | 1 |  |  |  | Single-Speed |  |  |  | 9900 | 515 | 19.2 | 16.2 | 9600 | 703 | 4 | 3.6 | Non Federally-Regulated | 02/07/2019 |  | 05/13/2019
Waterfurnace International, Inc. | YORK BY JOHNSON CONTROLS | YBSV/YBSH009**9*0 |  | Ground-Source | WBAHP: Heat Pump Packaged Unit | Heat Pump | 115 | 1 |  |  |  | Single-Speed |  |  |  | 8900 | 613 | 14.5 | 13.4 | 7600 | 655 | 3.4 | 3.1 | Non Federally-Regulated | 02/07/2019 |  | 05/13/2019
Waterfurnace International, Inc. | YORK BY JOHNSON CONTROLS | YBSV/YBSH012**0*0 |  | Water-Source | WBAHP: Heat Pump Packaged Unit | Heat Pump | 208 | 1 |  |  |  | Single-Speed |  |  |  | 10200 | 836 | 12.2 | 11.2 | 15200 | 1012 | 4.4 | 4.2 | Federally-Regulated Commercial & Industrial Equipment | 02/07/2019 |  | 05/13/2019
Waterfurnace International, Inc. | YORK BY JOHNSON CONTROLS | YBSV/YBSH012**0*0 |  | Ground-Water-Source | WBAHP: Heat Pump Packaged Unit | Heat Pump | 208 | 1 |  |  |  | Single-Speed |  |  |  | 12200 | 670 | 18.2 | 16.2 | 12600 | 946 | 3.9 | 3.6 | Non Federally-Regulated | 02/07/2019 |  | 05/13/2019
Waterfurnace International, Inc. | YORK BY JOHNSON CONTROLS | YBSV/YBSH012**0*0 |  | Ground-Source | WBAHP: Heat Pump Packaged Unit | Heat Pump | 208 | 1 |  |  |  | Single-Speed |  |  |  | 11200 | 788 | 14.2 | 13.4 | 10200 | 854 | 3.5 | 3.1 | Non Federally-Regulated | 02/07/2019 |  | 05/13/2019
Waterfurnace International, Inc. | YORK BY JOHNSON CONTROLS | YBSV/YBSH012**2*0 |  | Water-Source | WBAHP: Heat Pump Packaged Unit | Heat Pump | 265 | 1 |  |  |  | Single-Speed |  |  |  | 10200 | 836 | 12.2 | 11.2 | 15200 | 1012 | 4.4 | 4.2 | Federally-Regulated Commercial & Industrial Equipment | 02/07/2019 |  | 05/13/2019
Waterfurnace International, Inc. | YORK BY JOHNSON CONTROLS | YBSV/YBSH012**2*0 |  | Ground-Water-Source | WBAHP: Heat Pump Packaged Unit | Heat Pump | 265 | 1 |  |  |  | Single-Speed |  |  |  | 12200 | 670 | 18.2 | 16.2 | 12600 | 946 | 3.9 | 3.6 | Non Federally-Regulated | 02/07/2019 |  | 05/13/2019
Waterfurnace International, Inc. | YORK BY JOHNSON CONTROLS | YBSV/YBSH012**2*0 |  | Ground-Source | WBAHP: Heat Pump Packaged Unit | Heat Pump | 265 | 1 |  |  |  | Single-Speed |  |  |  | 11200 | 788 | 14.2 | 13.4 | 10200 | 854 | 3.5 | 3.1 | Non Federally-Regulated | 02/07/2019 |  | 05/13/2019
Waterfurnace International, Inc. | YORK BY JOHNSON CONTROLS | YBSV/YBSH012**9*0 |  | Water-Source | WBAHP: Heat Pump Packaged Unit | Heat Pump | 115 | 1 |  |  |  | Single-Speed |  |  |  | 10200 | 836 | 12.2 | 11.2 | 15200 | 1012 | 4.4 | 4.2 | Federally-Regulated Commercial & Industrial Equipment | 02/07/2019 |  | 05/13/2019
Waterfurnace International, Inc. | YORK BY JOHNSON CONTROLS | YBSV/YBSH012**9*0 |  | Ground-Water-Source | WBAHP: Heat Pump Packaged Unit | Heat Pump | 115 | 1 |  |  |  | Single-Speed |  |  |  | 12200 | 670 | 18.2 | 16.2 | 12600 | 946 | 3.9 | 3.6 | Non Federally-Regulated | 02/07/2019 |  | 05/13/2019
Waterfurnace International, Inc. | YORK BY JOHNSON CONTROLS | YBSV/YBSH012**9*0 |  | Ground-Source | WBAHP: Heat Pump Packaged Unit | Heat Pump | 115 | 1 |  |  |  | Single-Speed |  |  |  | 11200 | 788 | 14.2 | 13.4 | 10200 | 854 | 3.5 | 3.1 | Non Federally-Regulated | 02/07/2019 |  | 05/13/2019
Waterfurnace International, Inc. | YORK BY JOHNSON CONTROLS | YBSV/YBSH015**0*0 |  | Water-Source | WBAHP: Heat Pump Packaged Unit | Heat Pump | 208 | 1 |  |  |  | Single-Speed |  |  |  | 13200 | 1056 | 12.5 | 11.2 | 15400 | 1002 | 4.5 | 4.2 | Federally-Regulated Commercial & Industrial Equipment | 02/07/2019 |  | 05/13/2019
Waterfurnace International, Inc. | YORK BY JOHNSON CONTROLS | YBSV/YBSH015**0*0 |  | Ground-Water-Source | WBAHP: Heat Pump Packaged Unit | Heat Pump | 208 | 1 |  |  |  | Single-Speed |  |  |  | 16000 | 800 | 20 | 16.2 | 13000 | 952 | 4 | 3.6 | Non Federally-Regulated | 02/07/2019 |  | 05/13/2019
Waterfurnace International, Inc. | YORK BY JOHNSON CONTROLS | YBSV/YBSH015**0*0 |  | Ground-Source | WBAHP: Heat Pump Packaged Unit | Heat Pump | 208 | 1 |  |  |  | Single-Speed |  |  |  | 14000 | 915 | 15.3 | 13.4 | 10400 | 952 | 3.2 | 3.1 | Non Federally-Regulated | 02/07/2019 |  | 05/13/2019
Waterfurnace International, Inc. | YORK BY JOHNSON CONTROLS | YBSV/YBSH015**0*1 |  | Water-Source | WBAHP: Heat Pump Packaged Unit | Heat Pump | 208 | 1 |  |  |  | Single-Speed |  |  |  | 13800 | 1045 | 13.2 | 11.2 | 16100 | 1025 | 4.6 | 4.2 | Federally-Regulated Commercial & Industrial Equipment | 02/07/2019 |  | 05/13/2019
Waterfurnace International, Inc. | YORK BY JOHNSON CONTROLS | YBSV/YBSH015**0*1 |  | Ground-Water-Source | WBAHP: Heat Pump Packaged Unit | Heat Pump | 208 | 1 |  |  |  | Single-Speed |  |  |  | 16000 | 761 | 21 | 16.2 | 13400 | 957 | 4.1 | 3.6 | Non Federally-Regulated | 02/07/2019 |  | 05/13/2019
Waterfurnace International, Inc. | YORK BY JOHNSON CONTROLS | YBSV/YBSH015**0*1 |  | Ground-Source | WBAHP: Heat Pump Packaged Unit | Heat Pump | 208 | 1 |  |  |  | Single-Speed |  |  |  | 14200 | 904 | 15.7 | 13.4 | 11000 | 976 | 3.3 | 3.1 | Non Federally-Regulated | 02/07/2019 |  | 05/13/2019
Waterfurnace International, Inc. | YORK BY JOHNSON CONTROLS | YBSV/YBSH015**0*4 |  | Water-Source | WBAHP: Heat Pump Packaged Unit | Heat Pump | 208 | 1 |  |  |  | Single-Speed |  |  |  | 13800 | 1045 | 13.2 | 11.2 | 16100 | 1025 | 4.6 | 4.2 | Federally-Regulated Commercial & Industrial Equipment | 02/07/2019 |  | 05/13/2019
Waterfurnace International, Inc. | YORK BY JOHNSON CONTROLS | YBSV/YBSH015**0*4 |  | Ground-Water-Source | WBAHP: Heat Pump Packaged Unit | Heat Pump | 208 | 1 |  |  |  | Single-Speed |  |  |  | 16000 | 761 | 21 | 16.2 | 13400 | 957 | 4.1 | 3.6 | Non Federally-Regulated | 02/07/2019 |  | 05/13/2019
Waterfurnace International, Inc. | YORK BY JOHNSON CONTROLS | YBSV/YBSH015**0*4 |  | Ground-Source | WBAHP: Heat Pump Packaged Unit | Heat Pump | 208 | 1 |  |  |  | Single-Speed |  |  |  | 14200 | 904 | 15.7 | 13.4 | 11000 | 976 | 3.3 | 3.1 | Non Federally-Regulated | 02/07/2019 |  | 05/13/2019
Waterfurnace International, Inc. | YORK BY JOHNSON CONTROLS | YBSV/YBSH015**2*0 |  | Water-Source | WBAHP: Heat Pump Packaged Unit | Heat Pump | 265 | 1 |  |  |  | Single-Speed |  |  |  | 13200 | 1056 | 12.5 | 11.2 | 15400 | 1002 | 4.5 | 4.2 | Federally-Regulated Commercial & Industrial Equipment | 02/07/2019 |  | 05/13/2019
Waterfurnace International, Inc. | YORK BY JOHNSON CONTROLS | YBSV/YBSH015**2*0 |  | Ground-Water-Source | WBAHP: Heat Pump Packaged Unit | Heat Pump | 265 | 1 |  |  |  | Single-Speed |  |  |  | 16000 | 800 | 20 | 16.2 | 13000 | 952 | 4 | 3.6 | Non Federally-Regulated | 02/07/2019 |  | 05/13/2019
Waterfurnace International, Inc. | YORK BY JOHNSON CONTROLS | YBSV/YBSH015**2*0 |  | Ground-Source | WBAHP: Heat Pump Packaged Unit | Heat Pump | 265 | 1 |  |  |  | Single-Speed |  |  |  | 14000 | 915 | 15.3 | 13.4 | 10400 | 952 | 3.2 | 3.1 | Non Federally-Regulated | 02/07/2019 |  | 05/13/2019
Waterfurnace International, Inc. | YORK BY JOHNSON CONTROLS | YBSV/YBSH015**2*1 |  | Water-Source | WBAHP: Heat Pump Packaged Unit | Heat Pump | 265 | 1 |  |  |  | Single-Speed |  |  |  | 13800 | 1045 | 13.2 | 11.2 | 16100 | 1025 | 4.6 | 4.2 | Federally-Regulated Commercial & Industrial Equipment | 02/07/2019 |  | 05/13/2019
Waterfurnace International, Inc. | YORK BY JOHNSON CONTROLS | YBSV/YBSH015**2*1 |  | Ground-Water-Source | WBAHP: Heat Pump Packaged Unit | Heat Pump | 265 | 1 |  |  |  | Single-Speed |  |  |  | 16000 | 761 | 21 | 16.2 | 13400 | 957 | 4.1 | 3.6 | Non Federally-Regulated | 02/07/2019 |  | 05/13/2019
Waterfurnace International, Inc. | YORK BY JOHNSON CONTROLS | YBSV/YBSH015**2*1 |  | Ground-Source | WBAHP: Heat Pump Packaged Unit | Heat Pump | 265 | 1 |  |  |  | Single-Speed |  |  |  | 14200 | 904 | 15.7 | 13.4 | 11000 | 976 | 3.3 | 3.1 | Non Federally-Regulated | 02/07/2019 |  | 05/13/2019
Waterfurnace International, Inc. | YORK BY JOHNSON CONTROLS | YBSV/YBSH015**2*4 |  | Water-Source | WBAHP: Heat Pump Packaged Unit | Heat Pump | 265 | 1 |  |  |  | Single-Speed |  |  |  | 13800 | 1045 | 13.2 | 11.2 | 16100 | 1025 | 4.6 | 4.2 | Federally-Regulated Commercial & Industrial Equipment | 02/07/2019 |  | 05/13/2019
Waterfurnace International, Inc. | YORK BY JOHNSON CONTROLS | YBSV/YBSH015**2*4 |  | Ground-Water-Source | WBAHP: Heat Pump Packaged Unit | Heat Pump | 265 | 1 |  |  |  | Single-Speed |  |  |  | 16000 | 761 | 21 | 16.2 | 13400 | 957 | 4.1 | 3.6 | Non Federally-Regulated | 02/07/2019 |  | 05/13/2019
Waterfurnace International, Inc. | YORK BY JOHNSON CONTROLS | YBSV/YBSH015**2*4 |  | Ground-Source | WBAHP: Heat Pump Packaged Unit | Heat Pump | 265 | 1 |  |  |  | Single-Speed |  |  |  | 14200 | 904 | 15.7 | 13.4 | 11000 | 976 | 3.3 | 3.1 | Non Federally-Regulated | 02/07/2019 |  | 05/13/2019
Waterfurnace International, Inc. | YORK BY JOHNSON CONTROLS | YBSV/YBSH018**0*0 |  | Water-Source | WBAHP: Heat Pump Packaged Unit | Heat Pump | 208 | 1 |  |  |  | Single-Speed |  |  |  | 17300 | 1291 | 13.4 | 11.2 | 19000 | 1294 | 4.3 | 4.2 | Federally-Regulated Commercial & Industrial Equipment | 02/07/2019 |  | 05/13/2019
Waterfurnace International, Inc. | YORK BY JOHNSON CONTROLS | YBSV/YBSH018**0*0 |  | Ground-Water-Source | WBAHP: Heat Pump Packaged Unit | Heat Pump | 208 | 1 |  |  |  | Single-Speed |  |  |  | 19800 | 965 | 20.5 | 16.2 | 16000 | 1267 | 3.7 | 3.6 | Non Federally-Regulated | 02/07/2019 |  | 05/13/2019
Waterfurnace International, Inc. | YORK BY JOHNSON CONTROLS | YBSV/YBSH018**0*0 |  | Ground-Source | WBAHP: Heat Pump Packaged Unit | Heat Pump | 208 | 1 |  |  |  | Single-Speed |  |  |  | 18000 | 1168 | 15.4 | 13.4 | 12600 | 1153 | 3.2 | 3.1 | Non Federally-Regulated | 02/07/2019 |  | 05/13/2019
Waterfurnace International, Inc. | YORK BY JOHNSON CONTROLS | YBSV/YBSH018**0*1 |  | Water-Source | WBAHP: Heat Pump Packaged Unit | Heat Pump | 208 | 1 |  |  |  | Single-Speed |  |  |  | 17300 | 1218 | 14.2 | 11.2 | 19000 | 1237 | 4.5 | 4.2 | Federally-Regulated Commercial & Industrial Equipment | 02/07/2019 |  | 05/13/2019
Waterfurnace International, Inc. | YORK BY JOHNSON CONTROLS | YBSV/YBSH018**0*1 |  | Ground-Water-Source | WBAHP: Heat Pump Packaged Unit | Heat Pump | 208 | 1 |  |  |  | Single-Speed |  |  |  | 19800 | 900 | 22 | 16.2 | 16000 | 1202 | 3.9 | 3.6 | Non Federally-Regulated | 02/07/2019 |  | 05/13/2019
Waterfurnace International, Inc. | YORK BY JOHNSON CONTROLS | YBSV/YBSH018**0*1 |  | Ground-Source | WBAHP: Heat Pump Packaged Unit | Heat Pump | 208 | 1 |  |  |  | Single-Speed |  |  |  | 18000 | 1111 | 16.2 | 13.4 | 12600 | 1119 | 3.3 | 3.1 | Non Federally-Regulated | 02/07/2019 |  | 05/13/2019
Waterfurnace International, Inc. | YORK BY JOHNSON CONTROLS | YBSV/YBSH018**0*4 |  | Water-Source | WBAHP: Heat Pump Packaged Unit | Heat Pump | 200 | 1 |  |  |  | Single-Speed |  |  |  | 17300 | 1218 | 14.2 | 11.2 | 19000 | 1237 | 4.5 | 4.2 | Federally-Regulated Commercial & Industrial Equipment | 02/07/2019 |  | 05/13/2019
Waterfurnace International, Inc. | YORK BY JOHNSON CONTROLS | YBSV/YBSH018**0*4 |  | Ground-Water-Source | WBAHP: Heat Pump Packaged Unit | Heat Pump | 200 | 1 |  |  |  | Single-Speed |  |  |  | 19800 | 900 | 22 | 16.2 | 16000 | 1202 | 3.9 | 3.6 | Non Federally-Regulated | 02/07/2019 |  | 05/13/2019
Waterfurnace International, Inc. | YORK BY JOHNSON CONTROLS | YBSV/YBSH018**0*4 |  | Ground-Source | WBAHP: Heat Pump Packaged Unit | Heat Pump | 200 | 1 |  |  |  | Single-Speed |  |  |  | 18000 | 1111 | 16.2 | 13.4 | 12600 | 1119 | 3.3 | 3.1 | Non Federally-Regulated | 02/07/2019 |  | 05/13/2019
Waterfurnace International, Inc. | YORK BY JOHNSON CONTROLS | YBSV/YBSH018**2*0 |  | Water-Source | WBAHP: Heat Pump Packaged Unit | Heat Pump | 265 | 1 |  |  |  | Single-Speed |  |  |  | 17300 | 1291 | 13.4 | 11.2 | 19000 | 1294 | 4.3 | 4.2 | Federally-Regulated Commercial & Industrial Equipment | 02/07/2019 |  | 05/13/2019
Waterfurnace International, Inc. | YORK BY JOHNSON CONTROLS | YBSV/YBSH018**2*0 |  | Ground-Water-Source | WBAHP: Heat Pump Packaged Unit | Heat Pump | 265 | 1 |  |  |  | Single-Speed |  |  |  | 19800 | 965 | 20.5 | 16.2 | 16000 | 1267 | 3.7 | 3.6 | Non Federally-Regulated | 02/07/2019 |  | 05/13/2019
Waterfurnace International, Inc. | YORK BY JOHNSON CONTROLS | YBSV/YBSH018**2*0 |  | Ground-Source | WBAHP: Heat Pump Packaged Unit | Heat Pump | 265 | 1 |  |  |  | Single-Speed |  |  |  | 18000 | 1168 | 15.4 | 13.4 | 12600 | 1153 | 3.2 | 3.1 | Non Federally-Regulated | 02/07/2019 |  | 05/13/2019
Waterfurnace International, Inc. | YORK BY JOHNSON CONTROLS | YBSV/YBSH018**2*1 |  | Water-Source | WBAHP: Heat Pump Packaged Unit | Heat Pump | 265 | 1 |  |  |  | Single-Speed |  |  |  | 17300 | 1218 | 14.2 | 11.2 | 19000 | 1237 | 4.5 | 4.2 | Federally-Regulated Commercial & Industrial Equipment | 02/07/2019 |  | 05/13/2019
Waterfurnace International, Inc. | YORK BY JOHNSON CONTROLS | YBSV/YBSH018**2*1 |  | Ground-Water-Source | WBAHP: Heat Pump Packaged Unit | Heat Pump | 265 | 1 |  |  |  | Single-Speed |  |  |  | 19800 | 900 | 22 | 16.2 | 16000 | 1202 | 3.9 | 3.6 | Non Federally-Regulated | 02/07/2019 |  | 05/13/2019
Waterfurnace International, Inc. | YORK BY JOHNSON CONTROLS | YBSV/YBSH018**2*1 |  | Ground-Source | WBAHP: Heat Pump Packaged Unit | Heat Pump | 265 | 1 |  |  |  | Single-Speed |  |  |  | 18000 | 1111 | 16.2 | 13.4 | 12600 | 1119 | 3.3 | 3.1 | Non Federally-Regulated | 02/07/2019 |  | 05/13/2019
Waterfurnace International, Inc. | YORK BY JOHNSON CONTROLS | YBSV/YBSH018**2*4 |  | Water-Source | WBAHP: Heat Pump Packaged Unit | Heat Pump | 265 | 1 |  |  |  | Single-Speed |  |  |  | 17300 | 1218 | 14.2 | 11.2 | 19000 | 1237 | 4.5 | 4.2 | Federally-Regulated Commercial & Industrial Equipment | 02/07/2019 |  | 05/13/2019
Waterfurnace International, Inc. | YORK BY JOHNSON CONTROLS | YBSV/YBSH018**2*4 |  | Ground-Water-Source | WBAHP: Heat Pump Packaged Unit | Heat Pump | 265 | 1 |  |  |  | Single-Speed |  |  |  | 19800 | 900 | 22 | 16.2 | 16000 | 1202 | 3.9 | 3.6 | Non Federally-Regulated | 02/07/2019 |  | 05/13/2019
Waterfurnace International, Inc. | YORK BY JOHNSON CONTROLS | YBSV/YBSH018**2*4 |  | Ground-Source | WBAHP: Heat Pump Packaged Unit | Heat Pump | 265 | 1 |  |  |  | Single-Speed |  |  |  | 18000 | 1111 | 16.2 | 13.4 | 12600 | 1119 | 3.3 | 3.1 | Non Federally-Regulated | 02/07/2019 |  | 05/13/2019
Waterfurnace International, Inc. | YORK BY JOHNSON CONTROLS | YBSV/YBSH024**0*0 |  | Water-Source | WBAHP: Heat Pump Packaged Unit | Heat Pump | 208 | 1 |  |  |  | Single-Speed |  |  |  | 22900 | 1761 | 13 | 11.2 | 26000 | 1693 | 4.5 | 4.2 | Federally-Regulated Commercial & Industrial Equipment | 02/07/2019 |  | 05/13/2019
Waterfurnace International, Inc. | YORK BY JOHNSON CONTROLS | YBSV/YBSH024**0*0 |  | Ground-Water-Source | WBAHP: Heat Pump Packaged Unit | Heat Pump | 208 | 1 |  |  |  | Single-Speed |  |  |  | 27000 | 1363 | 19.8 | 16.2 | 22600 | 1655 | 4 | 3.6 | Non Federally-Regulated | 02/07/2019 |  | 05/13/2019
Waterfurnace International, Inc. | YORK BY JOHNSON CONTROLS | YBSV/YBSH024**0*0 |  | Ground-Source | WBAHP: Heat Pump Packaged Unit | Heat Pump | 208 | 1 |  |  |  | Single-Speed |  |  |  | 24500 | 1655 | 14.8 | 13.4 | 17000 | 1509 | 3.3 | 3.1 | Non Federally-Regulated | 02/07/2019 |  | 05/13/2019
Waterfurnace International, Inc. | YORK BY JOHNSON CONTROLS | YBSV/YBSH024**0*1 |  | Water-Source | WBAHP: Heat Pump Packaged Unit | Heat Pump | 208 | 1 |  |  |  | Single-Speed |  |  |  | 22900 | 1683 | 13.6 | 11.2 | 26000 | 1621 | 4.7 | 4.2 | Federally-Regulated Commercial & Industrial Equipment | 02/07/2019 |  | 05/13/2019
Waterfurnace International, Inc. | YORK BY JOHNSON CONTROLS | YBSV/YBSH024**0*1 |  | Ground-Water-Source | WBAHP: Heat Pump Packaged Unit | Heat Pump | 208 | 1 |  |  |  | Single-Speed |  |  |  | 27000 | 1298 | 20.8 | 16.2 | 22600 | 1577 | 4.2 | 3.6 | Non Federally-Regulated | 02/07/2019 |  | 05/13/2019
Waterfurnace International, Inc. | YORK BY JOHNSON CONTROLS | YBSV/YBSH024**0*1 |  | Ground-Source | WBAHP: Heat Pump Packaged Unit | Heat Pump | 208 | 1 |  |  |  | Single-Speed |  |  |  | 24500 | 1570 | 15.6 | 13.4 | 17000 | 1423 | 3.5 | 3.1 | Non Federally-Regulated | 02/07/2019 |  | 05/13/2019
Waterfurnace International, Inc. | YORK BY JOHNSON CONTROLS | YBSV/YBSH024**0*4 |  | Water-Source | WBAHP: Heat Pump Packaged Unit | Heat Pump | 208 | 1 |  |  |  | Single-Speed |  |  |  | 22900 | 1683 | 13.6 | 11.2 | 26000 | 1621 | 4.7 | 4.2 | Federally-Regulated Commercial & Industrial Equipment | 02/07/2019 |  | 05/13/2019
Waterfurnace International, Inc. | YORK BY JOHNSON CONTROLS | YBSV/YBSH024**0*4 |  | Ground-Water-Source | WBAHP: Heat Pump Packaged Unit | Heat Pump | 208 | 1 |  |  |  | Single-Speed |  |  |  | 27000 | 1298 | 20.8 | 16.2 | 22600 | 1577 | 4.2 | 3.6 | Non Federally-Regulated | 02/07/2019 |  | 05/13/2019
Waterfurnace International, Inc. | YORK BY JOHNSON CONTROLS | YBSV/YBSH024**0*4 |  | Ground-Source | WBAHP: Heat Pump Packaged Unit | Heat Pump | 208 | 1 |  |  |  | Single-Speed |  |  |  | 24500 | 1570 | 15.6 | 13.4 | 17000 | 1423 | 3.5 | 3.1 | Non Federally-Regulated | 02/07/2019 |  | 05/13/2019
Waterfurnace International, Inc. | YORK BY JOHNSON CONTROLS | YBSV/YBSH024**2*0 |  | Water-Source | WBAHP: Heat Pump Packaged Unit | Heat Pump | 265 | 1 |  |  |  | Single-Speed |  |  |  | 22900 | 1761 | 13 | 11.2 | 26000 | 1693 | 4.5 | 4.2 | Federally-Regulated Commercial & Industrial Equipment | 02/07/2019 |  | 05/13/2019
Waterfurnace International, Inc. | YORK BY JOHNSON CONTROLS | YBSV/YBSH024**2*0 |  | Ground-Water-Source | WBAHP: Heat Pump Packaged Unit | Heat Pump | 265 | 1 |  |  |  | Single-Speed |  |  |  | 27000 | 1363 | 19.8 | 16.2 | 22600 | 1655 | 4 | 3.6 | Non Federally-Regulated | 02/07/2019 |  | 05/13/2019
Waterfurnace International, Inc. | YORK BY JOHNSON CONTROLS | YBSV/YBSH024**2*0 |  | Ground-Source | WBAHP: Heat Pump Packaged Unit | Heat Pump | 265 | 1 |  |  |  | Single-Speed |  |  |  | 24500 | 1655 | 14.8 | 13.4 | 17000 | 1509 | 3.3 | 3.1 | Non Federally-Regulated | 02/07/2019 |  | 05/13/2019
Waterfurnace International, Inc. | YORK BY JOHNSON CONTROLS | YBSV/YBSH024**2*1 |  | Water-Source | WBAHP: Heat Pump Packaged Unit | Heat Pump | 265 | 1 |  |  |  | Single-Speed |  |  |  | 22900 | 1683 | 13.6 | 11.2 | 26000 | 1621 | 4.7 | 4.2 | Federally-Regulated Commercial & Industrial Equipment | 02/07/2019 |  | 05/13/2019
Waterfurnace International, Inc. | YORK BY JOHNSON CONTROLS | YBSV/YBSH024**2*1 |  | Ground-Water-Source | WBAHP: Heat Pump Packaged Unit | Heat Pump | 265 | 1 |  |  |  | Single-Speed |  |  |  | 27000 | 1298 | 20.8 | 16.2 | 22600 | 1577 | 4.2 | 3.6 | Non Federally-Regulated | 02/07/2019 |  | 05/13/2019
Waterfurnace International, Inc. | YORK BY JOHNSON CONTROLS | YBSV/YBSH024**2*1 |  | Ground-Source | WBAHP: Heat Pump Packaged Unit | Heat Pump | 265 | 1 |  |  |  | Single-Speed |  |  |  | 24500 | 1570 | 15.6 | 13.4 | 17000 | 1423 | 3.5 | 3.1 | Non Federally-Regulated | 02/07/2019 |  | 05/13/2019
Waterfurnace International, Inc. | YORK BY JOHNSON CONTROLS | YBSV/YBSH024**2*4 |  | Water-Source | WBAHP: Heat Pump Packaged Unit | Heat Pump | 265 | 1 |  |  |  | Single-Speed |  |  |  | 22900 | 1683 | 13.6 | 11.2 | 26000 | 1621 | 4.7 | 4.2 | Federally-Regulated Commercial & Industrial Equipment | 02/07/2019 |  | 05/13/2019
Waterfurnace International, Inc. | YORK BY JOHNSON CONTROLS | YBSV/YBSH024**2*4 |  | Ground-Water-Source | WBAHP: Heat Pump Packaged Unit | Heat Pump | 265 | 1 |  |  |  | Single-Speed |  |  |  | 27000 | 1298 | 20.8 | 16.2 | 22600 | 1577 | 4.2 | 3.6 | Non Federally-Regulated | 02/07/2019 |  | 05/13/2019
Waterfurnace International, Inc. | YORK BY JOHNSON CONTROLS | YBSV/YBSH024**2*4 |  | Ground-Source | WBAHP: Heat Pump Packaged Unit | Heat Pump | 265 | 1 |  |  |  | Single-Speed |  |  |  | 24500 | 1570 | 15.6 | 13.4 | 17000 | 1423 | 3.5 | 3.1 | Non Federally-Regulated | 02/07/2019 |  | 05/13/2019
Waterfurnace International, Inc. | YORK BY JOHNSON CONTROLS | YBSV/YBSH024**3*0 |  | Water-Source | WBAHP: Heat Pump Packaged Unit | Heat Pump | 208 | 3 |  |  |  | Single-Speed |  |  |  | 22900 | 1761 | 13 | 11.2 | 26000 | 1693 | 4.5 | 4.2 | Federally-Regulated Commercial & Industrial Equipment | 02/07/2019 |  | 05/13/2019
Waterfurnace International, Inc. | YORK BY JOHNSON CONTROLS | YBSV/YBSH024**3*0 |  | Ground-Water-Source | WBAHP: Heat Pump Packaged Unit | Heat Pump | 208 | 3 |  |  |  | Single-Speed |  |  |  | 27000 | 1363 | 19.8 | 16.2 | 22600 | 1655 | 4 | 3.6 | Non Federally-Regulated | 02/07/2019 |  | 05/13/2019
Waterfurnace International, Inc. | YORK BY JOHNSON CONTROLS | YBSV/YBSH024**3*0 |  | Ground-Source | WBAHP: Heat Pump Packaged Unit | Heat Pump | 208 | 3 |  |  |  | Single-Speed |  |  |  | 24500 | 1655 | 14.8 | 13.4 | 17000 | 1509 | 3.3 | 3.1 | Non Federally-Regulated | 02/07/2019 |  | 05/13/2019
Waterfurnace International, Inc. | YORK BY JOHNSON CONTROLS | YBSV/YBSH024**3*1 |  | Water-Source | WBAHP: Heat Pump Packaged Unit | Heat Pump | 208 | 3 |  |  |  | Single-Speed |  |  |  | 22900 | 1683 | 13.6 | 11.2 | 26000 | 1621 | 4.7 | 4.2 | Federally-Regulated Commercial & Industrial Equipment | 02/07/2019 |  | 05/13/2019
Waterfurnace International, Inc. | YORK BY JOHNSON CONTROLS | YBSV/YBSH024**3*1 |  | Ground-Water-Source | WBAHP: Heat Pump Packaged Unit | Heat Pump | 208 | 3 |  |  |  | Single-Speed |  |  |  | 27000 | 1298 | 20.8 | 16.2 | 22600 | 1577 | 4.2 | 3.6 | Non Federally-Regulated | 02/07/2019 |  | 05/13/2019
Waterfurnace International, Inc. | YORK BY JOHNSON CONTROLS | YBSV/YBSH024**3*1 |  | Ground-Source | WBAHP: Heat Pump Packaged Unit | Heat Pump | 208 | 3 |  |  |  | Single-Speed |  |  |  | 24500 | 1570 | 15.6 | 13.4 | 17000 | 1423 | 3.5 | 3.1 | Non Federally-Regulated | 02/07/2019 |  | 05/13/2019
Waterfurnace International, Inc. | YORK BY JOHNSON CONTROLS | YBSV/YBSH024**3*4 |  | Water-Source | WBAHP: Heat Pump Packaged Unit | Heat Pump | 208 | 3 |  |  |  | Single-Speed |  |  |  | 22900 | 1683 | 13.6 | 11.2 | 26000 | 1621 | 4.7 | 4.2 | Federally-Regulated Commercial & Industrial Equipment | 02/07/2019 |  | 05/13/2019
Waterfurnace International, Inc. | YORK BY JOHNSON CONTROLS | YBSV/YBSH024**3*4 |  | Ground-Water-Source | WBAHP: Heat Pump Packaged Unit | Heat Pump | 208 | 3 |  |  |  | Single-Speed |  |  |  | 27000 | 1298 | 20.8 | 16.2 | 22600 | 1577 | 4.2 | 3.6 | Non Federally-Regulated | 02/07/2019 |  | 05/13/2019
Waterfurnace International, Inc. | YORK BY JOHNSON CONTROLS | YBSV/YBSH024**3*4 |  | Ground-Source | WBAHP: Heat Pump Packaged Unit | Heat Pump | 208 | 3 |  |  |  | Single-Speed |  |  |  | 24500 | 1570 | 15.6 | 13.4 | 17000 | 1423 | 3.5 | 3.1 | Non Federally-Regulated | 02/07/2019 |  | 05/13/2019
Waterfurnace International, Inc. | YORK BY JOHNSON CONTROLS | YBSV/YBSH024**4*0 |  | Water-Source | WBAHP: Heat Pump Packaged Unit | Heat Pump | 460 | 3 |  |  |  | Single-Speed |  |  |  | 22900 | 1761 | 13 | 11.2 | 26000 | 1693 | 4.5 | 4.2 | Federally-Regulated Commercial & Industrial Equipment | 02/07/2019 |  | 05/13/2019
Waterfurnace International, Inc. | YORK BY JOHNSON CONTROLS | YBSV/YBSH024**4*0 |  | Ground-Water-Source | WBAHP: Heat Pump Packaged Unit | Heat Pump | 460 | 3 |  |  |  | Single-Speed |  |  |  | 27000 | 1363 | 19.8 | 16.2 | 22600 | 1655 | 4 | 3.6 | Non Federally-Regulated | 02/07/2019 |  | 05/13/2019
Waterfurnace International, Inc. | YORK BY JOHNSON CONTROLS | YBSV/YBSH024**4*0 |  | Ground-Source | WBAHP: Heat Pump Packaged Unit | Heat Pump | 460 | 3 |  |  |  | Single-Speed |  |  |  | 24500 | 1655 | 14.8 | 13.4 | 17000 | 1509 | 3.3 | 3.1 | Non Federally-Regulated | 02/07/2019 |  | 05/13/2019
Waterfurnace International, Inc. | YORK BY JOHNSON CONTROLS | YBSV/YBSH024**4*1 |  | Water-Source | WBAHP: Heat Pump Packaged Unit | Heat Pump | 460 | 3 |  |  |  | Single-Speed |  |  |  | 22900 | 1683 | 13.6 | 11.2 | 26000 | 1621 | 4.7 | 4.2 | Federally-Regulated Commercial & Industrial Equipment | 02/07/2019 |  | 05/13/2019
Waterfurnace International, Inc. | YORK BY JOHNSON CONTROLS | YBSV/YBSH024**4*1 |  | Ground-Water-Source | WBAHP: Heat Pump Packaged Unit | Heat Pump | 460 | 3 |  |  |  | Single-Speed |  |  |  | 27000 | 1298 | 20.8 | 16.2 | 22600 | 1577 | 4.2 | 3.6 | Non Federally-Regulated | 02/07/2019 |  | 05/13/2019
Waterfurnace International, Inc. | YORK BY JOHNSON CONTROLS | YBSV/YBSH024**4*1 |  | Ground-Source | WBAHP: Heat Pump Packaged Unit | Heat Pump | 460 | 3 |  |  |  | Single-Speed |  |  |  | 24500 | 1570 | 15.6 | 13.4 | 17000 | 1423 | 3.5 | 3.1 | Non Federally-Regulated | 02/07/2019 |  | 05/13/2019
Waterfurnace International, Inc. | YORK BY JOHNSON CONTROLS | YBSV/YBSH024**4*4 |  | Water-Source | WBAHP: Heat Pump Packaged Unit | Heat Pump | 460 | 3 |  |  |  | Single-Speed |  |  |  | 22900 | 1683 | 13.6 | 11.2 | 26000 | 1621 | 4.7 | 4.2 | Federally-Regulated Commercial & Industrial Equipment | 02/07/2019 |  | 05/13/2019
Waterfurnace International, Inc. | YORK BY JOHNSON CONTROLS | YBSV/YBSH024**4*4 |  | Ground-Water-Source | WBAHP: Heat Pump Packaged Unit | Heat Pump | 460 | 3 |  |  |  | Single-Speed |  |  |  | 27000 | 1298 | 20.8 | 16.2 | 22600 | 1577 | 4.2 | 3.6 | Non Federally-Regulated | 02/07/2019 |  | 05/13/2019
Waterfurnace International, Inc. | YORK BY JOHNSON CONTROLS | YBSV/YBSH024**4*4 |  | Ground-Source | WBAHP: Heat Pump Packaged Unit | Heat Pump | 460 | 3 |  |  |  | Single-Speed |  |  |  | 24500 | 1570 | 15.6 | 13.4 | 17000 | 1423 | 3.5 | 3.1 | Non Federally-Regulated | 02/07/2019 |  | 05/13/2019
Waterfurnace International, Inc. | YORK BY JOHNSON CONTROLS | YBSV/YBSH030**0*0 |  | Water-Source | WBAHP: Heat Pump Packaged Unit | Heat Pump | 208 | 1 |  |  |  | Single-Speed |  |  |  | 28400 | 2057 | 13.8 | 11.2 | 34000 | 2214 | 4.5 | 4.2 | Federally-Regulated Commercial & Industrial Equipment | 02/07/2019 |  | 05/13/2019
Waterfurnace International, Inc. | YORK BY JOHNSON CONTROLS | YBSV/YBSH030**0*0 |  | Ground-Water-Source | WBAHP: Heat Pump Packaged Unit | Heat Pump | 208 | 1 |  |  |  | Single-Speed |  |  |  | 33500 | 1595 | 21 | 16.2 | 28000 | 2051 | 4 | 3.6 | Non Federally-Regulated | 02/07/2019 |  | 05/13/2019
Waterfurnace International, Inc. | YORK BY JOHNSON CONTROLS | YBSV/YBSH030**0*0 |  | Ground-Source | WBAHP: Heat Pump Packaged Unit | Heat Pump | 208 | 1 |  |  |  | Single-Speed |  |  |  | 30000 | 1875 | 16 | 13.4 | 21000 | 1865 | 3.3 | 3.1 | Non Federally-Regulated | 02/07/2019 |  | 05/13/2019
Waterfurnace International, Inc. | YORK BY JOHNSON CONTROLS | YBSV/YBSH030**0*1 |  | Water-Source | WBAHP: Heat Pump Packaged Unit | Heat Pump | 208 | 1 |  |  |  | Single-Speed |  |  |  | 28400 | 1931 | 14.7 | 11.2 | 34000 | 2120 | 4.7 | 4.2 | Federally-Regulated Commercial & Industrial Equipment | 02/07/2019 |  | 05/13/2019
Waterfurnace International, Inc. | YORK BY JOHNSON CONTROLS | YBSV/YBSH030**0*1 |  | Ground-Water-Source | WBAHP: Heat Pump Packaged Unit | Heat Pump | 208 | 1 |  |  |  | Single-Speed |  |  |  | 33500 | 1488 | 22.5 | 16.2 | 28000 | 1953 | 4.2 | 3.6 | Non Federally-Regulated | 02/07/2019 |  | 05/13/2019
Waterfurnace International, Inc. | YORK BY JOHNSON CONTROLS | YBSV/YBSH030**0*1 |  | Ground-Source | WBAHP: Heat Pump Packaged Unit | Heat Pump | 208 | 1 |  |  |  | Single-Speed |  |  |  | 30000 | 1764 | 17 | 13.4 | 21000 | 1758 | 3.5 | 3.1 | Non Federally-Regulated | 02/07/2019 |  | 05/13/2019
Waterfurnace International, Inc. | YORK BY JOHNSON CONTROLS | YBSV/YBSH030**0*4 |  | Water-Source | WBAHP: Heat Pump Packaged Unit | Heat Pump | 208 | 1 |  |  |  | Single-Speed |  |  |  | 28400 | 1931 | 14.7 | 11.2 | 34000 | 2120 | 4.7 | 4.2 | Federally-Regulated Commercial & Industrial Equipment | 02/07/2019 |  | 05/13/2019
Waterfurnace International, Inc. | YORK BY JOHNSON CONTROLS | YBSV/YBSH030**0*4 |  | Ground-Water-Source | WBAHP: Heat Pump Packaged Unit | Heat Pump | 208 | 1 |  |  |  | Single-Speed |  |  |  | 33500 | 1488 | 22.5 | 16.2 | 28000 | 1953 | 4.2 | 3.6 | Non Federally-Regulated | 02/07/2019 |  | 05/13/2019
Waterfurnace International, Inc. | YORK BY JOHNSON CONTROLS | YBSV/YBSH030**0*4 |  | Ground-Source | WBAHP: Heat Pump Packaged Unit | Heat Pump | 208 | 1 |  |  |  | Single-Speed |  |  |  | 30000 | 1764 | 17 | 13.4 | 21000 | 1758 | 3.5 | 3.1 | Non Federally-Regulated | 02/07/2019 |  | 05/13/2019
Waterfurnace International, Inc. | YORK BY JOHNSON CONTROLS | YBSV/YBSH030**2*0 |  | Water-Source | WBAHP: Heat Pump Packaged Unit | Heat Pump | 265 | 1 |  |  |  | Single-Speed |  |  |  | 28400 | 2057 | 13.8 | 11.2 | 34000 | 2214 | 4.5 | 4.2 | Federally-Regulated Commercial & Industrial Equipment | 02/07/2019 |  | 05/13/2019
Waterfurnace International, Inc. | YORK BY JOHNSON CONTROLS | YBSV/YBSH030**2*0 |  | Ground-Water-Source | WBAHP: Heat Pump Packaged Unit | Heat Pump | 265 | 1 |  |  |  | Single-Speed |  |  |  | 33500 | 1595 | 21 | 16.2 | 28000 | 2051 | 4 | 3.6 | Non Federally-Regulated | 02/07/2019 |  | 05/13/2019
Waterfurnace International, Inc. | YORK BY JOHNSON CONTROLS | YBSV/YBSH030**2*0 |  | Ground-Source | WBAHP: Heat Pump Packaged Unit | Heat Pump | 265 | 1 |  |  |  | Single-Speed |  |  |  | 30000 | 1875 | 16 | 13.4 | 21000 | 1865 | 3.3 | 3.1 | Non Federally-Regulated | 02/07/2019 |  | 05/13/2019
Waterfurnace International, Inc. | YORK BY JOHNSON CONTROLS | YBSV/YBSH030**2*1 |  | Water-Source | WBAHP: Heat Pump Packaged Unit | Heat Pump | 265 | 1 |  |  |  | Single-Speed |  |  |  | 28400 | 1931 | 14.7 | 11.2 | 34000 | 2120 | 4.7 | 4.2 | Federally-Regulated Commercial & Industrial Equipment | 02/07/2019 |  | 05/13/2019
Waterfurnace International, Inc. | YORK BY JOHNSON CONTROLS | YBSV/YBSH030**2*1 |  | Ground-Water-Source | WBAHP: Heat Pump Packaged Unit | Heat Pump | 265 | 1 |  |  |  | Single-Speed |  |  |  | 33500 | 1488 | 22.5 | 16.2 | 28000 | 1953 | 4.2 | 3.6 | Non Federally-Regulated | 02/07/2019 |  | 05/13/2019
Waterfurnace International, Inc. | YORK BY JOHNSON CONTROLS | YBSV/YBSH030**2*1 |  | Ground-Source | WBAHP: Heat Pump Packaged Unit | Heat Pump | 265 | 1 |  |  |  | Single-Speed |  |  |  | 30000 | 1764 | 17 | 13.4 | 21000 | 1758 | 3.5 | 3.1 | Non Federally-Regulated | 02/07/2019 |  | 05/13/2019
Waterfurnace International, Inc. | YORK BY JOHNSON CONTROLS | YBSV/YBSH030**2*4 |  | Water-Source | WBAHP: Heat Pump Packaged Unit | Heat Pump | 265 | 1 |  |  |  | Single-Speed |  |  |  | 28400 | 1931 | 14.7 | 11.2 | 34000 | 2120 | 4.7 | 4.2 | Federally-Regulated Commercial & Industrial Equipment | 02/07/2019 |  | 05/13/2019
Waterfurnace International, Inc. | YORK BY JOHNSON CONTROLS | YBSV/YBSH030**2*4 |  | Ground-Water-Source | WBAHP: Heat Pump Packaged Unit | Heat Pump | 265 | 1 |  |  |  | Single-Speed |  |  |  | 33500 | 1488 | 22.5 | 16.2 | 28000 | 1953 | 4.2 | 3.6 | Non Federally-Regulated | 02/07/2019 |  | 05/13/2019
Waterfurnace International, Inc. | YORK BY JOHNSON CONTROLS | YBSV/YBSH030**2*4 |  | Ground-Source | WBAHP: Heat Pump Packaged Unit | Heat Pump | 265 | 1 |  |  |  | Single-Speed |  |  |  | 30000 | 1764 | 17 | 13.4 | 21000 | 1758 | 3.5 | 3.1 | Non Federally-Regulated | 02/07/2019 |  | 05/13/2019
Waterfurnace International, Inc. | YORK BY JOHNSON CONTROLS | YBSV/YBSH030**3*0 |  | Water-Source | WBAHP: Heat Pump Packaged Unit | Heat Pump | 208 | 3 |  |  |  | Single-Speed |  |  |  | 28400 | 2057 | 13.8 | 11.2 | 34000 | 2214 | 4.5 | 4.2 | Federally-Regulated Commercial & Industrial Equipment | 02/07/2019 |  | 05/13/2019
Waterfurnace International, Inc. | YORK BY JOHNSON CONTROLS | YBSV/YBSH030**3*0 |  | Ground-Water-Source | WBAHP: Heat Pump Packaged Unit | Heat Pump | 208 | 3 |  |  |  | Single-Speed |  |  |  | 33500 | 1595 | 21 | 16.2 | 28000 | 2051 | 4 | 3.6 | Non Federally-Regulated | 02/07/2019 |  | 05/13/2019
Waterfurnace International, Inc. | YORK BY JOHNSON CONTROLS | YBSV/YBSH030**3*0 |  | Ground-Source | WBAHP: Heat Pump Packaged Unit | Heat Pump | 208 | 3 |  |  |  | Single-Speed |  |  |  | 30000 | 1875 | 16 | 13.4 | 21000 | 1865 | 3.3 | 3.1 | Non Federally-Regulated | 02/07/2019 |  | 05/13/2019
Waterfurnace International, Inc. | YORK BY JOHNSON CONTROLS | YBSV/YBSH030**3*1 |  | Water-Source | WBAHP: Heat Pump Packaged Unit | Heat Pump | 208 | 3 |  |  |  | Single-Speed |  |  |  | 28400 | 1931 | 14.7 | 11.2 | 34000 | 2120 | 4.7 | 4.2 | Federally-Regulated Commercial & Industrial Equipment | 02/07/2019 |  | 05/13/2019
Waterfurnace International, Inc. | YORK BY JOHNSON CONTROLS | YBSV/YBSH030**3*1 |  | Ground-Water-Source | WBAHP: Heat Pump Packaged Unit | Heat Pump | 208 | 3 |  |  |  | Single-Speed |  |  |  | 33500 | 1488 | 22.5 | 16.2 | 28000 | 1953 | 4.2 | 3.6 | Non Federally-Regulated | 02/07/2019 |  | 05/13/2019
Waterfurnace International, Inc. | YORK BY JOHNSON CONTROLS | YBSV/YBSH030**3*1 |  | Ground-Source | WBAHP: Heat Pump Packaged Unit | Heat Pump | 208 | 3 |  |  |  | Single-Speed |  |  |  | 30000 | 1764 | 17 | 13.4 | 21000 | 1758 | 3.5 | 3.1 | Non Federally-Regulated | 02/07/2019 |  | 05/13/2019
Waterfurnace International, Inc. | YORK BY JOHNSON CONTROLS | YBSV/YBSH030**3*4 |  | Water-Source | WBAHP: Heat Pump Packaged Unit | Heat Pump | 208 | 3 |  |  |  | Single-Speed |  |  |  | 28400 | 1931 | 14.7 | 11.2 | 34000 | 2120 | 4.7 | 4.2 | Federally-Regulated Commercial & Industrial Equipment | 02/07/2019 |  | 05/13/2019
Waterfurnace International, Inc. | YORK BY JOHNSON CONTROLS | YBSV/YBSH030**3*4 |  | Ground-Water-Source | WBAHP: Heat Pump Packaged Unit | Heat Pump | 208 | 3 |  |  |  | Single-Speed |  |  |  | 33500 | 1488 | 22.5 | 16.2 | 28000 | 1953 | 4.2 | 3.6 | Non Federally-Regulated | 02/07/2019 |  | 05/13/2019
Waterfurnace International, Inc. | YORK BY JOHNSON CONTROLS | YBSV/YBSH030**3*4 |  | Ground-Source | WBAHP: Heat Pump Packaged Unit | Heat Pump | 208 | 3 |  |  |  | Single-Speed |  |  |  | 30000 | 1764 | 17 | 13.4 | 21000 | 1758 | 3.5 | 3.1 | Non Federally-Regulated | 02/07/2019 |  | 05/13/2019
Waterfurnace International, Inc. | YORK BY JOHNSON CONTROLS | YBSV/YBSH030**4*0 |  | Water-Source | WBAHP: Heat Pump Packaged Unit | Heat Pump | 460 | 3 |  |  |  | Single-Speed |  |  |  | 28400 | 2057 | 13.8 | 11.2 | 34000 | 2214 | 4.5 | 4.2 | Federally-Regulated Commercial & Industrial Equipment | 02/07/2019 |  | 05/13/2019
Waterfurnace International, Inc. | YORK BY JOHNSON CONTROLS | YBSV/YBSH030**4*0 |  | Ground-Water-Source | WBAHP: Heat Pump Packaged Unit | Heat Pump | 460 | 3 |  |  |  | Single-Speed |  |  |  | 33500 | 1595 | 21 | 16.2 | 28000 | 2051 | 4 | 3.6 | Non Federally-Regulated | 02/07/2019 |  | 05/13/2019
Waterfurnace International, Inc. | YORK BY JOHNSON CONTROLS | YBSV/YBSH030**4*0 |  | Ground-Source | WBAHP: Heat Pump Packaged Unit | Heat Pump | 460 | 3 |  |  |  | Single-Speed |  |  |  | 30000 | 1875 | 16 | 13.4 | 21000 | 1865 | 3.3 | 3.1 | Non Federally-Regulated | 02/07/2019 |  | 05/13/2019
Waterfurnace International, Inc. | YORK BY JOHNSON CONTROLS | YBSV/YBSH030**4*1 |  | Water-Source | WBAHP: Heat Pump Packaged Unit | Heat Pump | 460 | 3 |  |  |  | Single-Speed |  |  |  | 28400 | 1931 | 14.7 | 11.2 | 34000 | 2120 | 4.7 | 4.2 | Federally-Regulated Commercial & Industrial Equipment | 02/07/2019 |  | 05/13/2019
Waterfurnace International, Inc. | YORK BY JOHNSON CONTROLS | YBSV/YBSH030**4*1 |  | Ground-Water-Source | WBAHP: Heat Pump Packaged Unit | Heat Pump | 460 | 3 |  |  |  | Single-Speed |  |  |  | 33500 | 1488 | 22.5 | 16.2 | 28000 | 1953 | 4.2 | 3.6 | Non Federally-Regulated | 02/07/2019 |  | 05/13/2019
Waterfurnace International, Inc. | YORK BY JOHNSON CONTROLS | YBSV/YBSH030**4*1 |  | Ground-Source | WBAHP: Heat Pump Packaged Unit | Heat Pump | 460 | 3 |  |  |  | Single-Speed |  |  |  | 30000 | 1764 | 17 | 13.4 | 21000 | 1758 | 3.5 | 3.1 | Non Federally-Regulated | 02/07/2019 |  | 05/13/2019
Waterfurnace International, Inc. | YORK BY JOHNSON CONTROLS | YBSV/YBSH030**4*4 |  | Water-Source | WBAHP: Heat Pump Packaged Unit | Heat Pump | 460 | 3 |  |  |  | Single-Speed |  |  |  | 28400 | 1931 | 14.7 | 11.2 | 34000 | 2120 | 4.7 | 4.2 | Federally-Regulated Commercial & Industrial Equipment | 02/07/2019 |  | 05/13/2019
Waterfurnace International, Inc. | YORK BY JOHNSON CONTROLS | YBSV/YBSH030**4*4 |  | Ground-Water-Source | WBAHP: Heat Pump Packaged Unit | Heat Pump | 460 | 3 |  |  |  | Single-Speed |  |  |  | 33500 | 1488 | 22.5 | 16.2 | 28000 | 1953 | 4.2 | 3.6 | Non Federally-Regulated | 02/07/2019 |  | 05/13/2019
Waterfurnace International, Inc. | YORK BY JOHNSON CONTROLS | YBSV/YBSH030**4*4 |  | Ground-Source | WBAHP: Heat Pump Packaged Unit | Heat Pump | 460 | 3 |  |  |  | Single-Speed |  |  |  | 30000 | 1764 | 17 | 13.4 | 21000 | 1758 | 3.5 | 3.1 | Non Federally-Regulated | 02/07/2019 |  | 05/13/2019
Waterfurnace International, Inc. | YORK BY JOHNSON CONTROLS | YBSV/YBSH036**0*0 |  | Water-Source | WBAHP: Heat Pump Packaged Unit | Heat Pump | 208 | 1 |  |  |  | Single-Speed |  |  |  | 34500 | 2464 | 14 | 11.2 | 43800 | 2731 | 4.7 | 4.2 | Federally-Regulated Commercial & Industrial Equipment | 02/07/2019 |  | 05/13/2019
Waterfurnace International, Inc. | YORK BY JOHNSON CONTROLS | YBSV/YBSH036**0*0 |  | Ground-Water-Source | WBAHP: Heat Pump Packaged Unit | Heat Pump | 208 | 1 |  |  |  | Single-Speed |  |  |  | 40000 | 1818 | 22 | 16.2 | 35600 | 2484 | 4.2 | 3.6 | Non Federally-Regulated | 02/07/2019 |  | 05/13/2019
Waterfurnace International, Inc. | YORK BY JOHNSON CONTROLS | YBSV/YBSH036**0*0 |  | Ground-Source | WBAHP: Heat Pump Packaged Unit | Heat Pump | 208 | 1 |  |  |  | Single-Speed |  |  |  | 36000 | 2208 | 16.3 | 13.4 | 26000 | 2309 | 3.3 | 3.1 | Non Federally-Regulated | 02/07/2019 |  | 05/13/2019
Waterfurnace International, Inc. | YORK BY JOHNSON CONTROLS | YBSV/YBSH036**0*1 |  | Water-Source | WBAHP: Heat Pump Packaged Unit | Heat Pump | 208 | 1 |  |  |  | Single-Speed |  |  |  | 34500 | 2379 | 14.5 | 11.2 | 43800 | 2619 | 4.9 | 4.2 | Federally-Regulated Commercial & Industrial Equipment | 02/07/2019 |  | 05/13/2019
Waterfurnace International, Inc. | YORK BY JOHNSON CONTROLS | YBSV/YBSH036**0*1 |  | Ground-Water-Source | WBAHP: Heat Pump Packaged Unit | Heat Pump | 208 | 1 |  |  |  | Single-Speed |  |  |  | 40000 | 1739 | 23 | 16.2 | 35600 | 2371 | 4.4 | 3.6 | Non Federally-Regulated | 02/07/2019 |  | 05/13/2019
Waterfurnace International, Inc. | YORK BY JOHNSON CONTROLS | YBSV/YBSH036**0*1 |  | Ground-Source | WBAHP: Heat Pump Packaged Unit | Heat Pump | 208 | 1 |  |  |  | Single-Speed |  |  |  | 36000 | 2117 | 17 | 13.4 | 26000 | 2177 | 3.5 | 3.1 | Non Federally-Regulated | 02/07/2019 |  | 05/13/2019
Waterfurnace International, Inc. | YORK BY JOHNSON CONTROLS | YBSV/YBSH036**0*4 |  | Water-Source | WBAHP: Heat Pump Packaged Unit | Heat Pump | 208 | 1 |  |  |  | Single-Speed |  |  |  | 34500 | 2379 | 14.5 | 11.2 | 43800 | 2619 | 4.9 | 4.2 | Federally-Regulated Commercial & Industrial Equipment | 02/07/2019 |  | 05/13/2019
Waterfurnace International, Inc. | YORK BY JOHNSON CONTROLS | YBSV/YBSH036**0*4 |  | Ground-Water-Source | WBAHP: Heat Pump Packaged Unit | Heat Pump | 208 | 1 |  |  |  | Single-Speed |  |  |  | 40000 | 1739 | 23 | 16.2 | 35600 | 2371 | 4.4 | 3.6 | Non Federally-Regulated | 02/07/2019 |  | 05/13/2019
Waterfurnace International, Inc. | YORK BY JOHNSON CONTROLS | YBSV/YBSH036**0*4 |  | Ground-Source | WBAHP: Heat Pump Packaged Unit | Heat Pump | 208 | 1 |  |  |  | Single-Speed |  |  |  | 36000 | 2117 | 17 | 13.4 | 26000 | 2177 | 3.5 | 3.1 | Non Federally-Regulated | 02/07/2019 |  | 05/13/2019
Waterfurnace International, Inc. | YORK BY JOHNSON CONTROLS | YBSV/YBSH036**2*0 |  | Water-Source | WBAHP: Heat Pump Packaged Unit | Heat Pump | 265 | 1 |  |  |  | Single-Speed |  |  |  | 34500 | 2464 | 14 | 11.2 | 43800 | 2731 | 4.7 | 4.2 | Federally-Regulated Commercial & Industrial Equipment | 02/07/2019 |  | 05/13/2019
Waterfurnace International, Inc. | YORK BY JOHNSON CONTROLS | YBSV/YBSH036**2*0 |  | Ground-Water-Source | WBAHP: Heat Pump Packaged Unit | Heat Pump | 265 | 1 |  |  |  | Single-Speed |  |  |  | 40000 | 1818 | 22 | 16.2 | 35600 | 2484 | 4.2 | 3.6 | Non Federally-Regulated | 02/07/2019 |  | 05/13/2019
Waterfurnace International, Inc. | YORK BY JOHNSON CONTROLS | YBSV/YBSH036**2*0 |  | Ground-Source | WBAHP: Heat Pump Packaged Unit | Heat Pump | 265 | 1 |  |  |  | Single-Speed |  |  |  | 36000 | 2208 | 16.3 | 13.4 | 26000 | 2309 | 3.3 | 3.1 | Non Federally-Regulated | 02/07/2019 |  | 05/13/2019
Waterfurnace International, Inc. | YORK BY JOHNSON CONTROLS | YBSV/YBSH036**2*1 |  | Water-Source | WBAHP: Heat Pump Packaged Unit | Heat Pump | 265 | 1 |  |  |  | Single-Speed |  |  |  | 34500 | 2379 | 14.5 | 11.2 | 43800 | 2619 | 4.9 | 4.2 | Federally-Regulated Commercial & Industrial Equipment | 02/07/2019 |  | 05/13/2019
Waterfurnace International, Inc. | YORK BY JOHNSON CONTROLS | YBSV/YBSH036**2*1 |  | Ground-Water-Source | WBAHP: Heat Pump Packaged Unit | Heat Pump | 265 | 1 |  |  |  | Single-Speed |  |  |  | 40000 | 1739 | 23 | 16.2 | 35600 | 2371 | 4.4 | 3.6 | Non Federally-Regulated | 02/07/2019 |  | 05/13/2019
Waterfurnace International, Inc. | YORK BY JOHNSON CONTROLS | YBSV/YBSH036**2*1 |  | Ground-Source | WBAHP: Heat Pump Packaged Unit | Heat Pump | 265 | 1 |  |  |  | Single-Speed |  |  |  | 36000 | 2117 | 17 | 13.4 | 26000 | 2177 | 3.5 | 3.1 | Non Federally-Regulated | 02/07/2019 |  | 05/13/2019
Waterfurnace International, Inc. | YORK BY JOHNSON CONTROLS | YBSV/YBSH036**2*4 |  | Water-Source | WBAHP: Heat Pump Packaged Unit | Heat Pump | 265 | 1 |  |  |  | Single-Speed |  |  |  | 34500 | 2379 | 14.5 | 11.2 | 43800 | 2619 | 4.9 | 4.2 | Federally-Regulated Commercial & Industrial Equipment | 02/07/2019 |  | 05/13/2019
Waterfurnace International, Inc. | YORK BY JOHNSON CONTROLS | YBSV/YBSH036**2*4 |  | Ground-Water-Source | WBAHP: Heat Pump Packaged Unit | Heat Pump | 265 | 1 |  |  |  | Single-Speed |  |  |  | 40000 | 1739 | 23 | 16.2 | 35600 | 2371 | 4.4 | 3.6 | Non Federally-Regulated | 02/07/2019 |  | 05/13/2019
Waterfurnace International, Inc. | YORK BY JOHNSON CONTROLS | YBSV/YBSH036**2*4 |  | Ground-Source | WBAHP: Heat Pump Packaged Unit | Heat Pump | 265 | 1 |  |  |  | Single-Speed |  |  |  | 36000 | 2117 | 17 | 13.4 | 26000 | 2177 | 3.5 | 3.1 | Non Federally-Regulated | 02/07/2019 |  | 05/13/2019
Waterfurnace International, Inc. | YORK BY JOHNSON CONTROLS | YBSV/YBSH036**3*0 |  | Water-Source | WBAHP: Heat Pump Packaged Unit | Heat Pump | 208 | 3 |  |  |  | Single-Speed |  |  |  | 34500 | 2464 | 14 | 11.2 | 43800 | 2731 | 4.7 | 4.2 | Federally-Regulated Commercial & Industrial Equipment | 02/07/2019 |  | 05/13/2019
Waterfurnace International, Inc. | YORK BY JOHNSON CONTROLS | YBSV/YBSH036**3*0 |  | Ground-Water-Source | WBAHP: Heat Pump Packaged Unit | Heat Pump | 208 | 3 |  |  |  | Single-Speed |  |  |  | 40000 | 1818 | 22 | 16.2 | 35600 | 2484 | 4.2 | 3.6 | Non Federally-Regulated | 02/07/2019 |  | 05/13/2019
Waterfurnace International, Inc. | YORK BY JOHNSON CONTROLS | YBSV/YBSH036**3*0 |  | Ground-Source | WBAHP: Heat Pump Packaged Unit | Heat Pump | 208 | 3 |  |  |  | Single-Speed |  |  |  | 36000 | 2208 | 16.3 | 13.4 | 26000 | 2309 | 3.3 | 3.1 | Non Federally-Regulated | 02/07/2019 |  | 05/13/2019
Waterfurnace International, Inc. | YORK BY JOHNSON CONTROLS | YBSV/YBSH036**3*1 |  | Water-Source | WBAHP: Heat Pump Packaged Unit | Heat Pump | 208 | 3 |  |  |  | Single-Speed |  |  |  | 34500 | 2379 | 14.5 | 11.2 | 43800 | 2619 | 4.9 | 4.2 | Federally-Regulated Commercial & Industrial Equipment | 02/07/2019 |  | 05/13/2019
Waterfurnace International, Inc. | YORK BY JOHNSON CONTROLS | YBSV/YBSH036**3*1 |  | Ground-Water-Source | WBAHP: Heat Pump Packaged Unit | Heat Pump | 208 | 3 |  |  |  | Single-Speed |  |  |  | 40000 | 1739 | 23 | 16.2 | 35600 | 2371 | 4.4 | 3.6 | Non Federally-Regulated | 02/07/2019 |  | 05/13/2019
Waterfurnace International, Inc. | YORK BY JOHNSON CONTROLS | YBSV/YBSH036**3*1 |  | Ground-Source | WBAHP: Heat Pump Packaged Unit | Heat Pump | 208 | 3 |  |  |  | Single-Speed |  |  |  | 36000 | 2117 | 17 | 13.4 | 26000 | 2177 | 3.5 | 3.1 | Non Federally-Regulated | 02/07/2019 |  | 05/13/2019
Waterfurnace International, Inc. | YORK BY JOHNSON CONTROLS | YBSV/YBSH036**3*4 |  | Water-Source | WBAHP: Heat Pump Packaged Unit | Heat Pump | 208 | 3 |  |  |  | Single-Speed |  |  |  | 34500 | 2379 | 14.5 | 11.2 | 43800 | 2619 | 4.9 | 4.2 | Federally-Regulated Commercial & Industrial Equipment | 02/07/2019 |  | 05/13/2019
Waterfurnace International, Inc. | YORK BY JOHNSON CONTROLS | YBSV/YBSH036**3*4 |  | Ground-Water-Source | WBAHP: Heat Pump Packaged Unit | Heat Pump | 208 | 3 |  |  |  | Single-Speed |  |  |  | 40000 | 1739 | 23 | 16.2 | 35600 | 2371 | 4.4 | 3.6 | Non Federally-Regulated | 02/07/2019 |  | 05/13/2019
Waterfurnace International, Inc. | YORK BY JOHNSON CONTROLS | YBSV/YBSH036**3*4 |  | Ground-Source | WBAHP: Heat Pump Packaged Unit | Heat Pump | 208 | 3 |  |  |  | Single-Speed |  |  |  | 36000 | 2117 | 17 | 13.4 | 26000 | 2177 | 3.5 | 3.1 | Non Federally-Regulated | 02/07/2019 |  | 05/13/2019
Waterfurnace International, Inc. | YORK BY JOHNSON CONTROLS | YBSV/YBSH036**4*0 |  | Water-Source | WBAHP: Heat Pump Packaged Unit | Heat Pump | 460 | 3 |  |  |  | Single-Speed |  |  |  | 34500 | 2464 | 14 | 11.2 | 43800 | 2731 | 4.7 | 4.2 | Federally-Regulated Commercial & Industrial Equipment | 02/07/2019 |  | 05/13/2019
Waterfurnace International, Inc. | YORK BY JOHNSON CONTROLS | YBSV/YBSH036**4*0 |  | Ground-Water-Source | WBAHP: Heat Pump Packaged Unit | Heat Pump | 460 | 3 |  |  |  | Single-Speed |  |  |  | 40000 | 1818 | 22 | 16.2 | 35600 | 2484 | 4.2 | 3.6 | Non Federally-Regulated | 02/07/2019 |  | 05/13/2019
Waterfurnace International, Inc. | YORK BY JOHNSON CONTROLS | YBSV/YBSH036**4*0 |  | Ground-Source | WBAHP: Heat Pump Packaged Unit | Heat Pump | 460 | 3 |  |  |  | Single-Speed |  |  |  | 36000 | 2208 | 16.3 | 13.4 | 26000 | 2309 | 3.3 | 3.1 | Non Federally-Regulated | 02/07/2019 |  | 05/13/2019
Waterfurnace International, Inc. | YORK BY JOHNSON CONTROLS | YBSV/YBSH036**4*1 |  | Water-Source | WBAHP: Heat Pump Packaged Unit | Heat Pump | 460 | 3 |  |  |  | Single-Speed |  |  |  | 34500 | 2379 | 14.5 | 11.2 | 43800 | 2619 | 4.9 | 4.2 | Federally-Regulated Commercial & Industrial Equipment | 02/07/2019 |  | 05/13/2019
Waterfurnace International, Inc. | YORK BY JOHNSON CONTROLS | YBSV/YBSH036**4*1 |  | Ground-Water-Source | WBAHP: Heat Pump Packaged Unit | Heat Pump | 460 | 3 |  |  |  | Single-Speed |  |  |  | 40000 | 1739 | 23 | 16.2 | 35600 | 2371 | 4.4 | 3.6 | Non Federally-Regulated | 02/07/2019 |  | 05/13/2019
Waterfurnace International, Inc. | YORK BY JOHNSON CONTROLS | YBSV/YBSH036**4*1 |  | Ground-Source | WBAHP: Heat Pump Packaged Unit | Heat Pump | 460 | 3 |  |  |  | Single-Speed |  |  |  | 36000 | 2117 | 17 | 13.4 | 26000 | 2177 | 3.5 | 3.1 | Non Federally-Regulated | 02/07/2019 |  | 05/13/2019
Waterfurnace International, Inc. | YORK BY JOHNSON CONTROLS | YBSV/YBSH036**4*4 |  | Water-Source | WBAHP: Heat Pump Packaged Unit | Heat Pump | 460 | 3 |  |  |  | Single-Speed |  |  |  | 34500 | 2379 | 14.5 | 11.2 | 43800 | 2619 | 4.9 | 4.2 | Federally-Regulated Commercial & Industrial Equipment | 02/07/2019 |  | 05/13/2019
Waterfurnace International, Inc. | YORK BY JOHNSON CONTROLS | YBSV/YBSH036**4*4 |  | Ground-Water-Source | WBAHP: Heat Pump Packaged Unit | Heat Pump | 460 | 3 |  |  |  | Single-Speed |  |  |  | 40000 | 1739 | 23 | 16.2 | 35600 | 2371 | 4.4 | 3.6 | Non Federally-Regulated | 02/07/2019 |  | 05/13/2019
Waterfurnace International, Inc. | YORK BY JOHNSON CONTROLS | YBSV/YBSH036**4*4 |  | Ground-Source | WBAHP: Heat Pump Packaged Unit | Heat Pump | 460 | 3 |  |  |  | Single-Speed |  |  |  | 36000 | 2117 | 17 | 13.4 | 26000 | 2177 | 3.5 | 3.1 | Non Federally-Regulated | 02/07/2019 |  | 05/13/2019
Waterfurnace International, Inc. | YORK BY JOHNSON CONTROLS | YBSV/YBSH042**0*0 |  | Water-Source | WBAHP: Heat Pump Packaged Unit | Heat Pump | 208 | 1 |  |  |  | Single-Speed |  |  |  | 39200 | 2969 | 13.2 | 11.2 | 51000 | 3180 | 4.7 | 4.2 | Federally-Regulated Commercial & Industrial Equipment | 02/07/2019 |  | 05/13/2019
Waterfurnace International, Inc. | YORK BY JOHNSON CONTROLS | YBSV/YBSH042**0*0 |  | Ground-Water-Source | WBAHP: Heat Pump Packaged Unit | Heat Pump | 208 | 1 |  |  |  | Single-Speed |  |  |  | 47000 | 2303 | 20.4 | 16.2 | 41400 | 2821 | 4.3 | 3.6 | Non Federally-Regulated | 02/07/2019 |  | 05/13/2019
Waterfurnace International, Inc. | YORK BY JOHNSON CONTROLS | YBSV/YBSH042**0*0 |  | Ground-Source | WBAHP: Heat Pump Packaged Unit | Heat Pump | 208 | 1 |  |  |  | Single-Speed |  |  |  | 42000 | 2763 | 15.2 | 13.4 | 30500 | 2708 | 3.3 | 3.1 | Non Federally-Regulated | 02/07/2019 |  | 05/13/2019
Waterfurnace International, Inc. | YORK BY JOHNSON CONTROLS | YBSV/YBSH042**0*1 |  | Water-Source | WBAHP: Heat Pump Packaged Unit | Heat Pump | 208 | 1 |  |  |  | Single-Speed |  |  |  | 39200 | 2760 | 14.2 | 11.2 | 51000 | 3050 | 4.9 | 4.2 | Federally-Regulated Commercial & Industrial Equipment | 02/07/2019 |  | 05/13/2019
Waterfurnace International, Inc. | YORK BY JOHNSON CONTROLS | YBSV/YBSH042**0*1 |  | Ground-Water-Source | WBAHP: Heat Pump Packaged Unit | Heat Pump | 208 | 1 |  |  |  | Single-Speed |  |  |  | 47000 | 2136 | 22 | 16.2 | 41400 | 2696 | 4.5 | 3.6 | Non Federally-Regulated | 02/07/2019 |  | 05/13/2019
Waterfurnace International, Inc. | YORK BY JOHNSON CONTROLS | YBSV/YBSH042**0*1 |  | Ground-Source | WBAHP: Heat Pump Packaged Unit | Heat Pump | 208 | 1 |  |  |  | Single-Speed |  |  |  | 42000 | 2530 | 16.6 | 13.4 | 30500 | 2553 | 3.5 | 3.1 | Non Federally-Regulated | 02/07/2019 |  | 05/13/2019
Waterfurnace International, Inc. | YORK BY JOHNSON CONTROLS | YBSV/YBSH042**0*4 |  | Water-Source | WBAHP: Heat Pump Packaged Unit | Heat Pump | 208 | 1 |  |  |  | Single-Speed |  |  |  | 39200 | 2760 | 14.2 | 11.2 | 51000 | 3050 | 4.9 | 4.2 | Federally-Regulated Commercial & Industrial Equipment | 02/07/2019 |  | 05/13/2019
Waterfurnace International, Inc. | YORK BY JOHNSON CONTROLS | YBSV/YBSH042**0*4 |  | Ground-Water-Source | WBAHP: Heat Pump Packaged Unit | Heat Pump | 208 | 1 |  |  |  | Single-Speed |  |  |  | 47000 | 2136 | 22 | 16.2 | 41400 | 2696 | 4.5 | 3.6 | Non Federally-Regulated | 02/07/2019 |  | 05/13/2019
Waterfurnace International, Inc. | YORK BY JOHNSON CONTROLS | YBSV/YBSH042**0*4 |  | Ground-Source | WBAHP: Heat Pump Packaged Unit | Heat Pump | 208 | 1 |  |  |  | Single-Speed |  |  |  | 42000 | 2530 | 16.6 | 13.4 | 30500 | 2553 | 3.5 | 3.1 | Non Federally-Regulated | 02/07/2019 |  | 05/13/2019
Waterfurnace International, Inc. | YORK BY JOHNSON CONTROLS | YBSV/YBSH042**3*0 |  | Water-Source | WBAHP: Heat Pump Packaged Unit | Heat Pump | 208 | 3 |  |  |  | Single-Speed |  |  |  | 39200 | 2969 | 13.2 | 11.2 | 51000 | 3180 | 4.7 | 4.2 | Federally-Regulated Commercial & Industrial Equipment | 02/07/2019 |  | 05/13/2019
Waterfurnace International, Inc. | YORK BY JOHNSON CONTROLS | YBSV/YBSH042**3*0 |  | Ground-Water-Source | WBAHP: Heat Pump Packaged Unit | Heat Pump | 208 | 3 |  |  |  | Single-Speed |  |  |  | 47000 | 2303 | 20.4 | 16.2 | 41400 | 2821 | 4.3 | 3.6 | Non Federally-Regulated | 02/07/2019 |  | 05/13/2019
Waterfurnace International, Inc. | YORK BY JOHNSON CONTROLS | YBSV/YBSH042**3*0 |  | Ground-Source | WBAHP: Heat Pump Packaged Unit | Heat Pump | 208 | 3 |  |  |  | Single-Speed |  |  |  | 42000 | 2763 | 15.2 | 13.4 | 30500 | 2708 | 3.3 | 3.1 | Non Federally-Regulated | 02/07/2019 |  | 05/13/2019
Waterfurnace International, Inc. | YORK BY JOHNSON CONTROLS | YBSV/YBSH042**3*1 |  | Water-Source | WBAHP: Heat Pump Packaged Unit | Heat Pump | 208 | 3 |  |  |  | Single-Speed |  |  |  | 39200 | 2760 | 14.2 | 11.2 | 51000 | 3050 | 4.9 | 4.2 | Federally-Regulated Commercial & Industrial Equipment | 02/07/2019 |  | 05/13/2019
Waterfurnace International, Inc. | YORK BY JOHNSON CONTROLS | YBSV/YBSH042**3*1 |  | Ground-Water-Source | WBAHP: Heat Pump Packaged Unit | Heat Pump | 208 | 3 |  |  |  | Single-Speed |  |  |  | 47000 | 2136 | 22 | 16.2 | 41400 | 2696 | 4.5 | 3.6 | Non Federally-Regulated | 02/07/2019 |  | 05/13/2019
Waterfurnace International, Inc. | YORK BY JOHNSON CONTROLS | YBSV/YBSH042**3*1 |  | Ground-Source | WBAHP: Heat Pump Packaged Unit | Heat Pump | 208 | 3 |  |  |  | Single-Speed |  |  |  | 42000 | 2530 | 16.6 | 13.4 | 30500 | 2553 | 3.5 | 3.1 | Non Federally-Regulated | 02/07/2019 |  | 05/13/2019
Waterfurnace International, Inc. | YORK BY JOHNSON CONTROLS | YBSV/YBSH042**3*4 |  | Water-Source | WBAHP: Heat Pump Packaged Unit | Heat Pump | 208 | 3 |  |  |  | Single-Speed |  |  |  | 39200 | 2760 | 14.2 | 11.2 | 51000 | 3050 | 4.9 | 4.2 | Federally-Regulated Commercial & Industrial Equipment | 02/07/2019 |  | 05/13/2019
Waterfurnace International, Inc. | YORK BY JOHNSON CONTROLS | YBSV/YBSH042**3*4 |  | Ground-Water-Source | WBAHP: Heat Pump Packaged Unit | Heat Pump | 208 | 3 |  |  |  | Single-Speed |  |  |  | 47000 | 2136 | 22 | 16.2 | 41400 | 2696 | 4.5 | 3.6 | Non Federally-Regulated | 02/07/2019 |  | 05/13/2019
Waterfurnace International, Inc. | YORK BY JOHNSON CONTROLS | YBSV/YBSH042**3*4 |  | Ground-Source | WBAHP: Heat Pump Packaged Unit | Heat Pump | 208 | 3 |  |  |  | Single-Speed |  |  |  | 42000 | 2530 | 16.6 | 13.4 | 30500 | 2553 | 3.5 | 3.1 | Non Federally-Regulated | 02/07/2019 |  | 05/13/2019
Waterfurnace International, Inc. | YORK BY JOHNSON CONTROLS | YBSV/YBSH042**4*0 |  | Water-Source | WBAHP: Heat Pump Packaged Unit | Heat Pump | 460 | 3 |  |  |  | Single-Speed |  |  |  | 39200 | 2969 | 13.2 | 11.2 | 51000 | 3180 | 4.7 | 4.2 | Federally-Regulated Commercial & Industrial Equipment | 02/07/2019 |  | 05/13/2019
Waterfurnace International, Inc. | YORK BY JOHNSON CONTROLS | YBSV/YBSH042**4*0 |  | Ground-Water-Source | WBAHP: Heat Pump Packaged Unit | Heat Pump | 460 | 3 |  |  |  | Single-Speed |  |  |  | 47000 | 2303 | 20.4 | 16.2 | 41400 | 2821 | 4.3 | 3.6 | Non Federally-Regulated | 02/07/2019 |  | 05/13/2019
Waterfurnace International, Inc. | YORK BY JOHNSON CONTROLS | YBSV/YBSH042**4*0 |  | Ground-Source | WBAHP: Heat Pump Packaged Unit | Heat Pump | 460 | 3 |  |  |  | Single-Speed |  |  |  | 42000 | 2763 | 15.2 | 13.4 | 30500 | 2708 | 3.3 | 3.1 | Non Federally-Regulated | 02/07/2019 |  | 05/13/2019
Waterfurnace International, Inc. | YORK BY JOHNSON CONTROLS | YBSV/YBSH042**4*1 |  | Water-Source | WBAHP: Heat Pump Packaged Unit | Heat Pump | 460 | 3 |  |  |  | Single-Speed |  |  |  | 39200 | 2760 | 14.2 | 11.2 | 51000 | 3050 | 4.9 | 4.2 | Federally-Regulated Commercial & Industrial Equipment | 02/07/2019 |  | 05/13/2019
Waterfurnace International, Inc. | YORK BY JOHNSON CONTROLS | YBSV/YBSH042**4*1 |  | Ground-Water-Source | WBAHP: Heat Pump Packaged Unit | Heat Pump | 460 | 3 |  |  |  | Single-Speed |  |  |  | 47000 | 2136 | 22 | 16.2 | 41400 | 2696 | 4.5 | 3.6 | Non Federally-Regulated | 02/07/2019 |  | 05/13/2019
Waterfurnace International, Inc. | YORK BY JOHNSON CONTROLS | YBSV/YBSH042**4*1 |  | Ground-Source | WBAHP: Heat Pump Packaged Unit | Heat Pump | 460 | 3 |  |  |  | Single-Speed |  |  |  | 42000 | 2530 | 16.6 | 13.4 | 30500 | 2553 | 3.5 | 3.1 | Non Federally-Regulated | 02/07/2019 |  | 05/13/2019
Waterfurnace International, Inc. | YORK BY JOHNSON CONTROLS | YBSV/YBSH042**4*4 |  | Water-Source | WBAHP: Heat Pump Packaged Unit | Heat Pump | 460 | 3 |  |  |  | Single-Speed |  |  |  | 39200 | 2760 | 14.2 | 11.2 | 51000 | 3050 | 4.9 | 4.2 | Federally-Regulated Commercial & Industrial Equipment | 02/07/2019 |  | 05/13/2019
Waterfurnace International, Inc. | YORK BY JOHNSON CONTROLS | YBSV/YBSH042**4*4 |  | Ground-Water-Source | WBAHP: Heat Pump Packaged Unit | Heat Pump | 460 | 3 |  |  |  | Single-Speed |  |  |  | 47000 | 2136 | 22 | 16.2 | 41400 | 2696 | 4.5 | 3.6 | Non Federally-Regulated | 02/07/2019 |  | 05/13/2019
Waterfurnace International, Inc. | YORK BY JOHNSON CONTROLS | YBSV/YBSH042**4*4 |  | Ground-Source | WBAHP: Heat Pump Packaged Unit | Heat Pump | 460 | 3 |  |  |  | Single-Speed |  |  |  | 42000 | 2530 | 16.6 | 13.4 | 30500 | 2553 | 3.5 | 3.1 | Non Federally-Regulated | 02/07/2019 |  | 05/13/2019
Waterfurnace International, Inc. | YORK BY JOHNSON CONTROLS | YBSV/YBSH048**0*0 |  | Water-Source | WBAHP: Heat Pump Packaged Unit | Heat Pump | 208 | 1 |  |  |  | Single-Speed |  |  |  | 47200 | 3630 | 13 | 11.2 | 59000 | 3759 | 4.6 | 4.2 | Federally-Regulated Commercial & Industrial Equipment | 02/07/2019 |  | 05/13/2019
Waterfurnace International, Inc. | YORK BY JOHNSON CONTROLS | YBSV/YBSH048**0*0 |  | Ground-Water-Source | WBAHP: Heat Pump Packaged Unit | Heat Pump | 208 | 1 |  |  |  | Single-Speed |  |  |  | 57000 | 2878 | 19.8 | 16.2 | 48000 | 3516 | 4 | 3.6 | Non Federally-Regulated | 02/07/2019 |  | 05/13/2019
Waterfurnace International, Inc. | YORK BY JOHNSON CONTROLS | YBSV/YBSH048**0*0 |  | Ground-Source | WBAHP: Heat Pump Packaged Unit | Heat Pump | 208 | 1 |  |  |  | Single-Speed |  |  |  | 49500 | 3300 | 15 | 13.4 | 36500 | 3241 | 3.3 | 3.1 | Non Federally-Regulated | 02/07/2019 |  | 05/13/2019
Waterfurnace International, Inc. | YORK BY JOHNSON CONTROLS | YBSV/YBSH048**0*1 |  | Water-Source | WBAHP: Heat Pump Packaged Unit | Heat Pump | 208 | 1 |  |  |  | Single-Speed |  |  |  | 47200 | 3371 | 14 | 11.2 | 59000 | 3602 | 4.8 | 4.2 | Federally-Regulated Commercial & Industrial Equipment | 02/07/2019 |  | 05/13/2019
Waterfurnace International, Inc. | YORK BY JOHNSON CONTROLS | YBSV/YBSH048**0*1 |  | Ground-Water-Source | WBAHP: Heat Pump Packaged Unit | Heat Pump | 208 | 1 |  |  |  | Single-Speed |  |  |  | 57000 | 2714 | 21 | 16.2 | 48000 | 3349 | 4.2 | 3.6 | Non Federally-Regulated | 02/07/2019 |  | 05/13/2019
Waterfurnace International, Inc. | YORK BY JOHNSON CONTROLS | YBSV/YBSH048**0*1 |  | Ground-Source | WBAHP: Heat Pump Packaged Unit | Heat Pump | 208 | 1 |  |  |  | Single-Speed |  |  |  | 49500 | 3093 | 16 | 13.4 | 36500 | 3056 | 3.5 | 3.1 | Non Federally-Regulated | 02/07/2019 |  | 05/13/2019
Waterfurnace International, Inc. | YORK BY JOHNSON CONTROLS | YBSV/YBSH048**0*4 |  | Water-Source | WBAHP: Heat Pump Packaged Unit | Heat Pump | 208 | 1 |  |  |  | Single-Speed |  |  |  | 47200 | 3371 | 14 | 11.2 | 59000 | 3602 | 4.8 | 4.2 | Federally-Regulated Commercial & Industrial Equipment | 02/07/2019 |  | 05/13/2019
Waterfurnace International, Inc. | YORK BY JOHNSON CONTROLS | YBSV/YBSH048**0*4 |  | Ground-Water-Source | WBAHP: Heat Pump Packaged Unit | Heat Pump | 208 | 1 |  |  |  | Single-Speed |  |  |  | 57000 | 2714 | 21 | 16.2 | 48000 | 3349 | 4.2 | 3.6 | Non Federally-Regulated | 02/07/2019 |  | 05/13/2019
Waterfurnace International, Inc. | YORK BY JOHNSON CONTROLS | YBSV/YBSH048**0*4 |  | Ground-Source | WBAHP: Heat Pump Packaged Unit | Heat Pump | 208 | 1 |  |  |  | Single-Speed |  |  |  | 49500 | 3093 | 16 | 13.4 | 36500 | 3056 | 3.5 | 3.1 | Non Federally-Regulated | 02/07/2019 |  | 05/13/2019
Waterfurnace International, Inc. | YORK BY JOHNSON CONTROLS | YBSV/YBSH048**3*0 |  | Water-Source | WBAHP: Heat Pump Packaged Unit | Heat Pump | 208 | 3 |  |  |  | Single-Speed |  |  |  | 47200 | 3630 | 13 | 11.2 | 59000 | 3759 | 4.6 | 4.2 | Federally-Regulated Commercial & Industrial Equipment | 02/07/2019 |  | 05/13/2019
Waterfurnace International, Inc. | YORK BY JOHNSON CONTROLS | YBSV/YBSH048**3*0 |  | Ground-Water-Source | WBAHP: Heat Pump Packaged Unit | Heat Pump | 208 | 3 |  |  |  | Single-Speed |  |  |  | 57000 | 2878 | 19.8 | 16.2 | 48000 | 3516 | 4 | 3.6 | Non Federally-Regulated | 02/07/2019 |  | 05/13/2019
Waterfurnace International, Inc. | YORK BY JOHNSON CONTROLS | YBSV/YBSH048**3*0 |  | Ground-Source | WBAHP: Heat Pump Packaged Unit | Heat Pump | 208 | 3 |  |  |  | Single-Speed |  |  |  | 49500 | 3300 | 15 | 13.4 | 36500 | 3241 | 3.3 | 3.1 | Non Federally-Regulated | 02/07/2019 |  | 05/13/2019
Waterfurnace International, Inc. | YORK BY JOHNSON CONTROLS | YBSV/YBSH048**3*1 |  | Water-Source | WBAHP: Heat Pump Packaged Unit | Heat Pump | 208 | 3 |  |  |  | Single-Speed |  |  |  | 47200 | 3371 | 14 | 11.2 | 59000 | 3602 | 4.8 | 4.2 | Federally-Regulated Commercial & Industrial Equipment | 02/07/2019 |  | 05/13/2019
Waterfurnace International, Inc. | YORK BY JOHNSON CONTROLS | YBSV/YBSH048**3*1 |  | Ground-Water-Source | WBAHP: Heat Pump Packaged Unit | Heat Pump | 208 | 3 |  |  |  | Single-Speed |  |  |  | 57000 | 2714 | 21 | 16.2 | 48000 | 3349 | 4.2 | 3.6 | Non Federally-Regulated | 02/07/2019 |  | 05/13/2019
Waterfurnace International, Inc. | YORK BY JOHNSON CONTROLS | YBSV/YBSH048**3*1 |  | Ground-Source | WBAHP: Heat Pump Packaged Unit | Heat Pump | 208 | 3 |  |  |  | Single-Speed |  |  |  | 49500 | 3093 | 16 | 13.4 | 36500 | 3056 | 3.5 | 3.1 | Non Federally-Regulated | 02/07/2019 |  | 05/13/2019
Waterfurnace International, Inc. | YORK BY JOHNSON CONTROLS | YBSV/YBSH048**3*4 |  | Water-Source | WBAHP: Heat Pump Packaged Unit | Heat Pump | 208 | 3 |  |  |  | Single-Speed |  |  |  | 47200 | 3371 | 14 | 11.2 | 59000 | 3602 | 4.8 | 4.2 | Federally-Regulated Commercial & Industrial Equipment | 02/07/2019 |  | 05/13/2019
Waterfurnace International, Inc. | YORK BY JOHNSON CONTROLS | YBSV/YBSH048**3*4 |  | Ground-Water-Source | WBAHP: Heat Pump Packaged Unit | Heat Pump | 208 | 3 |  |  |  | Single-Speed |  |  |  | 57000 | 2714 | 21 | 16.2 | 48000 | 3349 | 4.2 | 3.6 | Non Federally-Regulated | 02/07/2019 |  | 05/13/2019
Waterfurnace International, Inc. | YORK BY JOHNSON CONTROLS | YBSV/YBSH048**3*4 |  | Ground-Source | WBAHP: Heat Pump Packaged Unit | Heat Pump | 208 | 3 |  |  |  | Single-Speed |  |  |  | 49500 | 3093 | 16 | 13.4 | 36500 | 3056 | 3.5 | 3.1 | Non Federally-Regulated | 02/07/2019 |  | 05/13/2019
Waterfurnace International, Inc. | YORK BY JOHNSON CONTROLS | YBSV/YBSH048**4*0 |  | Water-Source | WBAHP: Heat Pump Packaged Unit | Heat Pump | 460 | 3 |  |  |  | Single-Speed |  |  |  | 47200 | 3630 | 13 | 11.2 | 59000 | 3759 | 4.6 | 4.2 | Federally-Regulated Commercial & Industrial Equipment | 02/07/2019 |  | 05/13/2019
Waterfurnace International, Inc. | YORK BY JOHNSON CONTROLS | YBSV/YBSH048**4*0 |  | Ground-Water-Source | WBAHP: Heat Pump Packaged Unit | Heat Pump | 460 | 3 |  |  |  | Single-Speed |  |  |  | 57000 | 2878 | 19.8 | 16.2 | 48000 | 3516 | 4 | 3.6 | Non Federally-Regulated | 02/07/2019 |  | 05/13/2019
Waterfurnace International, Inc. | YORK BY JOHNSON CONTROLS | YBSV/YBSH048**4*0 |  | Ground-Source | WBAHP: Heat Pump Packaged Unit | Heat Pump | 460 | 3 |  |  |  | Single-Speed |  |  |  | 49500 | 3300 | 15 | 13.4 | 36500 | 3241 | 3.3 | 3.1 | Non Federally-Regulated | 02/07/2019 |  | 05/13/2019
Waterfurnace International, Inc. | YORK BY JOHNSON CONTROLS | YBSV/YBSH048**4*1 |  | Water-Source | WBAHP: Heat Pump Packaged Unit | Heat Pump | 460 | 3 |  |  |  | Single-Speed |  |  |  | 47200 | 3371 | 14 | 11.2 | 59000 | 3602 | 4.8 | 4.2 | Federally-Regulated Commercial & Industrial Equipment | 02/07/2019 |  | 05/13/2019
Waterfurnace International, Inc. | YORK BY JOHNSON CONTROLS | YBSV/YBSH048**4*1 |  | Ground-Water-Source | WBAHP: Heat Pump Packaged Unit | Heat Pump | 460 | 3 |  |  |  | Single-Speed |  |  |  | 57000 | 2714 | 21 | 16.2 | 48000 | 3349 | 4.2 | 3.6 | Non Federally-Regulated | 02/07/2019 |  | 05/13/2019
Waterfurnace International, Inc. | YORK BY JOHNSON CONTROLS | YBSV/YBSH048**4*1 |  | Ground-Source | WBAHP: Heat Pump Packaged Unit | Heat Pump | 460 | 3 |  |  |  | Single-Speed |  |  |  | 49500 | 3093 | 16 | 13.4 | 36500 | 3056 | 3.5 | 3.1 | Non Federally-Regulated | 02/07/2019 |  | 05/13/2019
Waterfurnace International, Inc. | YORK BY JOHNSON CONTROLS | YBSV/YBSH048**4*4 |  | Water-Source | WBAHP: Heat Pump Packaged Unit | Heat Pump | 460 | 3 |  |  |  | Single-Speed |  |  |  | 47200 | 3371 | 14 | 11.2 | 59000 | 3602 | 4.8 | 4.2 | Federally-Regulated Commercial & Industrial Equipment | 02/07/2019 |  | 05/13/2019
Waterfurnace International, Inc. | YORK BY JOHNSON CONTROLS | YBSV/YBSH048**4*4 |  | Ground-Water-Source | WBAHP: Heat Pump Packaged Unit | Heat Pump | 460 | 3 |  |  |  | Single-Speed |  |  |  | 57000 | 2714 | 21 | 16.2 | 48000 | 3349 | 4.2 | 3.6 | Non Federally-Regulated | 02/07/2019 |  | 05/13/2019
Waterfurnace International, Inc. | YORK BY JOHNSON CONTROLS | YBSV/YBSH048**4*4 |  | Ground-Source | WBAHP: Heat Pump Packaged Unit | Heat Pump | 460 | 3 |  |  |  | Single-Speed |  |  |  | 49500 | 3093 | 16 | 13.4 | 36500 | 3056 | 3.5 | 3.1 | Non Federally-Regulated | 02/07/2019 |  | 05/13/2019
Waterfurnace International, Inc. | YORK BY JOHNSON CONTROLS | YBSV/YBSH060**0*0 |  | Water-Source | WBAHP: Heat Pump Packaged Unit | Heat Pump | 208 | 1 |  |  |  | Single-Speed |  |  |  | 57000 | 4222 | 13.5 | 11.2 | 66000 | 4498 | 4.3 | 4.2 | Federally-Regulated Commercial & Industrial Equipment | 02/07/2019 |  | 05/13/2019
Waterfurnace International, Inc. | YORK BY JOHNSON CONTROLS | YBSV/YBSH060**0*0 |  | Ground-Source | WBAHP: Heat Pump Packaged Unit | Heat Pump | 208 | 1 |  |  |  | Single-Speed |  |  |  | 58000 | 3815 | 15.2 | 13.4 | 43000 | 3818 | 3.3 | 3.1 | Non Federally-Regulated | 02/07/2019 |  | 05/13/2019
Waterfurnace International, Inc. | YORK BY JOHNSON CONTROLS | YBSV/YBSH060**0*1 |  | Water-Source | WBAHP: Heat Pump Packaged Unit | Heat Pump | 208 | 1 |  |  |  | Single-Speed |  |  |  | 57000 | 4071 | 14 | 11.2 | 66000 | 4204 | 4.6 | 4.2 | Federally-Regulated Commercial & Industrial Equipment | 02/07/2019 |  | 05/13/2019
Waterfurnace International, Inc. | YORK BY JOHNSON CONTROLS | YBSV/YBSH060**0*1 |  | Ground-Source | WBAHP: Heat Pump Packaged Unit | Heat Pump | 208 | 1 |  |  |  | Single-Speed |  |  |  | 58000 | 3625 | 16 | 13.4 | 43000 | 3600 | 3.5 | 3.1 | Non Federally-Regulated | 02/07/2019 |  | 05/13/2019
Waterfurnace International, Inc. | YORK BY JOHNSON CONTROLS | YBSV/YBSH060**0*4 |  | Water-Source | WBAHP: Heat Pump Packaged Unit | Heat Pump | 208 | 1 |  |  |  | Single-Speed |  |  |  | 57000 | 4071 | 14 | 11.2 | 66000 | 4204 | 4.6 | 4.2 | Federally-Regulated Commercial & Industrial Equipment | 02/07/2019 |  | 05/13/2019
Waterfurnace International, Inc. | YORK BY JOHNSON CONTROLS | YBSV/YBSH060**0*4 |  | Ground-Source | WBAHP: Heat Pump Packaged Unit | Heat Pump | 208 | 1 |  |  |  | Single-Speed |  |  |  | 58000 | 3625 | 16 | 13.4 | 43000 | 3600 | 3.5 | 3.1 | Non Federally-Regulated | 02/07/2019 |  | 05/13/2019
Waterfurnace International, Inc. | YORK BY JOHNSON CONTROLS | YBSV/YBSH060**3*0 |  | Water-Source | WBAHP: Heat Pump Packaged Unit | Heat Pump | 208 | 3 |  |  |  | Single-Speed |  |  |  | 57000 | 4222 | 13.5 | 11.2 | 66000 | 4498 | 4.3 | 4.2 | Federally-Regulated Commercial & Industrial Equipment | 02/07/2019 |  | 05/13/2019
Waterfurnace International, Inc. | YORK BY JOHNSON CONTROLS | YBSV/YBSH060**3*0 |  | Ground-Source | WBAHP: Heat Pump Packaged Unit | Heat Pump | 208 | 3 |  |  |  | Single-Speed |  |  |  | 58000 | 3815 | 15.2 | 13.4 | 43000 | 3818 | 3.3 | 3.1 | Non Federally-Regulated | 02/07/2019 |  | 05/13/2019
Waterfurnace International, Inc. | YORK BY JOHNSON CONTROLS | YBSV/YBSH060**3*1 |  | Water-Source | WBAHP: Heat Pump Packaged Unit | Heat Pump | 208 | 3 |  |  |  | Single-Speed |  |  |  | 57000 | 4071 | 14 | 11.2 | 66000 | 4204 | 4.6 | 4.2 | Federally-Regulated Commercial & Industrial Equipment | 02/07/2019 |  | 05/13/2019
Waterfurnace International, Inc. | YORK BY JOHNSON CONTROLS | YBSV/YBSH060**3*1 |  | Ground-Source | WBAHP: Heat Pump Packaged Unit | Heat Pump | 208 | 3 |  |  |  | Single-Speed |  |  |  | 58000 | 3625 | 16 | 13.4 | 43000 | 3600 | 3.5 | 3.1 | Non Federally-Regulated | 02/07/2019 |  | 05/13/2019
Waterfurnace International, Inc. | YORK BY JOHNSON CONTROLS | YBSV/YBSH060**3*4 |  | Water-Source | WBAHP: Heat Pump Packaged Unit | Heat Pump | 208 | 3 |  |  |  | Single-Speed |  |  |  | 57000 | 4071 | 14 | 11.2 | 66000 | 4204 | 4.6 | 4.2 | Federally-Regulated Commercial & Industrial Equipment | 02/07/2019 |  | 05/13/2019
Waterfurnace International, Inc. | YORK BY JOHNSON CONTROLS | YBSV/YBSH060**3*4 |  | Ground-Source | WBAHP: Heat Pump Packaged Unit | Heat Pump | 208 | 3 |  |  |  | Single-Speed |  |  |  | 58000 | 3625 | 16 | 13.4 | 43000 | 3600 | 3.5 | 3.1 | Non Federally-Regulated | 02/07/2019 |  | 05/13/2019
Waterfurnace International, Inc. | YORK BY JOHNSON CONTROLS | YBSV/YBSH060**4*0 |  | Water-Source | WBAHP: Heat Pump Packaged Unit | Heat Pump | 460 | 3 |  |  |  | Single-Speed |  |  |  | 57000 | 4222 | 13.5 | 11.2 | 66000 | 4498 | 4.3 | 4.2 | Federally-Regulated Commercial & Industrial Equipment | 02/07/2019 |  | 05/13/2019
Waterfurnace International, Inc. | YORK BY JOHNSON CONTROLS | YBSV/YBSH060**4*0 |  | Ground-Source | WBAHP: Heat Pump Packaged Unit | Heat Pump | 460 | 3 |  |  |  | Single-Speed |  |  |  | 58000 | 3815 | 15.2 | 13.4 | 43000 | 3818 | 3.3 | 3.1 | Non Federally-Regulated | 02/07/2019 |  | 05/13/2019
Waterfurnace International, Inc. | YORK BY JOHNSON CONTROLS | YBSV/YBSH060**4*1 |  | Water-Source | WBAHP: Heat Pump Packaged Unit | Heat Pump | 460 | 3 |  |  |  | Single-Speed |  |  |  | 57000 | 4071 | 14 | 11.2 | 66000 | 4204 | 4.6 | 4.2 | Federally-Regulated Commercial & Industrial Equipment | 02/07/2019 |  | 05/13/2019
Waterfurnace International, Inc. | YORK BY JOHNSON CONTROLS | YBSV/YBSH060**4*1 |  | Ground-Source | WBAHP: Heat Pump Packaged Unit | Heat Pump | 460 | 3 |  |  |  | Single-Speed |  |  |  | 58000 | 3625 | 16 | 13.4 | 43000 | 3600 | 3.5 | 3.1 | Non Federally-Regulated | 02/07/2019 |  | 05/13/2019
Waterfurnace International, Inc. | YORK BY JOHNSON CONTROLS | YBSV/YBSH060**4*4 |  | Water-Source | WBAHP: Heat Pump Packaged Unit | Heat Pump | 460 | 3 |  |  |  | Single-Speed |  |  |  | 57000 | 4071 | 14 | 11.2 | 66000 | 4204 | 4.6 | 4.2 | Federally-Regulated Commercial & Industrial Equipment | 02/07/2019 |  | 05/13/2019
Waterfurnace International, Inc. | YORK BY JOHNSON CONTROLS | YBSV/YBSH060**4*4 |  | Ground-Source | WBAHP: Heat Pump Packaged Unit | Heat Pump | 460 | 3 |  |  |  | Single-Speed |  |  |  | 58000 | 3625 | 16 | 13.4 | 43000 | 3600 | 3.5 | 3.1 | Non Federally-Regulated | 02/07/2019 |  | 05/13/2019
Waterfurnace International, Inc. | YORK BY JOHNSON CONTROLS | YBSV041**3*0 |  | Water-Source | WBAHP: Heat Pump Packaged Unit | Heat Pump | 208 | 3 |  |  |  | Single-Speed |  |  |  | 37600 | 2785 | 13.5 | 11.2 | 48000 | 3271 | 4.3 | 4.2 | Federally-Regulated Commercial & Industrial Equipment | 04/27/2016 |  | 05/13/2019
Waterfurnace International, Inc. | YORK BY JOHNSON CONTROLS | YBSV041**3*0 |  | Ground-Water-Source | WBAHP: Heat Pump Packaged Unit | Heat Pump | 208 | 3 |  |  |  | Single-Speed |  |  |  | 44500 | 2181 | 20.4 | 16.2 | 38500 | 2969 | 3.8 | 3.6 | Non Federally-Regulated | 04/27/2016 |  | 05/13/2019
Waterfurnace International, Inc. | YORK BY JOHNSON CONTROLS | YBSV041**3*0 |  | Ground-Source | WBAHP: Heat Pump Packaged Unit | Heat Pump | 208 | 3 |  |  |  | Single-Speed |  |  |  | 40000 | 2666 | 15 | 13.4 | 28500 | 2610 | 3.2 | 3.1 | Non Federally-Regulated | 11/14/2018 |  | 05/13/2019
Waterfurnace International, Inc. | YORK BY JOHNSON CONTROLS | YBSV041**3*1 |  | Water-Source | WBAHP: Heat Pump Packaged Unit | Heat Pump | 208 | 3 |  |  |  | Single-Speed |  |  |  | 39000 | 2805 | 13.9 | 11.2 | 48500 | 3024 | 4.7 | 4.2 | Federally-Regulated Commercial & Industrial Equipment | 04/27/2016 |  | 05/13/2019
Waterfurnace International, Inc. | YORK BY JOHNSON CONTROLS | YBSV041**3*1 |  | Ground-Water-Source | WBAHP: Heat Pump Packaged Unit | Heat Pump | 208 | 3 |  |  |  | Single-Speed |  |  |  | 45000 | 2142 | 21 | 16.2 | 38500 | 2752 | 4.1 | 3.6 | Non Federally-Regulated | 04/27/2016 |  | 05/13/2019
Waterfurnace International, Inc. | YORK BY JOHNSON CONTROLS | YBSV041**3*1 |  | Ground-Source | WBAHP: Heat Pump Packaged Unit | Heat Pump | 208 | 3 |  |  |  | Single-Speed |  |  |  | 41000 | 2562 | 16 | 13.4 | 28500 | 2456 | 3.4 | 3.1 | Non Federally-Regulated | 11/14/2018 |  | 05/13/2019
Waterfurnace International, Inc. | YORK BY JOHNSON CONTROLS | YBSV041**3*4 |  | Water-Source | WBAHP: Heat Pump Packaged Unit | Heat Pump | 208 | 3 |  |  |  | Single-Speed |  |  |  | 39000 | 2805 | 13.9 | 11.2 | 48500 | 3024 | 4.7 | 4.2 | Federally-Regulated Commercial & Industrial Equipment | 04/27/2016 |  | 05/13/2019
Waterfurnace International, Inc. | YORK BY JOHNSON CONTROLS | YBSV041**3*4 |  | Ground-Water-Source | WBAHP: Heat Pump Packaged Unit | Heat Pump | 208 | 3 |  |  |  | Single-Speed |  |  |  | 45000 | 2142 | 21 | 16.2 | 38500 | 2752 | 4.1 | 3.6 | Non Federally-Regulated | 04/27/2016 |  | 05/13/2019
Waterfurnace International, Inc. | YORK BY JOHNSON CONTROLS | YBSV041**3*4 |  | Ground-Source | WBAHP: Heat Pump Packaged Unit | Heat Pump | 208 | 3 |  |  |  | Single-Speed |  |  |  | 41000 | 2562 | 16 | 13.4 | 28500 | 2456 | 3.4 | 3.1 | Non Federally-Regulated | 11/14/2018 |  | 05/13/2019
Waterfurnace International, Inc. | YORK BY JOHNSON CONTROLS | YBSV041**4*0 |  | Water-Source | WBAHP: Heat Pump Packaged Unit | Heat Pump | 460 | 3 |  |  |  | Single-Speed |  |  |  | 37600 | 2785 | 13.5 | 11.2 | 48000 | 3271 | 4.3 | 4.2 | Federally-Regulated Commercial & Industrial Equipment | 04/27/2016 |  | 05/13/2019
Waterfurnace International, Inc. | YORK BY JOHNSON CONTROLS | YBSV041**4*0 |  | Ground-Water-Source | WBAHP: Heat Pump Packaged Unit | Heat Pump | 460 | 3 |  |  |  | Single-Speed |  |  |  | 44500 | 2181 | 20.4 | 16.2 | 38500 | 2969 | 3.8 | 3.6 | Non Federally-Regulated | 04/27/2016 |  | 05/13/2019
Waterfurnace International, Inc. | YORK BY JOHNSON CONTROLS | YBSV041**4*0 |  | Ground-Source | WBAHP: Heat Pump Packaged Unit | Heat Pump | 460 | 3 |  |  |  | Single-Speed |  |  |  | 40000 | 2666 | 15 | 13.4 | 28500 | 2610 | 3.2 | 3.1 | Non Federally-Regulated | 11/14/2018 |  | 05/13/2019
Waterfurnace International, Inc. | YORK BY JOHNSON CONTROLS | YBSV041**4*1 |  | Water-Source | WBAHP: Heat Pump Packaged Unit | Heat Pump | 460 | 3 |  |  |  | Single-Speed |  |  |  | 39000 | 2805 | 13.9 | 11.2 | 48500 | 3024 | 4.7 | 4.2 | Federally-Regulated Commercial & Industrial Equipment | 04/27/2016 |  | 05/13/2019
Waterfurnace International, Inc. | YORK BY JOHNSON CONTROLS | YBSV041**4*1 |  | Ground-Water-Source | WBAHP: Heat Pump Packaged Unit | Heat Pump | 460 | 3 |  |  |  | Single-Speed |  |  |  | 45000 | 2142 | 21 | 16.2 | 38500 | 2752 | 4.1 | 3.6 | Non Federally-Regulated | 04/27/2016 |  | 05/13/2019
Waterfurnace International, Inc. | YORK BY JOHNSON CONTROLS | YBSV041**4*1 |  | Ground-Source | WBAHP: Heat Pump Packaged Unit | Heat Pump | 460 | 3 |  |  |  | Single-Speed |  |  |  | 41000 | 2562 | 16 | 13.4 | 28500 | 2456 | 3.4 | 3.1 | Non Federally-Regulated | 11/14/2018 |  | 05/13/2019
Waterfurnace International, Inc. | YORK BY JOHNSON CONTROLS | YBSV041**4*4 |  | Water-Source | WBAHP: Heat Pump Packaged Unit | Heat Pump | 460 | 3 |  |  |  | Single-Speed |  |  |  | 39000 | 2805 | 13.9 | 11.2 | 48500 | 3024 | 4.7 | 4.2 | Federally-Regulated Commercial & Industrial Equipment | 04/27/2016 |  | 05/13/2019
Waterfurnace International, Inc. | YORK BY JOHNSON CONTROLS | YBSV041**4*4 |  | Ground-Water-Source | WBAHP: Heat Pump Packaged Unit | Heat Pump | 460 | 3 |  |  |  | Single-Speed |  |  |  | 45000 | 2142 | 21 | 16.2 | 38500 | 2752 | 4.1 | 3.6 | Non Federally-Regulated | 04/27/2016 |  | 05/13/2019
Waterfurnace International, Inc. | YORK BY JOHNSON CONTROLS | YBSV041**4*4 |  | Ground-Source | WBAHP: Heat Pump Packaged Unit | Heat Pump | 460 | 3 |  |  |  | Single-Speed |  |  |  | 41000 | 2562 | 16 | 13.4 | 28500 | 2456 | 3.4 | 3.1 | Non Federally-Regulated | 11/14/2018 |  | 05/13/2019
FHP Manufacturing Company | GEOEXCEL | RD009-1VT*-***P*C-**T/G |  | Water-Source | WBAHP: Heat Pump Packaged Unit | Heat Pump | 208 | 1 |  |  |  | Single-Speed |  |  |  | 8200 | 661 | 12.4 | 11.2 | 9900 | 617 | 4.7 | 4.2 | Federally-Regulated Commercial & Industrial Equipment | 03/15/2019 |  | 05/13/2019
FHP Manufacturing Company | GEOEXCEL | RD070-4VT/CFC-***P*B-**T/G |  | Water-Source | WBAHP: Heat Pump Packaged Unit | Heat Pump | 460 | 3 |  |  |  | Single-Speed |  |  |  | 64000 | 4812 | 13.3 | 11.2 | 72800 | 4849 | 4.4 | 4.2 | Federally-Regulated Commercial & Industrial Equipment | 12/07/2018 |  | 05/13/2019
FHP Manufacturing Company | GEOEXCEL | ES061-1CF/HZ/VT*-*****A |  | Water-Source | WBAHP: Heat Pump Packaged Unit | Heat Pump | 208 | 1 |  |  |  | Dual-Speed |  |  |  | 60000 | 4285 | 14 | 11.2 | 72000 | 4489 | 4.7 | 4.2 | Federally-Regulated Commercial & Industrial Equipment | 05/26/2016 |  | 05/13/2019
FHP Manufacturing Company | GEOEXCEL | ES061-1CF/HZ/VT*-*****A |  | Ground-Source | WBAHP: Heat Pump Packaged Unit | Heat Pump | 208 | 1 |  |  |  | Dual-Speed |  |  |  | 62000 | 3949 | 15.7 | 13.4 | 49000 | 3989 | 3.6 | 3.1 | Non Federally-Regulated | 05/26/2016 |  | 05/13/2019
FHP Manufacturing Company | GEOEXCEL | ES049-1CF/HZ/VT*-*****A |  | Water-Source | WBAHP: Heat Pump Packaged Unit | Heat Pump | 208 | 1 |  |  |  | Dual-Speed |  |  |  | 48000 | 3636 | 13.2 | 11.2 | 58000 | 3541 | 4.8 | 4.2 | Federally-Regulated Commercial & Industrial Equipment | 05/26/2016 |  | 05/13/2019
FHP Manufacturing Company | GEOEXCEL | ES049-1CF/HZ/VT*-*****A |  | Ground-Water-Source | WBAHP: Heat Pump Packaged Unit | Heat Pump | 208 | 1 |  |  |  | Dual-Speed |  |  |  | 54000 | 2842 | 19 | 16.2 | 48000 | 3349 | 4.2 | 3.6 | Non Federally-Regulated | 05/26/2016 |  | 05/13/2019
FHP Manufacturing Company | GEOEXCEL | ES049-1CF/HZ/VT*-*****A |  | Ground-Source | WBAHP: Heat Pump Packaged Unit | Heat Pump | 208 | 1 |  |  |  | Dual-Speed |  |  |  | 49000 | 3161 | 15.5 | 13.4 | 38000 | 3093 | 3.6 | 3.1 | Non Federally-Regulated | 05/26/2016 |  | 05/13/2019
FHP Manufacturing Company | GEOEXCEL | RZ048-1VT/CF/HZ*-*****A |  | Water-Source | WBAHP: Heat Pump Packaged Unit | Both Heat Pump and Electric Re | 208 | 1 |  |  |  | Dual-Speed |  |  |  | 49200 | 3174 | 15.5 | 11.2 | 56100 | 3255 | 5.1 | 4.2 | Federally-Regulated Commercial & Industrial Equipment | 12/07/2018 |  | 05/13/2019
FHP Manufacturing Company | GEOEXCEL | RZ048-1VT/CF/HZ*-*****A |  | Ground-Water-Source | WBAHP: Heat Pump Packaged Unit | Both Heat Pump and Electric Re | 208 | 1 |  |  |  | Dual-Speed |  |  |  | 55300 | 2323 | 23.8 | 16.2 | 46300 | 2982 | 4.6 | 3.6 | Non Federally-Regulated | 12/07/2018 |  | 05/13/2019
FHP Manufacturing Company | GEOEXCEL | RZ048-1VT/CF/HZ*-*****A |  | Ground-Source | WBAHP: Heat Pump Packaged Unit | Both Heat Pump and Electric Re | 208 | 1 |  |  |  | Dual-Speed |  |  |  | 51300 | 2850 | 18 | 13.4 | 36900 | 2772 | 3.9 | 3.1 | Non Federally-Regulated | 12/07/2018 |  | 05/13/2019
FHP Manufacturing Company | GEOEXCEL | CU018-2**-*****B |  | Water-Source | WBAHP-O: Heat Pump Packaged Un | Heat Pump | 265 | 1 |  |  |  | Single-Speed |  |  |  | 16900 | 1385 | 12.2 | 11.2 | 20800 | 1417 | 4.3 | 4.2 | Federally-Regulated Commercial & Industrial Equipment | 11/28/2018 |  | 05/13/2019
FHP Manufacturing Company | GEOEXCEL | CU018-2**-*****B |  | Ground-Water-Source | WBAHP-O: Heat Pump Packaged Un | Heat Pump | 265 | 1 |  |  |  | Single-Speed |  |  |  | 20100 | 1104 | 18.2 | 16.2 | 17500 | 1424 | 3.6 | 3.6 | Non Federally-Regulated | 11/28/2018 |  | 05/13/2019
FHP Manufacturing Company | GEOEXCEL | CU018-2**-*****B |  | Ground-Source | WBAHP-O: Heat Pump Packaged Un | Heat Pump | 265 | 1 |  |  |  | Single-Speed |  |  |  | 17900 | 1260 | 14.2 | 13.4 | 13900 | 1273 | 3.2 | 3.1 | Non Federally-Regulated | 11/28/2018 |  | 05/13/2019
FHP Manufacturing Company | GEOEXCEL | ES025-1CF/HZ/VT*-*****A |  | Water-Source | WBAHP: Heat Pump Packaged Unit | Heat Pump | 208 | 1 |  |  |  | Dual-Speed |  |  |  | 26000 | 1625 | 16 | 11.2 | 27600 | 1617 | 5 | 4.2 | Federally-Regulated Commercial & Industrial Equipment | 03/15/2019 |  | 05/13/2019
FHP Manufacturing Company | GEOEXCEL | ES025-1CF/HZ/VT*-*****A |  | Ground-Water-Source | WBAHP: Heat Pump Packaged Unit | Heat Pump | 208 | 1 |  |  |  | Dual-Speed |  |  |  | 29000 | 1208 | 24 | 16.2 | 25000 | 1592 | 4.6 | 3.6 | Non Federally-Regulated | 03/15/2019 |  | 05/13/2019
FHP Manufacturing Company | GEOEXCEL | ES025-1CF/HZ/VT*-*****A |  | Ground-Source | WBAHP: Heat Pump Packaged Unit | Heat Pump | 208 | 1 |  |  |  | Dual-Speed |  |  |  | 27500 | 1470 | 18.7 | 13.4 | 19000 | 1465 | 3.8 | 3.1 | Non Federally-Regulated | 03/15/2019 |  | 05/13/2019
FHP Manufacturing Company | GEOEXCEL | EP030-1HZ/VT |  | Water-Source | WBAHP: Heat Pump Packaged Unit | Heat Pump | 208 | 1 |  |  |  | Single-Speed |  |  |  | 27000 | 1626 | 16.6 | 11.2 | 31000 | 1593 | 5.7 | 4.2 | Federally-Regulated Commercial & Industrial Equipment | 03/15/2019 |  | 05/13/2019
FHP Manufacturing Company | GEOEXCEL | EP030-1HZ/VT |  | Ground-Water-Source | WBAHP: Heat Pump Packaged Unit | Heat Pump | 208 | 1 |  |  |  | Single-Speed |  |  |  | 31700 | 1174 | 27 | 16.2 | 25000 | 1480 | 5 | 3.6 | Non Federally-Regulated | 03/15/2019 |  | 05/13/2019
FHP Manufacturing Company | GEOEXCEL | EP030-1HZ/VT |  | Ground-Source | WBAHP: Heat Pump Packaged Unit | Heat Pump | 208 | 1 |  |  |  | Single-Speed |  |  |  | 28500 | 1469 | 19.4 | 13.4 | 20500 | 1521 | 4 | 3.1 | Non Federally-Regulated | 03/15/2019 |  | 05/13/2019
FHP Manufacturing Company | GEOEXCEL | RD070-3VT/CFN-***P*B-**T/G |  | Water-Source | WBAHP: Heat Pump Packaged Unit | Heat Pump | 208 | 3 |  |  |  | Single-Speed |  |  |  | 64000 | 4848 | 13.2 | 11.2 | 72800 | 4849 | 4.4 | 4.2 | Federally-Regulated Commercial & Industrial Equipment | 12/07/2018 |  | 05/13/2019
FHP Manufacturing Company | GEOEXCEL | ES049-3CF/HZ/VT*-*****A |  | Water-Source | WBAHP: Heat Pump Packaged Unit | Heat Pump | 208 | 3 |  |  |  | Dual-Speed |  |  |  | 48000 | 3636 | 13.2 | 11.2 | 58000 | 3541 | 4.8 | 4.2 | Federally-Regulated Commercial & Industrial Equipment | 05/26/2016 |  | 05/13/2019
FHP Manufacturing Company | GEOEXCEL | ES049-3CF/HZ/VT*-*****A |  | Ground-Water-Source | WBAHP: Heat Pump Packaged Unit | Heat Pump | 208 | 3 |  |  |  | Dual-Speed |  |  |  | 54000 | 2842 | 19 | 16.2 | 48000 | 3349 | 4.2 | 3.6 | Non Federally-Regulated | 05/26/2016 |  | 05/13/2019
FHP Manufacturing Company | GEOEXCEL | ES049-3CF/HZ/VT*-*****A |  | Ground-Source | WBAHP: Heat Pump Packaged Unit | Heat Pump | 208 | 3 |  |  |  | Dual-Speed |  |  |  | 49000 | 3161 | 15.5 | 13.4 | 38000 | 3093 | 3.6 | 3.1 | Non Federally-Regulated | 05/26/2016 |  | 05/13/2019
FHP Manufacturing Company | GEOEXCEL | RD009-2HZ*-***P*C-**T/G |  | Water-Source | WBAHP: Heat Pump Packaged Unit | Heat Pump | 265 | 1 |  |  |  | Single-Speed |  |  |  | 8200 | 661 | 12.4 | 11.2 | 9900 | 617 | 4.7 | 4.2 | Federally-Regulated Commercial & Industrial Equipment | 03/15/2019 |  | 05/13/2019
FHP Manufacturing Company | GEOEXCEL | ES035-4CF/HZ/VT*-*****A |  | Water-Source | WBAHP: Heat Pump Packaged Unit | Heat Pump | 460 | 3 |  |  |  | Dual-Speed |  |  |  | 36000 | 2465 | 14.6 | 11.2 | 43000 | 2625 | 4.8 | 4.2 | Federally-Regulated Commercial & Industrial Equipment | 11/28/2018 |  | 05/13/2019
FHP Manufacturing Company | GEOEXCEL | ES035-4CF/HZ/VT*-*****A |  | Ground-Water-Source | WBAHP: Heat Pump Packaged Unit | Heat Pump | 460 | 3 |  |  |  | Dual-Speed |  |  |  | 42000 | 1944 | 21.6 | 16.2 | 36000 | 2512 | 4.2 | 3.6 | Non Federally-Regulated | 11/28/2018 |  | 05/13/2019
FHP Manufacturing Company | GEOEXCEL | ES035-4CF/HZ/VT*-*****A |  | Ground-Source | WBAHP: Heat Pump Packaged Unit | Heat Pump | 460 | 3 |  |  |  | Dual-Speed |  |  |  | 38000 | 2209 | 17.2 | 13.4 | 28000 | 2159 | 3.8 | 3.1 | Non Federally-Regulated | 11/28/2018 |  | 05/13/2019
FHP Manufacturing Company | GEOEXCEL | RD042-4HZC-***P*B-**S |  | Water-Source | WBAHP: Heat Pump Packaged Unit | Heat Pump | 460 | 3 |  |  |  | Single-Speed |  |  |  | 40000 | 2919 | 13.7 | 11.2 | 43000 | 2930 | 4.3 | 4.2 | Federally-Regulated Commercial & Industrial Equipment | 11/28/2018 |  | 05/13/2019
FHP Manufacturing Company | GEOEXCEL | RD009-2VT*-***P*C-**T/G |  | Water-Source | WBAHP: Heat Pump Packaged Unit | Heat Pump | 265 | 1 |  |  |  | Single-Speed |  |  |  | 8200 | 661 | 12.4 | 11.2 | 9900 | 617 | 4.7 | 4.2 | Federally-Regulated Commercial & Industrial Equipment | 03/15/2019 |  | 05/13/2019
FHP Manufacturing Company | GEOEXCEL | RD070-3VT/CFC-***P*B-**T/G |  | Water-Source | WBAHP: Heat Pump Packaged Unit | Heat Pump | 208 | 3 |  |  |  | Single-Speed |  |  |  | 64000 | 4812 | 13.3 | 11.2 | 72800 | 4849 | 4.4 | 4.2 | Federally-Regulated Commercial & Industrial Equipment | 12/07/2018 |  | 05/13/2019
FHP Manufacturing Company | GEOEXCEL | EP030-3HZ/VT |  | Water-Source | WBAHP: Heat Pump Packaged Unit | Heat Pump | 208 | 3 |  |  |  | Single-Speed |  |  |  | 27000 | 1626 | 16.6 | 11.2 | 31000 | 1593 | 5.7 | 4.2 | Federally-Regulated Commercial & Industrial Equipment | 03/15/2019 |  | 05/13/2019
FHP Manufacturing Company | GEOEXCEL | EP030-3HZ/VT |  | Ground-Water-Source | WBAHP: Heat Pump Packaged Unit | Heat Pump | 208 | 3 |  |  |  | Single-Speed |  |  |  | 31700 | 1174 | 27 | 16.2 | 25000 | 1480 | 5 | 3.6 | Non Federally-Regulated | 03/15/2019 |  | 05/13/2019
FHP Manufacturing Company | GEOEXCEL | EP030-3HZ/VT |  | Ground-Source | WBAHP: Heat Pump Packaged Unit | Heat Pump | 208 | 3 |  |  |  | Single-Speed |  |  |  | 28500 | 1469 | 19.4 | 13.4 | 20500 | 1521 | 4 | 3.1 | Non Federally-Regulated | 03/15/2019 |  | 05/13/2019
Waterfurnace International, Inc. | MAGNOLIA PLUS | 12(1,2)B060 |  | Water-Source | WBAHP: Heat Pump Packaged Unit | Heat Pump | 208 | 1 |  |  |  | Dual-Speed |  |  |  | 57200 | 4000 | 14.3 | 11.2 | 69000 | 4493 | 4.5 | 4.2 | Federally-Regulated Commercial & Industrial Equipment | 04/24/2019 |  | 05/13/2019
Waterfurnace International, Inc. | MAGNOLIA PLUS | 12(1,2)B060 |  | Ground-Water-Source | WBAHP: Heat Pump Packaged Unit | Heat Pump | 208 | 1 |  |  |  | Dual-Speed |  |  |  | 64100 | 3096 | 20.7 | 16.2 | 56500 | 4139 | 4 | 3.6 | Non Federally-Regulated | 04/24/2019 |  | 05/13/2019
Waterfurnace International, Inc. | MAGNOLIA PLUS | 12(1,2)B060 |  | Ground-Source | WBAHP: Heat Pump Packaged Unit | Heat Pump | 208 | 1 |  |  |  | Dual-Speed |  |  |  | 59900 | 3630 | 16.5 | 13.4 | 45300 | 3904 | 3.4 | 3.1 | Non Federally-Regulated | 04/24/2019 |  | 05/13/2019
Waterfurnace International, Inc. | ASTON | 101/102J036**1*(0,3)***** |  | Water-Source | WBAHP: Heat Pump Packaged Unit | Heat Pump | 208 | 1 |  |  |  | Single-Speed |  |  |  | 31500 | 2128 | 14.8 | 11.2 | 40200 | 2222 | 5.3 | 4.2 | Federally-Regulated Commercial & Industrial Equipment | 04/24/2019 |  | 05/13/2019
Waterfurnace International, Inc. | ASTON | 101/102J036**1*(0,3)***** |  | Ground-Water-Source | WBAHP: Heat Pump Packaged Unit | Heat Pump | 208 | 1 |  |  |  | Single-Speed |  |  |  | 35100 | 1438 | 24.4 | 16.2 | 29200 | 1901 | 4.5 | 3.6 | Non Federally-Regulated | 04/24/2019 |  | 05/13/2019
Waterfurnace International, Inc. | ASTON | 101/102J036**1*(0,3)***** |  | Ground-Source | WBAHP: Heat Pump Packaged Unit | Heat Pump | 208 | 1 |  |  |  | Single-Speed |  |  |  | 32900 | 1713 | 19.2 | 13.4 | 24400 | 1881 | 3.8 | 3.1 | Non Federally-Regulated | 04/24/2019 |  | 05/13/2019
Waterfurnace International, Inc. | ASTON | 101/102J042**1*(1,2,4)***** |  | Water-Source | WBAHP: Heat Pump Packaged Unit | Heat Pump | 208 | 1 |  |  |  | Single-Speed |  |  |  | 39000 | 2096 | 18.6 | 11.2 | 45600 | 2304 | 5.8 | 4.2 | Federally-Regulated Commercial & Industrial Equipment | 04/24/2019 |  | 05/13/2019
Waterfurnace International, Inc. | ASTON | 101/102J042**1*(1,2,4)***** |  | Ground-Water-Source | WBAHP: Heat Pump Packaged Unit | Heat Pump | 208 | 1 |  |  |  | Single-Speed |  |  |  | 43900 | 1562 | 28.1 | 16.2 | 36100 | 2159 | 4.9 | 3.6 | Non Federally-Regulated | 04/24/2019 |  | 05/13/2019
Waterfurnace International, Inc. | ASTON | 101/102J042**1*(1,2,4)***** |  | Ground-Source | WBAHP: Heat Pump Packaged Unit | Heat Pump | 208 | 1 |  |  |  | Single-Speed |  |  |  | 40700 | 1875 | 21.7 | 13.4 | 28900 | 2117 | 4 | 3.1 | Non Federally-Regulated | 04/24/2019 |  | 05/13/2019
Waterfurnace International, Inc. | ASTON | 103J042**1 | SAH042* | Water-Source | WBAHP-CB: Heat Pump Split Syst | Heat Pump | 208 | 1 | False |  |  | Single-Speed |  |  |  | 36000 | 2155 | 16.7 | 12 | 43100 | 2296 | 5.5 | 4.2 | Federally-Regulated Commercial & Industrial Equipment | 04/24/2019 |  | 05/13/2019
Waterfurnace International, Inc. | ASTON | 103J042**1 | SAH042* | Ground-Water-Source | WBAHP-CB: Heat Pump Split Syst | Heat Pump | 208 | 1 | False |  |  | Single-Speed |  |  |  | 41300 | 1613 | 25.6 | 16.2 | 36000 | 2198 | 4.8 | 3.6 | Non Federally-Regulated | 04/24/2019 |  | 05/13/2019
Waterfurnace International, Inc. | ASTON | 103J042**1 | SAH042* | Ground-Source | WBAHP-CB: Heat Pump Split Syst | Heat Pump | 208 | 1 | False |  |  | Single-Speed |  |  |  | 37800 | 1938 | 19.5 | 13.4 | 27400 | 2059 | 3.9 | 3.1 | Non Federally-Regulated | 04/24/2019 |  | 05/13/2019
Waterfurnace International, Inc. | ASTON | 103J038**1 | SAH036* | Water-Source | WBAHP-CB: Heat Pump Split Syst | Heat Pump | 208 | 1 | False |  |  | Dual-Speed |  |  |  | 34400 | 2110 | 16.3 | 12 | 41600 | 2344 | 5.2 | 4.2 | Federally-Regulated Commercial & Industrial Equipment | 04/24/2019 |  | 05/13/2019
Waterfurnace International, Inc. | ASTON | 103J038**1 | SAH036* | Ground-Water-Source | WBAHP-CB: Heat Pump Split Syst | Heat Pump | 208 | 1 | False |  |  | Dual-Speed |  |  |  | 38200 | 1578 | 24.2 | 16.2 | 35100 | 2188 | 4.7 | 3.6 | Non Federally-Regulated | 04/24/2019 |  | 05/13/2019
Waterfurnace International, Inc. | ASTON | 103J038**1 | SAH036* | Ground-Source | WBAHP-CB: Heat Pump Split Syst | Heat Pump | 208 | 1 | False |  |  | Dual-Speed |  |  |  | 36000 | 1894 | 19 | 13.4 | 27900 | 2044 | 4 | 3.1 | Non Federally-Regulated | 04/24/2019 |  | 05/13/2019
Waterfurnace International, Inc. | ASTON | 104J038**1 | SAH036* | Water-Source | WBAHP-CB: Heat Pump Split Syst | Heat Pump | 208 | 1 | False |  |  | Dual-Speed |  |  |  | 34400 | 2110 | 16.3 | 12 | 41600 | 2344 | 5.2 | 4.2 | Federally-Regulated Commercial & Industrial Equipment | 04/24/2019 |  | 05/13/2019
Waterfurnace International, Inc. | ASTON | 104J038**1 | SAH036* | Ground-Water-Source | WBAHP-CB: Heat Pump Split Syst | Heat Pump | 208 | 1 | False |  |  | Dual-Speed |  |  |  | 38200 | 1578 | 24.2 | 16.2 | 35100 | 2188 | 4.7 | 3.6 | Non Federally-Regulated | 04/24/2019 |  | 05/13/2019
Waterfurnace International, Inc. | ASTON | 104J038**1 | SAH036* | Ground-Source | WBAHP-CB: Heat Pump Split Syst | Heat Pump | 208 | 1 | False |  |  | Dual-Speed |  |  |  | 36000 | 1894 | 19 | 13.4 | 27900 | 2044 | 4 | 3.1 | Non Federally-Regulated | 04/24/2019 |  | 05/13/2019
Waterfurnace International, Inc. | ASTON | 103J036**1 | SAH036* | Water-Source | WBAHP-CB: Heat Pump Split Syst | Heat Pump | 208 | 1 | False |  |  | Single-Speed |  |  |  | 29100 | 1672 | 17.4 | 12 | 35600 | 1798 | 5.8 | 4.2 | Federally-Regulated Commercial & Industrial Equipment | 04/24/2019 |  | 05/13/2019
Waterfurnace International, Inc. | ASTON | 103J036**1 | SAH036* | Ground-Water-Source | WBAHP-CB: Heat Pump Split Syst | Heat Pump | 208 | 1 | False |  |  | Single-Speed |  |  |  | 33200 | 1211 | 27.4 | 16.2 | 29600 | 1770 | 4.9 | 3.6 | Non Federally-Regulated | 04/24/2019 |  | 05/13/2019
Waterfurnace International, Inc. | ASTON | 103J036**1 | SAH036* | Ground-Source | WBAHP-CB: Heat Pump Split Syst | Heat Pump | 208 | 1 | False |  |  | Single-Speed |  |  |  | 30600 | 1500 | 20.4 | 13.4 | 23100 | 1692 | 4 | 3.1 | Non Federally-Regulated | 04/24/2019 |  | 05/13/2019
Waterfurnace International, Inc. | ASTON | 101/102J036**1*(1,2,4)***** |  | Water-Source | WBAHP: Heat Pump Packaged Unit | Heat Pump | 208 | 1 |  |  |  | Single-Speed |  |  |  | 32300 | 1718 | 18.8 | 11.2 | 36500 | 1876 | 5.7 | 4.2 | Federally-Regulated Commercial & Industrial Equipment | 04/24/2019 |  | 05/13/2019
Waterfurnace International, Inc. | ASTON | 101/102J036**1*(1,2,4)***** |  | Ground-Water-Source | WBAHP: Heat Pump Packaged Unit | Heat Pump | 208 | 1 |  |  |  | Single-Speed |  |  |  | 36800 | 1277 | 28.8 | 16.2 | 29200 | 1746 | 4.9 | 3.6 | Non Federally-Regulated | 04/24/2019 |  | 05/13/2019
Waterfurnace International, Inc. | ASTON | 101/102J036**1*(1,2,4)***** |  | Ground-Source | WBAHP: Heat Pump Packaged Unit | Heat Pump | 208 | 1 |  |  |  | Single-Speed |  |  |  | 33700 | 1531 | 22 | 13.4 | 24400 | 1702 | 4.2 | 3.1 | Non Federally-Regulated | 04/24/2019 |  | 05/13/2019
Enertech Global, LLC | GEOCOMFORT | GCT024D |  | Ground-Source | WBAHP: Heat Pump Packaged Unit | Heat Pump | 208 | 1 |  |  |  | Single-Speed |  |  |  | 26500 | 1325 | 20 | 13.4 | 19700 | 1374 | 4.2 | 3.1 | Non Federally-Regulated | 03/15/2019 |  | 05/21/2019
Enertech Global, LLC | GEOCOMFORT | GCT024D |  | Ground-Water-Source | WBAHP: Heat Pump Packaged Unit | Heat Pump | 208 | 1 |  |  |  | Single-Speed |  |  |  | 28900 | 1111 | 26 | 16.2 | 24300 | 1396 | 5.1 | 3.6 | Non Federally-Regulated | 03/15/2019 |  | 05/21/2019
Enertech Global, LLC | GEOCOMFORT | GCT024D2 |  | Ground-Source | WBAHP: Heat Pump Packaged Unit | Heat Pump | 208 | 3 |  |  |  | Single-Speed |  |  |  | 26500 | 1325 | 20 | 13.4 | 19700 | 1374 | 4.2 | 3.1 | Non Federally-Regulated | 03/15/2019 |  | 05/21/2019
Enertech Global, LLC | GEOCOMFORT | GCT024D2 |  | Ground-Water-Source | WBAHP: Heat Pump Packaged Unit | Heat Pump | 208 | 3 |  |  |  | Single-Speed |  |  |  | 28900 | 1111 | 26 | 16.2 | 24300 | 1396 | 5.1 | 3.6 | Non Federally-Regulated | 03/15/2019 |  | 05/21/2019
Enertech Global, LLC | GEOCOMFORT | GCT024D3 |  | Ground-Source | WBAHP: Heat Pump Packaged Unit | Heat Pump | 460 | 3 |  |  |  | Single-Speed |  |  |  | 26500 | 1325 | 20 | 13.4 | 19700 | 1374 | 4.2 | 3.1 | Non Federally-Regulated | 03/15/2019 |  | 05/21/2019
Enertech Global, LLC | GEOCOMFORT | GCT024D3 |  | Ground-Water-Source | WBAHP: Heat Pump Packaged Unit | Heat Pump | 460 | 3 |  |  |  | Single-Speed |  |  |  | 28900 | 1111 | 26 | 16.2 | 24300 | 1396 | 5.1 | 3.6 | Non Federally-Regulated | 03/15/2019 |  | 05/21/2019
Enertech Global, LLC | GEOEXCEL | AST060A | ACD060 | Ground-Source | WBAHP-C: Heat Pump Split Syste | Heat Pump | 208 | 1 | False |  |  | Single-Speed |  |  |  | 60600 | 3607 | 16.8 | 13.4 | 44100 | 3590 | 3.6 | 3.1 | Non Federally-Regulated | 05/13/2019 |  | 05/22/2019
Enertech Global, LLC | GEOEXCEL | AST060A | ACD060 | Ground-Water-Source | WBAHP-C: Heat Pump Split Syste | Heat Pump | 208 | 1 | False |  |  | Single-Speed |  |  |  | 61100 | 3039 | 20.1 | 16.2 | 53300 | 3809 | 4.1 | 3.6 | Non Federally-Regulated | 05/13/2019 |  | 05/22/2019
Enertech Global, LLC | Hydron Module | HCT024D |  | Ground-Source | WBAHP: Heat Pump Packaged Unit | Heat Pump | 208 | 1 |  |  |  | Single-Speed |  |  |  | 26500 | 1325 | 20 | 13.4 | 19700 | 1374 | 4.2 | 3.1 | Non Federally-Regulated | 03/15/2019 |  | 05/22/2019
Enertech Global, LLC | Hydron Module | HCT024D |  | Ground-Water-Source | WBAHP: Heat Pump Packaged Unit | Heat Pump | 208 | 1 |  |  |  | Single-Speed |  |  |  | 28900 | 1111 | 26 | 16.2 | 24300 | 1396 | 5.1 | 3.6 | Non Federally-Regulated | 03/15/2019 |  | 05/22/2019
Enertech Global, LLC | Hydron Module | HCT024D2 |  | Ground-Source | WBAHP: Heat Pump Packaged Unit | Heat Pump | 208 | 3 |  |  |  | Single-Speed |  |  |  | 26500 | 1325 | 20 | 13.4 | 19700 | 1374 | 4.2 | 3.1 | Non Federally-Regulated | 03/15/2019 |  | 05/22/2019
Enertech Global, LLC | Hydron Module | HCT024D2 |  | Ground-Water-Source | WBAHP: Heat Pump Packaged Unit | Heat Pump | 208 | 3 |  |  |  | Single-Speed |  |  |  | 28900 | 1111 | 26 | 16.2 | 24300 | 1396 | 5.1 | 3.6 | Non Federally-Regulated | 03/15/2019 |  | 05/22/2019
Enertech Global, LLC | Hydron Module | HCT024D3 |  | Ground-Source | WBAHP: Heat Pump Packaged Unit | Heat Pump | 460 | 3 |  |  |  | Single-Speed |  |  |  | 26500 | 1325 | 20 | 13.4 | 19700 | 1374 | 4.2 | 3.1 | Non Federally-Regulated | 03/15/2019 |  | 05/22/2019
Enertech Global, LLC | Hydron Module | HCT024D3 |  | Ground-Water-Source | WBAHP: Heat Pump Packaged Unit | Heat Pump | 460 | 3 |  |  |  | Single-Speed |  |  |  | 28900 | 1111 | 26 | 16.2 | 24300 | 1396 | 5.1 | 3.6 | Non Federally-Regulated | 03/15/2019 |  | 05/22/2019
Enertech Global, LLC | Tetco | TCT024D |  | Ground-Source | WBAHP: Heat Pump Packaged Unit | Heat Pump | 208 | 1 |  |  |  | Single-Speed |  |  |  | 26500 | 1325 | 20 | 13.4 | 19700 | 1374 | 4.2 | 3.1 | Non Federally-Regulated | 03/15/2019 |  | 05/22/2019
Enertech Global, LLC | Tetco | TCT024D |  | Ground-Water-Source | WBAHP: Heat Pump Packaged Unit | Heat Pump | 208 | 1 |  |  |  | Single-Speed |  |  |  | 28900 | 1111 | 26 | 16.2 | 24300 | 1396 | 5.1 | 3.6 | Non Federally-Regulated | 03/15/2019 |  | 05/22/2019
Enertech Global, LLC | Tetco | TCT024D2 |  | Ground-Source | WBAHP: Heat Pump Packaged Unit | Heat Pump | 208 | 3 |  |  |  | Single-Speed |  |  |  | 26500 | 1325 | 20 | 13.4 | 19700 | 1374 | 4.2 | 3.1 | Non Federally-Regulated | 03/15/2019 |  | 05/22/2019
Enertech Global, LLC | Tetco | TCT024D2 |  | Ground-Water-Source | WBAHP: Heat Pump Packaged Unit | Heat Pump | 208 | 3 |  |  |  | Single-Speed |  |  |  | 28900 | 1111 | 26 | 16.2 | 24300 | 1396 | 5.1 | 3.6 | Non Federally-Regulated | 03/15/2019 |  | 05/22/2019
Enertech Global, LLC | Tetco | TCT024D3 |  | Ground-Source | WBAHP: Heat Pump Packaged Unit | Heat Pump | 460 | 3 |  |  |  | Single-Speed |  |  |  | 26500 | 1325 | 20 | 13.4 | 19700 | 1374 | 4.2 | 3.1 | Non Federally-Regulated | 03/15/2019 |  | 05/22/2019
Enertech Global, LLC | Tetco | TCT024D3 |  | Ground-Water-Source | WBAHP: Heat Pump Packaged Unit | Heat Pump | 460 | 3 |  |  |  | Single-Speed |  |  |  | 28900 | 1111 | 26 | 16.2 | 24300 | 1396 | 5.1 | 3.6 | Non Federally-Regulated | 03/15/2019 |  | 05/22/2019
FHP Manufacturing Company | Arcoaire | HS024* | FVM4X3600BL | Ground-Source | WBAHP-CB: Heat Pump Split Syst | Both Heat Pump and Electric Re | 208 | 1 | False |  |  | Dual-Speed |  |  |  | 26000 | 1507 | 17.25 | 13.4 | 18900 | 1438 | 3.9 | 3.1 | Non Federally-Regulated | 02/08/2019 |  | 05/22/2019
FHP Manufacturing Company | Arcoaire | HS024* | FVM4X3600BL | Ground-Water-Source | WBAHP-CB: Heat Pump Split Syst | Both Heat Pump and Electric Re | 208 | 1 | False |  |  | Dual-Speed |  |  |  | 28200 | 1236 | 22.8 | 16.2 | 23500 | 1497 | 4.6 | 3.6 | Non Federally-Regulated | 02/08/2019 |  | 05/22/2019
FHP Manufacturing Company | Arcoaire | HS024* | FVM4X3600BL | Water-Source | WBAHP-CB: Heat Pump Split Syst | Both Heat Pump and Electric Re | 208 | 1 | False |  |  | Dual-Speed |  |  |  | 25000 | 1666 | 15 | 12 | 28000 | 1609 | 5.1 | 4.2 | Federally-Regulated Commercial & Industrial Equipment | 02/08/2019 |  | 05/22/2019
FHP Manufacturing Company | BOSCH-GEO | SM024-1VT/CFC******A |  | Ground-Source | WBAHP: Heat Pump Packaged Unit | Both Heat Pump and Electric Re | 208 | 1 |  |  |  | Dual-Speed |  |  |  | 26600 | 1385 | 19.2 | 13.4 | 18000 | 1425 | 3.7 | 3.1 | Non Federally-Regulated | 05/13/2019 |  | 05/22/2019
FHP Manufacturing Company | BOSCH-GEO | SM024-1VT/CFC******A |  | Ground-Water-Source | WBAHP: Heat Pump Packaged Unit | Both Heat Pump and Electric Re | 208 | 1 |  |  |  | Dual-Speed |  |  |  | 29000 | 1155 | 25.1 | 16.2 | 23500 | 1601 | 4.3 | 3.6 | Non Federally-Regulated | 05/13/2019 |  | 05/22/2019
FHP Manufacturing Company | BOSCH-GEO | SM024-1VT/CFC******A |  | Water-Source | WBAHP: Heat Pump Packaged Unit | Both Heat Pump and Electric Re | 208 | 1 |  |  |  | Dual-Speed |  |  |  | 25500 | 1574 | 16.2 | 11.2 | 29200 | 1661 | 5.2 | 4.2 | Federally-Regulated Commercial & Industrial Equipment | 05/13/2019 |  | 05/22/2019
FHP Manufacturing Company | Bryant | GC024V/C**C***1*X1 + UI |  | Ground-Source | WBAHP: Heat Pump Packaged Unit | Both Heat Pump and Electric Re | 208 | 1 |  |  |  | Dual-Speed |  |  |  | 26600 | 1385 | 19.2 | 13.4 | 18000 | 1425 | 3.7 | 3.1 | Non Federally-Regulated | 05/13/2019 |  | 05/22/2019
FHP Manufacturing Company | Bryant | GC024V/C**C***1*X1 + UI |  | Ground-Water-Source | WBAHP: Heat Pump Packaged Unit | Both Heat Pump and Electric Re | 208 | 1 |  |  |  | Dual-Speed |  |  |  | 29000 | 1155 | 25.1 | 16.2 | 23500 | 1601 | 4.3 | 3.6 | Non Federally-Regulated | 05/13/2019 |  | 05/22/2019
FHP Manufacturing Company | Bryant | GC024V/C**C***1*X1 + UI |  | Water-Source | WBAHP: Heat Pump Packaged Unit | Both Heat Pump and Electric Re | 208 | 1 |  |  |  | Dual-Speed |  |  |  | 25500 | 1574 | 16.2 | 11.2 | 29200 | 1661 | 5.2 | 4.2 | Federally-Regulated Commercial & Industrial Equipment | 05/13/2019 |  | 05/22/2019
FHP Manufacturing Company | Bryant | GZ024******1*X1 | FE/V***F003*** | Ground-Source | WBAHP-CB: Heat Pump Split Syst | Both Heat Pump and Electric Re | 208 | 1 | False |  |  | Dual-Speed |  |  |  | 26000 | 1507 | 17.25 | 13.4 | 18900 | 1438 | 3.9 | 3.1 | Non Federally-Regulated | 02/08/2019 |  | 05/22/2019
FHP Manufacturing Company | Bryant | GZ024******1*X1 | FE/V***F003*** | Ground-Water-Source | WBAHP-CB: Heat Pump Split Syst | Both Heat Pump and Electric Re | 208 | 1 | False |  |  | Dual-Speed |  |  |  | 28200 | 1236 | 22.8 | 16.2 | 23500 | 1497 | 4.6 | 3.6 | Non Federally-Regulated | 02/08/2019 |  | 05/22/2019
FHP Manufacturing Company | Bryant | GZ024******1*X1 | FE/V***F003*** | Water-Source | WBAHP-CB: Heat Pump Split Syst | Both Heat Pump and Electric Re | 208 | 1 | False |  |  | Dual-Speed |  |  |  | 25000 | 1666 | 15 | 12 | 28000 | 1609 | 5.1 | 4.2 | Federally-Regulated Commercial & Industrial Equipment | 02/08/2019 |  | 05/22/2019
FHP Manufacturing Company | Carrier | GC024V/C**C***1**1 + UI |  | Ground-Source | WBAHP: Heat Pump Packaged Unit | Both Heat Pump and Electric Re | 208 | 1 |  |  |  | Dual-Speed |  |  |  | 26600 | 1385 | 19.2 | 13.4 | 18000 | 1425 | 3.7 | 3.1 | Non Federally-Regulated | 04/24/2019 |  | 05/22/2019
FHP Manufacturing Company | Carrier | GC024V/C**C***1**1 + UI |  | Ground-Water-Source | WBAHP: Heat Pump Packaged Unit | Both Heat Pump and Electric Re | 208 | 1 |  |  |  | Dual-Speed |  |  |  | 29000 | 1155 | 25.1 | 16.2 | 23500 | 1601 | 4.3 | 3.6 | Non Federally-Regulated | 04/24/2019 |  | 05/22/2019
FHP Manufacturing Company | Carrier | GC024V/C**C***1**1 + UI |  | Water-Source | WBAHP: Heat Pump Packaged Unit | Both Heat Pump and Electric Re | 208 | 1 |  |  |  | Dual-Speed |  |  |  | 25500 | 1574 | 16.2 | 11.2 | 29200 | 1661 | 5.2 | 4.2 | Federally-Regulated Commercial & Industrial Equipment | 04/24/2019 |  | 05/22/2019
FHP Manufacturing Company | Comfortmaker | HS024* | FVM4X3600BL | Ground-Source | WBAHP-CB: Heat Pump Split Syst | Both Heat Pump and Electric Re | 208 | 1 | False |  |  | Dual-Speed |  |  |  | 26000 | 1507 | 17.25 | 13.4 | 18900 | 1438 | 3.9 | 3.1 | Non Federally-Regulated | 02/08/2019 |  | 05/22/2019
FHP Manufacturing Company | Comfortmaker | HS024* | FVM4X3600BL | Ground-Water-Source | WBAHP-CB: Heat Pump Split Syst | Both Heat Pump and Electric Re | 208 | 1 | False |  |  | Dual-Speed |  |  |  | 28200 | 1236 | 22.8 | 16.2 | 23500 | 1497 | 4.6 | 3.6 | Non Federally-Regulated | 02/08/2019 |  | 05/22/2019
FHP Manufacturing Company | Comfortmaker | HS024* | FVM4X3600BL | Water-Source | WBAHP-CB: Heat Pump Split Syst | Both Heat Pump and Electric Re | 208 | 1 | False |  |  | Dual-Speed |  |  |  | 25000 | 1666 | 15 | 12 | 28000 | 1609 | 5.1 | 4.2 | Federally-Regulated Commercial & Industrial Equipment | 02/08/2019 |  | 05/22/2019
FHP Manufacturing Company | Day & Night | HS024* | FVM4X3600BL | Ground-Source | WBAHP-CB: Heat Pump Split Syst | Both Heat Pump and Electric Re | 208 | 1 | False |  |  | Dual-Speed |  |  |  | 26000 | 1507 | 17.25 | 13.4 | 18900 | 1438 | 3.9 | 3.1 | Non Federally-Regulated | 02/08/2019 |  | 05/22/2019
FHP Manufacturing Company | Day & Night | HS024* | FVM4X3600BL | Ground-Water-Source | WBAHP-CB: Heat Pump Split Syst | Both Heat Pump and Electric Re | 208 | 1 | False |  |  | Dual-Speed |  |  |  | 28200 | 1236 | 22.8 | 16.2 | 23500 | 1497 | 4.6 | 3.6 | Non Federally-Regulated | 02/08/2019 |  | 05/22/2019
FHP Manufacturing Company | Day & Night | HS024* | FVM4X3600BL | Water-Source | WBAHP-CB: Heat Pump Split Syst | Both Heat Pump and Electric Re | 208 | 1 | False |  |  | Dual-Speed |  |  |  | 25000 | 1666 | 15 | 12 | 28000 | 1609 | 5.1 | 4.2 | Federally-Regulated Commercial & Industrial Equipment | 02/08/2019 |  | 05/22/2019
FHP Manufacturing Company | GEO-THERMAL SPLIT | GS024**1**1 | FE/V****003*** | Ground-Source | WBAHP-CB: Heat Pump Split Syst | Both Heat Pump and Electric Re | 208 | 1 | False |  |  | Dual-Speed |  |  |  | 26000 | 1507 | 17.25 | 13.4 | 18900 | 1438 | 3.9 | 3.1 | Non Federally-Regulated | 02/08/2019 |  | 05/22/2019
FHP Manufacturing Company | GEO-THERMAL SPLIT | GS024**1**1 | FE/V****003*** | Ground-Water-Source | WBAHP-CB: Heat Pump Split Syst | Both Heat Pump and Electric Re | 208 | 1 | False |  |  | Dual-Speed |  |  |  | 28200 | 1236 | 22.8 | 16.2 | 23500 | 1497 | 4.6 | 3.6 | Non Federally-Regulated | 02/08/2019 |  | 05/22/2019
FHP Manufacturing Company | GEO-THERMAL SPLIT | GS024**1**1 | FE/V****003*** | Water-Source | WBAHP-CB: Heat Pump Split Syst | Both Heat Pump and Electric Re | 208 | 1 | False |  |  | Dual-Speed |  |  |  | 25000 | 1666 | 15 | 12 | 28000 | 1609 | 5.1 | 4.2 | Federally-Regulated Commercial & Industrial Equipment | 02/08/2019 |  | 05/22/2019
FHP Manufacturing Company | Heil | HS024* | FVM4X3600BL | Ground-Source | WBAHP-CB: Heat Pump Split Syst | Both Heat Pump and Electric Re | 208 | 1 | False |  |  | Dual-Speed |  |  |  | 26000 | 1428 | 18.2 | 13.4 | 18900 | 1420 | 3.9 | 3.1 | Non Federally-Regulated | 04/27/2016 |  | 05/22/2019
FHP Manufacturing Company | Heil | HS024* | FVM4X3600BL | Ground-Water-Source | WBAHP-CB: Heat Pump Split Syst | Both Heat Pump and Electric Re | 208 | 1 | False |  |  | Dual-Speed |  |  |  | 28200 | 1179 | 23.9 | 16.2 | 23500 | 1497 | 4.6 | 3.6 | Non Federally-Regulated | 04/27/2016 |  | 05/22/2019
FHP Manufacturing Company | Heil | HS024* | FVM4X3600BL | Water-Source | WBAHP-CB: Heat Pump Split Syst | Both Heat Pump and Electric Re | 208 | 1 | False |  |  | Dual-Speed |  |  |  | 25000 | 1572 | 15.9 | 12 | 28000 | 1609 | 5.1 | 4.2 | Federally-Regulated Commercial & Industrial Equipment | 04/27/2016 |  | 05/22/2019
FHP Manufacturing Company | Keeprite | HS024* | FVM4X3600BL | Ground-Source | WBAHP-CB: Heat Pump Split Syst | Both Heat Pump and Electric Re | 208 | 1 | False |  |  | Dual-Speed |  |  |  | 26000 | 1507 | 17.25 | 13.4 | 18900 | 1438 | 3.9 | 3.1 | Non Federally-Regulated | 02/08/2019 |  | 05/22/2019
FHP Manufacturing Company | Keeprite | HS024* | FVM4X3600BL | Ground-Water-Source | WBAHP-CB: Heat Pump Split Syst | Both Heat Pump and Electric Re | 208 | 1 | False |  |  | Dual-Speed |  |  |  | 28200 | 1236 | 22.8 | 16.2 | 23500 | 1497 | 4.6 | 3.6 | Non Federally-Regulated | 02/08/2019 |  | 05/22/2019
FHP Manufacturing Company | Keeprite | HS024* | FVM4X3600BL | Water-Source | WBAHP-CB: Heat Pump Split Syst | Both Heat Pump and Electric Re | 208 | 1 | False |  |  | Dual-Speed |  |  |  | 25000 | 1666 | 15 | 12 | 28000 | 1609 | 5.1 | 4.2 | Federally-Regulated Commercial & Industrial Equipment | 02/08/2019 |  | 05/22/2019
FHP Manufacturing Company | Tempstar | HS024* | FVM4X3600BL | Ground-Source | WBAHP-CB: Heat Pump Split Syst | Both Heat Pump and Electric Re | 208 | 1 | False |  |  | Dual-Speed |  |  |  | 26000 | 1507 | 17.25 | 13.4 | 18900 | 1438 | 3.9 | 3.1 | Non Federally-Regulated | 02/08/2019 |  | 05/22/2019
FHP Manufacturing Company | Tempstar | HS024* | FVM4X3600BL | Ground-Water-Source | WBAHP-CB: Heat Pump Split Syst | Both Heat Pump and Electric Re | 208 | 1 | False |  |  | Dual-Speed |  |  |  | 28200 | 1236 | 22.8 | 16.2 | 23500 | 1497 | 4.6 | 3.6 | Non Federally-Regulated | 02/08/2019 |  | 05/22/2019
FHP Manufacturing Company | Tempstar | HS024* | FVM4X3600BL | Water-Source | WBAHP-CB: Heat Pump Split Syst | Both Heat Pump and Electric Re | 208 | 1 | False |  |  | Dual-Speed |  |  |  | 25000 | 1666 | 15 | 12 | 28000 | 1609 | 5.1 | 4.2 | Federally-Regulated Commercial & Industrial Equipment | 02/08/2019 |  | 05/22/2019
Waterfurnace International, Inc. | Arbor | ZC018**0*0 |  | Ground-Source | WBAHP: Heat Pump Packaged Unit | Heat Pump | 208 | 1 |  |  |  | Single-Speed |  |  |  | 18500 | 1088 | 17 | 13.4 | 13700 | 1147 | 3.5 | 3.1 | Non Federally-Regulated | 02/16/2016 |  | 05/22/2019
Waterfurnace International, Inc. | Arbor | ZC018**0*0 |  | Ground-Water-Source | WBAHP: Heat Pump Packaged Unit | Heat Pump | 208 | 1 |  |  |  | Single-Speed |  |  |  | 20600 | 876 | 23.5 | 16.2 | 17500 | 1282 | 4 | 3.6 | Non Federally-Regulated | 02/16/2016 |  | 05/22/2019
Waterfurnace International, Inc. | Arbor | ZC018**0*0 |  | Water-Source | WBAHP: Heat Pump Packaged Unit | Heat Pump | 208 | 1 |  |  |  | Single-Speed |  |  |  | 17600 | 1205 | 14.6 | 11.2 | 21000 | 1309 | 4.7 | 4.2 | Federally-Regulated Commercial & Industrial Equipment | 02/16/2016 |  | 05/22/2019
Waterfurnace International, Inc. | Arbor | ZC023**2*0 |  | Ground-Source | WBAHP: Heat Pump Packaged Unit | Heat Pump | 265 | 1 |  |  |  | Single-Speed |  |  |  | 24000 | 1538 | 15.6 | 13.4 | 17500 | 1602 | 3.2 | 3.1 | Non Federally-Regulated | 02/16/2016 |  | 05/22/2019
Waterfurnace International, Inc. | Arbor | ZC023**2*0 |  | Ground-Water-Source | WBAHP: Heat Pump Packaged Unit | Heat Pump | 265 | 1 |  |  |  | Single-Speed |  |  |  | 26400 | 1257 | 21 | 16.2 | 22300 | 1675 | 3.9 | 3.6 | Non Federally-Regulated | 02/16/2016 |  | 05/22/2019
Waterfurnace International, Inc. | Arbor | ZC031**0*0 |  | Ground-Source | WBAHP: Heat Pump Packaged Unit | Heat Pump | 208 | 1 |  |  |  | Single-Speed |  |  |  | 29500 | 1891 | 15.6 | 13.4 | 22800 | 2088 | 3.2 | 3.1 | Non Federally-Regulated | 02/16/2016 |  | 05/22/2019
Waterfurnace International, Inc. | Arbor | ZC023**2*0 |  | Water-Source | WBAHP: Heat Pump Packaged Unit | Heat Pump | 265 | 1 |  |  |  | Single-Speed |  |  |  | 22000 | 1594 | 13.8 | 11.2 | 27000 | 1758 | 4.5 | 4.2 | Federally-Regulated Commercial & Industrial Equipment | 02/16/2016 |  | 05/22/2019
Waterfurnace International, Inc. | Arbor | ZC031**0*0 |  | Ground-Water-Source | WBAHP: Heat Pump Packaged Unit | Heat Pump | 208 | 1 |  |  |  | Single-Speed |  |  |  | 32900 | 1604 | 20.5 | 16.2 | 28300 | 2126 | 3.9 | 3.6 | Non Federally-Regulated | 02/16/2016 |  | 05/22/2019
Waterfurnace International, Inc. | Arbor | ZC031**0*0 |  | Water-Source | WBAHP: Heat Pump Packaged Unit | Heat Pump | 208 | 1 |  |  |  | Single-Speed |  |  |  | 29000 | 2071 | 14 | 11.2 | 34600 | 2253 | 4.5 | 4.2 | Federally-Regulated Commercial & Industrial Equipment | 02/16/2016 |  | 05/22/2019
Waterfurnace International, Inc. | Arbor | ZC023**0*0 |  | Ground-Source | WBAHP: Heat Pump Packaged Unit | Heat Pump | 208 | 1 |  |  |  | Single-Speed |  |  |  | 24000 | 1538 | 15.6 | 13.4 | 17500 | 1602 | 3.2 | 3.1 | Non Federally-Regulated | 02/16/2016 |  | 05/22/2019
Waterfurnace International, Inc. | Arbor | ZC023**0*0 |  | Ground-Water-Source | WBAHP: Heat Pump Packaged Unit | Heat Pump | 208 | 1 |  |  |  | Single-Speed |  |  |  | 26400 | 1257 | 21 | 16.2 | 22300 | 1675 | 3.9 | 3.6 | Non Federally-Regulated | 02/16/2016 |  | 05/22/2019
Waterfurnace International, Inc. | Arbor | ZC023**0*0 |  | Water-Source | WBAHP: Heat Pump Packaged Unit | Heat Pump | 208 | 1 |  |  |  | Single-Speed |  |  |  | 22000 | 1594 | 13.8 | 11.2 | 27000 | 1758 | 4.5 | 4.2 | Federally-Regulated Commercial & Industrial Equipment | 02/16/2016 |  | 05/22/2019
Waterfurnace International, Inc. | Arbor | ZC031**2*0 |  | Ground-Source | WBAHP: Heat Pump Packaged Unit | Heat Pump | 265 | 1 |  |  |  | Single-Speed |  |  |  | 29500 | 1891 | 15.6 | 13.4 | 22800 | 2088 | 3.2 | 3.1 | Non Federally-Regulated | 02/16/2016 |  | 05/22/2019
Waterfurnace International, Inc. | Arbor | ZC031**2*0 |  | Ground-Water-Source | WBAHP: Heat Pump Packaged Unit | Heat Pump | 265 | 1 |  |  |  | Single-Speed |  |  |  | 32900 | 1604 | 20.5 | 16.2 | 28300 | 2126 | 3.9 | 3.6 | Non Federally-Regulated | 02/16/2016 |  | 05/22/2019
Waterfurnace International, Inc. | Arbor | ZC031**2*0 |  | Water-Source | WBAHP: Heat Pump Packaged Unit | Heat Pump | 265 | 1 |  |  |  | Single-Speed |  |  |  | 29000 | 2071 | 14 | 11.2 | 34600 | 2253 | 4.5 | 4.2 | Federally-Regulated Commercial & Industrial Equipment | 02/16/2016 |  | 05/22/2019
Waterfurnace International, Inc. | Arbor | ZC018**2*0 |  | Ground-Source | WBAHP: Heat Pump Packaged Unit | Heat Pump | 265 | 1 |  |  |  | Single-Speed |  |  |  | 18500 | 1088 | 17 | 13.4 | 13700 | 1147 | 3.5 | 3.1 | Non Federally-Regulated | 02/16/2016 |  | 05/22/2019
Waterfurnace International, Inc. | Arbor | ZC018**2*0 |  | Ground-Water-Source | WBAHP: Heat Pump Packaged Unit | Heat Pump | 265 | 1 |  |  |  | Single-Speed |  |  |  | 20600 | 876 | 23.5 | 16.2 | 17500 | 1282 | 4 | 3.6 | Non Federally-Regulated | 02/16/2016 |  | 05/22/2019
Waterfurnace International, Inc. | Arbor | ZC018**2*0 |  | Water-Source | WBAHP: Heat Pump Packaged Unit | Heat Pump | 265 | 1 |  |  |  | Single-Speed |  |  |  | 17600 | 1205 | 14.6 | 11.2 | 21000 | 1309 | 4.7 | 4.2 | Federally-Regulated Commercial & Industrial Equipment | 02/16/2016 |  | 05/22/2019
Waterfurnace International, Inc. | MAGNOLIA PLUS | 12(1,2)A060 |  | Ground-Source | WBAHP: Heat Pump Packaged Unit | Heat Pump | 208 | 1 |  |  |  | Dual-Speed |  |  |  | 59900 | 3630 | 16.5 | 13.4 | 45300 | 3904 | 3.4 | 3.1 | Non Federally-Regulated | 04/24/2019 |  | 05/22/2019
Waterfurnace International, Inc. | MAGNOLIA PLUS | 12(1,2)A060 |  | Ground-Water-Source | WBAHP: Heat Pump Packaged Unit | Heat Pump | 208 | 1 |  |  |  | Dual-Speed |  |  |  | 64100 | 3096 | 20.7 | 16.2 | 56500 | 4139 | 4 | 3.6 | Non Federally-Regulated | 04/24/2019 |  | 05/22/2019
Waterfurnace International, Inc. | MAGNOLIA PLUS | 12(1,2)A060 |  | Water-Source | WBAHP: Heat Pump Packaged Unit | Heat Pump | 208 | 1 |  |  |  | Dual-Speed |  |  |  | 57200 | 4000 | 14.3 | 11.2 | 69000 | 4493 | 4.5 | 4.2 | Federally-Regulated Commercial & Industrial Equipment | 04/24/2019 |  | 05/22/2019
Waterfurnace International, Inc. | MAGNOLIA PLUS | 12(1,2)A048 |  | Ground-Source | WBAHP: Heat Pump Packaged Unit | Heat Pump | 208 | 1 |  |  |  | Dual-Speed |  |  |  | 49000 | 3043 | 16.1 | 13.4 | 36000 | 2851 | 3.7 | 3.1 | Non Federally-Regulated | 04/24/2019 |  | 05/22/2019
Waterfurnace International, Inc. | MAGNOLIA PLUS | 12(1,2)A048 |  | Ground-Water-Source | WBAHP: Heat Pump Packaged Unit | Heat Pump | 208 | 1 |  |  |  | Dual-Speed |  |  |  | 52300 | 2399 | 21.8 | 16.2 | 45000 | 3067 | 4.3 | 3.6 | Non Federally-Regulated | 04/24/2019 |  | 05/22/2019
Waterfurnace International, Inc. | MAGNOLIA PLUS | 12(1,2)A048 |  | Water-Source | WBAHP: Heat Pump Packaged Unit | Heat Pump | 208 | 1 |  |  |  | Dual-Speed |  |  |  | 46500 | 3141 | 14.8 | 11.2 | 53900 | 3290 | 4.8 | 4.2 | Federally-Regulated Commercial & Industrial Equipment | 04/24/2019 |  | 05/22/2019
Waterfurnace International, Inc. | MAGNOLIA PLUS | 12(1,2)A072 |  | Ground-Source | WBAHP: Heat Pump Packaged Unit | Heat Pump | 208 | 1 |  |  |  | Dual-Speed | 3931 | 450 |  | 67000 | 4085 | 16.4 | 13.4 | 52000 | 4354 | 3.5 | 3.1 | Non Federally-Regulated | 02/16/2016 |  | 05/22/2019
Waterfurnace International, Inc. | MAGNOLIA PLUS | 12(1,2)A072 |  | Ground-Water-Source | WBAHP: Heat Pump Packaged Unit | Heat Pump | 208 | 1 |  |  |  | Dual-Speed | 3467 | 450 |  | 71800 | 3451 | 20.8 | 16.2 | 68500 | 4896 | 4.1 | 3.6 | Non Federally-Regulated | 02/16/2016 |  | 05/22/2019
Waterfurnace International, Inc. | MAGNOLIA PLUS | 12(1,2)A072 |  | Water-Source | WBAHP: Heat Pump Packaged Unit | Heat Pump | 208 | 1 |  |  |  | Dual-Speed |  |  |  | 64400 | 4472 | 14.4 | 11.2 | 82800 | 5392 | 4.5 | 4.2 | Federally-Regulated Commercial & Industrial Equipment | 04/24/2019 |  | 05/22/2019
Waterfurnace International, Inc. | MAGNOLIA PLUS | 12(1,2)A036 |  | Ground-Source | WBAHP: Heat Pump Packaged Unit | Heat Pump | 208 | 1 |  |  |  | Dual-Speed |  |  |  | 35100 | 2264 | 15.5 | 13.4 | 26000 | 2116 | 3.6 | 3.1 | Non Federally-Regulated | 04/24/2019 |  | 05/22/2019
Waterfurnace International, Inc. | MAGNOLIA PLUS | 12(1,2)A036 |  | Ground-Water-Source | WBAHP: Heat Pump Packaged Unit | Heat Pump | 208 | 1 |  |  |  | Dual-Speed |  |  |  | 38000 | 1928 | 19.7 | 16.2 | 35500 | 2477 | 4.2 | 3.6 | Non Federally-Regulated | 04/24/2019 |  | 05/22/2019
Waterfurnace International, Inc. | MAGNOLIA PLUS | 12(1,2)A036 |  | Water-Source | WBAHP: Heat Pump Packaged Unit | Heat Pump | 208 | 1 |  |  |  | Dual-Speed |  |  |  | 33700 | 2496 | 13.5 | 11.2 | 42500 | 2650 | 4.7 | 4.2 | Federally-Regulated Commercial & Industrial Equipment | 04/24/2019 |  | 05/22/2019
Waterfurnace International, Inc. | MAGNOLIA PLUS | 12(1,2)A024 |  | Ground-Source | WBAHP: Heat Pump Packaged Unit | Heat Pump | 208 | 1 |  |  |  | Dual-Speed |  |  |  | 23100 | 1480 | 15.6 | 13.4 | 18900 | 1457 | 3.8 | 3.1 | Non Federally-Regulated | 04/24/2019 |  | 05/22/2019
Waterfurnace International, Inc. | MAGNOLIA PLUS | 12(1,2)A024 |  | Ground-Water-Source | WBAHP: Heat Pump Packaged Unit | Heat Pump | 208 | 1 |  |  |  | Dual-Speed |  |  |  | 25100 | 1218 | 20.6 | 16.2 | 23500 | 1565 | 4.4 | 3.6 | Non Federally-Regulated | 04/24/2019 |  | 05/22/2019
Waterfurnace International, Inc. | MAGNOLIA PLUS | 12(1,2)A024 |  | Water-Source | WBAHP: Heat Pump Packaged Unit | Heat Pump | 208 | 1 |  |  |  | Dual-Speed |  |  |  | 22000 | 1582 | 13.9 | 11.2 | 28300 | 1692 | 4.9 | 4.2 | Federally-Regulated Commercial & Industrial Equipment | 04/24/2019 |  | 05/22/2019
Waterfurnace International, Inc. | SYCAMORE | 141/142A048**1*1 |  | Ground-Source | WBAHP: Heat Pump Packaged Unit | Heat Pump | 208 | 1 |  |  |  | Variable-Speed |  |  |  | 46000 | 2119 | 21.7 | 13.4 | 43000 | 3500 | 3.6 | 3.1 | Non Federally-Regulated | 04/24/2019 |  | 05/22/2019
Waterfurnace International, Inc. | SYCAMORE | 141/142A048**1*1 |  | Ground-Water-Source | WBAHP: Heat Pump Packaged Unit | Heat Pump | 208 | 1 |  |  |  | Variable-Speed |  |  |  | 49000 | 1545 | 31.7 | 16.2 | 55000 | 3748 | 4.3 | 3.6 | Non Federally-Regulated | 04/24/2019 |  | 05/22/2019
Waterfurnace International, Inc. | SYCAMORE | 141/142A048**1*1 |  | Water-Source | WBAHP: Heat Pump Packaged Unit | Heat Pump | 208 | 1 |  |  |  | Variable-Speed |  |  |  | 41000 | 2329 | 17.6 | 11.2 | 67000 | 3927 | 5 | 4.2 | Federally-Regulated Commercial & Industrial Equipment | 04/24/2019 |  | 05/22/2019
Waterfurnace International, Inc. | SYCAMORE | 141/142A036**1*(1,2) |  | Ground-Source | WBAHP: Heat Pump Packaged Unit | Heat Pump | 208 | 1 |  |  |  | Variable-Speed |  |  |  | 36000 | 1636 | 22 | 13.4 | 32000 | 2679 | 3.5 | 3.1 | Non Federally-Regulated | 04/24/2019 |  | 05/22/2019
Waterfurnace International, Inc. | SYCAMORE | 141/142A036**1*(1,2) |  | Ground-Water-Source | WBAHP: Heat Pump Packaged Unit | Heat Pump | 208 | 1 |  |  |  | Variable-Speed |  |  |  | 38000 | 1206 | 31.5 | 16.2 | 41000 | 2612 | 4.6 | 3.6 | Non Federally-Regulated | 04/24/2019 |  | 05/22/2019
Waterfurnace International, Inc. | SYCAMORE | 141/142A036**1*(1,2) |  | Water-Source | WBAHP: Heat Pump Packaged Unit | Heat Pump | 208 | 1 |  |  |  | Variable-Speed |  |  |  | 32000 | 1777 | 18 | 11.2 | 50000 | 2764 | 5.3 | 4.2 | Federally-Regulated Commercial & Industrial Equipment | 04/24/2019 |  | 05/22/2019
Waterfurnace International, Inc. | SYCAMORE | 141/142A060**1*1 |  | Ground-Source | WBAHP: Heat Pump Packaged Unit | Heat Pump | 208 | 1 |  |  |  | Variable-Speed |  |  |  | 56000 | 2886 | 19.4 | 13.4 | 51000 | 4270 | 3.5 | 3.1 | Non Federally-Regulated | 04/24/2019 |  | 05/22/2019
Waterfurnace International, Inc. | SYCAMORE | 141/142A060**1*1 |  | Ground-Water-Source | WBAHP: Heat Pump Packaged Unit | Heat Pump | 208 | 1 |  |  |  | Variable-Speed |  |  |  | 60000 | 2097 | 28.6 | 16.2 | 65000 | 4430 | 4.3 | 3.6 | Non Federally-Regulated | 04/24/2019 |  | 05/22/2019
Waterfurnace International, Inc. | SYCAMORE | 141/142A060**1*1 |  | Water-Source | WBAHP: Heat Pump Packaged Unit | Heat Pump | 208 | 1 |  |  |  | Variable-Speed |  |  |  | 50000 | 3067 | 16.3 | 11.2 | 78000 | 4762 | 4.8 | 4.2 | Federally-Regulated Commercial & Industrial Equipment | 04/24/2019 |  | 05/22/2019
Waterfurnace International, Inc. | ECO Y | YT060*A |  | Ground-Source | WBAHP: Heat Pump Packaged Unit | Heat Pump | 208 | 1 |  |  |  | Dual-Speed |  |  |  | 59900 | 3630 | 16.5 | 13.4 | 45300 | 3904 | 3.4 | 3.1 | Non Federally-Regulated | 02/16/2016 |  | 05/22/2019
Waterfurnace International, Inc. | ECO Y | YT060*A |  | Ground-Water-Source | WBAHP: Heat Pump Packaged Unit | Heat Pump | 208 | 1 |  |  |  | Dual-Speed |  |  |  | 64100 | 3096 | 20.7 | 16.2 | 56500 | 4139 | 4 | 3.6 | Non Federally-Regulated | 02/16/2016 |  | 05/22/2019
Waterfurnace International, Inc. | ECO Y | YT060*A |  | Water-Source | WBAHP: Heat Pump Packaged Unit | Heat Pump | 208 | 1 |  |  |  | Dual-Speed |  |  |  | 57200 | 4000 | 14.3 | 11.2 | 69000 | 4493 | 4.5 | 4.2 | Federally-Regulated Commercial & Industrial Equipment | 02/16/2016 |  | 05/22/2019
Waterfurnace International, Inc. | PREMIUM G | GSZ042*1 | SAH042* | Ground-Source | WBAHP-CB: Heat Pump Split Syst | Heat Pump | 208 | 1 | False |  |  | Single-Speed |  |  |  | 37800 | 1938 | 19.5 | 13.4 | 27400 | 2059 | 3.9 | 3.1 | Non Federally-Regulated | 06/26/2017 |  | 05/22/2019
Waterfurnace International, Inc. | PREMIUM G | GSZ036*1 | SAH036* | Ground-Source | WBAHP-CB: Heat Pump Split Syst | Heat Pump | 208 | 1 | False |  |  | Single-Speed |  |  |  | 30600 | 1500 | 20.4 | 13.4 | 23100 | 1692 | 4 | 3.1 | Non Federally-Regulated | 06/26/2017 |  | 05/22/2019
Waterfurnace International, Inc. | PREMIUM G | GSZ042*1 | SAH042* | Ground-Water-Source | WBAHP-CB: Heat Pump Split Syst | Heat Pump | 208 | 1 | False |  |  | Single-Speed |  |  |  | 41300 | 1613 | 25.6 | 16.2 | 36000 | 2198 | 4.8 | 3.6 | Non Federally-Regulated | 06/26/2017 |  | 05/22/2019
Waterfurnace International, Inc. | PREMIUM G | GSZ036*1 | SAH036* | Ground-Water-Source | WBAHP-CB: Heat Pump Split Syst | Heat Pump | 208 | 1 | False |  |  | Single-Speed |  |  |  | 33200 | 1211 | 27.4 | 16.2 | 29600 | 1770 | 4.9 | 3.6 | Non Federally-Regulated | 06/26/2017 |  | 05/22/2019
Waterfurnace International, Inc. | PREMIUM G | GSZ042*1 | SAH042* | Water-Source | WBAHP-CB: Heat Pump Split Syst | Heat Pump | 208 | 1 | False |  |  | Single-Speed |  |  |  | 36000 | 2155 | 16.7 | 12 | 43100 | 2296 | 5.5 | 4.2 | Federally-Regulated Commercial & Industrial Equipment | 06/26/2017 |  | 05/22/2019
Waterfurnace International, Inc. | PREMIUM G | GSZ036*1 | SAH036* | Water-Source | WBAHP-CB: Heat Pump Split Syst | Heat Pump | 208 | 1 | False |  |  | Single-Speed |  |  |  | 29100 | 1672 | 17.4 | 12 | 35600 | 1798 | 5.8 | 4.2 | Federally-Regulated Commercial & Industrial Equipment | 06/26/2017 |  | 05/22/2019
Waterfurnace International, Inc. | PREMIUM G | GTZ038*1 | SAH036* | Ground-Source | WBAHP-CB: Heat Pump Split Syst | Heat Pump | 208 | 1 | False |  |  | Dual-Speed |  |  |  | 36000 | 1894 | 19 | 13.4 | 27900 | 2044 | 4 | 3.1 | Non Federally-Regulated | 06/26/2017 |  | 05/22/2019
Waterfurnace International, Inc. | PREMIUM G | GTZ038*1 | SAH036* | Ground-Water-Source | WBAHP-CB: Heat Pump Split Syst | Heat Pump | 208 | 1 | False |  |  | Dual-Speed |  |  |  | 38200 | 1578 | 24.2 | 16.2 | 35100 | 2188 | 4.7 | 3.6 | Non Federally-Regulated | 06/26/2017 |  | 05/22/2019
Waterfurnace International, Inc. | PREMIUM G | GTZ038*1 | SAH036* | Water-Source | WBAHP-CB: Heat Pump Split Syst | Heat Pump | 208 | 1 | False |  |  | Dual-Speed |  |  |  | 34400 | 2110 | 16.3 | 12 | 41600 | 2344 | 5.2 | 4.2 | Federally-Regulated Commercial & Industrial Equipment | 06/26/2017 |  | 05/22/2019
Waterfurnace International, Inc. | ASTON CONSOLES | GCLC/GCLW/GCLS18*0 |  | Ground-Water-Source | WBAHP-O: Heat Pump Packaged Un | Heat Pump | 208 | 1 |  |  |  | Single-Speed |  |  |  | 19000 | 1027 | 18.5 | 16.2 | 17000 | 1346 | 3.7 | 3.6 | Non Federally-Regulated | 06/03/2016 |  | 05/22/2019
Waterfurnace International, Inc. | ASTON CONSOLES | GCLC/GCLW/GCLS18*0 |  | Water-Source | WBAHP-O: Heat Pump Packaged Un | Heat Pump | 208 | 1 |  |  |  | Single-Speed |  |  |  | 16200 | 1327 | 12.2 | 11.2 | 20500 | 1397 | 4.3 | 4.2 | Federally-Regulated Commercial & Industrial Equipment | 06/03/2016 |  | 05/22/2019
Waterfurnace International, Inc. | ASTON | 101/102A022**1*(0,3) |  | Ground-Source | WBAHP: Heat Pump Packaged Unit | Heat Pump | 208 | 1 |  |  |  | Single-Speed |  |  |  | 21500 | 1048 | 20.5 | 13.4 | 14200 | 1124 | 3.7 | 3.1 | Non Federally-Regulated | 02/08/2019 |  | 05/22/2019
Waterfurnace International, Inc. | ASTON | 101/102A022**1*(0,3) |  | Ground-Water-Source | WBAHP: Heat Pump Packaged Unit | Heat Pump | 208 | 1 |  |  |  | Single-Speed |  |  |  | 23000 | 821 | 28 | 16.2 | 18100 | 1153 | 4.6 | 3.6 | Non Federally-Regulated | 02/08/2019 |  | 05/22/2019
Waterfurnace International, Inc. | ASTON | 101/102A022**1*(0,3) |  | Water-Source | WBAHP: Heat Pump Packaged Unit | Heat Pump | 208 | 1 |  |  |  | Single-Speed |  |  |  | 21000 | 1200 | 17.5 | 11.2 | 22600 | 1182 | 5.6 | 4.2 | Federally-Regulated Commercial & Industrial Equipment | 02/08/2019 |  | 05/22/2019
Waterfurnace International, Inc. | ASTON | 101/102H038**1*(1,2,4)***** |  | Ground-Source | WBAHP: Heat Pump Packaged Unit | Heat Pump | 208 | 1 |  |  |  | Dual-Speed |  |  |  | 38200 | 1939 | 19.7 | 13.4 | 28500 | 1988 | 4.2 | 3.1 | Non Federally-Regulated | 02/08/2019 |  | 05/22/2019
Waterfurnace International, Inc. | ASTON | 101/102H036**1*(0,3)***** |  | Ground-Source | WBAHP: Heat Pump Packaged Unit | Heat Pump | 208 | 1 |  |  |  | Single-Speed |  |  |  | 32900 | 1713 | 19.2 | 13.4 | 24400 | 1881 | 3.8 | 3.1 | Non Federally-Regulated | 02/08/2019 |  | 05/22/2019
Waterfurnace International, Inc. | ASTON | 101/102H038**1*(1,2,4)***** |  | Ground-Water-Source | WBAHP: Heat Pump Packaged Unit | Heat Pump | 208 | 1 |  |  |  | Dual-Speed |  |  |  | 40000 | 1639 | 24.4 | 16.2 | 35000 | 2093 | 4.9 | 3.6 | Non Federally-Regulated | 02/08/2019 |  | 05/22/2019
Waterfurnace International, Inc. | ASTON | 101/102H036**1*(0,3)***** |  | Ground-Water-Source | WBAHP: Heat Pump Packaged Unit | Heat Pump | 208 | 1 |  |  |  | Single-Speed |  |  |  | 35100 | 1438 | 24.4 | 16.2 | 29200 | 1901 | 4.5 | 3.6 | Non Federally-Regulated | 02/08/2019 |  | 05/22/2019
Waterfurnace International, Inc. | ASTON | 101/102H036**1*(0,3)***** |  | Water-Source | WBAHP: Heat Pump Packaged Unit | Heat Pump | 208 | 1 |  |  |  | Single-Speed |  |  |  | 31500 | 2128 | 14.8 | 11.2 | 40200 | 2222 | 5.3 | 4.2 | Federally-Regulated Commercial & Industrial Equipment | 02/08/2019 |  | 05/22/2019
Waterfurnace International, Inc. | ASTON | 101/102H038**1*(1,2,4)***** |  | Water-Source | WBAHP: Heat Pump Packaged Unit | Heat Pump | 208 | 1 |  |  |  | Dual-Speed |  |  |  | 36500 | 2147 | 17 | 11.2 | 43300 | 2307 | 5.5 | 4.2 | Federally-Regulated Commercial & Industrial Equipment | 02/08/2019 |  | 05/22/2019
Waterfurnace International, Inc. | ASTON | 101/102H036**1*(1,2,4)***** |  | Ground-Source | WBAHP: Heat Pump Packaged Unit | Heat Pump | 208 | 1 |  |  |  | Single-Speed |  |  |  | 33700 | 1531 | 22 | 13.4 | 24400 | 1702 | 4.2 | 3.1 | Non Federally-Regulated | 02/08/2019 |  | 05/22/2019
Waterfurnace International, Inc. | ASTON | 101/102H042**1*(1,2,4)***** |  | Ground-Source | WBAHP: Heat Pump Packaged Unit | Heat Pump | 208 | 1 |  |  |  | Single-Speed |  |  |  | 40700 | 1875 | 21.7 | 13.4 | 28900 | 2117 | 4 | 3.1 | Non Federally-Regulated | 02/08/2019 |  | 05/22/2019
Waterfurnace International, Inc. | ASTON | 101/102H036**1*(1,2,4)***** |  | Ground-Water-Source | WBAHP: Heat Pump Packaged Unit | Heat Pump | 208 | 1 |  |  |  | Single-Speed |  |  |  | 36800 | 1277 | 28.8 | 16.2 | 29200 | 1746 | 4.9 | 3.6 | Non Federally-Regulated | 02/08/2019 |  | 05/22/2019
Waterfurnace International, Inc. | ASTON | 101/102H042**1*(1,2,4)***** |  | Ground-Water-Source | WBAHP: Heat Pump Packaged Unit | Heat Pump | 208 | 1 |  |  |  | Single-Speed |  |  |  | 43900 | 1562 | 28.1 | 16.2 | 36100 | 2159 | 4.9 | 3.6 | Non Federally-Regulated | 02/08/2019 |  | 05/22/2019
Waterfurnace International, Inc. | ASTON | 101/102H036**1*(1,2,4)***** |  | Water-Source | WBAHP: Heat Pump Packaged Unit | Heat Pump | 208 | 1 |  |  |  | Single-Speed |  |  |  | 32300 | 1718 | 18.8 | 11.2 | 36500 | 1876 | 5.7 | 4.2 | Federally-Regulated Commercial & Industrial Equipment | 02/08/2019 |  | 05/22/2019
Waterfurnace International, Inc. | ASTON | 101/102H042**1*(1,2,4)***** |  | Water-Source | WBAHP: Heat Pump Packaged Unit | Heat Pump | 208 | 1 |  |  |  | Single-Speed |  |  |  | 39000 | 2096 | 18.6 | 11.2 | 45600 | 2304 | 5.8 | 4.2 | Federally-Regulated Commercial & Industrial Equipment | 02/08/2019 |  | 05/22/2019
Waterfurnace International, Inc. | ASTON | 103H038**1 | SAH036* | Ground-Source | WBAHP-CB: Heat Pump Split Syst | Heat Pump | 208 | 1 | False |  |  | Dual-Speed |  |  |  | 36000 | 1894 | 19 | 13.4 | 27900 | 2044 | 4 | 3.1 | Non Federally-Regulated | 04/24/2019 |  | 05/22/2019
Waterfurnace International, Inc. | ASTON | 103H038**1 | SAH036* | Ground-Water-Source | WBAHP-CB: Heat Pump Split Syst | Heat Pump | 208 | 1 | False |  |  | Dual-Speed |  |  |  | 38200 | 1578 | 24.2 | 16.2 | 35100 | 2188 | 4.7 | 3.6 | Non Federally-Regulated | 04/24/2019 |  | 05/22/2019
Waterfurnace International, Inc. | ASTON | 103H036**1 | SRAA036* | Ground-Source | WBAHP-C: Heat Pump Split Syste | Heat Pump | 208 | 1 | False |  |  | Single-Speed |  |  |  | 30600 | 1500 | 20.4 | 13.4 | 23100 | 1692 | 4 | 3.1 | Non Federally-Regulated | 06/13/2017 |  | 05/22/2019
Waterfurnace International, Inc. | ASTON | 103H038**1 | SAH036* | Water-Source | WBAHP-CB: Heat Pump Split Syst | Heat Pump | 208 | 1 | False |  |  | Dual-Speed |  |  |  | 34400 | 2110 | 16.3 | 12 | 41600 | 2344 | 5.2 | 4.2 | Federally-Regulated Commercial & Industrial Equipment | 04/24/2019 |  | 05/22/2019
Waterfurnace International, Inc. | ASTON | 103H038**1 | SRAA036* | Ground-Source | WBAHP-C: Heat Pump Split Syste | Heat Pump | 208 | 1 | False |  |  | Dual-Speed |  |  |  | 36000 | 1894 | 19 | 13.4 | 27900 | 2044 | 4 | 3.1 | Non Federally-Regulated | 06/13/2017 |  | 05/22/2019
Waterfurnace International, Inc. | ASTON | 104H038**1 | SAH036* | Ground-Source | WBAHP-CB: Heat Pump Split Syst | Heat Pump | 208 | 1 | False |  |  | Dual-Speed |  |  |  | 36000 | 1894 | 19 | 13.4 | 27900 | 2044 | 4 | 3.1 | Non Federally-Regulated | 06/13/2017 |  | 05/22/2019
Waterfurnace International, Inc. | ASTON | 103H036**1 | SRAA036* | Ground-Water-Source | WBAHP-C: Heat Pump Split Syste | Heat Pump | 208 | 1 | False |  |  | Single-Speed |  |  |  | 33200 | 1211 | 27.4 | 16.2 | 29600 | 1770 | 4.9 | 3.6 | Non Federally-Regulated | 06/13/2017 |  | 05/22/2019
Waterfurnace International, Inc. | ASTON | 103H036**1 | SRAA036* | Water-Source | WBAHP-C: Heat Pump Split Syste | Heat Pump | 208 | 1 | False |  |  | Single-Speed |  |  |  | 29100 | 1672 | 17.4 | 12 | 35600 | 1798 | 5.8 | 4.2 | Federally-Regulated Commercial & Industrial Equipment | 06/13/2017 |  | 05/22/2019
Waterfurnace International, Inc. | ASTON | 103H038**1 | SRAA036* | Ground-Water-Source | WBAHP-C: Heat Pump Split Syste | Heat Pump | 208 | 1 | False |  |  | Dual-Speed |  |  |  | 38200 | 1578 | 24.2 | 16.2 | 35100 | 2188 | 4.7 | 3.6 | Non Federally-Regulated | 06/13/2017 |  | 05/22/2019
Waterfurnace International, Inc. | ASTON | 104H038**1 | SAH036* | Ground-Water-Source | WBAHP-CB: Heat Pump Split Syst | Heat Pump | 208 | 1 | False |  |  | Dual-Speed |  |  |  | 38200 | 1578 | 24.2 | 16.2 | 35100 | 2188 | 4.7 | 3.6 | Non Federally-Regulated | 06/13/2017 |  | 05/22/2019
Waterfurnace International, Inc. | ASTON | 104H038**1 | SAH036* | Water-Source | WBAHP-CB: Heat Pump Split Syst | Heat Pump | 208 | 1 | False |  |  | Dual-Speed |  |  |  | 34400 | 2110 | 16.3 | 12 | 41600 | 2344 | 5.2 | 4.2 | Federally-Regulated Commercial & Industrial Equipment | 06/13/2017 |  | 05/22/2019
Waterfurnace International, Inc. | ASTON | 103H038**1 | SRAA036* | Water-Source | WBAHP-C: Heat Pump Split Syste | Heat Pump | 208 | 1 | False |  |  | Dual-Speed |  |  |  | 34400 | 2110 | 16.3 | 12 | 41600 | 2344 | 5.2 | 4.2 | Federally-Regulated Commercial & Industrial Equipment | 06/13/2017 |  | 05/22/2019
Waterfurnace International, Inc. | ASTON | 103H036**1 | SAH036* | Ground-Source | WBAHP-CB: Heat Pump Split Syst | Heat Pump | 208 | 1 | False |  |  | Single-Speed |  |  |  | 30600 | 1500 | 20.4 | 13.4 | 23100 | 1692 | 4 | 3.1 | Non Federally-Regulated | 04/24/2019 |  | 05/22/2019
Waterfurnace International, Inc. | ASTON | 103H036**1 | SAH036* | Ground-Water-Source | WBAHP-CB: Heat Pump Split Syst | Heat Pump | 208 | 1 | False |  |  | Single-Speed |  |  |  | 33200 | 1211 | 27.4 | 16.2 | 29600 | 1770 | 4.9 | 3.6 | Non Federally-Regulated | 04/24/2019 |  | 05/22/2019
Waterfurnace International, Inc. | ASTON | 103H042**1 | SAH042* | Ground-Source | WBAHP-CB: Heat Pump Split Syst | Heat Pump | 208 | 1 | False |  |  | Single-Speed |  |  |  | 37800 | 1938 | 19.5 | 13.4 | 27400 | 2059 | 3.9 | 3.1 | Non Federally-Regulated | 04/24/2019 |  | 05/22/2019
Waterfurnace International, Inc. | ASTON | 104H038**1 | SRAA036* | Ground-Source | WBAHP-C: Heat Pump Split Syste | Heat Pump | 208 | 1 | False |  |  | Dual-Speed |  |  |  | 36000 | 1894 | 19 | 13.4 | 27900 | 2044 | 4 | 3.1 | Non Federally-Regulated | 06/13/2017 |  | 05/22/2019
Waterfurnace International, Inc. | ASTON | 103H042**1 | SRAA048* | Ground-Source | WBAHP-C: Heat Pump Split Syste | Heat Pump | 208 | 1 | False |  |  | Single-Speed |  |  |  | 37800 | 1938 | 19.5 | 13.4 | 27400 | 2059 | 3.9 | 3.1 | Non Federally-Regulated | 06/13/2017 |  | 05/22/2019
Waterfurnace International, Inc. | ASTON | 103H036**1 | SAH036* | Water-Source | WBAHP-CB: Heat Pump Split Syst | Heat Pump | 208 | 1 | False |  |  | Single-Speed |  |  |  | 29100 | 1672 | 17.4 | 12 | 35600 | 1798 | 5.8 | 4.2 | Federally-Regulated Commercial & Industrial Equipment | 04/24/2019 |  | 05/22/2019
Waterfurnace International, Inc. | ASTON | 103H042**1 | SAH042* | Ground-Water-Source | WBAHP-CB: Heat Pump Split Syst | Heat Pump | 208 | 1 | False |  |  | Single-Speed |  |  |  | 41300 | 1613 | 25.6 | 16.2 | 36000 | 2198 | 4.8 | 3.6 | Non Federally-Regulated | 04/24/2019 |  | 05/22/2019
Waterfurnace International, Inc. | ASTON | 104H038**1 | SRAA036* | Ground-Water-Source | WBAHP-C: Heat Pump Split Syste | Heat Pump | 208 | 1 | False |  |  | Dual-Speed |  |  |  | 38200 | 1578 | 24.2 | 16.2 | 35100 | 2188 | 4.7 | 3.6 | Non Federally-Regulated | 06/13/2017 |  | 05/22/2019
Waterfurnace International, Inc. | ASTON | 103H042**1 | SRAA048* | Ground-Water-Source | WBAHP-C: Heat Pump Split Syste | Heat Pump | 208 | 1 | False |  |  | Single-Speed |  |  |  | 41300 | 1613 | 25.6 | 16.2 | 36000 | 2198 | 4.8 | 3.6 | Non Federally-Regulated | 06/13/2017 |  | 05/22/2019
Waterfurnace International, Inc. | ASTON | 103H042**1 | SAH042* | Water-Source | WBAHP-CB: Heat Pump Split Syst | Heat Pump | 208 | 1 | False |  |  | Single-Speed |  |  |  | 36000 | 2155 | 16.7 | 12 | 43100 | 2296 | 5.5 | 4.2 | Federally-Regulated Commercial & Industrial Equipment | 04/24/2019 |  | 05/22/2019
Waterfurnace International, Inc. | ASTON | 104H038**1 | SRAA036* | Water-Source | WBAHP-C: Heat Pump Split Syste | Heat Pump | 208 | 1 | False |  |  | Dual-Speed |  |  |  | 34400 | 2110 | 16.3 | 12 | 41600 | 2344 | 5.2 | 4.2 | Federally-Regulated Commercial & Industrial Equipment | 06/13/2017 |  | 05/22/2019
Waterfurnace International, Inc. | ASTON | 103H042**1 | SRAA048* | Water-Source | WBAHP-C: Heat Pump Split Syste | Heat Pump | 208 | 1 | False |  |  | Single-Speed |  |  |  | 36000 | 2155 | 16.7 | 12 | 43100 | 2296 | 5.5 | 4.2 | Federally-Regulated Commercial & Industrial Equipment | 06/13/2017 |  | 05/22/2019
Waterfurnace International, Inc. | ASTON | 101/102H022**1*(0,3)***** |  | Ground-Source | WBAHP: Heat Pump Packaged Unit | Heat Pump | 208 | 1 |  |  |  | Single-Speed |  |  |  | 17700 | 1092 | 16.2 | 13.4 | 15000 | 1156 | 3.8 | 3.1 | Non Federally-Regulated | 04/24/2019 |  | 05/22/2019
Waterfurnace International, Inc. | ASTON | 101/102H022**1*(0,3)***** |  | Ground-Water-Source | WBAHP: Heat Pump Packaged Unit | Heat Pump | 208 | 1 |  |  |  | Single-Speed |  |  |  | 20100 | 788 | 25.5 | 16.2 | 19400 | 1184 | 4.8 | 3.6 | Non Federally-Regulated | 04/24/2019 |  | 05/22/2019
Waterfurnace International, Inc. | ASTON | 101/102H022**1*(0,3)***** |  | Water-Source | WBAHP: Heat Pump Packaged Unit | Heat Pump | 208 | 1 |  |  |  | Single-Speed |  |  |  | 17200 | 1264 | 13.6 | 11.2 | 23500 | 1167 | 5.9 | 4.2 | Federally-Regulated Commercial & Industrial Equipment | 04/24/2019 |  | 05/22/2019
Waterfurnace International, Inc. | ASTON | 101/102H022**1*(1,4)***** |  | Ground-Source | WBAHP: Heat Pump Packaged Unit | Heat Pump | 208 | 1 |  |  |  | Single-Speed |  |  |  | 19200 | 1026 | 18.7 | 13.4 | 15500 | 1135 | 4 | 3.1 | Non Federally-Regulated | 02/08/2019 |  | 05/22/2019
Waterfurnace International, Inc. | ASTON | 101/102H022**1*(1,4)***** |  | Ground-Water-Source | WBAHP: Heat Pump Packaged Unit | Heat Pump | 208 | 1 |  |  |  | Single-Speed |  |  |  | 21900 | 796 | 27.5 | 16.2 | 19500 | 1142 | 5 | 3.6 | Non Federally-Regulated | 02/08/2019 |  | 05/22/2019
Waterfurnace International, Inc. | ASTON | 101/102H022**1*(1,4)***** |  | Water-Source | WBAHP: Heat Pump Packaged Unit | Heat Pump | 208 | 1 |  |  |  | Single-Speed |  |  |  | 18100 | 1160 | 15.6 | 11.2 | 23700 | 1157 | 6 | 4.2 | Federally-Regulated Commercial & Industrial Equipment | 02/08/2019 |  | 05/22/2019
Waterfurnace International, Inc. | ASTON | 104H072**1 | SAH060* | Ground-Source | WBAHP-CB: Heat Pump Split Syst | Heat Pump | 208 | 1 | False |  |  | Dual-Speed |  |  |  | 62800 | 3925 | 16 | 13.4 | 53500 | 4479 | 3.5 | 3.1 | Non Federally-Regulated | 11/14/2018 |  | 05/22/2019
Waterfurnace International, Inc. | ASTON | 104H072**1 | SAH060* | Ground-Water-Source | WBAHP-CB: Heat Pump Split Syst | Heat Pump | 208 | 1 | False |  |  | Dual-Speed | 3467 | 450 | 0 | 70000 | 3181 | 22 | 16.2 | 67500 | 4825 | 4.1 | 3.6 | Non Federally-Regulated | 06/13/2017 |  | 05/22/2019
Waterfurnace International, Inc. | ASTON | 104H072**1 | SAH060* | Water-Source | WBAHP-CB: Heat Pump Split Syst | Heat Pump | 208 | 1 | False |  |  | Dual-Speed |  |  |  | 60400 | 4314 | 14 | 12 | 81000 | 5275 | 4.5 | 4.2 | Federally-Regulated Commercial & Industrial Equipment | 06/13/2017 |  | 05/22/2019
Waterfurnace International, Inc. | ASTON | 103H072**1 | SAH060* | Ground-Source | WBAHP-CB: Heat Pump Split Syst | Heat Pump | 208 | 1 | False |  |  | Dual-Speed |  |  |  | 62800 | 3925 | 16 | 13.4 | 53500 | 4479 | 3.5 | 3.1 | Non Federally-Regulated | 11/14/2018 |  | 05/22/2019
Waterfurnace International, Inc. | ASTON | 103H072**1 | SAH060* | Ground-Water-Source | WBAHP-CB: Heat Pump Split Syst | Heat Pump | 208 | 1 | False |  |  | Dual-Speed | 3467 | 450 | 0 | 70000 | 3181 | 22 | 16.2 | 67500 | 4825 | 4.1 | 3.6 | Non Federally-Regulated | 06/13/2017 |  | 05/22/2019
Waterfurnace International, Inc. | ASTON | 103H072**1 | SAH060* | Water-Source | WBAHP-CB: Heat Pump Split Syst | Heat Pump | 208 | 1 | False |  |  | Dual-Speed |  |  |  | 60400 | 4314 | 14 | 12 | 81000 | 5275 | 4.5 | 4.2 | Federally-Regulated Commercial & Industrial Equipment | 06/13/2017 |  | 05/22/2019
Waterfurnace International, Inc. | ASTON | 103H070**1 | SAH060* | Ground-Source | WBAHP-CB: Heat Pump Split Syst | Heat Pump | 208 | 1 | False |  |  | Single-Speed |  |  |  | 60500 | 3538 | 17.1 | 13.4 | 50700 | 4127 | 3.6 | 3.1 | Non Federally-Regulated | 11/14/2018 |  | 05/22/2019
Waterfurnace International, Inc. | ASTON | 103H070**1 | SAH060* | Ground-Water-Source | WBAHP-CB: Heat Pump Split Syst | Heat Pump | 208 | 1 | False |  |  | Single-Speed | 3467 | 450 | 0 | 66400 | 3059 | 21.7 | 16.2 | 62100 | 4439 | 4.1 | 3.6 | Non Federally-Regulated | 06/13/2017 |  | 05/22/2019
Waterfurnace International, Inc. | ASTON | 103H070**1 | SAH060* | Water-Source | WBAHP-CB: Heat Pump Split Syst | Heat Pump | 208 | 1 | False |  |  | Single-Speed |  |  |  | 57100 | 4137 | 13.8 | 12 | 74700 | 4759 | 4.6 | 4.2 | Federally-Regulated Commercial & Industrial Equipment | 06/13/2017 |  | 05/22/2019
Waterfurnace International, Inc. | 5 SERIES INDOOR SPLITS | NSZ036G1 | NRAC036* | Ground-Source | WBAHP-CB: Heat Pump Split Syst | Heat Pump | 208 | 1 | False |  |  | Single-Speed |  |  |  | 31900 | 1611 | 19.8 | 13.4 | 24000 | 1758 | 4 | 3.1 | Non Federally-Regulated | 02/07/2019 |  | 05/22/2019
Waterfurnace International, Inc. | 5 SERIES INDOOR SPLITS | NSZ036G1 | NRAC036* | Ground-Water-Source | WBAHP-CB: Heat Pump Split Syst | Heat Pump | 208 | 1 | False |  |  | Single-Speed |  |  |  | 33900 | 1255 | 27 | 16.2 | 30000 | 1870 | 4.7 | 3.6 | Non Federally-Regulated | 02/07/2019 |  | 05/22/2019
Waterfurnace International, Inc. | 5 SERIES INDOOR SPLITS | NSZ036G1 | NRAC036* | Water-Source | WBAHP-CB: Heat Pump Split Syst | Heat Pump | 208 | 1 | False |  |  | Single-Speed |  |  |  | 31400 | 1784 | 17.6 | 12 | 37600 | 2003 | 5.5 | 4.2 | Federally-Regulated Commercial & Industrial Equipment | 02/07/2019 |  | 05/22/2019
Waterfurnace International, Inc. | 5 SERIES INDOOR SPLITS | NSZ042G1 | NAH042* | Ground-Source | WBAHP-CB: Heat Pump Split Syst | Heat Pump | 208 | 1 | False |  |  | Single-Speed |  |  |  | 39900 | 2005 | 19.9 | 13.4 | 25300 | 2003 | 3.7 | 3.1 | Non Federally-Regulated | 02/07/2019 |  | 05/22/2019
Waterfurnace International, Inc. | 5 SERIES INDOOR SPLITS | NSZ042G1 | NAH042* | Ground-Water-Source | WBAHP-CB: Heat Pump Split Syst | Heat Pump | 208 | 1 | False |  |  | Single-Speed |  |  |  | 42900 | 1695 | 25.3 | 16.2 | 33000 | 2149 | 4.5 | 3.6 | Non Federally-Regulated | 02/07/2019 |  | 05/22/2019
Waterfurnace International, Inc. | 5 SERIES INDOOR SPLITS | NSZ042G1 | NAH042* | Water-Source | WBAHP-CB: Heat Pump Split Syst | Heat Pump | 208 | 1 | False |  |  | Single-Speed |  |  |  | 39000 | 2254 | 17.3 | 12 | 41400 | 2289 | 5.3 | 4.2 | Federally-Regulated Commercial & Industrial Equipment | 02/07/2019 |  | 05/22/2019
Waterfurnace International, Inc. | 5 SERIES INDOOR SPLITS | NSZ042G1 | NRAC048* | Ground-Source | WBAHP-CB: Heat Pump Split Syst | Heat Pump | 208 | 1 | False |  |  | Single-Speed |  |  |  | 39900 | 2005 | 19.9 | 13.4 | 25300 | 2003 | 3.7 | 3.1 | Non Federally-Regulated | 02/07/2019 |  | 05/22/2019
Waterfurnace International, Inc. | 5 SERIES INDOOR SPLITS | NSZ042G1 | NRAC048* | Ground-Water-Source | WBAHP-CB: Heat Pump Split Syst | Heat Pump | 208 | 1 | False |  |  | Single-Speed |  |  |  | 42900 | 1695 | 25.3 | 16.2 | 33000 | 2149 | 4.5 | 3.6 | Non Federally-Regulated | 02/07/2019 |  | 05/22/2019
Waterfurnace International, Inc. | 5 SERIES INDOOR SPLITS | NSZ048G1 | NAH048* | Ground-Source | WBAHP-CB: Heat Pump Split Syst | Heat Pump | 208 | 1 | False |  |  | Single-Speed |  |  |  | 46200 | 2552 | 18.1 | 13.4 | 35300 | 2722 | 3.8 | 3.1 | Non Federally-Regulated | 02/07/2019 |  | 05/22/2019
Waterfurnace International, Inc. | 5 SERIES INDOOR SPLITS | NSZ042G1 | NRAC048* | Water-Source | WBAHP-CB: Heat Pump Split Syst | Heat Pump | 208 | 1 | False |  |  | Single-Speed |  |  |  | 39000 | 2254 | 17.3 | 12 | 41400 | 2289 | 5.3 | 4.2 | Federally-Regulated Commercial & Industrial Equipment | 02/07/2019 |  | 05/22/2019
Waterfurnace International, Inc. | 5 SERIES INDOOR SPLITS | NSZ048G1 | NAH048* | Ground-Water-Source | WBAHP-CB: Heat Pump Split Syst | Heat Pump | 208 | 1 | False |  |  | Single-Speed |  |  |  | 48900 | 2054 | 23.8 | 16.2 | 45100 | 2937 | 4.5 | 3.6 | Non Federally-Regulated | 02/07/2019 |  | 05/22/2019
Waterfurnace International, Inc. | 5 SERIES INDOOR SPLITS | NSZ048G1 | NAH048* | Water-Source | WBAHP-CB: Heat Pump Split Syst | Heat Pump | 208 | 1 | False |  |  | Single-Speed |  |  |  | 44200 | 2851 | 15.5 | 12 | 55400 | 3122 | 5.2 | 4.2 | Federally-Regulated Commercial & Industrial Equipment | 02/07/2019 |  | 05/22/2019
Waterfurnace International, Inc. | 5 SERIES INDOOR SPLITS | NSZ048G1 | NRAC048* | Ground-Source | WBAHP-CB: Heat Pump Split Syst | Heat Pump | 208 | 1 | False |  |  | Single-Speed |  |  |  | 46200 | 2552 | 18.1 | 13.4 | 35300 | 2722 | 3.8 | 3.1 | Non Federally-Regulated | 02/07/2019 |  | 05/22/2019
Waterfurnace International, Inc. | 5 SERIES INDOOR SPLITS | NSZ060G1 | NAH060* | Ground-Source | WBAHP-CB: Heat Pump Split Syst | Heat Pump | 208 | 1 | False |  |  | Single-Speed |  |  |  | 57000 | 3333 | 17.1 | 13.4 | 44500 | 3622 | 3.6 | 3.1 | Non Federally-Regulated | 02/07/2019 |  | 05/22/2019
Waterfurnace International, Inc. | 5 SERIES INDOOR SPLITS | NSZ060G1 | NRAC060* | Ground-Source | WBAHP-CB: Heat Pump Split Syst | Heat Pump | 208 | 1 | False |  |  | Single-Speed |  |  |  | 57000 | 3333 | 17.1 | 13.4 | 44500 | 3622 | 3.6 | 3.1 | Non Federally-Regulated | 02/07/2019 |  | 05/22/2019
Waterfurnace International, Inc. | 5 SERIES INDOOR SPLITS | NSZ048G1 | NRAC048* | Ground-Water-Source | WBAHP-CB: Heat Pump Split Syst | Heat Pump | 208 | 1 | False |  |  | Single-Speed |  |  |  | 48900 | 2054 | 23.8 | 16.2 | 45100 | 2937 | 4.5 | 3.6 | Non Federally-Regulated | 02/07/2019 |  | 05/22/2019
Waterfurnace International, Inc. | 5 SERIES INDOOR SPLITS | NSZ060G1 | NAH060* | Ground-Water-Source | WBAHP-CB: Heat Pump Split Syst | Heat Pump | 208 | 1 | False |  |  | Single-Speed |  |  |  | 62300 | 2952 | 21.1 | 16.2 | 52900 | 3781 | 4.1 | 3.6 | Non Federally-Regulated | 02/07/2019 |  | 05/22/2019
Waterfurnace International, Inc. | 5 SERIES INDOOR SPLITS | NSZ060G1 | NRAC060* | Ground-Water-Source | WBAHP-CB: Heat Pump Split Syst | Heat Pump | 208 | 1 | False |  |  | Single-Speed |  |  |  | 62300 | 2952 | 21.1 | 16.2 | 52900 | 3781 | 4.1 | 3.6 | Non Federally-Regulated | 02/07/2019 |  | 05/22/2019
Waterfurnace International, Inc. | 5 SERIES INDOOR SPLITS | NSZ048G1 | NRAC048* | Water-Source | WBAHP-CB: Heat Pump Split Syst | Heat Pump | 208 | 1 | False |  |  | Single-Speed |  |  |  | 44200 | 2851 | 15.5 | 12 | 55400 | 3122 | 5.2 | 4.2 | Federally-Regulated Commercial & Industrial Equipment | 02/07/2019 |  | 05/22/2019
Waterfurnace International, Inc. | 5 SERIES INDOOR SPLITS | NSZ060G1 | NAH060* | Water-Source | WBAHP-CB: Heat Pump Split Syst | Heat Pump | 208 | 1 | False |  |  | Single-Speed |  |  |  | 54600 | 3791 | 14.4 | 12 | 66300 | 4224 | 4.6 | 4.2 | Federally-Regulated Commercial & Industrial Equipment | 02/07/2019 |  | 05/22/2019
Waterfurnace International, Inc. | 5 SERIES INDOOR SPLITS | NSZ060G1 | NRAC060* | Water-Source | WBAHP-CB: Heat Pump Split Syst | Heat Pump | 208 | 1 | False |  |  | Single-Speed |  |  |  | 54600 | 3791 | 14.4 | 12 | 66300 | 4224 | 4.6 | 4.2 | Federally-Regulated Commercial & Industrial Equipment | 02/07/2019 |  | 05/22/2019
Waterfurnace International, Inc. | 5 SERIES INDOOR SPLITS | NDZ026G1 | NRAC026* | Ground-Source | WBAHP-CB: Heat Pump Split Syst | Heat Pump | 208 | 1 | False |  |  | Dual-Speed |  |  |  | 26200 | 1541 | 17 | 13.4 | 19500 | 1465 | 3.9 | 3.1 | Non Federally-Regulated | 02/07/2019 |  | 05/22/2019
Waterfurnace International, Inc. | 5 SERIES INDOOR SPLITS | NDZ026G1 | NAH026* | Ground-Source | WBAHP-CB: Heat Pump Split Syst | Heat Pump | 208 | 1 | False |  |  | Dual-Speed |  |  |  | 26200 | 1541 | 17 | 13.4 | 19500 | 1465 | 3.9 | 3.1 | Non Federally-Regulated | 02/07/2019 |  | 05/22/2019
Waterfurnace International, Inc. | 5 SERIES INDOOR SPLITS | NDZ026G1 | NRAC026* | Ground-Water-Source | WBAHP-CB: Heat Pump Split Syst | Heat Pump | 208 | 1 | False |  |  | Dual-Speed |  |  |  | 27800 | 1275 | 21.8 | 16.2 | 25000 | 1592 | 4.6 | 3.6 | Non Federally-Regulated | 02/07/2019 |  | 05/22/2019
Waterfurnace International, Inc. | 5 SERIES INDOOR SPLITS | NDZ026G1 | NAH026* | Ground-Water-Source | WBAHP-CB: Heat Pump Split Syst | Heat Pump | 208 | 1 | False |  |  | Dual-Speed |  |  |  | 27800 | 1275 | 21.8 | 16.2 | 25000 | 1592 | 4.6 | 3.6 | Non Federally-Regulated | 02/07/2019 |  | 05/22/2019
Waterfurnace International, Inc. | 5 SERIES INDOOR SPLITS | NDZ026G1 | NRAC026* | Water-Source | WBAHP-CB: Heat Pump Split Syst | Heat Pump | 208 | 1 | False |  |  | Dual-Speed |  |  |  | 25000 | 1712 | 14.6 | 12 | 30500 | 1752 | 5.1 | 4.2 | Federally-Regulated Commercial & Industrial Equipment | 02/07/2019 |  | 05/22/2019
Waterfurnace International, Inc. | 5 SERIES INDOOR SPLITS | NDZ026G1 | NAH026* | Water-Source | WBAHP-CB: Heat Pump Split Syst | Heat Pump | 208 | 1 | False |  |  | Dual-Speed |  |  |  | 25000 | 1712 | 14.6 | 12 | 30500 | 1752 | 5.1 | 4.2 | Federally-Regulated Commercial & Industrial Equipment | 02/07/2019 |  | 05/22/2019
Waterfurnace International, Inc. | 5 SERIES INDOOR SPLITS | NDZ038G1 | NAH036* | Ground-Source | WBAHP-CB: Heat Pump Split Syst | Heat Pump | 208 | 1 | False |  |  | Dual-Speed |  |  |  | 35000 | 2046 | 17.1 | 13.4 | 25700 | 1982 | 3.8 | 3.1 | Non Federally-Regulated | 02/07/2019 |  | 05/22/2019
Waterfurnace International, Inc. | 5 SERIES INDOOR SPLITS | NDZ038G1 | NRAC036* | Ground-Source | WBAHP-CB: Heat Pump Split Syst | Heat Pump | 208 | 1 | False |  |  | Dual-Speed |  |  |  | 35000 | 2046 | 17.1 | 13.4 | 25700 | 1982 | 3.8 | 3.1 | Non Federally-Regulated | 02/07/2019 |  | 05/22/2019
Waterfurnace International, Inc. | 5 SERIES INDOOR SPLITS | NDZ038G1 | NAH036* | Ground-Water-Source | WBAHP-CB: Heat Pump Split Syst | Heat Pump | 208 | 1 | False |  |  | Dual-Speed |  |  |  | 34300 | 1681 | 20.4 | 16.2 | 33100 | 2155 | 4.5 | 3.6 | Non Federally-Regulated | 02/07/2019 |  | 05/22/2019
Waterfurnace International, Inc. | 5 SERIES INDOOR SPLITS | NDZ038G1 | NRAC036* | Ground-Water-Source | WBAHP-CB: Heat Pump Split Syst | Heat Pump | 208 | 1 | False |  |  | Dual-Speed |  |  |  | 34300 | 1681 | 20.4 | 16.2 | 33100 | 2155 | 4.5 | 3.6 | Non Federally-Regulated | 02/07/2019 |  | 05/22/2019
Waterfurnace International, Inc. | 5 SERIES INDOOR SPLITS | NDZ038G1 | NAH036* | Water-Source | WBAHP-CB: Heat Pump Split Syst | Heat Pump | 208 | 1 | False |  |  | Dual-Speed |  |  |  | 34000 | 2328 | 14.6 | 12 | 40100 | 2350 | 5 | 4.2 | Federally-Regulated Commercial & Industrial Equipment | 02/07/2019 |  | 05/22/2019
Waterfurnace International, Inc. | 5 SERIES INDOOR SPLITS | NDZ038G1 | NRAC036* | Water-Source | WBAHP-CB: Heat Pump Split Syst | Heat Pump | 208 | 1 | False |  |  | Dual-Speed |  |  |  | 34000 | 2328 | 14.6 | 12 | 40100 | 2350 | 5 | 4.2 | Federally-Regulated Commercial & Industrial Equipment | 02/07/2019 |  | 05/22/2019
Waterfurnace International, Inc. | 5 SERIES INDOOR SPLITS | NDZ064G1 | NAH060* | Ground-Source | WBAHP-CB: Heat Pump Split Syst | Heat Pump | 208 | 1 | False |  |  | Dual-Speed |  |  |  | 59100 | 3812 | 15.5 | 13.4 | 43200 | 3516 | 3.6 | 3.1 | Non Federally-Regulated | 02/07/2019 |  | 05/22/2019
Waterfurnace International, Inc. | 5 SERIES INDOOR SPLITS | NDZ064G1 | NAH060* | Ground-Water-Source | WBAHP-CB: Heat Pump Split Syst | Heat Pump | 208 | 1 | False |  |  | Dual-Speed |  |  |  | 63800 | 3322 | 19.2 | 16.2 | 55800 | 3803 | 4.3 | 3.6 | Non Federally-Regulated | 02/07/2019 |  | 05/22/2019
Waterfurnace International, Inc. | 5 SERIES INDOOR SPLITS | NDZ064G1 | NAH060* | Water-Source | WBAHP-CB: Heat Pump Split Syst | Heat Pump | 208 | 1 | False |  |  | Dual-Speed |  |  |  | 56300 | 3829 | 14.7 | 12 | 67100 | 4275 | 4.6 | 4.2 | Federally-Regulated Commercial & Industrial Equipment | 02/07/2019 |  | 05/22/2019
Waterfurnace International, Inc. | 5 SERIES INDOOR SPLITS | NDZ064G1 | NRAC060* | Ground-Source | WBAHP-CB: Heat Pump Split Syst | Heat Pump | 208 | 1 | False |  |  | Dual-Speed |  |  |  | 59100 | 3812 | 15.5 | 13.4 | 43200 | 3516 | 3.6 | 3.1 | Non Federally-Regulated | 02/07/2019 |  | 05/22/2019
Waterfurnace International, Inc. | 5 SERIES INDOOR SPLITS | NDZ064G1 | NRAC060* | Ground-Water-Source | WBAHP-CB: Heat Pump Split Syst | Heat Pump | 208 | 1 | False |  |  | Dual-Speed |  |  |  | 63800 | 3322 | 19.2 | 16.2 | 55800 | 3803 | 4.3 | 3.6 | Non Federally-Regulated | 02/07/2019 |  | 05/22/2019
Waterfurnace International, Inc. | 5 SERIES INDOOR SPLITS | NDZ064G1 | NRAC060* | Water-Source | WBAHP-CB: Heat Pump Split Syst | Heat Pump | 208 | 1 | False |  |  | Dual-Speed |  |  |  | 56300 | 3829 | 14.7 | 12 | 67100 | 4275 | 4.6 | 4.2 | Federally-Regulated Commercial & Industrial Equipment | 02/07/2019 |  | 05/22/2019
Waterfurnace International, Inc. | 5 SERIES INDOOR SPLITS | NSZ022G1 | NRAC026* | Ground-Source | WBAHP-CB: Heat Pump Split Syst | Heat Pump | 208 | 1 | False |  |  | Single-Speed |  |  |  | 21800 | 1117 | 19.5 | 13.4 | 14000 | 1108 | 3.7 | 3.1 | Non Federally-Regulated | 02/07/2019 |  | 05/22/2019
Waterfurnace International, Inc. | 5 SERIES INDOOR SPLITS | NSZ022G1 | NRAC026* | Ground-Water-Source | WBAHP-CB: Heat Pump Split Syst | Heat Pump | 208 | 1 | False |  |  | Single-Speed |  |  |  | 23300 | 835 | 27.9 | 16.2 | 18900 | 1230 | 4.5 | 3.6 | Non Federally-Regulated | 02/07/2019 |  | 05/22/2019
Waterfurnace International, Inc. | 5 SERIES INDOOR SPLITS | NSZ022G1 | NRAC026* | Water-Source | WBAHP-CB: Heat Pump Split Syst | Heat Pump | 208 | 1 | False |  |  | Single-Speed |  |  |  | 19700 | 1208 | 16.3 | 12 | 23500 | 1299 | 5.3 | 4.2 | Federally-Regulated Commercial & Industrial Equipment | 02/07/2019 |  | 05/22/2019
Waterfurnace International, Inc. | 5 SERIES INDOOR SPLITS | NSZ022G1 | NAH022* | Ground-Source | WBAHP-CB: Heat Pump Split Syst | Heat Pump | 208 | 1 | False |  |  | Single-Speed |  |  |  | 21800 | 1117 | 19.5 | 13.4 | 14000 | 1108 | 3.7 | 3.1 | Non Federally-Regulated | 02/07/2019 |  | 05/22/2019
Waterfurnace International, Inc. | 5 SERIES INDOOR SPLITS | NSZ022G1 | NAH022* | Ground-Water-Source | WBAHP-CB: Heat Pump Split Syst | Heat Pump | 208 | 1 | False |  |  | Single-Speed |  |  |  | 23300 | 835 | 27.9 | 16.2 | 18900 | 1230 | 4.5 | 3.6 | Non Federally-Regulated | 02/07/2019 |  | 05/22/2019
Waterfurnace International, Inc. | 5 SERIES INDOOR SPLITS | NSZ022G1 | NAH022* | Water-Source | WBAHP-CB: Heat Pump Split Syst | Heat Pump | 208 | 1 | False |  |  | Single-Speed |  |  |  | 19700 | 1208 | 16.3 | 12 | 23500 | 1299 | 5.3 | 4.2 | Federally-Regulated Commercial & Industrial Equipment | 02/07/2019 |  | 05/22/2019
Waterfurnace International, Inc. | 5 SERIES INDOOR SPLITS | NSZ030G1 | NRAC026* | Ground-Source | WBAHP-CB: Heat Pump Split Syst | Heat Pump | 208 | 1 | False |  |  | Single-Speed |  |  |  | 26800 | 1353 | 19.8 | 13.4 | 19700 | 1443 | 4 | 3.1 | Non Federally-Regulated | 02/07/2019 |  | 05/22/2019
Waterfurnace International, Inc. | 5 SERIES INDOOR SPLITS | NSZ030G1 | NRAC026* | Ground-Water-Source | WBAHP-CB: Heat Pump Split Syst | Heat Pump | 208 | 1 | False |  |  | Single-Speed |  |  |  | 28500 | 1144 | 24.9 | 16.2 | 25300 | 1513 | 4.9 | 3.6 | Non Federally-Regulated | 02/07/2019 |  | 05/22/2019
Waterfurnace International, Inc. | 5 SERIES INDOOR SPLITS | NSZ036G1 | NAH036* | Ground-Source | WBAHP-CB: Heat Pump Split Syst | Heat Pump | 208 | 1 | False |  |  | Single-Speed |  |  |  | 31900 | 1611 | 19.8 | 13.4 | 24000 | 1758 | 4 | 3.1 | Non Federally-Regulated | 02/07/2019 |  | 05/22/2019
Waterfurnace International, Inc. | 5 SERIES INDOOR SPLITS | NSZ030G1 | NRAC026* | Water-Source | WBAHP-CB: Heat Pump Split Syst | Heat Pump | 208 | 1 | False |  |  | Single-Speed |  |  |  | 25800 | 1491 | 17.3 | 12 | 32000 | 1705 | 5.5 | 4.2 | Federally-Regulated Commercial & Industrial Equipment | 02/07/2019 |  | 05/22/2019
Waterfurnace International, Inc. | 5 SERIES INDOOR SPLITS | NSZ036G1 | NAH036* | Ground-Water-Source | WBAHP-CB: Heat Pump Split Syst | Heat Pump | 208 | 1 | False |  |  | Single-Speed |  |  |  | 33900 | 1255 | 27 | 16.2 | 30000 | 1870 | 4.7 | 3.6 | Non Federally-Regulated | 02/07/2019 |  | 05/22/2019
Waterfurnace International, Inc. | 5 SERIES INDOOR SPLITS | NSZ030G1 | NAH030* | Ground-Source | WBAHP-CB: Heat Pump Split Syst | Heat Pump | 208 | 1 | False |  |  | Single-Speed |  |  |  | 26800 | 1353 | 19.8 | 13.4 | 19700 | 1443 | 4 | 3.1 | Non Federally-Regulated | 02/07/2019 |  | 05/22/2019
Waterfurnace International, Inc. | 5 SERIES INDOOR SPLITS | NSZ036G1 | NAH036* | Water-Source | WBAHP-CB: Heat Pump Split Syst | Heat Pump | 208 | 1 | False |  |  | Single-Speed |  |  |  | 31400 | 1784 | 17.6 | 12 | 37600 | 2003 | 5.5 | 4.2 | Federally-Regulated Commercial & Industrial Equipment | 02/07/2019 |  | 05/22/2019
Waterfurnace International, Inc. | 5 SERIES INDOOR SPLITS | NSZ030G1 | NAH030* | Ground-Water-Source | WBAHP-CB: Heat Pump Split Syst | Heat Pump | 208 | 1 | False |  |  | Single-Speed |  |  |  | 28500 | 1144 | 24.9 | 16.2 | 25300 | 1513 | 4.9 | 3.6 | Non Federally-Regulated | 02/07/2019 |  | 05/22/2019
Waterfurnace International, Inc. | 5 SERIES INDOOR SPLITS | NSZ030G1 | NAH030* | Water-Source | WBAHP-CB: Heat Pump Split Syst | Heat Pump | 208 | 1 | False |  |  | Single-Speed |  |  |  | 25800 | 1491 | 17.3 | 12 | 32000 | 1705 | 5.5 | 4.2 | Federally-Regulated Commercial & Industrial Equipment | 02/07/2019 |  | 05/22/2019
Waterfurnace International, Inc. | 5 SERIES INDOOR SPLITS | NSZ042G1 | SAH042* | Ground-Source | WBAHP-CB: Heat Pump Split Syst | Heat Pump | 208 | 1 | False |  |  | Single-Speed |  |  |  | 37800 | 1938 | 19.5 | 13.4 | 27400 | 2059 | 3.9 | 3.1 | Non Federally-Regulated | 09/08/2017 |  | 05/22/2019
Waterfurnace International, Inc. | 5 SERIES INDOOR SPLITS | NSZ030G1 | SAH030* | Ground-Source | WBAHP-CB: Heat Pump Split Syst | Heat Pump | 208 | 1 | False |  |  | Single-Speed |  |  |  | 24600 | 1301 | 18.9 | 13.4 | 19800 | 1487 | 3.9 | 3.1 | Non Federally-Regulated | 09/08/2017 |  | 05/22/2019
Waterfurnace International, Inc. | 5 SERIES INDOOR SPLITS | NSZ042G1 | SAH042* | Ground-Water-Source | WBAHP-CB: Heat Pump Split Syst | Heat Pump | 208 | 1 | False |  |  | Single-Speed |  |  |  | 41300 | 1613 | 25.6 | 16.2 | 36000 | 2198 | 4.8 | 3.6 | Non Federally-Regulated | 09/08/2017 |  | 05/22/2019
Waterfurnace International, Inc. | 5 SERIES INDOOR SPLITS | NSZ030G1 | SAH030* | Ground-Water-Source | WBAHP-CB: Heat Pump Split Syst | Heat Pump | 208 | 1 | False |  |  | Single-Speed |  |  |  | 26900 | 1050 | 25.6 | 16.2 | 24900 | 1520 | 4.8 | 3.6 | Non Federally-Regulated | 09/08/2017 |  | 05/22/2019
Waterfurnace International, Inc. | 5 SERIES INDOOR SPLITS | NSZ030G1 | SAH030* | Water-Source | WBAHP-CB: Heat Pump Split Syst | Heat Pump | 208 | 1 | False |  |  | Single-Speed |  |  |  | 23400 | 1471 | 15.9 | 12 | 30600 | 1573 | 5.7 | 4.2 | Federally-Regulated Commercial & Industrial Equipment | 09/08/2017 |  | 05/22/2019
Waterfurnace International, Inc. | 5 SERIES INDOOR SPLITS | NSZ042G1 | SAH042* | Water-Source | WBAHP-CB: Heat Pump Split Syst | Heat Pump | 208 | 1 | False |  |  | Single-Speed |  |  |  | 36000 | 2155 | 16.7 | 12 | 43100 | 2296 | 5.5 | 4.2 | Federally-Regulated Commercial & Industrial Equipment | 09/08/2017 |  | 05/22/2019
Waterfurnace International, Inc. | 5 SERIES INDOOR SPLITS | NDZ049G1 | NAH048* | Ground-Source | WBAHP-CB: Heat Pump Split Syst | Heat Pump | 208 | 1 | False |  |  | Dual-Speed |  |  |  | 47700 | 2962 | 16.1 | 13.4 | 37000 | 2853 | 3.8 | 3.1 | Non Federally-Regulated | 02/07/2019 |  | 05/22/2019
Waterfurnace International, Inc. | 5 SERIES INDOOR SPLITS | NDZ049G1 | NAH048* | Ground-Water-Source | WBAHP-CB: Heat Pump Split Syst | Heat Pump | 208 | 1 | False |  |  | Dual-Speed |  |  |  | 50500 | 2500 | 20.2 | 16.2 | 46700 | 3110 | 4.4 | 3.6 | Non Federally-Regulated | 02/07/2019 |  | 05/22/2019
Waterfurnace International, Inc. | 5 SERIES INDOOR SPLITS | NDZ049G1 | NAH048* | Water-Source | WBAHP-CB: Heat Pump Split Syst | Heat Pump | 208 | 1 | False |  |  | Dual-Speed |  |  |  | 45900 | 3278 | 14 | 12 | 56800 | 3541 | 4.7 | 4.2 | Federally-Regulated Commercial & Industrial Equipment | 02/07/2019 |  | 05/22/2019
Waterfurnace International, Inc. | 5 SERIES INDOOR SPLITS | NDZ049G1 | NRAC048* | Ground-Source | WBAHP-CB: Heat Pump Split Syst | Heat Pump | 208 | 1 | False |  |  | Dual-Speed |  |  |  | 47700 | 2962 | 16.1 | 13.4 | 37000 | 2853 | 3.8 | 3.1 | Non Federally-Regulated | 02/07/2019 |  | 05/22/2019
Waterfurnace International, Inc. | 5 SERIES INDOOR SPLITS | NDZ049G1 | NRAC048* | Ground-Water-Source | WBAHP-CB: Heat Pump Split Syst | Heat Pump | 208 | 1 | False |  |  | Dual-Speed |  |  |  | 50500 | 2500 | 20.2 | 16.2 | 46700 | 3110 | 4.4 | 3.6 | Non Federally-Regulated | 02/07/2019 |  | 05/22/2019
Waterfurnace International, Inc. | 5 SERIES INDOOR SPLITS | NDZ049G1 | NRAC048* | Water-Source | WBAHP-CB: Heat Pump Split Syst | Heat Pump | 208 | 1 | False |  |  | Dual-Speed |  |  |  | 45900 | 3278 | 14 | 12 | 56800 | 3541 | 4.7 | 4.2 | Federally-Regulated Commercial & Industrial Equipment | 02/07/2019 |  | 05/22/2019
Waterfurnace International, Inc. | 5 SERIES INDOOR SPLITS | NDZ072H1 | SAH060* | Ground-Source | WBAHP-CB: Heat Pump Split Syst | Heat Pump | 208 | 1 | False |  |  | Dual-Speed |  |  |  | 62800 | 3925 | 16 | 13.4 | 53500 | 4479 | 3.5 | 3.1 | Non Federally-Regulated | 11/14/2018 |  | 05/22/2019
Waterfurnace International, Inc. | 5 SERIES INDOOR SPLITS | NSZ070H1 | SAH060* | Ground-Source | WBAHP-CB: Heat Pump Split Syst | Heat Pump | 208 | 1 | False |  |  | Single-Speed |  |  |  | 60500 | 3538 | 17.1 | 13.4 | 50700 | 4127 | 3.6 | 3.1 | Non Federally-Regulated | 11/14/2018 |  | 05/22/2019
Waterfurnace International, Inc. | 5 SERIES OUTDOOR SPLITS | NDS026G1 | NAH026* | Ground-Source | WBAHP-CB: Heat Pump Split Syst | Heat Pump | 208 | 1 | False |  |  | Dual-Speed |  |  |  | 26200 | 1541 | 17 | 13.4 | 19500 | 1465 | 3.9 | 3.1 | Non Federally-Regulated | 02/07/2019 |  | 05/22/2019
Waterfurnace International, Inc. | 5 SERIES OUTDOOR SPLITS | NDS026G1 | NAH026* | Ground-Water-Source | WBAHP-CB: Heat Pump Split Syst | Heat Pump | 208 | 1 | False |  |  | Dual-Speed |  |  |  | 27800 | 1275 | 21.8 | 16.2 | 25000 | 1592 | 4.6 | 3.6 | Non Federally-Regulated | 02/07/2019 |  | 05/22/2019
Waterfurnace International, Inc. | 5 SERIES OUTDOOR SPLITS | NDS026G1 | NAH026* | Water-Source | WBAHP-CB: Heat Pump Split Syst | Heat Pump | 208 | 1 | False |  |  | Dual-Speed |  |  |  | 25000 | 1712 | 14.6 | 12 | 30500 | 1752 | 5.1 | 4.2 | Federally-Regulated Commercial & Industrial Equipment | 02/07/2019 |  | 05/22/2019
Waterfurnace International, Inc. | 5 SERIES OUTDOOR SPLITS | NDS038G1 | NAH036* | Ground-Source | WBAHP-CB: Heat Pump Split Syst | Heat Pump | 208 | 1 | False |  |  | Dual-Speed |  |  |  | 35000 | 2046 | 17.1 | 13.4 | 25700 | 1982 | 3.8 | 3.1 | Non Federally-Regulated | 02/07/2019 |  | 05/22/2019
Waterfurnace International, Inc. | 5 SERIES OUTDOOR SPLITS | NDS064G1 | NRAC060* | Ground-Source | WBAHP-CB: Heat Pump Split Syst | Heat Pump | 208 | 1 | False |  |  | Dual-Speed |  |  |  | 59100 | 3812 | 15.5 | 13.4 | 43200 | 3516 | 3.6 | 3.1 | Non Federally-Regulated | 02/07/2019 |  | 05/22/2019
Waterfurnace International, Inc. | 5 SERIES OUTDOOR SPLITS | NDS038G1 | NAH036* | Ground-Water-Source | WBAHP-CB: Heat Pump Split Syst | Heat Pump | 208 | 1 | False |  |  | Dual-Speed |  |  |  | 34300 | 1681 | 20.4 | 16.2 | 33100 | 2155 | 4.5 | 3.6 | Non Federally-Regulated | 02/07/2019 |  | 05/22/2019
Waterfurnace International, Inc. | 5 SERIES OUTDOOR SPLITS | NDS064G1 | NRAC060* | Ground-Water-Source | WBAHP-CB: Heat Pump Split Syst | Heat Pump | 208 | 1 | False |  |  | Dual-Speed |  |  |  | 63800 | 3322 | 19.2 | 16.2 | 55800 | 3803 | 4.3 | 3.6 | Non Federally-Regulated | 02/07/2019 |  | 05/22/2019
Waterfurnace International, Inc. | 5 SERIES OUTDOOR SPLITS | NDS038G1 | NAH036* | Water-Source | WBAHP-CB: Heat Pump Split Syst | Heat Pump | 208 | 1 | False |  |  | Dual-Speed |  |  |  | 34000 | 2328 | 14.6 | 12 | 40100 | 2350 | 5 | 4.2 | Federally-Regulated Commercial & Industrial Equipment | 02/07/2019 |  | 05/22/2019
Waterfurnace International, Inc. | 5 SERIES OUTDOOR SPLITS | NDS064G1 | NRAC060* | Water-Source | WBAHP-CB: Heat Pump Split Syst | Heat Pump | 208 | 1 | False |  |  | Dual-Speed |  |  |  | 56300 | 3829 | 14.7 | 12 | 67100 | 4275 | 4.6 | 4.2 | Federally-Regulated Commercial & Industrial Equipment | 02/07/2019 |  | 05/22/2019
Waterfurnace International, Inc. | 5 SERIES OUTDOOR SPLITS | NDS049G1 | NAH048* | Ground-Source | WBAHP-CB: Heat Pump Split Syst | Heat Pump | 208 | 1 | False |  |  | Dual-Speed |  |  |  | 47700 | 2962 | 16.1 | 13.4 | 37000 | 2853 | 3.8 | 3.1 | Non Federally-Regulated | 02/07/2019 |  | 05/22/2019
Waterfurnace International, Inc. | 5 SERIES OUTDOOR SPLITS | NDS064G1 | NAH060* | Ground-Source | WBAHP-CB: Heat Pump Split Syst | Heat Pump | 208 | 1 | False |  |  | Dual-Speed |  |  |  | 59100 | 3812 | 15.5 | 13.4 | 43200 | 3516 | 3.6 | 3.1 | Non Federally-Regulated | 02/07/2019 |  | 05/22/2019
Waterfurnace International, Inc. | 5 SERIES OUTDOOR SPLITS | NDS049G1 | NAH048* | Ground-Water-Source | WBAHP-CB: Heat Pump Split Syst | Heat Pump | 208 | 1 | False |  |  | Dual-Speed |  |  |  | 50500 | 2500 | 20.2 | 16.2 | 46700 | 3110 | 4.4 | 3.6 | Non Federally-Regulated | 02/07/2019 |  | 05/22/2019
Waterfurnace International, Inc. | 5 SERIES OUTDOOR SPLITS | NDS064G1 | NAH060* | Ground-Water-Source | WBAHP-CB: Heat Pump Split Syst | Heat Pump | 208 | 1 | False |  |  | Dual-Speed |  |  |  | 63800 | 3322 | 19.2 | 16.2 | 55800 | 3803 | 4.3 | 3.6 | Non Federally-Regulated | 02/07/2019 |  | 05/22/2019
Waterfurnace International, Inc. | 5 SERIES OUTDOOR SPLITS | NDS049G1 | NAH048* | Water-Source | WBAHP-CB: Heat Pump Split Syst | Heat Pump | 208 | 1 | False |  |  | Dual-Speed |  |  |  | 45900 | 3278 | 14 | 12 | 56800 | 3541 | 4.7 | 4.2 | Federally-Regulated Commercial & Industrial Equipment | 02/07/2019 |  | 05/22/2019
Waterfurnace International, Inc. | 5 SERIES OUTDOOR SPLITS | NDS064G1 | NAH060* | Water-Source | WBAHP-CB: Heat Pump Split Syst | Heat Pump | 208 | 1 | False |  |  | Dual-Speed |  |  |  | 56300 | 3829 | 14.7 | 12 | 67100 | 4275 | 4.6 | 4.2 | Federally-Regulated Commercial & Industrial Equipment | 02/07/2019 |  | 05/22/2019
Waterfurnace International, Inc. | 5 SERIES OUTDOOR SPLITS | NDS026G1 | NRAC026* | Ground-Source | WBAHP-CB: Heat Pump Split Syst | Heat Pump | 208 | 1 | False |  |  | Dual-Speed |  |  |  | 26200 | 1541 | 17 | 13.4 | 19500 | 1465 | 3.9 | 3.1 | Non Federally-Regulated | 02/07/2019 |  | 05/22/2019
Waterfurnace International, Inc. | 5 SERIES OUTDOOR SPLITS | NDS026G1 | NRAC026* | Ground-Water-Source | WBAHP-CB: Heat Pump Split Syst | Heat Pump | 208 | 1 | False |  |  | Dual-Speed |  |  |  | 27800 | 1275 | 21.8 | 16.2 | 25000 | 1592 | 4.6 | 3.6 | Non Federally-Regulated | 02/07/2019 |  | 05/22/2019
Waterfurnace International, Inc. | 5 SERIES OUTDOOR SPLITS | NDS026G1 | NRAC026* | Water-Source | WBAHP-CB: Heat Pump Split Syst | Heat Pump | 208 | 1 | False |  |  | Dual-Speed |  |  |  | 25000 | 1712 | 14.6 | 12 | 30500 | 1752 | 5.1 | 4.2 | Federally-Regulated Commercial & Industrial Equipment | 02/07/2019 |  | 05/22/2019
Waterfurnace International, Inc. | 5 SERIES OUTDOOR SPLITS | NDS038G1 | NRAC036* | Ground-Source | WBAHP-CB: Heat Pump Split Syst | Heat Pump | 208 | 1 | False |  |  | Dual-Speed |  |  |  | 35000 | 2046 | 17.1 | 13.4 | 25700 | 1982 | 3.8 | 3.1 | Non Federally-Regulated | 02/07/2019 |  | 05/22/2019
Waterfurnace International, Inc. | 5 SERIES OUTDOOR SPLITS | NDS038G1 | NRAC036* | Ground-Water-Source | WBAHP-CB: Heat Pump Split Syst | Heat Pump | 208 | 1 | False |  |  | Dual-Speed |  |  |  | 34300 | 1681 | 20.4 | 16.2 | 33100 | 2155 | 4.5 | 3.6 | Non Federally-Regulated | 02/07/2019 |  | 05/22/2019
Waterfurnace International, Inc. | 5 SERIES OUTDOOR SPLITS | NDS038G1 | NRAC036* | Water-Source | WBAHP-CB: Heat Pump Split Syst | Heat Pump | 208 | 1 | False |  |  | Dual-Speed |  |  |  | 34000 | 2328 | 14.6 | 12 | 40100 | 2350 | 5 | 4.2 | Federally-Regulated Commercial & Industrial Equipment | 02/07/2019 |  | 05/22/2019
Waterfurnace International, Inc. | 5 SERIES OUTDOOR SPLITS | NDS049G1 | NRAC048* | Ground-Source | WBAHP-CB: Heat Pump Split Syst | Heat Pump | 208 | 1 | False |  |  | Dual-Speed |  |  |  | 47700 | 2962 | 16.1 | 13.4 | 37000 | 2853 | 3.8 | 3.1 | Non Federally-Regulated | 02/07/2019 |  | 05/22/2019
Waterfurnace International, Inc. | 5 SERIES OUTDOOR SPLITS | NDS049G1 | NRAC048* | Ground-Water-Source | WBAHP-CB: Heat Pump Split Syst | Heat Pump | 208 | 1 | False |  |  | Dual-Speed |  |  |  | 50500 | 2500 | 20.2 | 16.2 | 46700 | 3110 | 4.4 | 3.6 | Non Federally-Regulated | 02/07/2019 |  | 05/22/2019
Waterfurnace International, Inc. | 5 SERIES OUTDOOR SPLITS | NDS049G1 | NRAC048* | Water-Source | WBAHP-CB: Heat Pump Split Syst | Heat Pump | 208 | 1 | False |  |  | Dual-Speed |  |  |  | 45900 | 3278 | 14 | 12 | 56800 | 3541 | 4.7 | 4.2 | Federally-Regulated Commercial & Industrial Equipment | 02/07/2019 |  | 05/22/2019
Waterfurnace International, Inc. | 5 SERIES OUTDOOR SPLITS | NDS038H1 | SAH036* | Ground-Source | WBAHP-CB: Heat Pump Split Syst | Heat Pump | 208 | 1 | False |  |  | Dual-Speed |  |  |  | 36000 | 1894 | 19 | 13.4 | 27900 | 2044 | 4 | 3.1 | Non Federally-Regulated | 05/10/2017 |  | 05/22/2019
Waterfurnace International, Inc. | 5 SERIES OUTDOOR SPLITS | NDS038H1 | SAH036* | Ground-Water-Source | WBAHP-CB: Heat Pump Split Syst | Heat Pump | 208 | 1 | False |  |  | Dual-Speed |  |  |  | 38200 | 1578 | 24.2 | 16.2 | 35100 | 2188 | 4.7 | 3.6 | Non Federally-Regulated | 05/10/2017 |  | 05/22/2019
Waterfurnace International, Inc. | 5 SERIES OUTDOOR SPLITS | NDS038H1 | SAH036* | Water-Source | WBAHP-CB: Heat Pump Split Syst | Heat Pump | 208 | 1 | False |  |  | Dual-Speed |  |  |  | 34400 | 2110 | 16.3 | 12 | 41600 | 2344 | 5.2 | 4.2 | Federally-Regulated Commercial & Industrial Equipment | 05/10/2017 |  | 05/22/2019
Waterfurnace International, Inc. | 5 SERIES OUTDOOR SPLITS | NDS038H1 | SRAA036* | Ground-Source | WBAHP-C: Heat Pump Split Syste | Heat Pump | 208 | 1 | False |  |  | Dual-Speed |  |  |  | 36000 | 1894 | 19 | 13.4 | 27900 | 2044 | 4 | 3.1 | Non Federally-Regulated | 05/10/2017 |  | 05/22/2019
Waterfurnace International, Inc. | 5 SERIES OUTDOOR SPLITS | NDS038H1 | SRAA036* | Ground-Water-Source | WBAHP-C: Heat Pump Split Syste | Heat Pump | 208 | 1 | False |  |  | Dual-Speed |  |  |  | 38200 | 1578 | 24.2 | 16.2 | 35100 | 2188 | 4.7 | 3.6 | Non Federally-Regulated | 05/10/2017 |  | 05/22/2019
Waterfurnace International, Inc. | 5 SERIES OUTDOOR SPLITS | NDS038H1 | SRAA036* | Water-Source | WBAHP-C: Heat Pump Split Syste | Heat Pump | 208 | 1 | False |  |  | Dual-Speed |  |  |  | 34400 | 2110 | 16.3 | 12 | 41600 | 2344 | 5.2 | 4.2 | Federally-Regulated Commercial & Industrial Equipment | 05/10/2017 |  | 05/22/2019
Waterfurnace International, Inc. | 5 SERIES OUTDOOR SPLITS | NDS072H1 | SAH060* | Ground-Source | WBAHP-CB: Heat Pump Split Syst | Heat Pump | 208 | 1 | False |  |  | Dual-Speed |  |  |  | 62800 | 3925 | 16 | 13.4 | 53500 | 4479 | 3.5 | 3.1 | Non Federally-Regulated | 05/10/2017 |  | 05/22/2019
Waterfurnace International, Inc. | 5 SERIES OUTDOOR SPLITS | NDS072H1 | SAH060* | Ground-Water-Source | WBAHP-CB: Heat Pump Split Syst | Heat Pump | 208 | 1 | False |  |  | Dual-Speed | 3467 | 450 | 0 | 70000 | 3181 | 22 | 16.2 | 67500 | 4825 | 4.1 | 3.6 | Non Federally-Regulated | 05/10/2017 |  | 05/22/2019
Waterfurnace International, Inc. | 5 SERIES OUTDOOR SPLITS | NDS072H1 | SAH060* | Water-Source | WBAHP-CB: Heat Pump Split Syst | Heat Pump | 208 | 1 | False |  |  | Dual-Speed |  |  |  | 60400 | 4314 | 14 | 12 | 81000 | 5275 | 4.5 | 4.2 | Federally-Regulated Commercial & Industrial Equipment | 05/10/2017 |  | 05/22/2019
Waterfurnace International, Inc. | 5 SERIES | NSV/NSH018G1*0 |  | Ground-Source | WBAHP: Heat Pump Packaged Unit | Heat Pump | 208 | 1 |  |  |  | Single-Speed |  |  |  | 18500 | 1027 | 18 | 13.4 | 14700 | 1133 | 3.8 | 3.1 | Non Federally-Regulated | 02/07/2019 |  | 05/22/2019
Waterfurnace International, Inc. | 5 SERIES | NSV/NSH018G1*0 |  | Ground-Water-Source | WBAHP: Heat Pump Packaged Unit | Heat Pump | 208 | 1 |  |  |  | Single-Speed |  |  |  | 21000 | 823 | 25.5 | 16.2 | 19000 | 1265 | 4.4 | 3.6 | Non Federally-Regulated | 02/07/2019 |  | 05/22/2019
Waterfurnace International, Inc. | 5 SERIES | NSV/NSH018G1*0 |  | Water-Source | WBAHP: Heat Pump Packaged Unit | Heat Pump | 208 | 1 |  |  |  | Single-Speed |  |  |  | 18000 | 1153 | 15.6 | 11.2 | 23000 | 1321 | 5.1 | 4.2 | Federally-Regulated Commercial & Industrial Equipment | 02/07/2019 |  | 05/22/2019
Waterfurnace International, Inc. | 5 SERIES | NSV/NSH036H1*(0,3) |  | Ground-Source | WBAHP: Heat Pump Packaged Unit | Heat Pump | 208 | 1 |  |  |  | Single-Speed |  |  |  | 32900 | 1713 | 19.2 | 13.4 | 24400 | 1881 | 3.8 | 3.1 | Non Federally-Regulated | 02/07/2019 |  | 05/22/2019
Waterfurnace International, Inc. | 5 SERIES | NSV/NSH042H1*(0,3) |  | Ground-Source | WBAHP: Heat Pump Packaged Unit | Heat Pump | 208 | 1 |  |  |  | Single-Speed |  |  |  | 40300 | 2178 | 18.5 | 13.4 | 28900 | 2419 | 3.5 | 3.1 | Non Federally-Regulated | 02/23/2016 |  | 05/22/2019
Waterfurnace International, Inc. | 5 SERIES | NSV/NSH042H1*(0,3) |  | Ground-Water-Source | WBAHP: Heat Pump Packaged Unit | Heat Pump | 208 | 1 |  |  |  | Single-Speed |  |  |  | 42300 | 1815 | 23.3 | 16.2 | 36000 | 2453 | 4.3 | 3.6 | Non Federally-Regulated | 02/23/2016 |  | 05/22/2019
Waterfurnace International, Inc. | 5 SERIES | NSV/NSH036H1*(0,3) |  | Ground-Water-Source | WBAHP: Heat Pump Packaged Unit | Heat Pump | 208 | 1 |  |  |  | Single-Speed |  |  |  | 35100 | 1438 | 24.4 | 16.2 | 29200 | 1901 | 4.5 | 3.6 | Non Federally-Regulated | 02/07/2019 |  | 05/22/2019
Waterfurnace International, Inc. | 5 SERIES | NSV/NSH042H1*(1,2,4) |  | Ground-Source | WBAHP: Heat Pump Packaged Unit | Heat Pump | 208 | 1 |  |  |  | Single-Speed |  |  |  | 40700 | 1875 | 21.7 | 13.4 | 28900 | 2117 | 4 | 3.1 | Non Federally-Regulated | 02/07/2019 |  | 05/22/2019
Waterfurnace International, Inc. | 5 SERIES | NDV/NDH038H1*(1,2,4) |  | Ground-Source | WBAHP: Heat Pump Packaged Unit | Heat Pump | 208 | 1 |  |  |  | Dual-Speed |  |  |  | 38200 | 1939 | 19.7 | 13.4 | 28500 | 1988 | 4.2 | 3.1 | Non Federally-Regulated | 02/07/2019 |  | 05/22/2019
Waterfurnace International, Inc. | 5 SERIES | NSV/NSH036H1*(0,3) |  | Water-Source | WBAHP: Heat Pump Packaged Unit | Heat Pump | 208 | 1 |  |  |  | Single-Speed |  |  |  | 31500 | 2128 | 14.8 | 11.2 | 40200 | 2222 | 5.3 | 4.2 | Federally-Regulated Commercial & Industrial Equipment | 02/07/2019 |  | 05/22/2019
Waterfurnace International, Inc. | 5 SERIES | NSV/NSH042H1*(0,3) |  | Water-Source | WBAHP: Heat Pump Packaged Unit | Heat Pump | 208 | 1 |  |  |  | Single-Speed |  |  |  | 38300 | 2487 | 15.4 | 11.2 | 45600 | 2570 | 5.2 | 4.2 | Federally-Regulated Commercial & Industrial Equipment | 02/23/2016 |  | 05/22/2019
Waterfurnace International, Inc. | 5 SERIES | NSV/NSH042H1*(1,2,4) |  | Ground-Water-Source | WBAHP: Heat Pump Packaged Unit | Heat Pump | 208 | 1 |  |  |  | Single-Speed |  |  |  | 43900 | 1562 | 28.1 | 16.2 | 36100 | 2159 | 4.9 | 3.6 | Non Federally-Regulated | 02/07/2019 |  | 05/22/2019
Waterfurnace International, Inc. | 5 SERIES | NDV/NDH038H1*(1,2,4) |  | Ground-Water-Source | WBAHP: Heat Pump Packaged Unit | Heat Pump | 208 | 1 |  |  |  | Dual-Speed |  |  |  | 40000 | 1639 | 24.4 | 16.2 | 35000 | 2093 | 4.9 | 3.6 | Non Federally-Regulated | 02/07/2019 |  | 05/22/2019
Waterfurnace International, Inc. | 5 SERIES | NDV/NDH038H1*(1,2,4) |  | Water-Source | WBAHP: Heat Pump Packaged Unit | Heat Pump | 208 | 1 |  |  |  | Dual-Speed |  |  |  | 36500 | 2147 | 17 | 11.2 | 43300 | 2307 | 5.5 | 4.2 | Federally-Regulated Commercial & Industrial Equipment | 02/07/2019 |  | 05/22/2019
Waterfurnace International, Inc. | 5 SERIES | NSV/NSH042H1*(1,2,4) |  | Water-Source | WBAHP: Heat Pump Packaged Unit | Heat Pump | 208 | 1 |  |  |  | Single-Speed |  |  |  | 39000 | 2096 | 18.6 | 11.2 | 45600 | 2304 | 5.8 | 4.2 | Federally-Regulated Commercial & Industrial Equipment | 02/07/2019 |  | 05/22/2019
Waterfurnace International, Inc. | 5 SERIES | NSV/NSH036H1*(1,2,4) |  | Ground-Source | WBAHP: Heat Pump Packaged Unit | Heat Pump | 208 | 1 |  |  |  | Single-Speed |  |  |  | 33700 | 1531 | 22 | 13.4 | 24400 | 1702 | 4.2 | 3.1 | Non Federally-Regulated | 02/07/2019 |  | 05/22/2019
Waterfurnace International, Inc. | 5 SERIES | NSV/NSH036H1*(1,2,4) |  | Ground-Water-Source | WBAHP: Heat Pump Packaged Unit | Heat Pump | 208 | 1 |  |  |  | Single-Speed |  |  |  | 36800 | 1277 | 28.8 | 16.2 | 29200 | 1746 | 4.9 | 3.6 | Non Federally-Regulated | 02/07/2019 |  | 05/22/2019
Waterfurnace International, Inc. | 5 SERIES | NSV/NSH036H1*(1,2,4) |  | Water-Source | WBAHP: Heat Pump Packaged Unit | Heat Pump | 208 | 1 |  |  |  | Single-Speed |  |  |  | 32300 | 1718 | 18.8 | 11.2 | 36500 | 1876 | 5.7 | 4.2 | Federally-Regulated Commercial & Industrial Equipment | 02/07/2019 |  | 05/22/2019
Waterfurnace International, Inc. | 5 SERIES | NSV/NSH022H1*(1,4) |  | Ground-Source | WBAHP: Heat Pump Packaged Unit | Heat Pump | 208 | 1 |  |  |  | Single-Speed |  |  |  | 19200 | 1026 | 18.7 | 13.4 | 15500 | 1135 | 4 | 3.1 | Non Federally-Regulated | 02/07/2019 |  | 05/22/2019
Waterfurnace International, Inc. | 5 SERIES | NSV/NSH022H1*(1,4) |  | Ground-Water-Source | WBAHP: Heat Pump Packaged Unit | Heat Pump | 208 | 1 |  |  |  | Single-Speed |  |  |  | 21900 | 796 | 27.5 | 16.2 | 19500 | 1142 | 5 | 3.6 | Non Federally-Regulated | 02/07/2019 |  | 05/22/2019
Waterfurnace International, Inc. | 5 SERIES | NSV/NSH022H1*(1,4) |  | Water-Source | WBAHP: Heat Pump Packaged Unit | Heat Pump | 208 | 1 |  |  |  | Single-Speed |  |  |  | 18100 | 1160 | 15.6 | 11.2 | 23700 | 1157 | 6 | 4.2 | Federally-Regulated Commercial & Industrial Equipment | 02/07/2019 |  | 05/22/2019
Waterfurnace International, Inc. | JCI | RBSV/RBSH036**4*4 |  | Ground-Source | WBAHP: Heat Pump Packaged Unit | Heat Pump | 460 | 3 |  |  |  | Single-Speed |  |  |  | 36000 | 2117 | 17 | 13.4 | 26000 | 2177 | 3.5 | 3.1 | Non Federally-Regulated | 02/07/2019 |  | 05/23/2019
Waterfurnace International, Inc. | JCI | RBSV/RBSH036**4*4 |  | Ground-Water-Source | WBAHP: Heat Pump Packaged Unit | Heat Pump | 460 | 3 |  |  |  | Single-Speed |  |  |  | 40000 | 1739 | 23 | 16.2 | 35600 | 2371 | 4.4 | 3.6 | Non Federally-Regulated | 02/07/2019 |  | 05/23/2019
Waterfurnace International, Inc. | JCI | RBSV/RBSH036**4*4 |  | Water-Source | WBAHP: Heat Pump Packaged Unit | Heat Pump | 460 | 3 |  |  |  | Single-Speed |  |  |  | 34500 | 2379 | 14.5 | 11.2 | 43800 | 2619 | 4.9 | 4.2 | Federally-Regulated Commercial & Industrial Equipment | 02/07/2019 |  | 05/23/2019
Waterfurnace International, Inc. | JCI | RBSV/RBSH042**0*0 |  | Ground-Source | WBAHP: Heat Pump Packaged Unit | Heat Pump | 208 | 1 |  |  |  | Single-Speed |  |  |  | 42000 | 2763 | 15.2 | 13.4 | 30500 | 2708 | 3.3 | 3.1 | Non Federally-Regulated | 02/07/2019 |  | 05/23/2019
Waterfurnace International, Inc. | JCI | RBSV/RBSH042**0*0 |  | Ground-Water-Source | WBAHP: Heat Pump Packaged Unit | Heat Pump | 208 | 1 |  |  |  | Single-Speed |  |  |  | 47000 | 2303 | 20.4 | 16.2 | 41400 | 2821 | 4.3 | 3.6 | Non Federally-Regulated | 02/07/2019 |  | 05/23/2019
Waterfurnace International, Inc. | JCI | RBSV/RBSH042**0*0 |  | Water-Source | WBAHP: Heat Pump Packaged Unit | Heat Pump | 208 | 1 |  |  |  | Single-Speed |  |  |  | 39200 | 2969 | 13.2 | 11.2 | 51000 | 3180 | 4.7 | 4.2 | Federally-Regulated Commercial & Industrial Equipment | 02/07/2019 |  | 05/23/2019
Waterfurnace International, Inc. | JCI | RBSV/RBSH042**0*1 |  | Ground-Source | WBAHP: Heat Pump Packaged Unit | Heat Pump | 208 | 1 |  |  |  | Single-Speed |  |  |  | 42000 | 2530 | 16.6 | 13.4 | 30500 | 2553 | 3.5 | 3.1 | Non Federally-Regulated | 02/07/2019 |  | 05/23/2019
Waterfurnace International, Inc. | JCI | RBSV/RBSH042**0*1 |  | Ground-Water-Source | WBAHP: Heat Pump Packaged Unit | Heat Pump | 208 | 1 |  |  |  | Single-Speed |  |  |  | 47000 | 2136 | 22 | 16.2 | 41400 | 2696 | 4.5 | 3.6 | Non Federally-Regulated | 02/07/2019 |  | 05/23/2019
Waterfurnace International, Inc. | JCI | RBSV/RBSH042**0*1 |  | Water-Source | WBAHP: Heat Pump Packaged Unit | Heat Pump | 208 | 1 |  |  |  | Single-Speed |  |  |  | 39200 | 2760 | 14.2 | 11.2 | 51000 | 3050 | 4.9 | 4.2 | Federally-Regulated Commercial & Industrial Equipment | 02/07/2019 |  | 05/23/2019
Waterfurnace International, Inc. | JCI | RBSV/RBSH042**0*4 |  | Ground-Source | WBAHP: Heat Pump Packaged Unit | Heat Pump | 208 | 1 |  |  |  | Single-Speed |  |  |  | 42000 | 2530 | 16.6 | 13.4 | 30500 | 2553 | 3.5 | 3.1 | Non Federally-Regulated | 02/07/2019 |  | 05/23/2019
Waterfurnace International, Inc. | JCI | RBSV/RBSH042**0*4 |  | Ground-Water-Source | WBAHP: Heat Pump Packaged Unit | Heat Pump | 208 | 1 |  |  |  | Single-Speed |  |  |  | 47000 | 2136 | 22 | 16.2 | 41400 | 2696 | 4.5 | 3.6 | Non Federally-Regulated | 02/07/2019 |  | 05/23/2019
Waterfurnace International, Inc. | JCI | RBSV/RBSH042**0*4 |  | Water-Source | WBAHP: Heat Pump Packaged Unit | Heat Pump | 208 | 1 |  |  |  | Single-Speed |  |  |  | 39200 | 2760 | 14.2 | 11.2 | 51000 | 3050 | 4.9 | 4.2 | Federally-Regulated Commercial & Industrial Equipment | 02/07/2019 |  | 05/23/2019
Waterfurnace International, Inc. | JCI | RBSV/RBSH042**3*0 |  | Ground-Source | WBAHP: Heat Pump Packaged Unit | Heat Pump | 208 | 3 |  |  |  | Single-Speed |  |  |  | 42000 | 2763 | 15.2 | 13.4 | 30500 | 2708 | 3.3 | 3.1 | Non Federally-Regulated | 02/07/2019 |  | 05/23/2019
Waterfurnace International, Inc. | JCI | RBSV/RBSH042**3*0 |  | Ground-Water-Source | WBAHP: Heat Pump Packaged Unit | Heat Pump | 208 | 3 |  |  |  | Single-Speed |  |  |  | 47000 | 2303 | 20.4 | 16.2 | 41400 | 2821 | 4.3 | 3.6 | Non Federally-Regulated | 02/07/2019 |  | 05/23/2019
Waterfurnace International, Inc. | JCI | RBSV/RBSH042**3*0 |  | Water-Source | WBAHP: Heat Pump Packaged Unit | Heat Pump | 208 | 3 |  |  |  | Single-Speed |  |  |  | 39200 | 2969 | 13.2 | 11.2 | 51000 | 3180 | 4.7 | 4.2 | Federally-Regulated Commercial & Industrial Equipment | 02/07/2019 |  | 05/23/2019
Waterfurnace International, Inc. | JCI | RBSV/RBSH042**3*1 |  | Ground-Source | WBAHP: Heat Pump Packaged Unit | Heat Pump | 208 | 3 |  |  |  | Single-Speed |  |  |  | 42000 | 2530 | 16.6 | 13.4 | 30500 | 2553 | 3.5 | 3.1 | Non Federally-Regulated | 02/07/2019 |  | 05/23/2019
Waterfurnace International, Inc. | JCI | RBSV/RBSH042**3*1 |  | Ground-Water-Source | WBAHP: Heat Pump Packaged Unit | Heat Pump | 208 | 3 |  |  |  | Single-Speed |  |  |  | 47000 | 2136 | 22 | 16.2 | 41400 | 2696 | 4.5 | 3.6 | Non Federally-Regulated | 02/07/2019 |  | 05/23/2019
Waterfurnace International, Inc. | JCI | RBSV/RBSH042**3*1 |  | Water-Source | WBAHP: Heat Pump Packaged Unit | Heat Pump | 208 | 3 |  |  |  | Single-Speed |  |  |  | 39200 | 2760 | 14.2 | 11.2 | 51000 | 3050 | 4.9 | 4.2 | Federally-Regulated Commercial & Industrial Equipment | 02/07/2019 |  | 05/23/2019
Waterfurnace International, Inc. | JCI | RBSV/RBSH042**3*4 |  | Ground-Source | WBAHP: Heat Pump Packaged Unit | Heat Pump | 208 | 3 |  |  |  | Single-Speed |  |  |  | 42000 | 2530 | 16.6 | 13.4 | 30500 | 2553 | 3.5 | 3.1 | Non Federally-Regulated | 02/07/2019 |  | 05/23/2019
Waterfurnace International, Inc. | JCI | RBSV/RBSH042**3*4 |  | Ground-Water-Source | WBAHP: Heat Pump Packaged Unit | Heat Pump | 208 | 3 |  |  |  | Single-Speed |  |  |  | 47000 | 2136 | 22 | 16.2 | 41400 | 2696 | 4.5 | 3.6 | Non Federally-Regulated | 02/07/2019 |  | 05/23/2019
Waterfurnace International, Inc. | JCI | RBSV/RBSH042**3*4 |  | Water-Source | WBAHP: Heat Pump Packaged Unit | Heat Pump | 208 | 3 |  |  |  | Single-Speed |  |  |  | 39200 | 2760 | 14.2 | 11.2 | 51000 | 3050 | 4.9 | 4.2 | Federally-Regulated Commercial & Industrial Equipment | 02/07/2019 |  | 05/23/2019
Waterfurnace International, Inc. | JCI | RBSV/RBSH042**4*0 |  | Ground-Source | WBAHP: Heat Pump Packaged Unit | Heat Pump | 460 | 3 |  |  |  | Single-Speed |  |  |  | 42000 | 2763 | 15.2 | 13.4 | 30500 | 2708 | 3.3 | 3.1 | Non Federally-Regulated | 02/07/2019 |  | 05/23/2019
Waterfurnace International, Inc. | JCI | RBSV/RBSH042**4*0 |  | Ground-Water-Source | WBAHP: Heat Pump Packaged Unit | Heat Pump | 460 | 3 |  |  |  | Single-Speed |  |  |  | 47000 | 2303 | 20.4 | 16.2 | 41400 | 2821 | 4.3 | 3.6 | Non Federally-Regulated | 02/07/2019 |  | 05/23/2019
Waterfurnace International, Inc. | JCI | RBSV/RBSH042**4*0 |  | Water-Source | WBAHP: Heat Pump Packaged Unit | Heat Pump | 460 | 3 |  |  |  | Single-Speed |  |  |  | 39200 | 2969 | 13.2 | 11.2 | 51000 | 3180 | 4.7 | 4.2 | Federally-Regulated Commercial & Industrial Equipment | 02/07/2019 |  | 05/23/2019
Waterfurnace International, Inc. | JCI | RBSV/RBSH042**4*1 |  | Ground-Source | WBAHP: Heat Pump Packaged Unit | Heat Pump | 460 | 3 |  |  |  | Single-Speed |  |  |  | 42000 | 2530 | 16.6 | 13.4 | 30500 | 2553 | 3.5 | 3.1 | Non Federally-Regulated | 02/07/2019 |  | 05/23/2019
Waterfurnace International, Inc. | JCI | RBSV/RBSH042**4*1 |  | Ground-Water-Source | WBAHP: Heat Pump Packaged Unit | Heat Pump | 460 | 3 |  |  |  | Single-Speed |  |  |  | 47000 | 2136 | 22 | 16.2 | 41400 | 2696 | 4.5 | 3.6 | Non Federally-Regulated | 02/07/2019 |  | 05/23/2019
Waterfurnace International, Inc. | JCI | RBSV/RBSH042**4*1 |  | Water-Source | WBAHP: Heat Pump Packaged Unit | Heat Pump | 460 | 3 |  |  |  | Single-Speed |  |  |  | 39200 | 2760 | 14.2 | 11.2 | 51000 | 3050 | 4.9 | 4.2 | Federally-Regulated Commercial & Industrial Equipment | 02/07/2019 |  | 05/23/2019
Waterfurnace International, Inc. | JCI | RBSV/RBSH042**4*4 |  | Ground-Source | WBAHP: Heat Pump Packaged Unit | Heat Pump | 460 | 3 |  |  |  | Single-Speed |  |  |  | 42000 | 2530 | 16.6 | 13.4 | 30500 | 2553 | 3.5 | 3.1 | Non Federally-Regulated | 02/07/2019 |  | 05/23/2019
Waterfurnace International, Inc. | JCI | RBSV/RBSH042**4*4 |  | Ground-Water-Source | WBAHP: Heat Pump Packaged Unit | Heat Pump | 460 | 3 |  |  |  | Single-Speed |  |  |  | 47000 | 2136 | 22 | 16.2 | 41400 | 2696 | 4.5 | 3.6 | Non Federally-Regulated | 02/07/2019 |  | 05/23/2019
Waterfurnace International, Inc. | JCI | RBSV/RBSH042**4*4 |  | Water-Source | WBAHP: Heat Pump Packaged Unit | Heat Pump | 460 | 3 |  |  |  | Single-Speed |  |  |  | 39200 | 2760 | 14.2 | 11.2 | 51000 | 3050 | 4.9 | 4.2 | Federally-Regulated Commercial & Industrial Equipment | 02/07/2019 |  | 05/23/2019
Waterfurnace International, Inc. | JCI | RBSV/RBSH048**0*1 |  | Ground-Source | WBAHP: Heat Pump Packaged Unit | Heat Pump | 208 | 1 |  |  |  | Single-Speed |  |  |  | 49500 | 3093 | 16 | 13.4 | 36500 | 3056 | 3.5 | 3.1 | Non Federally-Regulated | 02/07/2019 |  | 05/23/2019
Waterfurnace International, Inc. | JCI | RBSV/RBSH048**0*0 |  | Ground-Source | WBAHP: Heat Pump Packaged Unit | Heat Pump | 208 | 1 |  |  |  | Single-Speed |  |  |  | 49500 | 3300 | 15 | 13.4 | 36500 | 3241 | 3.3 | 3.1 | Non Federally-Regulated | 02/07/2019 |  | 05/23/2019
Waterfurnace International, Inc. | JCI | RBSV/RBSH048**0*1 |  | Ground-Water-Source | WBAHP: Heat Pump Packaged Unit | Heat Pump | 208 | 1 |  |  |  | Single-Speed |  |  |  | 57000 | 2714 | 21 | 16.2 | 48000 | 3349 | 4.2 | 3.6 | Non Federally-Regulated | 02/07/2019 |  | 05/23/2019
Waterfurnace International, Inc. | JCI | RBSV/RBSH048**0*0 |  | Ground-Water-Source | WBAHP: Heat Pump Packaged Unit | Heat Pump | 208 | 1 |  |  |  | Single-Speed |  |  |  | 57000 | 2878 | 19.8 | 16.2 | 48000 | 3516 | 4 | 3.6 | Non Federally-Regulated | 02/07/2019 |  | 05/23/2019
Waterfurnace International, Inc. | JCI | RBSV/RBSH048**0*1 |  | Water-Source | WBAHP: Heat Pump Packaged Unit | Heat Pump | 208 | 1 |  |  |  | Single-Speed |  |  |  | 47200 | 3371 | 14 | 11.2 | 59000 | 3602 | 4.8 | 4.2 | Federally-Regulated Commercial & Industrial Equipment | 02/07/2019 |  | 05/23/2019
Waterfurnace International, Inc. | JCI | RBSV/RBSH048**0*0 |  | Water-Source | WBAHP: Heat Pump Packaged Unit | Heat Pump | 208 | 1 |  |  |  | Single-Speed |  |  |  | 47200 | 3630 | 13 | 11.2 | 59000 | 3759 | 4.6 | 4.2 | Federally-Regulated Commercial & Industrial Equipment | 02/07/2019 |  | 05/23/2019
Waterfurnace International, Inc. | JCI | RBSV/RBSH048**0*4 |  | Ground-Source | WBAHP: Heat Pump Packaged Unit | Heat Pump | 208 | 1 |  |  |  | Single-Speed |  |  |  | 49500 | 3093 | 16 | 13.4 | 36500 | 3056 | 3.5 | 3.1 | Non Federally-Regulated | 02/07/2019 |  | 05/23/2019
Waterfurnace International, Inc. | JCI | RBSV/RBSH048**0*4 |  | Ground-Water-Source | WBAHP: Heat Pump Packaged Unit | Heat Pump | 208 | 1 |  |  |  | Single-Speed |  |  |  | 57000 | 2714 | 21 | 16.2 | 48000 | 3349 | 4.2 | 3.6 | Non Federally-Regulated | 02/07/2019 |  | 05/23/2019
Waterfurnace International, Inc. | JCI | RBSV/RBSH048**0*4 |  | Water-Source | WBAHP: Heat Pump Packaged Unit | Heat Pump | 208 | 1 |  |  |  | Single-Speed |  |  |  | 47200 | 3371 | 14 | 11.2 | 59000 | 3602 | 4.8 | 4.2 | Federally-Regulated Commercial & Industrial Equipment | 02/07/2019 |  | 05/23/2019
Waterfurnace International, Inc. | JCI | RBSV/RBSH048**3*1 |  | Ground-Source | WBAHP: Heat Pump Packaged Unit | Heat Pump | 208 | 3 |  |  |  | Single-Speed |  |  |  | 49500 | 3093 | 16 | 13.4 | 36500 | 3056 | 3.5 | 3.1 | Non Federally-Regulated | 02/07/2019 |  | 05/23/2019
Waterfurnace International, Inc. | JCI | RBSV/RBSH048**3*1 |  | Ground-Water-Source | WBAHP: Heat Pump Packaged Unit | Heat Pump | 208 | 3 |  |  |  | Single-Speed |  |  |  | 57000 | 2714 | 21 | 16.2 | 48000 | 3349 | 4.2 | 3.6 | Non Federally-Regulated | 02/07/2019 |  | 05/23/2019
Waterfurnace International, Inc. | JCI | RBSV/RBSH048**3*0 |  | Ground-Source | WBAHP: Heat Pump Packaged Unit | Heat Pump | 208 | 3 |  |  |  | Single-Speed |  |  |  | 49500 | 3300 | 15 | 13.4 | 36500 | 3241 | 3.3 | 3.1 | Non Federally-Regulated | 02/07/2019 |  | 05/23/2019
Waterfurnace International, Inc. | JCI | RBSV/RBSH048**3*1 |  | Water-Source | WBAHP: Heat Pump Packaged Unit | Heat Pump | 208 | 3 |  |  |  | Single-Speed |  |  |  | 47200 | 3371 | 14 | 11.2 | 59000 | 3602 | 4.8 | 4.2 | Federally-Regulated Commercial & Industrial Equipment | 02/07/2019 |  | 05/23/2019
Waterfurnace International, Inc. | JCI | RBSV/RBSH048**3*0 |  | Ground-Water-Source | WBAHP: Heat Pump Packaged Unit | Heat Pump | 208 | 3 |  |  |  | Single-Speed |  |  |  | 57000 | 2878 | 19.8 | 16.2 | 48000 | 3516 | 4 | 3.6 | Non Federally-Regulated | 02/07/2019 |  | 05/23/2019
Waterfurnace International, Inc. | JCI | RBSV/RBSH048**3*0 |  | Water-Source | WBAHP: Heat Pump Packaged Unit | Heat Pump | 208 | 3 |  |  |  | Single-Speed |  |  |  | 47200 | 3630 | 13 | 11.2 | 59000 | 3759 | 4.6 | 4.2 | Federally-Regulated Commercial & Industrial Equipment | 02/07/2019 |  | 05/23/2019
Waterfurnace International, Inc. | JCI | RBSV/RBSH048**3*4 |  | Ground-Source | WBAHP: Heat Pump Packaged Unit | Heat Pump | 208 | 3 |  |  |  | Single-Speed |  |  |  | 49500 | 3093 | 16 | 13.4 | 36500 | 3056 | 3.5 | 3.1 | Non Federally-Regulated | 02/07/2019 |  | 05/23/2019
Waterfurnace International, Inc. | JCI | RBSV/RBSH048**3*4 |  | Ground-Water-Source | WBAHP: Heat Pump Packaged Unit | Heat Pump | 208 | 3 |  |  |  | Single-Speed |  |  |  | 57000 | 2714 | 21 | 16.2 | 48000 | 3349 | 4.2 | 3.6 | Non Federally-Regulated | 02/07/2019 |  | 05/23/2019
Waterfurnace International, Inc. | JCI | RBSV/RBSH048**3*4 |  | Water-Source | WBAHP: Heat Pump Packaged Unit | Heat Pump | 208 | 3 |  |  |  | Single-Speed |  |  |  | 47200 | 3371 | 14 | 11.2 | 59000 | 3602 | 4.8 | 4.2 | Federally-Regulated Commercial & Industrial Equipment | 02/07/2019 |  | 05/23/2019
Waterfurnace International, Inc. | JCI | RBSV/RBSH048**4*0 |  | Ground-Source | WBAHP: Heat Pump Packaged Unit | Heat Pump | 460 | 3 |  |  |  | Single-Speed |  |  |  | 49500 | 3300 | 15 | 13.4 | 36500 | 3241 | 3.3 | 3.1 | Non Federally-Regulated | 02/07/2019 |  | 05/23/2019
Waterfurnace International, Inc. | JCI | RBSV/RBSH048**4*0 |  | Ground-Water-Source | WBAHP: Heat Pump Packaged Unit | Heat Pump | 460 | 3 |  |  |  | Single-Speed |  |  |  | 57000 | 2878 | 19.8 | 16.2 | 48000 | 3516 | 4 | 3.6 | Non Federally-Regulated | 02/07/2019 |  | 05/23/2019
Waterfurnace International, Inc. | JCI | RBSV/RBSH048**4*0 |  | Water-Source | WBAHP: Heat Pump Packaged Unit | Heat Pump | 460 | 3 |  |  |  | Single-Speed |  |  |  | 47200 | 3630 | 13 | 11.2 | 59000 | 3759 | 4.6 | 4.2 | Federally-Regulated Commercial & Industrial Equipment | 02/07/2019 |  | 05/23/2019
Waterfurnace International, Inc. | JCI | RBSV/RBSH048**4*1 |  | Ground-Source | WBAHP: Heat Pump Packaged Unit | Heat Pump | 460 | 3 |  |  |  | Single-Speed |  |  |  | 49500 | 3093 | 16 | 13.4 | 36500 | 3056 | 3.5 | 3.1 | Non Federally-Regulated | 02/07/2019 |  | 05/23/2019
Waterfurnace International, Inc. | JCI | RBSV/RBSH048**4*1 |  | Ground-Water-Source | WBAHP: Heat Pump Packaged Unit | Heat Pump | 460 | 3 |  |  |  | Single-Speed |  |  |  | 57000 | 2714 | 21 | 16.2 | 48000 | 3349 | 4.2 | 3.6 | Non Federally-Regulated | 02/07/2019 |  | 05/23/2019
Waterfurnace International, Inc. | JCI | RBSV/RBSH048**4*1 |  | Water-Source | WBAHP: Heat Pump Packaged Unit | Heat Pump | 460 | 3 |  |  |  | Single-Speed |  |  |  | 47200 | 3371 | 14 | 11.2 | 59000 | 3602 | 4.8 | 4.2 | Federally-Regulated Commercial & Industrial Equipment | 02/07/2019 |  | 05/23/2019
Waterfurnace International, Inc. | JCI | RBSV/RBSH018**2*1 |  | Ground-Source | WBAHP: Heat Pump Packaged Unit | Heat Pump | 265 | 1 |  |  |  | Single-Speed |  |  |  | 18000 | 1111 | 16.2 | 13.4 | 12600 | 1119 | 3.3 | 3.1 | Non Federally-Regulated | 02/07/2019 |  | 05/23/2019
Waterfurnace International, Inc. | JCI | RBSV/RBSH018**2*1 |  | Ground-Water-Source | WBAHP: Heat Pump Packaged Unit | Heat Pump | 265 | 1 |  |  |  | Single-Speed |  |  |  | 19800 | 900 | 22 | 16.2 | 16000 | 1202 | 3.9 | 3.6 | Non Federally-Regulated | 02/07/2019 |  | 05/23/2019
Waterfurnace International, Inc. | JCI | RBSV/RBSH018**2*1 |  | Water-Source | WBAHP: Heat Pump Packaged Unit | Heat Pump | 265 | 1 |  |  |  | Single-Speed |  |  |  | 17300 | 1218 | 14.2 | 11.2 | 19000 | 1237 | 4.5 | 4.2 | Federally-Regulated Commercial & Industrial Equipment | 02/07/2019 |  | 05/23/2019
Waterfurnace International, Inc. | JCI | RBSV/RBSH018**0*0 |  | Ground-Source | WBAHP: Heat Pump Packaged Unit | Heat Pump | 208 | 1 |  |  |  | Single-Speed |  |  |  | 18000 | 1168 | 15.4 | 13.4 | 12600 | 1153 | 3.2 | 3.1 | Non Federally-Regulated | 02/07/2019 |  | 05/23/2019
Waterfurnace International, Inc. | JCI | RBSV/RBSH018**0*0 |  | Ground-Water-Source | WBAHP: Heat Pump Packaged Unit | Heat Pump | 208 | 1 |  |  |  | Single-Speed |  |  |  | 19800 | 965 | 20.5 | 16.2 | 16000 | 1267 | 3.7 | 3.6 | Non Federally-Regulated | 02/07/2019 |  | 05/23/2019
Waterfurnace International, Inc. | JCI | RBSV/RBSH018**0*0 |  | Water-Source | WBAHP: Heat Pump Packaged Unit | Heat Pump | 208 | 1 |  |  |  | Single-Speed |  |  |  | 17300 | 1291 | 13.4 | 11.2 | 19000 | 1294 | 4.3 | 4.2 | Federally-Regulated Commercial & Industrial Equipment | 02/07/2019 |  | 05/23/2019
Waterfurnace International, Inc. | JCI | RBSV/RBSH018**0*1 |  | Ground-Source | WBAHP: Heat Pump Packaged Unit | Heat Pump | 208 | 1 |  |  |  | Single-Speed |  |  |  | 18000 | 1111 | 16.2 | 13.4 | 12600 | 1119 | 3.3 | 3.1 | Non Federally-Regulated | 02/07/2019 |  | 05/23/2019
Waterfurnace International, Inc. | JCI | RBSV/RBSH018**0*1 |  | Ground-Water-Source | WBAHP: Heat Pump Packaged Unit | Heat Pump | 208 | 1 |  |  |  | Single-Speed |  |  |  | 19800 | 900 | 22 | 16.2 | 16000 | 1202 | 3.9 | 3.6 | Non Federally-Regulated | 02/07/2019 |  | 05/23/2019
Waterfurnace International, Inc. | JCI | RBSV/RBSH018**0*1 |  | Water-Source | WBAHP: Heat Pump Packaged Unit | Heat Pump | 208 | 1 |  |  |  | Single-Speed |  |  |  | 17300 | 1218 | 14.2 | 11.2 | 19000 | 1237 | 4.5 | 4.2 | Federally-Regulated Commercial & Industrial Equipment | 02/07/2019 |  | 05/23/2019
Waterfurnace International, Inc. | JCI | RBSV/RBSH024**0*0 |  | Ground-Source | WBAHP: Heat Pump Packaged Unit | Heat Pump | 208 | 1 |  |  |  | Single-Speed |  |  |  | 24500 | 1655 | 14.8 | 13.4 | 17000 | 1509 | 3.3 | 3.1 | Non Federally-Regulated | 02/07/2019 |  | 05/23/2019
Waterfurnace International, Inc. | JCI | RBSV/RBSH024**0*0 |  | Ground-Water-Source | WBAHP: Heat Pump Packaged Unit | Heat Pump | 208 | 1 |  |  |  | Single-Speed |  |  |  | 27000 | 1363 | 19.8 | 16.2 | 22600 | 1655 | 4 | 3.6 | Non Federally-Regulated | 02/07/2019 |  | 05/23/2019
Waterfurnace International, Inc. | JCI | RBSV/RBSH024**0*0 |  | Water-Source | WBAHP: Heat Pump Packaged Unit | Heat Pump | 208 | 1 |  |  |  | Single-Speed |  |  |  | 22900 | 1761 | 13 | 11.2 | 26000 | 1693 | 4.5 | 4.2 | Federally-Regulated Commercial & Industrial Equipment | 02/07/2019 |  | 05/23/2019
Waterfurnace International, Inc. | JCI | RBSV/RBSH024**2*1 |  | Ground-Source | WBAHP: Heat Pump Packaged Unit | Heat Pump | 265 | 1 |  |  |  | Single-Speed |  |  |  | 24500 | 1570 | 15.6 | 13.4 | 17000 | 1423 | 3.5 | 3.1 | Non Federally-Regulated | 02/07/2019 |  | 05/23/2019
Waterfurnace International, Inc. | JCI | RBSV/RBSH024**2*1 |  | Ground-Water-Source | WBAHP: Heat Pump Packaged Unit | Heat Pump | 265 | 1 |  |  |  | Single-Speed |  |  |  | 27000 | 1298 | 20.8 | 16.2 | 22600 | 1577 | 4.2 | 3.6 | Non Federally-Regulated | 02/07/2019 |  | 05/23/2019
Waterfurnace International, Inc. | JCI | RBSV/RBSH018**2*0 |  | Ground-Source | WBAHP: Heat Pump Packaged Unit | Heat Pump | 208 | 1 |  |  |  | Single-Speed |  |  |  | 18000 | 1168 | 15.4 | 13.4 | 12600 | 1153 | 3.2 | 3.1 | Non Federally-Regulated | 02/07/2019 |  | 05/23/2019
Waterfurnace International, Inc. | JCI | RBSV/RBSH024**2*1 |  | Water-Source | WBAHP: Heat Pump Packaged Unit | Heat Pump | 265 | 1 |  |  |  | Single-Speed |  |  |  | 22900 | 1683 | 13.6 | 11.2 | 26000 | 1621 | 4.7 | 4.2 | Federally-Regulated Commercial & Industrial Equipment | 02/07/2019 |  | 05/23/2019
Waterfurnace International, Inc. | JCI | RBSV/RBSH024**0*4 |  | Ground-Source | WBAHP: Heat Pump Packaged Unit | Heat Pump | 208 | 1 |  |  |  | Single-Speed |  |  |  | 24500 | 1570 | 15.6 | 13.4 | 17000 | 1423 | 3.5 | 3.1 | Non Federally-Regulated | 02/07/2019 |  | 05/23/2019
Waterfurnace International, Inc. | JCI | RBSV/RBSH018**2*0 |  | Ground-Water-Source | WBAHP: Heat Pump Packaged Unit | Heat Pump | 208 | 1 |  |  |  | Single-Speed |  |  |  | 19800 | 965 | 20.5 | 16.2 | 16000 | 1267 | 3.7 | 3.6 | Non Federally-Regulated | 02/07/2019 |  | 05/23/2019
Waterfurnace International, Inc. | JCI | RBSV/RBSH024**0*1 |  | Ground-Source | WBAHP: Heat Pump Packaged Unit | Heat Pump | 208 | 1 |  |  |  | Single-Speed |  |  |  | 24500 | 1570 | 15.6 | 13.4 | 17000 | 1423 | 3.5 | 3.1 | Non Federally-Regulated | 02/07/2019 |  | 05/23/2019
Waterfurnace International, Inc. | JCI | RBSV/RBSH024**0*4 |  | Ground-Water-Source | WBAHP: Heat Pump Packaged Unit | Heat Pump | 208 | 1 |  |  |  | Single-Speed |  |  |  | 27000 | 1298 | 20.8 | 16.2 | 22600 | 1577 | 4.2 | 3.6 | Non Federally-Regulated | 02/07/2019 |  | 05/23/2019
Waterfurnace International, Inc. | JCI | RBSV/RBSH018**2*0 |  | Water-Source | WBAHP: Heat Pump Packaged Unit | Heat Pump | 208 | 1 |  |  |  | Single-Speed |  |  |  | 17300 | 1291 | 13.4 | 11.2 | 19000 | 1294 | 4.3 | 4.2 | Federally-Regulated Commercial & Industrial Equipment | 02/07/2019 |  | 05/23/2019
Waterfurnace International, Inc. | JCI | RBSV/RBSH024**2*0 |  | Ground-Source | WBAHP: Heat Pump Packaged Unit | Heat Pump | 265 | 1 |  |  |  | Single-Speed |  |  |  | 24500 | 1655 | 14.8 | 13.4 | 17000 | 1509 | 3.3 | 3.1 | Non Federally-Regulated | 02/07/2019 |  | 05/23/2019
Waterfurnace International, Inc. | JCI | RBSV/RBSH024**2*0 |  | Ground-Water-Source | WBAHP: Heat Pump Packaged Unit | Heat Pump | 265 | 1 |  |  |  | Single-Speed |  |  |  | 27000 | 1363 | 19.8 | 16.2 | 22600 | 1655 | 4 | 3.6 | Non Federally-Regulated | 02/07/2019 |  | 05/23/2019
Waterfurnace International, Inc. | JCI | RBSV/RBSH024**0*4 |  | Water-Source | WBAHP: Heat Pump Packaged Unit | Heat Pump | 208 | 1 |  |  |  | Single-Speed |  |  |  | 22900 | 1683 | 13.6 | 11.2 | 26000 | 1621 | 4.7 | 4.2 | Federally-Regulated Commercial & Industrial Equipment | 02/07/2019 |  | 05/23/2019
Waterfurnace International, Inc. | JCI | RBSV/RBSH024**0*1 |  | Ground-Water-Source | WBAHP: Heat Pump Packaged Unit | Heat Pump | 208 | 1 |  |  |  | Single-Speed |  |  |  | 27000 | 1298 | 20.8 | 16.2 | 22600 | 1577 | 4.2 | 3.6 | Non Federally-Regulated | 02/07/2019 |  | 05/23/2019
Waterfurnace International, Inc. | JCI | RBSV/RBSH024**2*0 |  | Water-Source | WBAHP: Heat Pump Packaged Unit | Heat Pump | 265 | 1 |  |  |  | Single-Speed |  |  |  | 22900 | 1761 | 13 | 11.2 | 26000 | 1693 | 4.5 | 4.2 | Federally-Regulated Commercial & Industrial Equipment | 02/07/2019 |  | 05/23/2019
Waterfurnace International, Inc. | JCI | RBSV/RBSH024**3*4 |  | Ground-Source | WBAHP: Heat Pump Packaged Unit | Heat Pump | 208 | 3 |  |  |  | Single-Speed |  |  |  | 24500 | 1570 | 15.6 | 13.4 | 17000 | 1423 | 3.5 | 3.1 | Non Federally-Regulated | 02/07/2019 |  | 05/23/2019
Waterfurnace International, Inc. | JCI | RBSV/RBSH024**0*1 |  | Water-Source | WBAHP: Heat Pump Packaged Unit | Heat Pump | 208 | 1 |  |  |  | Single-Speed |  |  |  | 22900 | 1683 | 13.6 | 11.2 | 26000 | 1621 | 4.7 | 4.2 | Federally-Regulated Commercial & Industrial Equipment | 02/07/2019 |  | 05/23/2019
Waterfurnace International, Inc. | JCI | RBSV/RBSH024**3*4 |  | Ground-Water-Source | WBAHP: Heat Pump Packaged Unit | Heat Pump | 208 | 3 |  |  |  | Single-Speed |  |  |  | 27000 | 1298 | 20.8 | 16.2 | 22600 | 1577 | 4.2 | 3.6 | Non Federally-Regulated | 02/07/2019 |  | 05/23/2019
Waterfurnace International, Inc. | JCI | RBSV/RBSH024**3*4 |  | Water-Source | WBAHP: Heat Pump Packaged Unit | Heat Pump | 208 | 3 |  |  |  | Single-Speed |  |  |  | 22900 | 1683 | 13.6 | 11.2 | 26000 | 1621 | 4.7 | 4.2 | Federally-Regulated Commercial & Industrial Equipment | 02/07/2019 |  | 05/23/2019
Waterfurnace International, Inc. | JCI | RBSV/RBSH024**3*0 |  | Ground-Source | WBAHP: Heat Pump Packaged Unit | Heat Pump | 208 | 3 |  |  |  | Single-Speed |  |  |  | 24500 | 1655 | 14.8 | 13.4 | 17000 | 1509 | 3.3 | 3.1 | Non Federally-Regulated | 02/07/2019 |  | 05/23/2019
Waterfurnace International, Inc. | JCI | RBSV/RBSH024**3*1 |  | Ground-Source | WBAHP: Heat Pump Packaged Unit | Heat Pump | 208 | 3 |  |  |  | Single-Speed |  |  |  | 24500 | 1570 | 15.6 | 13.4 | 17000 | 1423 | 3.5 | 3.1 | Non Federally-Regulated | 02/07/2019 |  | 05/23/2019
Waterfurnace International, Inc. | JCI | RBSV/RBSH024**3*0 |  | Ground-Water-Source | WBAHP: Heat Pump Packaged Unit | Heat Pump | 208 | 3 |  |  |  | Single-Speed |  |  |  | 27000 | 1363 | 19.8 | 16.2 | 22600 | 1655 | 4 | 3.6 | Non Federally-Regulated | 02/07/2019 |  | 05/23/2019
Waterfurnace International, Inc. | JCI | RBSV/RBSH030**0*1 |  | Ground-Source | WBAHP: Heat Pump Packaged Unit | Heat Pump | 208 | 1 |  |  |  | Single-Speed |  |  |  | 30000 | 1764 | 17 | 13.4 | 21000 | 1758 | 3.5 | 3.1 | Non Federally-Regulated | 02/07/2019 |  | 05/23/2019
Waterfurnace International, Inc. | JCI | RBSV/RBSH030**0*4 |  | Ground-Source | WBAHP: Heat Pump Packaged Unit | Heat Pump | 208 | 1 |  |  |  | Single-Speed |  |  |  | 30000 | 1764 | 17 | 13.4 | 21000 | 1758 | 3.5 | 3.1 | Non Federally-Regulated | 02/07/2019 |  | 05/23/2019
Waterfurnace International, Inc. | JCI | RBSV/RBSH024**3*1 |  | Ground-Water-Source | WBAHP: Heat Pump Packaged Unit | Heat Pump | 208 | 3 |  |  |  | Single-Speed |  |  |  | 27000 | 1298 | 20.8 | 16.2 | 22600 | 1577 | 4.2 | 3.6 | Non Federally-Regulated | 02/07/2019 |  | 05/23/2019
Waterfurnace International, Inc. | JCI | RBSV/RBSH024**3*0 |  | Water-Source | WBAHP: Heat Pump Packaged Unit | Heat Pump | 208 | 3 |  |  |  | Single-Speed |  |  |  | 22900 | 1761 | 13 | 11.2 | 26000 | 1693 | 4.5 | 4.2 | Federally-Regulated Commercial & Industrial Equipment | 02/07/2019 |  | 05/23/2019
Waterfurnace International, Inc. | JCI | RBSV/RBSH030**0*1 |  | Ground-Water-Source | WBAHP: Heat Pump Packaged Unit | Heat Pump | 208 | 1 |  |  |  | Single-Speed |  |  |  | 33500 | 1488 | 22.5 | 16.2 | 28000 | 1953 | 4.2 | 3.6 | Non Federally-Regulated | 02/07/2019 |  | 05/23/2019
Waterfurnace International, Inc. | JCI | RBSV/RBSH030**0*4 |  | Ground-Water-Source | WBAHP: Heat Pump Packaged Unit | Heat Pump | 208 | 1 |  |  |  | Single-Speed |  |  |  | 33500 | 1488 | 22.5 | 16.2 | 28000 | 1953 | 4.2 | 3.6 | Non Federally-Regulated | 02/07/2019 |  | 05/23/2019
Waterfurnace International, Inc. | JCI | RBSV/RBSH024**3*1 |  | Water-Source | WBAHP: Heat Pump Packaged Unit | Heat Pump | 208 | 3 |  |  |  | Single-Speed |  |  |  | 22900 | 1683 | 13.6 | 11.2 | 26000 | 1621 | 4.7 | 4.2 | Federally-Regulated Commercial & Industrial Equipment | 02/07/2019 |  | 05/23/2019
Waterfurnace International, Inc. | JCI | RBSV/RBSH030**0*1 |  | Water-Source | WBAHP: Heat Pump Packaged Unit | Heat Pump | 208 | 1 |  |  |  | Single-Speed |  |  |  | 28400 | 1931 | 14.7 | 11.2 | 34000 | 2120 | 4.7 | 4.2 | Federally-Regulated Commercial & Industrial Equipment | 02/07/2019 |  | 05/23/2019
Waterfurnace International, Inc. | JCI | RBSV/RBSH030**0*0 |  | Ground-Source | WBAHP: Heat Pump Packaged Unit | Heat Pump | 208 | 1 |  |  |  | Single-Speed |  |  |  | 30000 | 1875 | 16 | 13.4 | 21000 | 1865 | 3.3 | 3.1 | Non Federally-Regulated | 02/07/2019 |  | 05/23/2019
Waterfurnace International, Inc. | JCI | RBSV/RBSH030**0*4 |  | Water-Source | WBAHP: Heat Pump Packaged Unit | Heat Pump | 208 | 1 |  |  |  | Single-Speed |  |  |  | 28400 | 1931 | 14.7 | 11.2 | 34000 | 2120 | 4.7 | 4.2 | Federally-Regulated Commercial & Industrial Equipment | 02/07/2019 |  | 05/23/2019
Waterfurnace International, Inc. | JCI | RBSV/RBSH030**0*0 |  | Ground-Water-Source | WBAHP: Heat Pump Packaged Unit | Heat Pump | 208 | 1 |  |  |  | Single-Speed |  |  |  | 33500 | 1595 | 21 | 16.2 | 28000 | 2051 | 4 | 3.6 | Non Federally-Regulated | 02/07/2019 |  | 05/23/2019
Waterfurnace International, Inc. | JCI | RBSV/RBSH030**4*0 |  | Ground-Source | WBAHP: Heat Pump Packaged Unit | Heat Pump | 460 | 3 |  |  |  | Single-Speed |  |  |  | 30000 | 1875 | 16 | 13.4 | 21000 | 1865 | 3.3 | 3.1 | Non Federally-Regulated | 02/07/2019 |  | 05/23/2019
Waterfurnace International, Inc. | JCI | RBSV/RBSH030**0*0 |  | Water-Source | WBAHP: Heat Pump Packaged Unit | Heat Pump | 208 | 1 |  |  |  | Single-Speed |  |  |  | 28400 | 2057 | 13.8 | 11.2 | 34000 | 2214 | 4.5 | 4.2 | Federally-Regulated Commercial & Industrial Equipment | 02/07/2019 |  | 05/23/2019
Waterfurnace International, Inc. | JCI | RBSV/RBSH030**4*0 |  | Ground-Water-Source | WBAHP: Heat Pump Packaged Unit | Heat Pump | 460 | 3 |  |  |  | Single-Speed |  |  |  | 33500 | 1595 | 21 | 16.2 | 28000 | 2051 | 4 | 3.6 | Non Federally-Regulated | 02/07/2019 |  | 05/23/2019
Waterfurnace International, Inc. | JCI | RBSV/RBSH036**0*4 |  | Ground-Source | WBAHP: Heat Pump Packaged Unit | Heat Pump | 208 | 1 |  |  |  | Single-Speed |  |  |  | 36000 | 2117 | 17 | 13.4 | 26000 | 2177 | 3.5 | 3.1 | Non Federally-Regulated | 02/07/2019 |  | 05/23/2019
Waterfurnace International, Inc. | JCI | RBSV/RBSH030**4*4 |  | Ground-Source | WBAHP: Heat Pump Packaged Unit | Heat Pump | 460 | 3 |  |  |  | Single-Speed |  |  |  | 30000 | 1764 | 17 | 13.4 | 21000 | 1758 | 3.5 | 3.1 | Non Federally-Regulated | 02/07/2019 |  | 05/23/2019
Waterfurnace International, Inc. | JCI | RBSV/RBSH030**4*0 |  | Water-Source | WBAHP: Heat Pump Packaged Unit | Heat Pump | 460 | 3 |  |  |  | Single-Speed |  |  |  | 28400 | 2057 | 13.8 | 11.2 | 34000 | 2214 | 4.5 | 4.2 | Federally-Regulated Commercial & Industrial Equipment | 02/07/2019 |  | 05/23/2019
Waterfurnace International, Inc. | JCI | RBSV/RBSH036**0*4 |  | Ground-Water-Source | WBAHP: Heat Pump Packaged Unit | Heat Pump | 208 | 1 |  |  |  | Single-Speed |  |  |  | 40000 | 1739 | 23 | 16.2 | 35600 | 2371 | 4.4 | 3.6 | Non Federally-Regulated | 02/07/2019 |  | 05/23/2019
Waterfurnace International, Inc. | JCI | RBSV/RBSH030**4*4 |  | Ground-Water-Source | WBAHP: Heat Pump Packaged Unit | Heat Pump | 460 | 3 |  |  |  | Single-Speed |  |  |  | 33500 | 1488 | 22.5 | 16.2 | 28000 | 1953 | 4.2 | 3.6 | Non Federally-Regulated | 02/07/2019 |  | 05/23/2019
Waterfurnace International, Inc. | JCI | RBSV/RBSH036**0*0 |  | Ground-Source | WBAHP: Heat Pump Packaged Unit | Heat Pump | 208 | 1 |  |  |  | Single-Speed |  |  |  | 36000 | 2208 | 16.3 | 13.4 | 26000 | 2309 | 3.3 | 3.1 | Non Federally-Regulated | 02/07/2019 |  | 05/23/2019
Waterfurnace International, Inc. | JCI | RBSV/RBSH036**0*4 |  | Water-Source | WBAHP: Heat Pump Packaged Unit | Heat Pump | 208 | 1 |  |  |  | Single-Speed |  |  |  | 34500 | 2379 | 14.5 | 11.2 | 43800 | 2619 | 4.9 | 4.2 | Federally-Regulated Commercial & Industrial Equipment | 02/07/2019 |  | 05/23/2019
Waterfurnace International, Inc. | JCI | RBSV/RBSH030**4*4 |  | Water-Source | WBAHP: Heat Pump Packaged Unit | Heat Pump | 460 | 3 |  |  |  | Single-Speed |  |  |  | 28400 | 1931 | 14.7 | 11.2 | 34000 | 2120 | 4.7 | 4.2 | Federally-Regulated Commercial & Industrial Equipment | 02/07/2019 |  | 05/23/2019
Waterfurnace International, Inc. | JCI | RBSV/RBSH030**2*1 |  | Ground-Source | WBAHP: Heat Pump Packaged Unit | Heat Pump | 265 | 1 |  |  |  | Single-Speed |  |  |  | 30000 | 1764 | 17 | 13.4 | 21000 | 1758 | 3.5 | 3.1 | Non Federally-Regulated | 02/07/2019 |  | 05/23/2019
Waterfurnace International, Inc. | JCI | RBSV/RBSH030**3*0 |  | Ground-Source | WBAHP: Heat Pump Packaged Unit | Heat Pump | 208 | 3 |  |  |  | Single-Speed |  |  |  | 30000 | 1875 | 16 | 13.4 | 21000 | 1865 | 3.3 | 3.1 | Non Federally-Regulated | 02/07/2019 |  | 05/23/2019
Waterfurnace International, Inc. | JCI | RBSV/RBSH036**0*0 |  | Ground-Water-Source | WBAHP: Heat Pump Packaged Unit | Heat Pump | 208 | 1 |  |  |  | Single-Speed |  |  |  | 40000 | 1818 | 22 | 16.2 | 35600 | 2484 | 4.2 | 3.6 | Non Federally-Regulated | 02/07/2019 |  | 05/23/2019
Waterfurnace International, Inc. | JCI | RBSV/RBSH030**2*1 |  | Ground-Water-Source | WBAHP: Heat Pump Packaged Unit | Heat Pump | 265 | 1 |  |  |  | Single-Speed |  |  |  | 33500 | 1488 | 22.5 | 16.2 | 28000 | 1953 | 4.2 | 3.6 | Non Federally-Regulated | 02/07/2019 |  | 05/23/2019
Waterfurnace International, Inc. | JCI | RBSV/RBSH030**3*0 |  | Ground-Water-Source | WBAHP: Heat Pump Packaged Unit | Heat Pump | 208 | 3 |  |  |  | Single-Speed |  |  |  | 33500 | 1595 | 21 | 16.2 | 28000 | 2051 | 4 | 3.6 | Non Federally-Regulated | 02/07/2019 |  | 05/23/2019
Waterfurnace International, Inc. | JCI | RBSV/RBSH030**2*1 |  | Water-Source | WBAHP: Heat Pump Packaged Unit | Heat Pump | 265 | 1 |  |  |  | Single-Speed |  |  |  | 28400 | 1931 | 14.7 | 11.2 | 34000 | 2120 | 4.7 | 4.2 | Federally-Regulated Commercial & Industrial Equipment | 02/07/2019 |  | 05/23/2019
Waterfurnace International, Inc. | JCI | RBSV/RBSH036**0*0 |  | Water-Source | WBAHP: Heat Pump Packaged Unit | Heat Pump | 208 | 1 |  |  |  | Single-Speed |  |  |  | 34500 | 2464 | 14 | 11.2 | 43800 | 2731 | 4.7 | 4.2 | Federally-Regulated Commercial & Industrial Equipment | 02/07/2019 |  | 05/23/2019
Waterfurnace International, Inc. | JCI | RBSV/RBSH030**2*0 |  | Ground-Source | WBAHP: Heat Pump Packaged Unit | Heat Pump | 265 | 1 |  |  |  | Single-Speed |  |  |  | 30000 | 1875 | 16 | 13.4 | 21000 | 1865 | 3.3 | 3.1 | Non Federally-Regulated | 02/07/2019 |  | 05/23/2019
Waterfurnace International, Inc. | JCI | RBSV/RBSH036**3*0 |  | Ground-Source | WBAHP: Heat Pump Packaged Unit | Heat Pump | 208 | 3 |  |  |  | Single-Speed |  |  |  | 36000 | 2208 | 16.3 | 13.4 | 26000 | 2309 | 3.3 | 3.1 | Non Federally-Regulated | 02/07/2019 |  | 05/23/2019
Waterfurnace International, Inc. | JCI | RBSV/RBSH030**3*0 |  | Water-Source | WBAHP: Heat Pump Packaged Unit | Heat Pump | 208 | 3 |  |  |  | Single-Speed |  |  |  | 28400 | 2057 | 13.8 | 11.2 | 34000 | 2214 | 4.5 | 4.2 | Federally-Regulated Commercial & Industrial Equipment | 02/07/2019 |  | 05/23/2019
Waterfurnace International, Inc. | JCI | RBSV/RBSH036**2*4 |  | Ground-Source | WBAHP: Heat Pump Packaged Unit | Heat Pump | 265 | 1 |  |  |  | Single-Speed |  |  |  | 36000 | 2117 | 17 | 13.4 | 26000 | 2177 | 3.5 | 3.1 | Non Federally-Regulated | 02/07/2019 |  | 05/23/2019
Waterfurnace International, Inc. | JCI | RBSV/RBSH030**2*0 |  | Ground-Water-Source | WBAHP: Heat Pump Packaged Unit | Heat Pump | 265 | 1 |  |  |  | Single-Speed |  |  |  | 33500 | 1595 | 21 | 16.2 | 28000 | 2051 | 4 | 3.6 | Non Federally-Regulated | 02/07/2019 |  | 05/23/2019
Waterfurnace International, Inc. | JCI | RBSV/RBSH036**2*4 |  | Ground-Water-Source | WBAHP: Heat Pump Packaged Unit | Heat Pump | 265 | 1 |  |  |  | Single-Speed |  |  |  | 40000 | 1739 | 23 | 16.2 | 35600 | 2371 | 4.4 | 3.6 | Non Federally-Regulated | 02/07/2019 |  | 05/23/2019
Waterfurnace International, Inc. | JCI | RBSV/RBSH036**3*0 |  | Ground-Water-Source | WBAHP: Heat Pump Packaged Unit | Heat Pump | 208 | 3 |  |  |  | Single-Speed |  |  |  | 40000 | 1818 | 22 | 16.2 | 35600 | 2484 | 4.2 | 3.6 | Non Federally-Regulated | 02/07/2019 |  | 05/23/2019
Waterfurnace International, Inc. | JCI | RBSV/RBSH036**2*4 |  | Water-Source | WBAHP: Heat Pump Packaged Unit | Heat Pump | 265 | 1 |  |  |  | Single-Speed |  |  |  | 34500 | 2379 | 14.5 | 11.2 | 43800 | 2619 | 4.9 | 4.2 | Federally-Regulated Commercial & Industrial Equipment | 02/07/2019 |  | 05/23/2019
Waterfurnace International, Inc. | JCI | RBSV/RBSH030**2*0 |  | Water-Source | WBAHP: Heat Pump Packaged Unit | Heat Pump | 265 | 1 |  |  |  | Single-Speed |  |  |  | 28400 | 2057 | 13.8 | 11.2 | 34000 | 2214 | 4.5 | 4.2 | Federally-Regulated Commercial & Industrial Equipment | 02/07/2019 |  | 05/23/2019
Waterfurnace International, Inc. | JCI | RBSV/RBSH036**2*0 |  | Ground-Source | WBAHP: Heat Pump Packaged Unit | Heat Pump | 265 | 1 |  |  |  | Single-Speed |  |  |  | 36000 | 2208 | 16.3 | 13.4 | 26000 | 2309 | 3.3 | 3.1 | Non Federally-Regulated | 02/07/2019 |  | 05/23/2019
Waterfurnace International, Inc. | JCI | RBSV/RBSH030**4*1 |  | Ground-Source | WBAHP: Heat Pump Packaged Unit | Heat Pump | 460 | 3 |  |  |  | Single-Speed |  |  |  | 30000 | 1764 | 17 | 13.4 | 21000 | 1758 | 3.5 | 3.1 | Non Federally-Regulated | 02/07/2019 |  | 05/23/2019
Waterfurnace International, Inc. | JCI | RBSV/RBSH036**3*0 |  | Water-Source | WBAHP: Heat Pump Packaged Unit | Heat Pump | 208 | 3 |  |  |  | Single-Speed |  |  |  | 34500 | 2464 | 14 | 11.2 | 43800 | 2731 | 4.7 | 4.2 | Federally-Regulated Commercial & Industrial Equipment | 02/07/2019 |  | 05/23/2019
Waterfurnace International, Inc. | JCI | RBSV/RBSH036**2*1 |  | Ground-Source | WBAHP: Heat Pump Packaged Unit | Heat Pump | 265 | 1 |  |  |  | Single-Speed |  |  |  | 36000 | 2117 | 17 | 13.4 | 26000 | 2177 | 3.5 | 3.1 | Non Federally-Regulated | 02/07/2019 |  | 05/23/2019
Waterfurnace International, Inc. | JCI | RBSV/RBSH036**2*0 |  | Ground-Water-Source | WBAHP: Heat Pump Packaged Unit | Heat Pump | 265 | 1 |  |  |  | Single-Speed |  |  |  | 40000 | 1818 | 22 | 16.2 | 35600 | 2484 | 4.2 | 3.6 | Non Federally-Regulated | 02/07/2019 |  | 05/23/2019
Waterfurnace International, Inc. | JCI | RBSV/RBSH030**4*1 |  | Ground-Water-Source | WBAHP: Heat Pump Packaged Unit | Heat Pump | 460 | 3 |  |  |  | Single-Speed |  |  |  | 33500 | 1488 | 22.5 | 16.2 | 28000 | 1953 | 4.2 | 3.6 | Non Federally-Regulated | 02/07/2019 |  | 05/23/2019
Waterfurnace International, Inc. | JCI | RBSV/RBSH030**2*4 |  | Ground-Source | WBAHP: Heat Pump Packaged Unit | Heat Pump | 265 | 1 |  |  |  | Single-Speed |  |  |  | 30000 | 1764 | 17 | 13.4 | 21000 | 1758 | 3.5 | 3.1 | Non Federally-Regulated | 02/07/2019 |  | 05/23/2019
Waterfurnace International, Inc. | JCI | RBSV/RBSH048**4*4 |  | Ground-Source | WBAHP: Heat Pump Packaged Unit | Heat Pump | 460 | 3 |  |  |  | Single-Speed |  |  |  | 49500 | 3093 | 16 | 13.4 | 36500 | 3056 | 3.5 | 3.1 | Non Federally-Regulated | 02/07/2019 |  | 05/23/2019
Waterfurnace International, Inc. | JCI | RBSV/RBSH036**2*0 |  | Water-Source | WBAHP: Heat Pump Packaged Unit | Heat Pump | 265 | 1 |  |  |  | Single-Speed |  |  |  | 34500 | 2464 | 14 | 11.2 | 43800 | 2731 | 4.7 | 4.2 | Federally-Regulated Commercial & Industrial Equipment | 02/07/2019 |  | 05/23/2019
Waterfurnace International, Inc. | JCI | RBSV/RBSH036**2*1 |  | Ground-Water-Source | WBAHP: Heat Pump Packaged Unit | Heat Pump | 265 | 1 |  |  |  | Single-Speed |  |  |  | 40000 | 1739 | 23 | 16.2 | 35600 | 2371 | 4.4 | 3.6 | Non Federally-Regulated | 02/07/2019 |  | 05/23/2019
Waterfurnace International, Inc. | JCI | RBSV/RBSH048**4*4 |  | Ground-Water-Source | WBAHP: Heat Pump Packaged Unit | Heat Pump | 460 | 3 |  |  |  | Single-Speed |  |  |  | 57000 | 2714 | 21 | 16.2 | 48000 | 3349 | 4.2 | 3.6 | Non Federally-Regulated | 02/07/2019 |  | 05/23/2019
Waterfurnace International, Inc. | JCI | RBSV/RBSH030**4*1 |  | Water-Source | WBAHP: Heat Pump Packaged Unit | Heat Pump | 460 | 3 |  |  |  | Single-Speed |  |  |  | 28400 | 1931 | 14.7 | 11.2 | 34000 | 2120 | 4.7 | 4.2 | Federally-Regulated Commercial & Industrial Equipment | 02/07/2019 |  | 05/23/2019
Waterfurnace International, Inc. | JCI | RBSV/RBSH030**2*4 |  | Ground-Water-Source | WBAHP: Heat Pump Packaged Unit | Heat Pump | 265 | 1 |  |  |  | Single-Speed |  |  |  | 33500 | 1488 | 22.5 | 16.2 | 28000 | 1953 | 4.2 | 3.6 | Non Federally-Regulated | 02/07/2019 |  | 05/23/2019
Waterfurnace International, Inc. | JCI | RBSV/RBSH036**2*1 |  | Water-Source | WBAHP: Heat Pump Packaged Unit | Heat Pump | 265 | 1 |  |  |  | Single-Speed |  |  |  | 34500 | 2379 | 14.5 | 11.2 | 43800 | 2619 | 4.9 | 4.2 | Federally-Regulated Commercial & Industrial Equipment | 02/07/2019 |  | 05/23/2019
Waterfurnace International, Inc. | JCI | RBSV/RBSH048**4*4 |  | Water-Source | WBAHP: Heat Pump Packaged Unit | Heat Pump | 460 | 3 |  |  |  | Single-Speed |  |  |  | 47200 | 3371 | 14 | 11.2 | 59000 | 3602 | 4.8 | 4.2 | Federally-Regulated Commercial & Industrial Equipment | 02/07/2019 |  | 05/23/2019
Waterfurnace International, Inc. | JCI | RBSV/RBSH036**4*0 |  | Ground-Source | WBAHP: Heat Pump Packaged Unit | Heat Pump | 460 | 3 |  |  |  | Single-Speed |  |  |  | 36000 | 2208 | 16.3 | 13.4 | 26000 | 2309 | 3.3 | 3.1 | Non Federally-Regulated | 02/07/2019 |  | 05/23/2019
Waterfurnace International, Inc. | JCI | RBSV/RBSH036**0*1 |  | Ground-Source | WBAHP: Heat Pump Packaged Unit | Heat Pump | 208 | 1 |  |  |  | Single-Speed |  |  |  | 36000 | 2117 | 17 | 13.4 | 26000 | 2177 | 3.5 | 3.1 | Non Federally-Regulated | 02/07/2019 |  | 05/23/2019
Waterfurnace International, Inc. | JCI | RBSV/RBSH030**2*4 |  | Water-Source | WBAHP: Heat Pump Packaged Unit | Heat Pump | 265 | 1 |  |  |  | Single-Speed |  |  |  | 28400 | 1931 | 14.7 | 11.2 | 34000 | 2120 | 4.7 | 4.2 | Federally-Regulated Commercial & Industrial Equipment | 02/07/2019 |  | 05/23/2019
Waterfurnace International, Inc. | JCI | RBSV/RBSH036**4*0 |  | Ground-Water-Source | WBAHP: Heat Pump Packaged Unit | Heat Pump | 460 | 3 |  |  |  | Single-Speed |  |  |  | 40000 | 1818 | 22 | 16.2 | 35600 | 2484 | 4.2 | 3.6 | Non Federally-Regulated | 02/07/2019 |  | 05/23/2019
Waterfurnace International, Inc. | JCI | RBSV/RBSH036**4*0 |  | Water-Source | WBAHP: Heat Pump Packaged Unit | Heat Pump | 460 | 3 |  |  |  | Single-Speed |  |  |  | 34500 | 2464 | 14 | 11.2 | 43800 | 2731 | 4.7 | 4.2 | Federally-Regulated Commercial & Industrial Equipment | 02/07/2019 |  | 05/23/2019
Waterfurnace International, Inc. | JCI | RBSV/RBSH036**0*1 |  | Ground-Water-Source | WBAHP: Heat Pump Packaged Unit | Heat Pump | 208 | 1 |  |  |  | Single-Speed |  |  |  | 40000 | 1739 | 23 | 16.2 | 35600 | 2371 | 4.4 | 3.6 | Non Federally-Regulated | 02/07/2019 |  | 05/23/2019
Waterfurnace International, Inc. | JCI | RBSV/RBSH036**3*1 |  | Ground-Source | WBAHP: Heat Pump Packaged Unit | Heat Pump | 208 | 3 |  |  |  | Single-Speed |  |  |  | 36000 | 2117 | 17 | 13.4 | 26000 | 2177 | 3.5 | 3.1 | Non Federally-Regulated | 02/07/2019 |  | 05/23/2019
Waterfurnace International, Inc. | JCI | RBSV/RBSH036**0*1 |  | Water-Source | WBAHP: Heat Pump Packaged Unit | Heat Pump | 208 | 1 |  |  |  | Single-Speed |  |  |  | 34500 | 2379 | 14.5 | 11.2 | 43800 | 2619 | 4.9 | 4.2 | Federally-Regulated Commercial & Industrial Equipment | 02/07/2019 |  | 05/23/2019
Waterfurnace International, Inc. | JCI | RBSV/RBSH036**3*1 |  | Ground-Water-Source | WBAHP: Heat Pump Packaged Unit | Heat Pump | 208 | 3 |  |  |  | Single-Speed |  |  |  | 40000 | 1739 | 23 | 16.2 | 35600 | 2371 | 4.4 | 3.6 | Non Federally-Regulated | 02/07/2019 |  | 05/23/2019
Waterfurnace International, Inc. | JCI | RBSV/RBSH036**3*4 |  | Ground-Source | WBAHP: Heat Pump Packaged Unit | Heat Pump | 208 | 3 |  |  |  | Single-Speed |  |  |  | 36000 | 2117 | 17 | 13.4 | 26000 | 2177 | 3.5 | 3.1 | Non Federally-Regulated | 02/07/2019 |  | 05/23/2019
Waterfurnace International, Inc. | JCI | RBSV/RBSH036**3*1 |  | Water-Source | WBAHP: Heat Pump Packaged Unit | Heat Pump | 208 | 3 |  |  |  | Single-Speed |  |  |  | 34500 | 2379 | 14.5 | 11.2 | 43800 | 2619 | 4.9 | 4.2 | Federally-Regulated Commercial & Industrial Equipment | 02/07/2019 |  | 05/23/2019
Waterfurnace International, Inc. | JCI | RBSV/RBSH036**3*4 |  | Ground-Water-Source | WBAHP: Heat Pump Packaged Unit | Heat Pump | 208 | 3 |  |  |  | Single-Speed |  |  |  | 40000 | 1739 | 23 | 16.2 | 35600 | 2371 | 4.4 | 3.6 | Non Federally-Regulated | 02/07/2019 |  | 05/23/2019
Waterfurnace International, Inc. | JCI | RBSV/RBSH036**3*4 |  | Water-Source | WBAHP: Heat Pump Packaged Unit | Heat Pump | 208 | 3 |  |  |  | Single-Speed |  |  |  | 34500 | 2379 | 14.5 | 11.2 | 43800 | 2619 | 4.9 | 4.2 | Federally-Regulated Commercial & Industrial Equipment | 02/07/2019 |  | 05/23/2019
Waterfurnace International, Inc. | JCI | RBSV/RBSH036**4*1 |  | Ground-Source | WBAHP: Heat Pump Packaged Unit | Heat Pump | 460 | 3 |  |  |  | Single-Speed |  |  |  | 36000 | 2117 | 17 | 13.4 | 26000 | 2177 | 3.5 | 3.1 | Non Federally-Regulated | 02/07/2019 |  | 05/23/2019
Waterfurnace International, Inc. | JCI | RBSV/RBSH036**4*1 |  | Ground-Water-Source | WBAHP: Heat Pump Packaged Unit | Heat Pump | 460 | 3 |  |  |  | Single-Speed |  |  |  | 40000 | 1739 | 23 | 16.2 | 35600 | 2371 | 4.4 | 3.6 | Non Federally-Regulated | 02/07/2019 |  | 05/23/2019
Waterfurnace International, Inc. | JCI | RBSV/RBSH036**4*1 |  | Water-Source | WBAHP: Heat Pump Packaged Unit | Heat Pump | 460 | 3 |  |  |  | Single-Speed |  |  |  | 34500 | 2379 | 14.5 | 11.2 | 43800 | 2619 | 4.9 | 4.2 | Federally-Regulated Commercial & Industrial Equipment | 02/07/2019 |  | 05/23/2019
Waterfurnace International, Inc. | JCI | RBSV/RBSH030**3*4 |  | Ground-Source | WBAHP: Heat Pump Packaged Unit | Heat Pump | 208 | 3 |  |  |  | Single-Speed |  |  |  | 30000 | 1764 | 17 | 13.4 | 21000 | 1758 | 3.5 | 3.1 | Non Federally-Regulated | 02/07/2019 |  | 05/23/2019
Waterfurnace International, Inc. | JCI | RBSV/RBSH024**4*0 |  | Ground-Source | WBAHP: Heat Pump Packaged Unit | Heat Pump | 460 | 3 |  |  |  | Single-Speed |  |  |  | 24500 | 1655 | 14.8 | 13.4 | 17000 | 1509 | 3.3 | 3.1 | Non Federally-Regulated | 02/07/2019 |  | 05/23/2019
Waterfurnace International, Inc. | JCI | RBSV/RBSH024**4*1 |  | Ground-Source | WBAHP: Heat Pump Packaged Unit | Heat Pump | 460 | 3 |  |  |  | Single-Speed |  |  |  | 24500 | 1570 | 15.6 | 13.4 | 17000 | 1423 | 3.5 | 3.1 | Non Federally-Regulated | 02/07/2019 |  | 05/23/2019
Waterfurnace International, Inc. | JCI | RBSV/RBSH024**4*0 |  | Ground-Water-Source | WBAHP: Heat Pump Packaged Unit | Heat Pump | 460 | 3 |  |  |  | Single-Speed |  |  |  | 27000 | 1363 | 19.8 | 16.2 | 22600 | 1655 | 4 | 3.6 | Non Federally-Regulated | 02/07/2019 |  | 05/23/2019
Waterfurnace International, Inc. | JCI | RBSV/RBSH024**4*1 |  | Ground-Water-Source | WBAHP: Heat Pump Packaged Unit | Heat Pump | 460 | 3 |  |  |  | Single-Speed |  |  |  | 27000 | 1298 | 20.8 | 16.2 | 22600 | 1577 | 4.2 | 3.6 | Non Federally-Regulated | 02/07/2019 |  | 05/23/2019
Waterfurnace International, Inc. | JCI | RBSV/RBSH024**4*4 |  | Ground-Source | WBAHP: Heat Pump Packaged Unit | Heat Pump | 460 | 3 |  |  |  | Single-Speed |  |  |  | 24500 | 1570 | 15.6 | 13.4 | 17000 | 1423 | 3.5 | 3.1 | Non Federally-Regulated | 02/07/2019 |  | 05/23/2019
Waterfurnace International, Inc. | JCI | RBSV/RBSH030**3*4 |  | Ground-Water-Source | WBAHP: Heat Pump Packaged Unit | Heat Pump | 208 | 3 |  |  |  | Single-Speed |  |  |  | 33500 | 1488 | 22.5 | 16.2 | 28000 | 1953 | 4.2 | 3.6 | Non Federally-Regulated | 02/07/2019 |  | 05/23/2019
Waterfurnace International, Inc. | JCI | RBSV/RBSH024**4*0 |  | Water-Source | WBAHP: Heat Pump Packaged Unit | Heat Pump | 460 | 3 |  |  |  | Single-Speed |  |  |  | 22900 | 1761 | 13 | 11.2 | 26000 | 1693 | 4.5 | 4.2 | Federally-Regulated Commercial & Industrial Equipment | 02/07/2019 |  | 05/23/2019
Waterfurnace International, Inc. | JCI | RBSV/RBSH024**4*1 |  | Water-Source | WBAHP: Heat Pump Packaged Unit | Heat Pump | 460 | 3 |  |  |  | Single-Speed |  |  |  | 22900 | 1683 | 13.6 | 11.2 | 26000 | 1621 | 4.7 | 4.2 | Federally-Regulated Commercial & Industrial Equipment | 02/07/2019 |  | 05/23/2019
Waterfurnace International, Inc. | JCI | RBSV/RBSH024**4*4 |  | Ground-Water-Source | WBAHP: Heat Pump Packaged Unit | Heat Pump | 460 | 3 |  |  |  | Single-Speed |  |  |  | 27000 | 1298 | 20.8 | 16.2 | 22600 | 1577 | 4.2 | 3.6 | Non Federally-Regulated | 02/07/2019 |  | 05/23/2019
Waterfurnace International, Inc. | JCI | RBSV/RBSH024**4*4 |  | Water-Source | WBAHP: Heat Pump Packaged Unit | Heat Pump | 460 | 3 |  |  |  | Single-Speed |  |  |  | 22900 | 1683 | 13.6 | 11.2 | 26000 | 1621 | 4.7 | 4.2 | Federally-Regulated Commercial & Industrial Equipment | 02/07/2019 |  | 05/23/2019
Waterfurnace International, Inc. | JCI | RBSV/RBSH030**3*1 |  | Ground-Source | WBAHP: Heat Pump Packaged Unit | Heat Pump | 208 | 3 |  |  |  | Single-Speed |  |  |  | 30000 | 1764 | 17 | 13.4 | 21000 | 1758 | 3.5 | 3.1 | Non Federally-Regulated | 02/07/2019 |  | 05/23/2019
Waterfurnace International, Inc. | JCI | RBSV/RBSH030**3*4 |  | Water-Source | WBAHP: Heat Pump Packaged Unit | Heat Pump | 208 | 3 |  |  |  | Single-Speed |  |  |  | 28400 | 1931 | 14.7 | 11.2 | 34000 | 2120 | 4.7 | 4.2 | Federally-Regulated Commercial & Industrial Equipment | 02/07/2019 |  | 05/23/2019
Waterfurnace International, Inc. | JCI | RBSV/RBSH030**3*1 |  | Ground-Water-Source | WBAHP: Heat Pump Packaged Unit | Heat Pump | 208 | 3 |  |  |  | Single-Speed |  |  |  | 33500 | 1488 | 22.5 | 16.2 | 28000 | 1953 | 4.2 | 3.6 | Non Federally-Regulated | 02/07/2019 |  | 05/23/2019
Waterfurnace International, Inc. | JCI | RBSV/RBSH030**3*1 |  | Water-Source | WBAHP: Heat Pump Packaged Unit | Heat Pump | 208 | 3 |  |  |  | Single-Speed |  |  |  | 28400 | 1931 | 14.7 | 11.2 | 34000 | 2120 | 4.7 | 4.2 | Federally-Regulated Commercial & Industrial Equipment | 02/07/2019 |  | 05/23/2019
Waterfurnace International, Inc. | JCI | RBSV/RBSH012**2*0 |  | Ground-Source | WBAHP: Heat Pump Packaged Unit | Heat Pump | 265 | 1 |  |  |  | Single-Speed |  |  |  | 11200 | 788 | 14.2 | 13.4 | 10200 | 854 | 3.5 | 3.1 | Non Federally-Regulated | 02/07/2019 |  | 05/23/2019
Waterfurnace International, Inc. | JCI | RBSV/RBSH012**2*0 |  | Ground-Water-Source | WBAHP: Heat Pump Packaged Unit | Heat Pump | 265 | 1 |  |  |  | Single-Speed |  |  |  | 12200 | 670 | 18.2 | 16.2 | 12600 | 946 | 3.9 | 3.6 | Non Federally-Regulated | 02/07/2019 |  | 05/23/2019
Waterfurnace International, Inc. | JCI | RBSV/RBSH012**2*0 |  | Water-Source | WBAHP: Heat Pump Packaged Unit | Heat Pump | 265 | 1 |  |  |  | Single-Speed |  |  |  | 10200 | 836 | 12.2 | 11.2 | 15200 | 1012 | 4.4 | 4.2 | Federally-Regulated Commercial & Industrial Equipment | 02/07/2019 |  | 05/23/2019
Waterfurnace International, Inc. | JCI | RBSV/RBSH018**0*4 |  | Ground-Source | WBAHP: Heat Pump Packaged Unit | Heat Pump | 200 | 1 |  |  |  | Single-Speed |  |  |  | 18000 | 1111 | 16.2 | 13.4 | 12600 | 1119 | 3.3 | 3.1 | Non Federally-Regulated | 02/07/2019 |  | 05/23/2019
Waterfurnace International, Inc. | JCI | RBSV/RBSH018**0*4 |  | Ground-Water-Source | WBAHP: Heat Pump Packaged Unit | Heat Pump | 200 | 1 |  |  |  | Single-Speed |  |  |  | 19800 | 900 | 22 | 16.2 | 16000 | 1202 | 3.9 | 3.6 | Non Federally-Regulated | 02/07/2019 |  | 05/23/2019
Waterfurnace International, Inc. | JCI | RBSV/RBSH006**2*0 |  | Ground-Source | WBAHP: Heat Pump Packaged Unit | Heat Pump | 265 | 1 |  |  |  | Single-Speed |  |  |  | 7400 | 477 | 15.5 | 13.4 | 5400 | 494 | 3.2 | 3.1 | Non Federally-Regulated | 02/07/2019 |  | 05/23/2019
Waterfurnace International, Inc. | JCI | RBSV/RBSH018**0*4 |  | Water-Source | WBAHP: Heat Pump Packaged Unit | Heat Pump | 200 | 1 |  |  |  | Single-Speed |  |  |  | 17300 | 1218 | 14.2 | 11.2 | 19000 | 1237 | 4.5 | 4.2 | Federally-Regulated Commercial & Industrial Equipment | 02/07/2019 |  | 05/23/2019
Waterfurnace International, Inc. | JCI | RBSV/RBSH006**2*0 |  | Ground-Water-Source | WBAHP: Heat Pump Packaged Unit | Heat Pump | 265 | 1 |  |  |  | Single-Speed |  |  |  | 8400 | 394 | 21.3 | 16.2 | 6800 | 524 | 3.8 | 3.6 | Non Federally-Regulated | 02/07/2019 |  | 05/23/2019
Waterfurnace International, Inc. | JCI | RBSV/RBSH009**9*0 |  | Ground-Source | WBAHP: Heat Pump Packaged Unit | Heat Pump | 115 | 1 |  |  |  | Single-Speed |  |  |  | 8900 | 613 | 14.5 | 13.4 | 7600 | 655 | 3.4 | 3.1 | Non Federally-Regulated | 02/07/2019 |  | 05/23/2019
Waterfurnace International, Inc. | JCI | RBSV/RBSH006**2*0 |  | Water-Source | WBAHP: Heat Pump Packaged Unit | Heat Pump | 265 | 1 |  |  |  | Single-Speed |  |  |  | 7100 | 529 | 13.4 | 11.2 | 8000 | 545 | 4.3 | 4.2 | Federally-Regulated Commercial & Industrial Equipment | 02/07/2019 |  | 05/23/2019
Waterfurnace International, Inc. | JCI | RBSV/RBSH009**0*0 |  | Ground-Source | WBAHP: Heat Pump Packaged Unit | Heat Pump | 208 | 1 |  |  |  | Single-Speed |  |  |  | 8900 | 613 | 14.5 | 13.4 | 7600 | 655 | 3.4 | 3.1 | Non Federally-Regulated | 02/07/2019 |  | 05/23/2019
Waterfurnace International, Inc. | JCI | RBSV/RBSH009**9*0 |  | Ground-Water-Source | WBAHP: Heat Pump Packaged Unit | Heat Pump | 115 | 1 |  |  |  | Single-Speed |  |  |  | 9900 | 515 | 19.2 | 16.2 | 9600 | 703 | 4 | 3.6 | Non Federally-Regulated | 02/07/2019 |  | 05/23/2019
Waterfurnace International, Inc. | JCI | RBSV/RBSH009**9*0 |  | Water-Source | WBAHP: Heat Pump Packaged Unit | Heat Pump | 115 | 1 |  |  |  | Single-Speed |  |  |  | 8100 | 663 | 12.2 | 11.2 | 11400 | 726 | 4.6 | 4.2 | Federally-Regulated Commercial & Industrial Equipment | 02/07/2019 |  | 05/23/2019
Waterfurnace International, Inc. | JCI | RBSV/RBSH015**2*0 |  | Ground-Source | WBAHP: Heat Pump Packaged Unit | Heat Pump | 265 | 1 |  |  |  | Single-Speed |  |  |  | 14000 | 915 | 15.3 | 13.4 | 10400 | 952 | 3.2 | 3.1 | Non Federally-Regulated | 02/07/2019 |  | 05/23/2019
Waterfurnace International, Inc. | JCI | RBSV/RBSH009**0*0 |  | Ground-Water-Source | WBAHP: Heat Pump Packaged Unit | Heat Pump | 208 | 1 |  |  |  | Single-Speed |  |  |  | 9900 | 515 | 19.2 | 16.2 | 9600 | 703 | 4 | 3.6 | Non Federally-Regulated | 02/07/2019 |  | 05/23/2019
Waterfurnace International, Inc. | JCI | RBSV/RBSH015**2*0 |  | Ground-Water-Source | WBAHP: Heat Pump Packaged Unit | Heat Pump | 265 | 1 |  |  |  | Single-Speed |  |  |  | 16000 | 800 | 20 | 16.2 | 13000 | 952 | 4 | 3.6 | Non Federally-Regulated | 02/07/2019 |  | 05/23/2019
Waterfurnace International, Inc. | JCI | RBSV/RBSH015**0*0 |  | Ground-Source | WBAHP: Heat Pump Packaged Unit | Heat Pump | 208 | 1 |  |  |  | Single-Speed |  |  |  | 14000 | 915 | 15.3 | 13.4 | 10400 | 952 | 3.2 | 3.1 | Non Federally-Regulated | 02/07/2019 |  | 05/23/2019
Waterfurnace International, Inc. | JCI | RBSV/RBSH006**0*0 |  | Ground-Source | WBAHP: Heat Pump Packaged Unit | Heat Pump | 208 | 1 |  |  |  | Single-Speed |  |  |  | 7400 | 477 | 15.5 | 13.4 | 5400 | 494 | 3.2 | 3.1 | Non Federally-Regulated | 02/07/2019 |  | 05/23/2019
Waterfurnace International, Inc. | JCI | RBSV/RBSH015**2*0 |  | Water-Source | WBAHP: Heat Pump Packaged Unit | Heat Pump | 265 | 1 |  |  |  | Single-Speed |  |  |  | 13200 | 1056 | 12.5 | 11.2 | 15400 | 1002 | 4.5 | 4.2 | Federally-Regulated Commercial & Industrial Equipment | 02/07/2019 |  | 05/23/2019
Waterfurnace International, Inc. | JCI | RBSV/RBSH009**0*0 |  | Water-Source | WBAHP: Heat Pump Packaged Unit | Heat Pump | 208 | 1 |  |  |  | Single-Speed |  |  |  | 8100 | 663 | 12.2 | 11.2 | 11400 | 726 | 4.6 | 4.2 | Federally-Regulated Commercial & Industrial Equipment | 02/07/2019 |  | 05/23/2019
Waterfurnace International, Inc. | JCI | RBSV/RBSH006**9*0 |  | Ground-Source | WBAHP: Heat Pump Packaged Unit | Heat Pump | 115 | 1 |  |  |  | Single-Speed |  |  |  | 7400 | 477 | 15.5 | 13.4 | 5400 | 494 | 3.2 | 3.1 | Non Federally-Regulated | 02/07/2019 |  | 05/23/2019
Waterfurnace International, Inc. | JCI | RBSV/RBSH015**0*0 |  | Ground-Water-Source | WBAHP: Heat Pump Packaged Unit | Heat Pump | 208 | 1 |  |  |  | Single-Speed |  |  |  | 16000 | 800 | 20 | 16.2 | 13000 | 952 | 4 | 3.6 | Non Federally-Regulated | 02/07/2019 |  | 05/23/2019
Waterfurnace International, Inc. | JCI | RBSV/RBSH009**2*0 |  | Ground-Source | WBAHP: Heat Pump Packaged Unit | Heat Pump | 265 | 1 |  |  |  | Single-Speed |  |  |  | 8900 | 613 | 14.5 | 13.4 | 7600 | 655 | 3.4 | 3.1 | Non Federally-Regulated | 02/07/2019 |  | 05/23/2019
Waterfurnace International, Inc. | JCI | RBSV/RBSH006**9*0 |  | Ground-Water-Source | WBAHP: Heat Pump Packaged Unit | Heat Pump | 115 | 1 |  |  |  | Single-Speed |  |  |  | 8400 | 394 | 21.3 | 16.2 | 6800 | 524 | 3.8 | 3.6 | Non Federally-Regulated | 02/07/2019 |  | 05/23/2019
Waterfurnace International, Inc. | JCI | RBSV/RBSH006**0*0 |  | Ground-Water-Source | WBAHP: Heat Pump Packaged Unit | Heat Pump | 208 | 1 |  |  |  | Single-Speed |  |  |  | 8400 | 394 | 21.3 | 16.2 | 6800 | 524 | 3.8 | 3.6 | Non Federally-Regulated | 02/07/2019 |  | 05/23/2019
Waterfurnace International, Inc. | JCI | RBSV/RBSH015**0*0 |  | Water-Source | WBAHP: Heat Pump Packaged Unit | Heat Pump | 208 | 1 |  |  |  | Single-Speed |  |  |  | 13200 | 1056 | 12.5 | 11.2 | 15400 | 1002 | 4.5 | 4.2 | Federally-Regulated Commercial & Industrial Equipment | 02/07/2019 |  | 05/23/2019
Waterfurnace International, Inc. | JCI | RBSV/RBSH009**2*0 |  | Ground-Water-Source | WBAHP: Heat Pump Packaged Unit | Heat Pump | 265 | 1 |  |  |  | Single-Speed |  |  |  | 9900 | 515 | 19.2 | 16.2 | 9600 | 703 | 4 | 3.6 | Non Federally-Regulated | 02/07/2019 |  | 05/23/2019
Waterfurnace International, Inc. | JCI | RBSV/RBSH012**0*0 |  | Ground-Source | WBAHP: Heat Pump Packaged Unit | Heat Pump | 208 | 1 |  |  |  | Single-Speed |  |  |  | 11200 | 788 | 14.2 | 13.4 | 10200 | 854 | 3.5 | 3.1 | Non Federally-Regulated | 02/07/2019 |  | 05/23/2019
Waterfurnace International, Inc. | JCI | RBSV/RBSH006**9*0 |  | Water-Source | WBAHP: Heat Pump Packaged Unit | Heat Pump | 115 | 1 |  |  |  | Single-Speed |  |  |  | 7100 | 529 | 13.4 | 11.2 | 8000 | 545 | 4.3 | 4.2 | Federally-Regulated Commercial & Industrial Equipment | 02/07/2019 |  | 05/23/2019
Waterfurnace International, Inc. | JCI | RBSV/RBSH009**2*0 |  | Water-Source | WBAHP: Heat Pump Packaged Unit | Heat Pump | 265 | 1 |  |  |  | Single-Speed |  |  |  | 8100 | 663 | 12.2 | 11.2 | 11400 | 726 | 4.6 | 4.2 | Federally-Regulated Commercial & Industrial Equipment | 02/07/2019 |  | 05/23/2019
Waterfurnace International, Inc. | JCI | RBSV/RBSH006**0*0 |  | Water-Source | WBAHP: Heat Pump Packaged Unit | Heat Pump | 208 | 1 |  |  |  | Single-Speed |  |  |  | 7100 | 529 | 13.4 | 11.2 | 8000 | 545 | 4.3 | 4.2 | Federally-Regulated Commercial & Industrial Equipment | 02/07/2019 |  | 05/23/2019
Waterfurnace International, Inc. | JCI | RBSV/RBSH012**0*0 |  | Ground-Water-Source | WBAHP: Heat Pump Packaged Unit | Heat Pump | 208 | 1 |  |  |  | Single-Speed |  |  |  | 12200 | 670 | 18.2 | 16.2 | 12600 | 946 | 3.9 | 3.6 | Non Federally-Regulated | 02/07/2019 |  | 05/23/2019
Waterfurnace International, Inc. | JCI | RBSV/RBSH012**9*0 |  | Ground-Source | WBAHP: Heat Pump Packaged Unit | Heat Pump | 115 | 1 |  |  |  | Single-Speed |  |  |  | 11200 | 788 | 14.2 | 13.4 | 10200 | 854 | 3.5 | 3.1 | Non Federally-Regulated | 02/07/2019 |  | 05/23/2019
Waterfurnace International, Inc. | JCI | RBSV/RBSH015**0*4 |  | Ground-Source | WBAHP: Heat Pump Packaged Unit | Heat Pump | 208 | 1 |  |  |  | Single-Speed |  |  |  | 14200 | 904 | 15.7 | 13.4 | 11000 | 976 | 3.3 | 3.1 | Non Federally-Regulated | 02/07/2019 |  | 05/23/2019
Waterfurnace International, Inc. | JCI | RBSV/RBSH012**9*0 |  | Ground-Water-Source | WBAHP: Heat Pump Packaged Unit | Heat Pump | 115 | 1 |  |  |  | Single-Speed |  |  |  | 12200 | 670 | 18.2 | 16.2 | 12600 | 946 | 3.9 | 3.6 | Non Federally-Regulated | 02/07/2019 |  | 05/23/2019
Waterfurnace International, Inc. | JCI | RBSV/RBSH015**2*1 |  | Ground-Source | WBAHP: Heat Pump Packaged Unit | Heat Pump | 265 | 1 |  |  |  | Single-Speed |  |  |  | 14200 | 904 | 15.7 | 13.4 | 11000 | 976 | 3.3 | 3.1 | Non Federally-Regulated | 02/07/2019 |  | 05/23/2019
Waterfurnace International, Inc. | JCI | RBSV/RBSH015**0*1 |  | Ground-Source | WBAHP: Heat Pump Packaged Unit | Heat Pump | 208 | 1 |  |  |  | Single-Speed |  |  |  | 14200 | 904 | 15.7 | 13.4 | 11000 | 976 | 3.3 | 3.1 | Non Federally-Regulated | 02/07/2019 |  | 05/23/2019
Waterfurnace International, Inc. | JCI | RBSV/RBSH012**0*0 |  | Water-Source | WBAHP: Heat Pump Packaged Unit | Heat Pump | 208 | 1 |  |  |  | Single-Speed |  |  |  | 10200 | 836 | 12.2 | 11.2 | 15200 | 1012 | 4.4 | 4.2 | Federally-Regulated Commercial & Industrial Equipment | 02/07/2019 |  | 05/23/2019
Waterfurnace International, Inc. | JCI | RBSV/RBSH015**2*1 |  | Ground-Water-Source | WBAHP: Heat Pump Packaged Unit | Heat Pump | 265 | 1 |  |  |  | Single-Speed |  |  |  | 16000 | 761 | 21 | 16.2 | 13400 | 957 | 4.1 | 3.6 | Non Federally-Regulated | 02/07/2019 |  | 05/23/2019
Waterfurnace International, Inc. | JCI | RBSV/RBSH012**9*0 |  | Water-Source | WBAHP: Heat Pump Packaged Unit | Heat Pump | 115 | 1 |  |  |  | Single-Speed |  |  |  | 10200 | 836 | 12.2 | 11.2 | 15200 | 1012 | 4.4 | 4.2 | Federally-Regulated Commercial & Industrial Equipment | 02/07/2019 |  | 05/23/2019
Waterfurnace International, Inc. | JCI | RBSV/RBSH015**2*1 |  | Water-Source | WBAHP: Heat Pump Packaged Unit | Heat Pump | 265 | 1 |  |  |  | Single-Speed |  |  |  | 13800 | 1045 | 13.2 | 11.2 | 16100 | 1025 | 4.6 | 4.2 | Federally-Regulated Commercial & Industrial Equipment | 02/07/2019 |  | 05/23/2019
Waterfurnace International, Inc. | JCI | RBSV/RBSH015**0*4 |  | Ground-Water-Source | WBAHP: Heat Pump Packaged Unit | Heat Pump | 208 | 1 |  |  |  | Single-Speed |  |  |  | 16000 | 761 | 21 | 16.2 | 13400 | 957 | 4.1 | 3.6 | Non Federally-Regulated | 02/07/2019 |  | 05/23/2019
Waterfurnace International, Inc. | JCI | RBSV/RBSH015**0*1 |  | Ground-Water-Source | WBAHP: Heat Pump Packaged Unit | Heat Pump | 208 | 1 |  |  |  | Single-Speed |  |  |  | 16000 | 761 | 21 | 16.2 | 13400 | 957 | 4.1 | 3.6 | Non Federally-Regulated | 02/07/2019 |  | 05/23/2019
Waterfurnace International, Inc. | JCI | RBSV/RBSH015**0*4 |  | Water-Source | WBAHP: Heat Pump Packaged Unit | Heat Pump | 208 | 1 |  |  |  | Single-Speed |  |  |  | 13800 | 1045 | 13.2 | 11.2 | 16100 | 1025 | 4.6 | 4.2 | Federally-Regulated Commercial & Industrial Equipment | 02/07/2019 |  | 05/23/2019
Waterfurnace International, Inc. | JCI | RBSV/RBSH015**0*1 |  | Water-Source | WBAHP: Heat Pump Packaged Unit | Heat Pump | 208 | 1 |  |  |  | Single-Speed |  |  |  | 13800 | 1045 | 13.2 | 11.2 | 16100 | 1025 | 4.6 | 4.2 | Federally-Regulated Commercial & Industrial Equipment | 02/07/2019 |  | 05/23/2019
Waterfurnace International, Inc. | JCI | RBSV/RBSH015**2*4 |  | Ground-Source | WBAHP: Heat Pump Packaged Unit | Heat Pump | 265 | 1 |  |  |  | Single-Speed |  |  |  | 14200 | 904 | 15.7 | 13.4 | 11000 | 976 | 3.3 | 3.1 | Non Federally-Regulated | 02/07/2019 |  | 05/23/2019
Waterfurnace International, Inc. | JCI | RBSV/RBSH024**2*4 |  | Ground-Source | WBAHP: Heat Pump Packaged Unit | Heat Pump | 265 | 1 |  |  |  | Single-Speed |  |  |  | 24500 | 1570 | 15.6 | 13.4 | 17000 | 1423 | 3.5 | 3.1 | Non Federally-Regulated | 02/07/2019 |  | 05/23/2019
Waterfurnace International, Inc. | JCI | RBSV/RBSH015**2*4 |  | Ground-Water-Source | WBAHP: Heat Pump Packaged Unit | Heat Pump | 265 | 1 |  |  |  | Single-Speed |  |  |  | 16000 | 761 | 21 | 16.2 | 13400 | 957 | 4.1 | 3.6 | Non Federally-Regulated | 02/07/2019 |  | 05/23/2019
Waterfurnace International, Inc. | JCI | RBSV/RBSH024**2*4 |  | Ground-Water-Source | WBAHP: Heat Pump Packaged Unit | Heat Pump | 265 | 1 |  |  |  | Single-Speed |  |  |  | 27000 | 1298 | 20.8 | 16.2 | 22600 | 1577 | 4.2 | 3.6 | Non Federally-Regulated | 02/07/2019 |  | 05/23/2019
Waterfurnace International, Inc. | JCI | RBSV/RBSH015**2*4 |  | Water-Source | WBAHP: Heat Pump Packaged Unit | Heat Pump | 265 | 1 |  |  |  | Single-Speed |  |  |  | 13800 | 1045 | 13.2 | 11.2 | 16100 | 1025 | 4.6 | 4.2 | Federally-Regulated Commercial & Industrial Equipment | 02/07/2019 |  | 05/23/2019
Waterfurnace International, Inc. | JCI | RBSV/RBSH024**2*4 |  | Water-Source | WBAHP: Heat Pump Packaged Unit | Heat Pump | 265 | 1 |  |  |  | Single-Speed |  |  |  | 22900 | 1683 | 13.6 | 11.2 | 26000 | 1621 | 4.7 | 4.2 | Federally-Regulated Commercial & Industrial Equipment | 02/07/2019 |  | 05/23/2019
Waterfurnace International, Inc. | JCI | RBSV/RBSH018**2*4 |  | Ground-Source | WBAHP: Heat Pump Packaged Unit | Heat Pump | 265 | 1 |  |  |  | Single-Speed |  |  |  | 18000 | 1111 | 16.2 | 13.4 | 12600 | 1119 | 3.3 | 3.1 | Non Federally-Regulated | 02/07/2019 |  | 05/23/2019
Waterfurnace International, Inc. | JCI | RBSV/RBSH018**2*4 |  | Ground-Water-Source | WBAHP: Heat Pump Packaged Unit | Heat Pump | 265 | 1 |  |  |  | Single-Speed |  |  |  | 19800 | 900 | 22 | 16.2 | 16000 | 1202 | 3.9 | 3.6 | Non Federally-Regulated | 02/07/2019 |  | 05/23/2019
Waterfurnace International, Inc. | JCI | RBSV/RBSH018**2*4 |  | Water-Source | WBAHP: Heat Pump Packaged Unit | Heat Pump | 265 | 1 |  |  |  | Single-Speed |  |  |  | 17300 | 1218 | 14.2 | 11.2 | 19000 | 1237 | 4.5 | 4.2 | Federally-Regulated Commercial & Industrial Equipment | 02/07/2019 |  | 05/23/2019
Waterfurnace International, Inc. | JCI | RBSV041**3*0 |  | Ground-Source | WBAHP: Heat Pump Packaged Unit | Heat Pump | 208 | 3 |  |  |  | Single-Speed |  |  |  | 40000 | 2666 | 15 | 13.4 | 28500 | 2610 | 3.2 | 3.1 | Non Federally-Regulated | 11/14/2018 |  | 05/23/2019
Waterfurnace International, Inc. | JCI | RBSV041**3*0 |  | Ground-Water-Source | WBAHP: Heat Pump Packaged Unit | Heat Pump | 208 | 3 |  |  |  | Single-Speed |  |  |  | 44500 | 2181 | 20.4 | 16.2 | 38500 | 2969 | 3.8 | 3.6 | Non Federally-Regulated | 04/27/2016 |  | 05/23/2019
Waterfurnace International, Inc. | JCI | RBSV041**3*0 |  | Water-Source | WBAHP: Heat Pump Packaged Unit | Heat Pump | 208 | 3 |  |  |  | Single-Speed |  |  |  | 37600 | 2785 | 13.5 | 11.2 | 48000 | 3271 | 4.3 | 4.2 | Federally-Regulated Commercial & Industrial Equipment | 04/27/2016 |  | 05/23/2019
Waterfurnace International, Inc. | JCI | RBSV041**3*4 |  | Ground-Source | WBAHP: Heat Pump Packaged Unit | Heat Pump | 208 | 3 |  |  |  | Single-Speed |  |  |  | 41000 | 2562 | 16 | 13.4 | 28500 | 2456 | 3.4 | 3.1 | Non Federally-Regulated | 11/14/2018 |  | 05/23/2019
Waterfurnace International, Inc. | JCI | RBSV041**3*4 |  | Ground-Water-Source | WBAHP: Heat Pump Packaged Unit | Heat Pump | 208 | 3 |  |  |  | Single-Speed |  |  |  | 45000 | 2142 | 21 | 16.2 | 38500 | 2752 | 4.1 | 3.6 | Non Federally-Regulated | 04/27/2016 |  | 05/23/2019
Waterfurnace International, Inc. | JCI | RBSV041**3*4 |  | Water-Source | WBAHP: Heat Pump Packaged Unit | Heat Pump | 208 | 3 |  |  |  | Single-Speed |  |  |  | 39000 | 2805 | 13.9 | 11.2 | 48500 | 3024 | 4.7 | 4.2 | Federally-Regulated Commercial & Industrial Equipment | 04/27/2016 |  | 05/23/2019
Waterfurnace International, Inc. | JCI | RBSV041**4*0 |  | Ground-Source | WBAHP: Heat Pump Packaged Unit | Heat Pump | 460 | 3 |  |  |  | Single-Speed |  |  |  | 40000 | 2666 | 15 | 13.4 | 28500 | 2610 | 3.2 | 3.1 | Non Federally-Regulated | 11/14/2018 |  | 05/23/2019
Waterfurnace International, Inc. | JCI | RBSV041**4*0 |  | Ground-Water-Source | WBAHP: Heat Pump Packaged Unit | Heat Pump | 460 | 3 |  |  |  | Single-Speed |  |  |  | 44500 | 2181 | 20.4 | 16.2 | 38500 | 2969 | 3.8 | 3.6 | Non Federally-Regulated | 04/27/2016 |  | 05/23/2019
Waterfurnace International, Inc. | JCI | RBSV041**4*0 |  | Water-Source | WBAHP: Heat Pump Packaged Unit | Heat Pump | 460 | 3 |  |  |  | Single-Speed |  |  |  | 37600 | 2785 | 13.5 | 11.2 | 48000 | 3271 | 4.3 | 4.2 | Federally-Regulated Commercial & Industrial Equipment | 04/27/2016 |  | 05/23/2019
Waterfurnace International, Inc. | JCI | RBSV041**4*1 |  | Ground-Source | WBAHP: Heat Pump Packaged Unit | Heat Pump | 460 | 3 |  |  |  | Single-Speed |  |  |  | 41000 | 2562 | 16 | 13.4 | 28500 | 2456 | 3.4 | 3.1 | Non Federally-Regulated | 11/14/2018 |  | 05/23/2019
Waterfurnace International, Inc. | JCI | RBSV041**3*1 |  | Ground-Source | WBAHP: Heat Pump Packaged Unit | Heat Pump | 208 | 3 |  |  |  | Single-Speed |  |  |  | 41000 | 2562 | 16 | 13.4 | 28500 | 2456 | 3.4 | 3.1 | Non Federally-Regulated | 11/14/2018 |  | 05/23/2019
Waterfurnace International, Inc. | JCI | RBSV041**4*1 |  | Ground-Water-Source | WBAHP: Heat Pump Packaged Unit | Heat Pump | 460 | 3 |  |  |  | Single-Speed |  |  |  | 45000 | 2142 | 21 | 16.2 | 38500 | 2752 | 4.1 | 3.6 | Non Federally-Regulated | 04/27/2016 |  | 05/23/2019
Waterfurnace International, Inc. | JCI | RBSV041**3*1 |  | Ground-Water-Source | WBAHP: Heat Pump Packaged Unit | Heat Pump | 208 | 3 |  |  |  | Single-Speed |  |  |  | 45000 | 2142 | 21 | 16.2 | 38500 | 2752 | 4.1 | 3.6 | Non Federally-Regulated | 04/27/2016 |  | 05/23/2019
Waterfurnace International, Inc. | JCI | RBSV041**4*1 |  | Water-Source | WBAHP: Heat Pump Packaged Unit | Heat Pump | 460 | 3 |  |  |  | Single-Speed |  |  |  | 39000 | 2805 | 13.9 | 11.2 | 48500 | 3024 | 4.7 | 4.2 | Federally-Regulated Commercial & Industrial Equipment | 04/27/2016 |  | 05/23/2019
Waterfurnace International, Inc. | JCI | RBSV041**3*1 |  | Water-Source | WBAHP: Heat Pump Packaged Unit | Heat Pump | 208 | 3 |  |  |  | Single-Speed |  |  |  | 39000 | 2805 | 13.9 | 11.2 | 48500 | 3024 | 4.7 | 4.2 | Federally-Regulated Commercial & Industrial Equipment | 04/27/2016 |  | 05/23/2019
Waterfurnace International, Inc. | JCI | RBSV041**4*4 |  | Ground-Source | WBAHP: Heat Pump Packaged Unit | Heat Pump | 460 | 3 |  |  |  | Single-Speed |  |  |  | 41000 | 2562 | 16 | 13.4 | 28500 | 2456 | 3.4 | 3.1 | Non Federally-Regulated | 11/14/2018 |  | 05/23/2019
Waterfurnace International, Inc. | JCI | RBSV041**4*4 |  | Ground-Water-Source | WBAHP: Heat Pump Packaged Unit | Heat Pump | 460 | 3 |  |  |  | Single-Speed |  |  |  | 45000 | 2142 | 21 | 16.2 | 38500 | 2752 | 4.1 | 3.6 | Non Federally-Regulated | 04/27/2016 |  | 05/23/2019
Waterfurnace International, Inc. | JCI | RBSV041**4*4 |  | Water-Source | WBAHP: Heat Pump Packaged Unit | Heat Pump | 460 | 3 |  |  |  | Single-Speed |  |  |  | 39000 | 2805 | 13.9 | 11.2 | 48500 | 3024 | 4.7 | 4.2 | Federally-Regulated Commercial & Industrial Equipment | 04/27/2016 |  | 05/23/2019
Waterfurnace International, Inc. | JCI | RBSV/RBSH060**0*4 |  | Ground-Source | WBAHP: Heat Pump Packaged Unit | Heat Pump | 208 | 1 |  |  |  | Single-Speed |  |  |  | 58000 | 3625 | 16 | 13.4 | 43000 | 3600 | 3.5 | 3.1 | Non Federally-Regulated | 02/07/2019 |  | 05/23/2019
Waterfurnace International, Inc. | JCI | RBSV/RBSH060**3*4 |  | Ground-Source | WBAHP: Heat Pump Packaged Unit | Heat Pump | 208 | 3 |  |  |  | Single-Speed |  |  |  | 58000 | 3625 | 16 | 13.4 | 43000 | 3600 | 3.5 | 3.1 | Non Federally-Regulated | 02/07/2019 |  | 05/23/2019
Waterfurnace International, Inc. | JCI | RBSV/RBSH060**0*1 |  | Ground-Source | WBAHP: Heat Pump Packaged Unit | Heat Pump | 208 | 1 |  |  |  | Single-Speed |  |  |  | 58000 | 3625 | 16 | 13.4 | 43000 | 3600 | 3.5 | 3.1 | Non Federally-Regulated | 02/07/2019 |  | 05/23/2019
Waterfurnace International, Inc. | JCI | RBSV/RBSH060**3*1 |  | Ground-Source | WBAHP: Heat Pump Packaged Unit | Heat Pump | 208 | 3 |  |  |  | Single-Speed |  |  |  | 58000 | 3625 | 16 | 13.4 | 43000 | 3600 | 3.5 | 3.1 | Non Federally-Regulated | 02/07/2019 |  | 05/23/2019
Waterfurnace International, Inc. | JCI | RBSV/RBSH060**3*0 |  | Ground-Source | WBAHP: Heat Pump Packaged Unit | Heat Pump | 208 | 3 |  |  |  | Single-Speed |  |  |  | 58000 | 3815 | 15.2 | 13.4 | 43000 | 3818 | 3.3 | 3.1 | Non Federally-Regulated | 02/07/2019 |  | 05/23/2019
Waterfurnace International, Inc. | JCI | RBSV/RBSH060**0*0 |  | Ground-Source | WBAHP: Heat Pump Packaged Unit | Heat Pump | 208 | 1 |  |  |  | Single-Speed |  |  |  | 58000 | 3815 | 15.2 | 13.4 | 43000 | 3818 | 3.3 | 3.1 | Non Federally-Regulated | 02/07/2019 |  | 05/23/2019
Waterfurnace International, Inc. | JCI | RBSV/RBSH060**4*0 |  | Ground-Source | WBAHP: Heat Pump Packaged Unit | Heat Pump | 460 | 3 |  |  |  | Single-Speed |  |  |  | 58000 | 3815 | 15.2 | 13.4 | 43000 | 3818 | 3.3 | 3.1 | Non Federally-Regulated | 02/07/2019 |  | 05/23/2019
Waterfurnace International, Inc. | JCI | RBSV/RBSH060**4*1 |  | Ground-Source | WBAHP: Heat Pump Packaged Unit | Heat Pump | 460 | 3 |  |  |  | Single-Speed |  |  |  | 58000 | 3625 | 16 | 13.4 | 43000 | 3600 | 3.5 | 3.1 | Non Federally-Regulated | 02/07/2019 |  | 05/23/2019
Waterfurnace International, Inc. | JCI | RBSV/RBSH060**4*4 |  | Ground-Source | WBAHP: Heat Pump Packaged Unit | Heat Pump | 460 | 3 |  |  |  | Single-Speed |  |  |  | 58000 | 3625 | 16 | 13.4 | 43000 | 3600 | 3.5 | 3.1 | Non Federally-Regulated | 02/07/2019 |  | 05/23/2019
Waterfurnace International, Inc. | JCI | RCLC/RCLW/RCLS18*0 |  | Ground-Water-Source | WBAHP-O: Heat Pump Packaged Un | Heat Pump | 208 | 1 |  |  |  | Single-Speed |  |  |  | 19000 | 1027 | 18.5 | 16.2 | 17000 | 1346 | 3.7 | 3.6 | Non Federally-Regulated | 06/03/2016 |  | 05/23/2019
Waterfurnace International, Inc. | JCI | RCLC/RCLW/RCLS18*0 |  | Water-Source | WBAHP-O: Heat Pump Packaged Un | Heat Pump | 208 | 1 |  |  |  | Single-Speed |  |  |  | 16200 | 1327 | 12.2 | 11.2 | 20500 | 1397 | 4.3 | 4.2 | Federally-Regulated Commercial & Industrial Equipment | 06/03/2016 |  | 05/23/2019
Waterfurnace International, Inc. | JCI | RBSV/RBSH060**0*4 |  | Water-Source | WBAHP: Heat Pump Packaged Unit | Heat Pump | 208 | 1 |  |  |  | Single-Speed |  |  |  | 57000 | 4071 | 14 | 11.2 | 66000 | 4204 | 4.6 | 4.2 | Federally-Regulated Commercial & Industrial Equipment | 02/07/2019 |  | 05/23/2019
Waterfurnace International, Inc. | JCI | RBSV/RBSH060**0*1 |  | Water-Source | WBAHP: Heat Pump Packaged Unit | Heat Pump | 208 | 1 |  |  |  | Single-Speed |  |  |  | 57000 | 4071 | 14 | 11.2 | 66000 | 4204 | 4.6 | 4.2 | Federally-Regulated Commercial & Industrial Equipment | 02/07/2019 |  | 05/23/2019
Waterfurnace International, Inc. | JCI | RBSV/RBSH060**3*4 |  | Water-Source | WBAHP: Heat Pump Packaged Unit | Heat Pump | 208 | 3 |  |  |  | Single-Speed |  |  |  | 57000 | 4071 | 14 | 11.2 | 66000 | 4204 | 4.6 | 4.2 | Federally-Regulated Commercial & Industrial Equipment | 02/07/2019 |  | 05/23/2019
Waterfurnace International, Inc. | JCI | RBSV/RBSH060**3*0 |  | Water-Source | WBAHP: Heat Pump Packaged Unit | Heat Pump | 208 | 3 |  |  |  | Single-Speed |  |  |  | 57000 | 4222 | 13.5 | 11.2 | 66000 | 4498 | 4.3 | 4.2 | Federally-Regulated Commercial & Industrial Equipment | 02/07/2019 |  | 05/23/2019
Waterfurnace International, Inc. | JCI | RBSV/RBSH060**3*1 |  | Water-Source | WBAHP: Heat Pump Packaged Unit | Heat Pump | 208 | 3 |  |  |  | Single-Speed |  |  |  | 57000 | 4071 | 14 | 11.2 | 66000 | 4204 | 4.6 | 4.2 | Federally-Regulated Commercial & Industrial Equipment | 02/07/2019 |  | 05/23/2019
Waterfurnace International, Inc. | JCI | RBSV/RBSH060**0*0 |  | Water-Source | WBAHP: Heat Pump Packaged Unit | Heat Pump | 208 | 1 |  |  |  | Single-Speed |  |  |  | 57000 | 4222 | 13.5 | 11.2 | 66000 | 4498 | 4.3 | 4.2 | Federally-Regulated Commercial & Industrial Equipment | 02/07/2019 |  | 05/23/2019
Waterfurnace International, Inc. | JCI | RBSV/RBSH060**4*0 |  | Water-Source | WBAHP: Heat Pump Packaged Unit | Heat Pump | 460 | 3 |  |  |  | Single-Speed |  |  |  | 57000 | 4222 | 13.5 | 11.2 | 66000 | 4498 | 4.3 | 4.2 | Federally-Regulated Commercial & Industrial Equipment | 02/07/2019 |  | 05/23/2019
Waterfurnace International, Inc. | JCI | RBSV/RBSH060**4*1 |  | Water-Source | WBAHP: Heat Pump Packaged Unit | Heat Pump | 460 | 3 |  |  |  | Single-Speed |  |  |  | 57000 | 4071 | 14 | 11.2 | 66000 | 4204 | 4.6 | 4.2 | Federally-Regulated Commercial & Industrial Equipment | 02/07/2019 |  | 05/23/2019
Waterfurnace International, Inc. | JCI | RBSV/RBSH060**4*4 |  | Water-Source | WBAHP: Heat Pump Packaged Unit | Heat Pump | 460 | 3 |  |  |  | Single-Speed |  |  |  | 57000 | 4071 | 14 | 11.2 | 66000 | 4204 | 4.6 | 4.2 | Federally-Regulated Commercial & Industrial Equipment | 02/07/2019 |  | 05/23/2019
Waterfurnace International, Inc. | VERSATEC BASE SERIES | UBV/UBH018**0*0 |  | Ground-Source | WBAHP: Heat Pump Packaged Unit | Heat Pump | 208 | 1 |  |  |  | Single-Speed |  |  |  | 18000 | 1168 | 15.4 | 13.4 | 12600 | 1153 | 3.2 | 3.1 | Non Federally-Regulated | 02/07/2019 |  | 05/28/2019
Waterfurnace International, Inc. | VERSATEC BASE SERIES | UBV/UBH018**0*0 |  | Ground-Water-Source | WBAHP: Heat Pump Packaged Unit | Heat Pump | 208 | 1 |  |  |  | Single-Speed |  |  |  | 19800 | 965 | 20.5 | 16.2 | 16000 | 1267 | 3.7 | 3.6 | Non Federally-Regulated | 02/07/2019 |  | 05/28/2019
Waterfurnace International, Inc. | VERSATEC BASE SERIES | UBV/UBH018**0*0 |  | Water-Source | WBAHP: Heat Pump Packaged Unit | Heat Pump | 208 | 1 |  |  |  | Single-Speed |  |  |  | 17300 | 1291 | 13.4 | 11.2 | 19000 | 1294 | 4.3 | 4.2 | Federally-Regulated Commercial & Industrial Equipment | 02/07/2019 |  | 05/28/2019
Waterfurnace International, Inc. | VERSATEC BASE SERIES | UBV/UBH018**2*0 |  | Ground-Source | WBAHP: Heat Pump Packaged Unit | Heat Pump | 265 | 1 |  |  |  | Single-Speed |  |  |  | 18000 | 1168 | 15.4 | 13.4 | 12600 | 1153 | 3.2 | 3.1 | Non Federally-Regulated | 02/07/2019 |  | 05/28/2019
Waterfurnace International, Inc. | VERSATEC BASE SERIES | UBV/UBH018**2*0 |  | Ground-Water-Source | WBAHP: Heat Pump Packaged Unit | Heat Pump | 265 | 1 |  |  |  | Single-Speed |  |  |  | 19800 | 965 | 20.5 | 16.2 | 16000 | 1267 | 3.7 | 3.6 | Non Federally-Regulated | 02/07/2019 |  | 05/28/2019
Waterfurnace International, Inc. | VERSATEC BASE SERIES | UBV/UBH018**2*0 |  | Water-Source | WBAHP: Heat Pump Packaged Unit | Heat Pump | 265 | 1 |  |  |  | Single-Speed |  |  |  | 17300 | 1291 | 13.4 | 11.2 | 19000 | 1294 | 4.3 | 4.2 | Federally-Regulated Commercial & Industrial Equipment | 02/07/2019 |  | 05/28/2019
Waterfurnace International, Inc. | VERSATEC BASE SERIES | UBV/UBH018**2*1 |  | Ground-Source | WBAHP: Heat Pump Packaged Unit | Heat Pump | 265 | 1 |  |  |  | Single-Speed |  |  |  | 18000 | 1111 | 16.2 | 13.4 | 12600 | 1119 | 3.3 | 3.1 | Non Federally-Regulated | 02/07/2019 |  | 05/28/2019
Waterfurnace International, Inc. | VERSATEC BASE SERIES | UBV/UBH018**2*1 |  | Ground-Water-Source | WBAHP: Heat Pump Packaged Unit | Heat Pump | 265 | 1 |  |  |  | Single-Speed |  |  |  | 19800 | 900 | 22 | 16.2 | 16000 | 1202 | 3.9 | 3.6 | Non Federally-Regulated | 02/07/2019 |  | 05/28/2019
Waterfurnace International, Inc. | VERSATEC BASE SERIES | UBV/UBH018**2*1 |  | Water-Source | WBAHP: Heat Pump Packaged Unit | Heat Pump | 265 | 1 |  |  |  | Single-Speed |  |  |  | 17300 | 1218 | 14.2 | 11.2 | 19000 | 1237 | 4.5 | 4.2 | Federally-Regulated Commercial & Industrial Equipment | 02/07/2019 |  | 05/28/2019
Waterfurnace International, Inc. | VERSATEC BASE SERIES | UBV/UBH024**0*0 |  | Ground-Source | WBAHP: Heat Pump Packaged Unit | Heat Pump | 208 | 1 |  |  |  | Single-Speed |  |  |  | 24500 | 1655 | 14.8 | 13.4 | 17000 | 1509 | 3.3 | 3.1 | Non Federally-Regulated | 02/07/2019 |  | 05/28/2019
Waterfurnace International, Inc. | VERSATEC BASE SERIES | UBV/UBH024**0*0 |  | Ground-Water-Source | WBAHP: Heat Pump Packaged Unit | Heat Pump | 208 | 1 |  |  |  | Single-Speed |  |  |  | 27000 | 1363 | 19.8 | 16.2 | 22600 | 1655 | 4 | 3.6 | Non Federally-Regulated | 02/07/2019 |  | 05/28/2019
Waterfurnace International, Inc. | VERSATEC BASE SERIES | UBV/UBH024**0*0 |  | Water-Source | WBAHP: Heat Pump Packaged Unit | Heat Pump | 208 | 1 |  |  |  | Single-Speed |  |  |  | 22900 | 1761 | 13 | 11.2 | 26000 | 1693 | 4.5 | 4.2 | Federally-Regulated Commercial & Industrial Equipment | 02/07/2019 |  | 05/28/2019
Waterfurnace International, Inc. | VERSATEC BASE SERIES | UBV/UBH024**2*0 |  | Ground-Source | WBAHP: Heat Pump Packaged Unit | Heat Pump | 265 | 1 |  |  |  | Single-Speed |  |  |  | 24500 | 1655 | 14.8 | 13.4 | 17000 | 1509 | 3.3 | 3.1 | Non Federally-Regulated | 02/07/2019 |  | 05/28/2019
Waterfurnace International, Inc. | VERSATEC BASE SERIES | UBV/UBH024**2*0 |  | Ground-Water-Source | WBAHP: Heat Pump Packaged Unit | Heat Pump | 265 | 1 |  |  |  | Single-Speed |  |  |  | 27000 | 1363 | 19.8 | 16.2 | 22600 | 1655 | 4 | 3.6 | Non Federally-Regulated | 02/07/2019 |  | 05/28/2019
Waterfurnace International, Inc. | VERSATEC BASE SERIES | UBV/UBH024**2*0 |  | Water-Source | WBAHP: Heat Pump Packaged Unit | Heat Pump | 265 | 1 |  |  |  | Single-Speed |  |  |  | 22900 | 1761 | 13 | 11.2 | 26000 | 1693 | 4.5 | 4.2 | Federally-Regulated Commercial & Industrial Equipment | 02/07/2019 |  | 05/28/2019
Waterfurnace International, Inc. | VERSATEC BASE SERIES | UBV/UBH018**0*1 |  | Ground-Source | WBAHP: Heat Pump Packaged Unit | Heat Pump | 208 | 1 |  |  |  | Single-Speed |  |  |  | 18000 | 1111 | 16.2 | 13.4 | 12600 | 1119 | 3.3 | 3.1 | Non Federally-Regulated | 02/07/2019 |  | 05/28/2019
Waterfurnace International, Inc. | VERSATEC BASE SERIES | UBV/UBH024**3*0 |  | Ground-Source | WBAHP: Heat Pump Packaged Unit | Heat Pump | 208 | 3 |  |  |  | Single-Speed |  |  |  | 24500 | 1655 | 14.8 | 13.4 | 17000 | 1509 | 3.3 | 3.1 | Non Federally-Regulated | 02/07/2019 |  | 05/28/2019
Waterfurnace International, Inc. | VERSATEC BASE SERIES | UBV/UBH018**0*1 |  | Ground-Water-Source | WBAHP: Heat Pump Packaged Unit | Heat Pump | 208 | 1 |  |  |  | Single-Speed |  |  |  | 19800 | 900 | 22 | 16.2 | 16000 | 1202 | 3.9 | 3.6 | Non Federally-Regulated | 02/07/2019 |  | 05/28/2019
Waterfurnace International, Inc. | VERSATEC BASE SERIES | UBV/UBH024**3*0 |  | Ground-Water-Source | WBAHP: Heat Pump Packaged Unit | Heat Pump | 208 | 3 |  |  |  | Single-Speed |  |  |  | 27000 | 1363 | 19.8 | 16.2 | 22600 | 1655 | 4 | 3.6 | Non Federally-Regulated | 02/07/2019 |  | 05/28/2019
Waterfurnace International, Inc. | VERSATEC BASE SERIES | UBV/UBH024**3*0 |  | Water-Source | WBAHP: Heat Pump Packaged Unit | Heat Pump | 208 | 3 |  |  |  | Single-Speed |  |  |  | 22900 | 1761 | 13 | 11.2 | 26000 | 1693 | 4.5 | 4.2 | Federally-Regulated Commercial & Industrial Equipment | 02/07/2019 |  | 05/28/2019
Waterfurnace International, Inc. | VERSATEC BASE SERIES | UBV/UBH024**0*1 |  | Ground-Source | WBAHP: Heat Pump Packaged Unit | Heat Pump | 208 | 1 |  |  |  | Single-Speed |  |  |  | 24500 | 1570 | 15.6 | 13.4 | 17000 | 1423 | 3.5 | 3.1 | Non Federally-Regulated | 02/07/2019 |  | 05/28/2019
Waterfurnace International, Inc. | VERSATEC BASE SERIES | UBV/UBH018**0*1 |  | Water-Source | WBAHP: Heat Pump Packaged Unit | Heat Pump | 208 | 1 |  |  |  | Single-Speed |  |  |  | 17300 | 1218 | 14.2 | 11.2 | 19000 | 1237 | 4.5 | 4.2 | Federally-Regulated Commercial & Industrial Equipment | 02/07/2019 |  | 05/28/2019
Waterfurnace International, Inc. | VERSATEC BASE SERIES | UBV/UBH024**0*1 |  | Ground-Water-Source | WBAHP: Heat Pump Packaged Unit | Heat Pump | 208 | 1 |  |  |  | Single-Speed |  |  |  | 27000 | 1298 | 20.8 | 16.2 | 22600 | 1577 | 4.2 | 3.6 | Non Federally-Regulated | 02/07/2019 |  | 05/28/2019
Waterfurnace International, Inc. | VERSATEC BASE SERIES | UBV/UBH024**0*1 |  | Water-Source | WBAHP: Heat Pump Packaged Unit | Heat Pump | 208 | 1 |  |  |  | Single-Speed |  |  |  | 22900 | 1683 | 13.6 | 11.2 | 26000 | 1621 | 4.7 | 4.2 | Federally-Regulated Commercial & Industrial Equipment | 02/07/2019 |  | 05/28/2019
Waterfurnace International, Inc. | VERSATEC BASE SERIES | UBV/UBH024**3*1 |  | Ground-Source | WBAHP: Heat Pump Packaged Unit | Heat Pump | 208 | 3 |  |  |  | Single-Speed |  |  |  | 24500 | 1570 | 15.6 | 13.4 | 17000 | 1423 | 3.5 | 3.1 | Non Federally-Regulated | 02/07/2019 |  | 05/28/2019
Waterfurnace International, Inc. | VERSATEC BASE SERIES | UBV/UBH024**2*1 |  | Ground-Source | WBAHP: Heat Pump Packaged Unit | Heat Pump | 265 | 1 |  |  |  | Single-Speed |  |  |  | 24500 | 1570 | 15.6 | 13.4 | 17000 | 1423 | 3.5 | 3.1 | Non Federally-Regulated | 02/07/2019 |  | 05/28/2019
Waterfurnace International, Inc. | VERSATEC BASE SERIES | UBV/UBH024**3*1 |  | Ground-Water-Source | WBAHP: Heat Pump Packaged Unit | Heat Pump | 208 | 3 |  |  |  | Single-Speed |  |  |  | 27000 | 1298 | 20.8 | 16.2 | 22600 | 1577 | 4.2 | 3.6 | Non Federally-Regulated | 02/07/2019 |  | 05/28/2019
Waterfurnace International, Inc. | VERSATEC BASE SERIES | UBV/UBH024**2*1 |  | Ground-Water-Source | WBAHP: Heat Pump Packaged Unit | Heat Pump | 265 | 1 |  |  |  | Single-Speed |  |  |  | 27000 | 1298 | 20.8 | 16.2 | 22600 | 1577 | 4.2 | 3.6 | Non Federally-Regulated | 02/07/2019 |  | 05/28/2019
Waterfurnace International, Inc. | VERSATEC BASE SERIES | UBV/UBH024**3*1 |  | Water-Source | WBAHP: Heat Pump Packaged Unit | Heat Pump | 208 | 3 |  |  |  | Single-Speed |  |  |  | 22900 | 1683 | 13.6 | 11.2 | 26000 | 1621 | 4.7 | 4.2 | Federally-Regulated Commercial & Industrial Equipment | 02/07/2019 |  | 05/28/2019
Waterfurnace International, Inc. | VERSATEC BASE SERIES | UBV/UBH024**2*1 |  | Water-Source | WBAHP: Heat Pump Packaged Unit | Heat Pump | 265 | 1 |  |  |  | Single-Speed |  |  |  | 22900 | 1683 | 13.6 | 11.2 | 26000 | 1621 | 4.7 | 4.2 | Federally-Regulated Commercial & Industrial Equipment | 02/07/2019 |  | 05/28/2019
Waterfurnace International, Inc. | VERSATEC BASE SERIES | UBV/UBH024**4*1 |  | Ground-Source | WBAHP: Heat Pump Packaged Unit | Heat Pump | 460 | 3 |  |  |  | Single-Speed |  |  |  | 24500 | 1570 | 15.6 | 13.4 | 17000 | 1423 | 3.5 | 3.1 | Non Federally-Regulated | 02/07/2019 |  | 05/28/2019
Waterfurnace International, Inc. | VERSATEC BASE SERIES | UBV/UBH024**4*1 |  | Ground-Water-Source | WBAHP: Heat Pump Packaged Unit | Heat Pump | 460 | 3 |  |  |  | Single-Speed |  |  |  | 27000 | 1298 | 20.8 | 16.2 | 22600 | 1577 | 4.2 | 3.6 | Non Federally-Regulated | 02/07/2019 |  | 05/28/2019
Waterfurnace International, Inc. | VERSATEC BASE SERIES | UBV/UBH024**4*1 |  | Water-Source | WBAHP: Heat Pump Packaged Unit | Heat Pump | 460 | 3 |  |  |  | Single-Speed |  |  |  | 22900 | 1683 | 13.6 | 11.2 | 26000 | 1621 | 4.7 | 4.2 | Federally-Regulated Commercial & Industrial Equipment | 02/07/2019 |  | 05/28/2019
Waterfurnace International, Inc. | VERSATEC BASE SERIES | UBV/UBH024**4*0 |  | Ground-Source | WBAHP: Heat Pump Packaged Unit | Heat Pump | 460 | 3 |  |  |  | Single-Speed |  |  |  | 24500 | 1655 | 14.8 | 13.4 | 17000 | 1509 | 3.3 | 3.1 | Non Federally-Regulated | 02/07/2019 |  | 05/28/2019
Waterfurnace International, Inc. | VERSATEC BASE SERIES | UBV/UBH024**4*0 |  | Ground-Water-Source | WBAHP: Heat Pump Packaged Unit | Heat Pump | 460 | 3 |  |  |  | Single-Speed |  |  |  | 27000 | 1363 | 19.8 | 16.2 | 22600 | 1655 | 4 | 3.6 | Non Federally-Regulated | 02/07/2019 |  | 05/28/2019
Waterfurnace International, Inc. | VERSATEC BASE SERIES | UBV/UBH024**4*0 |  | Water-Source | WBAHP: Heat Pump Packaged Unit | Heat Pump | 460 | 3 |  |  |  | Single-Speed |  |  |  | 22900 | 1761 | 13 | 11.2 | 26000 | 1693 | 4.5 | 4.2 | Federally-Regulated Commercial & Industrial Equipment | 02/07/2019 |  | 05/28/2019
Waterfurnace International, Inc. | VERSATEC BASE SERIES | UBV/UBH024**2*4 |  | Ground-Source | WBAHP: Heat Pump Packaged Unit | Heat Pump | 265 | 1 |  |  |  | Single-Speed |  |  |  | 24500 | 1570 | 15.6 | 13.4 | 17000 | 1423 | 3.5 | 3.1 | Non Federally-Regulated | 02/07/2019 |  | 05/28/2019
Waterfurnace International, Inc. | VERSATEC BASE SERIES | UBV/UBH024**0*4 |  | Ground-Source | WBAHP: Heat Pump Packaged Unit | Heat Pump | 208 | 1 |  |  |  | Single-Speed |  |  |  | 24500 | 1570 | 15.6 | 13.4 | 17000 | 1423 | 3.5 | 3.1 | Non Federally-Regulated | 02/07/2019 |  | 05/28/2019
Waterfurnace International, Inc. | VERSATEC BASE SERIES | UBV/UBH024**2*4 |  | Ground-Water-Source | WBAHP: Heat Pump Packaged Unit | Heat Pump | 265 | 1 |  |  |  | Single-Speed |  |  |  | 27000 | 1298 | 20.8 | 16.2 | 22600 | 1577 | 4.2 | 3.6 | Non Federally-Regulated | 02/07/2019 |  | 05/28/2019
Waterfurnace International, Inc. | VERSATEC BASE SERIES | UBV/UBH024**0*4 |  | Ground-Water-Source | WBAHP: Heat Pump Packaged Unit | Heat Pump | 208 | 1 |  |  |  | Single-Speed |  |  |  | 27000 | 1298 | 20.8 | 16.2 | 22600 | 1577 | 4.2 | 3.6 | Non Federally-Regulated | 02/07/2019 |  | 05/28/2019
Waterfurnace International, Inc. | VERSATEC BASE SERIES | UBV/UBH024**2*4 |  | Water-Source | WBAHP: Heat Pump Packaged Unit | Heat Pump | 265 | 1 |  |  |  | Single-Speed |  |  |  | 22900 | 1683 | 13.6 | 11.2 | 26000 | 1621 | 4.7 | 4.2 | Federally-Regulated Commercial & Industrial Equipment | 02/07/2019 |  | 05/28/2019
Waterfurnace International, Inc. | VERSATEC BASE SERIES | UBV/UBH024**0*4 |  | Water-Source | WBAHP: Heat Pump Packaged Unit | Heat Pump | 208 | 1 |  |  |  | Single-Speed |  |  |  | 22900 | 1683 | 13.6 | 11.2 | 26000 | 1621 | 4.7 | 4.2 | Federally-Regulated Commercial & Industrial Equipment | 02/07/2019 |  | 05/28/2019
Waterfurnace International, Inc. | VERSATEC BASE SERIES | UBV/UBH030**2*0 |  | Ground-Source | WBAHP: Heat Pump Packaged Unit | Heat Pump | 265 | 1 |  |  |  | Single-Speed |  |  |  | 30000 | 1875 | 16 | 13.4 | 21000 | 1865 | 3.3 | 3.1 | Non Federally-Regulated | 02/07/2019 |  | 05/28/2019
Waterfurnace International, Inc. | VERSATEC BASE SERIES | UBV/UBH030**2*0 |  | Ground-Water-Source | WBAHP: Heat Pump Packaged Unit | Heat Pump | 265 | 1 |  |  |  | Single-Speed |  |  |  | 33500 | 1595 | 21 | 16.2 | 28000 | 2051 | 4 | 3.6 | Non Federally-Regulated | 02/07/2019 |  | 05/28/2019
Waterfurnace International, Inc. | VERSATEC BASE SERIES | UBV/UBH030**2*0 |  | Water-Source | WBAHP: Heat Pump Packaged Unit | Heat Pump | 265 | 1 |  |  |  | Single-Speed |  |  |  | 28400 | 2057 | 13.8 | 11.2 | 34000 | 2214 | 4.5 | 4.2 | Federally-Regulated Commercial & Industrial Equipment | 02/07/2019 |  | 05/28/2019
Waterfurnace International, Inc. | VERSATEC BASE SERIES | UBV/UBH024**4*4 |  | Ground-Source | WBAHP: Heat Pump Packaged Unit | Heat Pump | 460 | 3 |  |  |  | Single-Speed |  |  |  | 24500 | 1570 | 15.6 | 13.4 | 17000 | 1423 | 3.5 | 3.1 | Non Federally-Regulated | 02/07/2019 |  | 05/28/2019
Waterfurnace International, Inc. | VERSATEC BASE SERIES | UBV/UBH024**3*4 |  | Ground-Source | WBAHP: Heat Pump Packaged Unit | Heat Pump | 208 | 3 |  |  |  | Single-Speed |  |  |  | 24500 | 1570 | 15.6 | 13.4 | 17000 | 1423 | 3.5 | 3.1 | Non Federally-Regulated | 02/07/2019 |  | 05/28/2019
Waterfurnace International, Inc. | VERSATEC BASE SERIES | UBV/UBH024**4*4 |  | Ground-Water-Source | WBAHP: Heat Pump Packaged Unit | Heat Pump | 460 | 3 |  |  |  | Single-Speed |  |  |  | 27000 | 1298 | 20.8 | 16.2 | 22600 | 1577 | 4.2 | 3.6 | Non Federally-Regulated | 02/07/2019 |  | 05/28/2019
Waterfurnace International, Inc. | VERSATEC BASE SERIES | UBV/UBH030**0*0 |  | Ground-Source | WBAHP: Heat Pump Packaged Unit | Heat Pump | 208 | 1 |  |  |  | Single-Speed |  |  |  | 30000 | 1875 | 16 | 13.4 | 21000 | 1865 | 3.3 | 3.1 | Non Federally-Regulated | 02/07/2019 |  | 05/28/2019
Waterfurnace International, Inc. | VERSATEC BASE SERIES | UBV/UBH024**4*4 |  | Water-Source | WBAHP: Heat Pump Packaged Unit | Heat Pump | 460 | 3 |  |  |  | Single-Speed |  |  |  | 22900 | 1683 | 13.6 | 11.2 | 26000 | 1621 | 4.7 | 4.2 | Federally-Regulated Commercial & Industrial Equipment | 02/07/2019 |  | 05/28/2019
Waterfurnace International, Inc. | VERSATEC BASE SERIES | UBV/UBH024**3*4 |  | Ground-Water-Source | WBAHP: Heat Pump Packaged Unit | Heat Pump | 208 | 3 |  |  |  | Single-Speed |  |  |  | 27000 | 1298 | 20.8 | 16.2 | 22600 | 1577 | 4.2 | 3.6 | Non Federally-Regulated | 02/07/2019 |  | 05/28/2019
Waterfurnace International, Inc. | VERSATEC BASE SERIES | UBV/UBH030**3*0 |  | Ground-Source | WBAHP: Heat Pump Packaged Unit | Heat Pump | 208 | 3 |  |  |  | Single-Speed |  |  |  | 30000 | 1875 | 16 | 13.4 | 21000 | 1865 | 3.3 | 3.1 | Non Federally-Regulated | 02/07/2019 |  | 05/28/2019
Waterfurnace International, Inc. | VERSATEC BASE SERIES | UBV/UBH030**0*0 |  | Ground-Water-Source | WBAHP: Heat Pump Packaged Unit | Heat Pump | 208 | 1 |  |  |  | Single-Speed |  |  |  | 33500 | 1595 | 21 | 16.2 | 28000 | 2051 | 4 | 3.6 | Non Federally-Regulated | 02/07/2019 |  | 05/28/2019
Waterfurnace International, Inc. | VERSATEC BASE SERIES | UBV/UBH030**3*0 |  | Ground-Water-Source | WBAHP: Heat Pump Packaged Unit | Heat Pump | 208 | 3 |  |  |  | Single-Speed |  |  |  | 33500 | 1595 | 21 | 16.2 | 28000 | 2051 | 4 | 3.6 | Non Federally-Regulated | 02/07/2019 |  | 05/28/2019
Waterfurnace International, Inc. | VERSATEC BASE SERIES | UBV/UBH030**0*0 |  | Water-Source | WBAHP: Heat Pump Packaged Unit | Heat Pump | 208 | 1 |  |  |  | Single-Speed |  |  |  | 28400 | 2057 | 13.8 | 11.2 | 34000 | 2214 | 4.5 | 4.2 | Federally-Regulated Commercial & Industrial Equipment | 02/07/2019 |  | 05/28/2019
Waterfurnace International, Inc. | VERSATEC BASE SERIES | UBV/UBH024**3*4 |  | Water-Source | WBAHP: Heat Pump Packaged Unit | Heat Pump | 208 | 3 |  |  |  | Single-Speed |  |  |  | 22900 | 1683 | 13.6 | 11.2 | 26000 | 1621 | 4.7 | 4.2 | Federally-Regulated Commercial & Industrial Equipment | 02/07/2019 |  | 05/28/2019
Waterfurnace International, Inc. | VERSATEC BASE SERIES | UBV/UBH030**3*0 |  | Water-Source | WBAHP: Heat Pump Packaged Unit | Heat Pump | 208 | 3 |  |  |  | Single-Speed |  |  |  | 28400 | 2057 | 13.8 | 11.2 | 34000 | 2214 | 4.5 | 4.2 | Federally-Regulated Commercial & Industrial Equipment | 02/07/2019 |  | 05/28/2019
Waterfurnace International, Inc. | VERSATEC BASE SERIES | UBV/UBH030**4*0 |  | Ground-Source | WBAHP: Heat Pump Packaged Unit | Heat Pump | 460 | 3 |  |  |  | Single-Speed |  |  |  | 30000 | 1875 | 16 | 13.4 | 21000 | 1865 | 3.3 | 3.1 | Non Federally-Regulated | 02/07/2019 |  | 05/28/2019
Waterfurnace International, Inc. | VERSATEC BASE SERIES | UBV/UBH030**4*0 |  | Ground-Water-Source | WBAHP: Heat Pump Packaged Unit | Heat Pump | 460 | 3 |  |  |  | Single-Speed |  |  |  | 33500 | 1595 | 21 | 16.2 | 28000 | 2051 | 4 | 3.6 | Non Federally-Regulated | 02/07/2019 |  | 05/28/2019
Waterfurnace International, Inc. | VERSATEC BASE SERIES | UBV/UBH030**4*0 |  | Water-Source | WBAHP: Heat Pump Packaged Unit | Heat Pump | 460 | 3 |  |  |  | Single-Speed |  |  |  | 28400 | 2057 | 13.8 | 11.2 | 34000 | 2214 | 4.5 | 4.2 | Federally-Regulated Commercial & Industrial Equipment | 02/07/2019 |  | 05/28/2019
Waterfurnace International, Inc. | VERSATEC BASE SERIES | UBV/UBH030**2*1 |  | Ground-Source | WBAHP: Heat Pump Packaged Unit | Heat Pump | 265 | 1 |  |  |  | Single-Speed |  |  |  | 30000 | 1764 | 17 | 13.4 | 21000 | 1758 | 3.5 | 3.1 | Non Federally-Regulated | 02/07/2019 |  | 05/28/2019
Waterfurnace International, Inc. | VERSATEC BASE SERIES | UBV/UBH030**0*1 |  | Ground-Source | WBAHP: Heat Pump Packaged Unit | Heat Pump | 208 | 1 |  |  |  | Single-Speed |  |  |  | 30000 | 1764 | 17 | 13.4 | 21000 | 1758 | 3.5 | 3.1 | Non Federally-Regulated | 02/07/2019 |  | 05/28/2019
Waterfurnace International, Inc. | VERSATEC BASE SERIES | UBV/UBH030**2*1 |  | Ground-Water-Source | WBAHP: Heat Pump Packaged Unit | Heat Pump | 265 | 1 |  |  |  | Single-Speed |  |  |  | 33500 | 1488 | 22.5 | 16.2 | 28000 | 1953 | 4.2 | 3.6 | Non Federally-Regulated | 02/07/2019 |  | 05/28/2019
Waterfurnace International, Inc. | VERSATEC BASE SERIES | UBV/UBH030**2*1 |  | Water-Source | WBAHP: Heat Pump Packaged Unit | Heat Pump | 265 | 1 |  |  |  | Single-Speed |  |  |  | 28400 | 1931 | 14.7 | 11.2 | 34000 | 2120 | 4.7 | 4.2 | Federally-Regulated Commercial & Industrial Equipment | 02/07/2019 |  | 05/28/2019
Waterfurnace International, Inc. | VERSATEC BASE SERIES | UBV/UBH030**0*1 |  | Ground-Water-Source | WBAHP: Heat Pump Packaged Unit | Heat Pump | 208 | 1 |  |  |  | Single-Speed |  |  |  | 33500 | 1488 | 22.5 | 16.2 | 28000 | 1953 | 4.2 | 3.6 | Non Federally-Regulated | 02/07/2019 |  | 05/28/2019
Waterfurnace International, Inc. | VERSATEC BASE SERIES | UBV/UBH030**0*1 |  | Water-Source | WBAHP: Heat Pump Packaged Unit | Heat Pump | 208 | 1 |  |  |  | Single-Speed |  |  |  | 28400 | 1931 | 14.7 | 11.2 | 34000 | 2120 | 4.7 | 4.2 | Federally-Regulated Commercial & Industrial Equipment | 02/07/2019 |  | 05/28/2019
Waterfurnace International, Inc. | VERSATEC BASE SERIES | UBV/UBH030**3*1 |  | Ground-Source | WBAHP: Heat Pump Packaged Unit | Heat Pump | 208 | 3 |  |  |  | Single-Speed |  |  |  | 30000 | 1764 | 17 | 13.4 | 21000 | 1758 | 3.5 | 3.1 | Non Federally-Regulated | 02/07/2019 |  | 05/28/2019
Waterfurnace International, Inc. | VERSATEC BASE SERIES | UBV/UBH030**3*1 |  | Ground-Water-Source | WBAHP: Heat Pump Packaged Unit | Heat Pump | 208 | 3 |  |  |  | Single-Speed |  |  |  | 33500 | 1488 | 22.5 | 16.2 | 28000 | 1953 | 4.2 | 3.6 | Non Federally-Regulated | 02/07/2019 |  | 05/28/2019
Waterfurnace International, Inc. | VERSATEC BASE SERIES | UBV/UBH030**3*1 |  | Water-Source | WBAHP: Heat Pump Packaged Unit | Heat Pump | 208 | 3 |  |  |  | Single-Speed |  |  |  | 28400 | 1931 | 14.7 | 11.2 | 34000 | 2120 | 4.7 | 4.2 | Federally-Regulated Commercial & Industrial Equipment | 02/07/2019 |  | 05/28/2019
Waterfurnace International, Inc. | VERSATEC BASE SERIES | UBV/UBH030**0*4 |  | Ground-Source | WBAHP: Heat Pump Packaged Unit | Heat Pump | 208 | 1 |  |  |  | Single-Speed |  |  |  | 30000 | 1764 | 17 | 13.4 | 21000 | 1758 | 3.5 | 3.1 | Non Federally-Regulated | 02/07/2019 |  | 05/28/2019
Waterfurnace International, Inc. | VERSATEC BASE SERIES | UBV/UBH030**2*4 |  | Ground-Source | WBAHP: Heat Pump Packaged Unit | Heat Pump | 265 | 1 |  |  |  | Single-Speed |  |  |  | 30000 | 1764 | 17 | 13.4 | 21000 | 1758 | 3.5 | 3.1 | Non Federally-Regulated | 02/07/2019 |  | 05/28/2019
Waterfurnace International, Inc. | VERSATEC BASE SERIES | UBV/UBH030**2*4 |  | Ground-Water-Source | WBAHP: Heat Pump Packaged Unit | Heat Pump | 265 | 1 |  |  |  | Single-Speed |  |  |  | 33500 | 1488 | 22.5 | 16.2 | 28000 | 1953 | 4.2 | 3.6 | Non Federally-Regulated | 02/07/2019 |  | 05/28/2019
Waterfurnace International, Inc. | VERSATEC BASE SERIES | UBV/UBH030**0*4 |  | Ground-Water-Source | WBAHP: Heat Pump Packaged Unit | Heat Pump | 208 | 1 |  |  |  | Single-Speed |  |  |  | 33500 | 1488 | 22.5 | 16.2 | 28000 | 1953 | 4.2 | 3.6 | Non Federally-Regulated | 02/07/2019 |  | 05/28/2019
Waterfurnace International, Inc. | VERSATEC BASE SERIES | UBV/UBH030**2*4 |  | Water-Source | WBAHP: Heat Pump Packaged Unit | Heat Pump | 265 | 1 |  |  |  | Single-Speed |  |  |  | 28400 | 1931 | 14.7 | 11.2 | 34000 | 2120 | 4.7 | 4.2 | Federally-Regulated Commercial & Industrial Equipment | 02/07/2019 |  | 05/28/2019
Waterfurnace International, Inc. | VERSATEC BASE SERIES | UBV/UBH030**0*4 |  | Water-Source | WBAHP: Heat Pump Packaged Unit | Heat Pump | 208 | 1 |  |  |  | Single-Speed |  |  |  | 28400 | 1931 | 14.7 | 11.2 | 34000 | 2120 | 4.7 | 4.2 | Federally-Regulated Commercial & Industrial Equipment | 02/07/2019 |  | 05/28/2019
Waterfurnace International, Inc. | VERSATEC BASE SERIES | UBV/UBH030**3*4 |  | Ground-Source | WBAHP: Heat Pump Packaged Unit | Heat Pump | 208 | 3 |  |  |  | Single-Speed |  |  |  | 30000 | 1764 | 17 | 13.4 | 21000 | 1758 | 3.5 | 3.1 | Non Federally-Regulated | 02/07/2019 |  | 05/28/2019
Waterfurnace International, Inc. | VERSATEC BASE SERIES | UBV/UBH036**2*0 |  | Ground-Source | WBAHP: Heat Pump Packaged Unit | Heat Pump | 265 | 1 |  |  |  | Single-Speed |  |  |  | 36000 | 2208 | 16.3 | 13.4 | 26000 | 2309 | 3.3 | 3.1 | Non Federally-Regulated | 02/07/2019 |  | 05/28/2019
Waterfurnace International, Inc. | VERSATEC BASE SERIES | UBV/UBH036**0*0 |  | Ground-Source | WBAHP: Heat Pump Packaged Unit | Heat Pump | 208 | 1 |  |  |  | Single-Speed |  |  |  | 36000 | 2208 | 16.3 | 13.4 | 26000 | 2309 | 3.3 | 3.1 | Non Federally-Regulated | 02/07/2019 |  | 05/28/2019
Waterfurnace International, Inc. | VERSATEC BASE SERIES | UBV/UBH036**2*0 |  | Ground-Water-Source | WBAHP: Heat Pump Packaged Unit | Heat Pump | 265 | 1 |  |  |  | Single-Speed |  |  |  | 40000 | 1818 | 22 | 16.2 | 35600 | 2484 | 4.2 | 3.6 | Non Federally-Regulated | 02/07/2019 |  | 05/28/2019
Waterfurnace International, Inc. | VERSATEC BASE SERIES | UBV/UBH036**3*0 |  | Ground-Source | WBAHP: Heat Pump Packaged Unit | Heat Pump | 208 | 3 |  |  |  | Single-Speed |  |  |  | 36000 | 2208 | 16.3 | 13.4 | 26000 | 2309 | 3.3 | 3.1 | Non Federally-Regulated | 02/07/2019 |  | 05/28/2019
Waterfurnace International, Inc. | VERSATEC BASE SERIES | UBV/UBH036**2*0 |  | Water-Source | WBAHP: Heat Pump Packaged Unit | Heat Pump | 265 | 1 |  |  |  | Single-Speed |  |  |  | 34500 | 2464 | 14 | 11.2 | 43800 | 2731 | 4.7 | 4.2 | Federally-Regulated Commercial & Industrial Equipment | 02/07/2019 |  | 05/28/2019
Waterfurnace International, Inc. | VERSATEC BASE SERIES | UBV/UBH036**0*0 |  | Ground-Water-Source | WBAHP: Heat Pump Packaged Unit | Heat Pump | 208 | 1 |  |  |  | Single-Speed |  |  |  | 40000 | 1818 | 22 | 16.2 | 35600 | 2484 | 4.2 | 3.6 | Non Federally-Regulated | 02/07/2019 |  | 05/28/2019
Waterfurnace International, Inc. | VERSATEC BASE SERIES | UBV/UBH030**3*4 |  | Ground-Water-Source | WBAHP: Heat Pump Packaged Unit | Heat Pump | 208 | 3 |  |  |  | Single-Speed |  |  |  | 33500 | 1488 | 22.5 | 16.2 | 28000 | 1953 | 4.2 | 3.6 | Non Federally-Regulated | 02/07/2019 |  | 05/28/2019
Waterfurnace International, Inc. | VERSATEC BASE SERIES | UBV/UBH030**4*4 |  | Ground-Source | WBAHP: Heat Pump Packaged Unit | Heat Pump | 460 | 3 |  |  |  | Single-Speed |  |  |  | 30000 | 1764 | 17 | 13.4 | 21000 | 1758 | 3.5 | 3.1 | Non Federally-Regulated | 02/07/2019 |  | 05/28/2019
Waterfurnace International, Inc. | VERSATEC BASE SERIES | UBV/UBH036**3*0 |  | Ground-Water-Source | WBAHP: Heat Pump Packaged Unit | Heat Pump | 208 | 3 |  |  |  | Single-Speed |  |  |  | 40000 | 1818 | 22 | 16.2 | 35600 | 2484 | 4.2 | 3.6 | Non Federally-Regulated | 02/07/2019 |  | 05/28/2019
Waterfurnace International, Inc. | VERSATEC BASE SERIES | UBV/UBH036**0*0 |  | Water-Source | WBAHP: Heat Pump Packaged Unit | Heat Pump | 208 | 1 |  |  |  | Single-Speed |  |  |  | 34500 | 2464 | 14 | 11.2 | 43800 | 2731 | 4.7 | 4.2 | Federally-Regulated Commercial & Industrial Equipment | 02/07/2019 |  | 05/28/2019
Waterfurnace International, Inc. | VERSATEC BASE SERIES | UBV/UBH030**4*4 |  | Ground-Water-Source | WBAHP: Heat Pump Packaged Unit | Heat Pump | 460 | 3 |  |  |  | Single-Speed |  |  |  | 33500 | 1488 | 22.5 | 16.2 | 28000 | 1953 | 4.2 | 3.6 | Non Federally-Regulated | 02/07/2019 |  | 05/28/2019
Waterfurnace International, Inc. | VERSATEC BASE SERIES | UBV/UBH030**4*4 |  | Water-Source | WBAHP: Heat Pump Packaged Unit | Heat Pump | 460 | 3 |  |  |  | Single-Speed |  |  |  | 28400 | 1931 | 14.7 | 11.2 | 34000 | 2120 | 4.7 | 4.2 | Federally-Regulated Commercial & Industrial Equipment | 02/07/2019 |  | 05/28/2019
Waterfurnace International, Inc. | VERSATEC BASE SERIES | UBV/UBH030**4*1 |  | Ground-Source | WBAHP: Heat Pump Packaged Unit | Heat Pump | 460 | 3 |  |  |  | Single-Speed |  |  |  | 30000 | 1764 | 17 | 13.4 | 21000 | 1758 | 3.5 | 3.1 | Non Federally-Regulated | 02/07/2019 |  | 05/28/2019
Waterfurnace International, Inc. | VERSATEC BASE SERIES | UBV/UBH036**3*0 |  | Water-Source | WBAHP: Heat Pump Packaged Unit | Heat Pump | 208 | 3 |  |  |  | Single-Speed |  |  |  | 34500 | 2464 | 14 | 11.2 | 43800 | 2731 | 4.7 | 4.2 | Federally-Regulated Commercial & Industrial Equipment | 02/07/2019 |  | 05/28/2019
Waterfurnace International, Inc. | VERSATEC BASE SERIES | UBV/UBH030**3*4 |  | Water-Source | WBAHP: Heat Pump Packaged Unit | Heat Pump | 208 | 3 |  |  |  | Single-Speed |  |  |  | 28400 | 1931 | 14.7 | 11.2 | 34000 | 2120 | 4.7 | 4.2 | Federally-Regulated Commercial & Industrial Equipment | 02/07/2019 |  | 05/28/2019
Waterfurnace International, Inc. | VERSATEC BASE SERIES | UBV/UBH036**0*1 |  | Ground-Source | WBAHP: Heat Pump Packaged Unit | Heat Pump | 208 | 1 |  |  |  | Single-Speed |  |  |  | 36000 | 2117 | 17 | 13.4 | 26000 | 2177 | 3.5 | 3.1 | Non Federally-Regulated | 02/07/2019 |  | 05/28/2019
Waterfurnace International, Inc. | VERSATEC BASE SERIES | UBV/UBH030**4*1 |  | Ground-Water-Source | WBAHP: Heat Pump Packaged Unit | Heat Pump | 460 | 3 |  |  |  | Single-Speed |  |  |  | 33500 | 1488 | 22.5 | 16.2 | 28000 | 1953 | 4.2 | 3.6 | Non Federally-Regulated | 02/07/2019 |  | 05/28/2019
Waterfurnace International, Inc. | VERSATEC BASE SERIES | UBV/UBH036**0*1 |  | Ground-Water-Source | WBAHP: Heat Pump Packaged Unit | Heat Pump | 208 | 1 |  |  |  | Single-Speed |  |  |  | 40000 | 1739 | 23 | 16.2 | 35600 | 2371 | 4.4 | 3.6 | Non Federally-Regulated | 02/07/2019 |  | 05/28/2019
Waterfurnace International, Inc. | VERSATEC BASE SERIES | UBV/UBH030**4*1 |  | Water-Source | WBAHP: Heat Pump Packaged Unit | Heat Pump | 460 | 3 |  |  |  | Single-Speed |  |  |  | 28400 | 1931 | 14.7 | 11.2 | 34000 | 2120 | 4.7 | 4.2 | Federally-Regulated Commercial & Industrial Equipment | 02/07/2019 |  | 05/28/2019
Waterfurnace International, Inc. | VERSATEC BASE SERIES | UBV/UBH036**4*0 |  | Ground-Source | WBAHP: Heat Pump Packaged Unit | Heat Pump | 460 | 3 |  |  |  | Single-Speed |  |  |  | 36000 | 2208 | 16.3 | 13.4 | 26000 | 2309 | 3.3 | 3.1 | Non Federally-Regulated | 02/07/2019 |  | 05/28/2019
Waterfurnace International, Inc. | VERSATEC BASE SERIES | UBV/UBH036**0*1 |  | Water-Source | WBAHP: Heat Pump Packaged Unit | Heat Pump | 208 | 1 |  |  |  | Single-Speed |  |  |  | 34500 | 2379 | 14.5 | 11.2 | 43800 | 2619 | 4.9 | 4.2 | Federally-Regulated Commercial & Industrial Equipment | 02/07/2019 |  | 05/28/2019
Waterfurnace International, Inc. | VERSATEC BASE SERIES | UBV/UBH036**4*0 |  | Ground-Water-Source | WBAHP: Heat Pump Packaged Unit | Heat Pump | 460 | 3 |  |  |  | Single-Speed |  |  |  | 40000 | 1818 | 22 | 16.2 | 35600 | 2484 | 4.2 | 3.6 | Non Federally-Regulated | 02/07/2019 |  | 05/28/2019
Waterfurnace International, Inc. | VERSATEC BASE SERIES | UBV/UBH036**4*0 |  | Water-Source | WBAHP: Heat Pump Packaged Unit | Heat Pump | 460 | 3 |  |  |  | Single-Speed |  |  |  | 34500 | 2464 | 14 | 11.2 | 43800 | 2731 | 4.7 | 4.2 | Federally-Regulated Commercial & Industrial Equipment | 02/07/2019 |  | 05/28/2019
Waterfurnace International, Inc. | VERSATEC BASE SERIES | UBV/UBH036**4*1 |  | Ground-Source | WBAHP: Heat Pump Packaged Unit | Heat Pump | 460 | 3 |  |  |  | Single-Speed |  |  |  | 36000 | 2117 | 17 | 13.4 | 26000 | 2177 | 3.5 | 3.1 | Non Federally-Regulated | 02/07/2019 |  | 05/28/2019
Waterfurnace International, Inc. | VERSATEC BASE SERIES | UBV/UBH036**4*1 |  | Ground-Water-Source | WBAHP: Heat Pump Packaged Unit | Heat Pump | 460 | 3 |  |  |  | Single-Speed |  |  |  | 40000 | 1739 | 23 | 16.2 | 35600 | 2371 | 4.4 | 3.6 | Non Federally-Regulated | 02/07/2019 |  | 05/28/2019
Waterfurnace International, Inc. | VERSATEC BASE SERIES | UBV/UBH036**4*1 |  | Water-Source | WBAHP: Heat Pump Packaged Unit | Heat Pump | 460 | 3 |  |  |  | Single-Speed |  |  |  | 34500 | 2379 | 14.5 | 11.2 | 43800 | 2619 | 4.9 | 4.2 | Federally-Regulated Commercial & Industrial Equipment | 02/07/2019 |  | 05/28/2019
Waterfurnace International, Inc. | VERSATEC BASE SERIES | UBV/UBH036**2*1 |  | Ground-Source | WBAHP: Heat Pump Packaged Unit | Heat Pump | 265 | 1 |  |  |  | Single-Speed |  |  |  | 36000 | 2117 | 17 | 13.4 | 26000 | 2177 | 3.5 | 3.1 | Non Federally-Regulated | 02/07/2019 |  | 05/28/2019
Waterfurnace International, Inc. | VERSATEC BASE SERIES | UBV/UBH036**2*1 |  | Ground-Water-Source | WBAHP: Heat Pump Packaged Unit | Heat Pump | 265 | 1 |  |  |  | Single-Speed |  |  |  | 40000 | 1739 | 23 | 16.2 | 35600 | 2371 | 4.4 | 3.6 | Non Federally-Regulated | 02/07/2019 |  | 05/28/2019
Waterfurnace International, Inc. | VERSATEC BASE SERIES | UBV/UBH036**2*1 |  | Water-Source | WBAHP: Heat Pump Packaged Unit | Heat Pump | 265 | 1 |  |  |  | Single-Speed |  |  |  | 34500 | 2379 | 14.5 | 11.2 | 43800 | 2619 | 4.9 | 4.2 | Federally-Regulated Commercial & Industrial Equipment | 02/07/2019 |  | 05/28/2019
Waterfurnace International, Inc. | VERSATEC BASE SERIES | UBV/UBH036**0*4 |  | Ground-Source | WBAHP: Heat Pump Packaged Unit | Heat Pump | 208 | 1 |  |  |  | Single-Speed |  |  |  | 36000 | 2117 | 17 | 13.4 | 26000 | 2177 | 3.5 | 3.1 | Non Federally-Regulated | 02/07/2019 |  | 05/28/2019
Waterfurnace International, Inc. | VERSATEC BASE SERIES | UBV/UBH036**3*1 |  | Ground-Source | WBAHP: Heat Pump Packaged Unit | Heat Pump | 208 | 3 |  |  |  | Single-Speed |  |  |  | 36000 | 2117 | 17 | 13.4 | 26000 | 2177 | 3.5 | 3.1 | Non Federally-Regulated | 02/07/2019 |  | 05/28/2019
Waterfurnace International, Inc. | VERSATEC BASE SERIES | UBV/UBH036**0*4 |  | Ground-Water-Source | WBAHP: Heat Pump Packaged Unit | Heat Pump | 208 | 1 |  |  |  | Single-Speed |  |  |  | 40000 | 1739 | 23 | 16.2 | 35600 | 2371 | 4.4 | 3.6 | Non Federally-Regulated | 02/07/2019 |  | 05/28/2019
Waterfurnace International, Inc. | VERSATEC BASE SERIES | UBV/UBH036**3*1 |  | Ground-Water-Source | WBAHP: Heat Pump Packaged Unit | Heat Pump | 208 | 3 |  |  |  | Single-Speed |  |  |  | 40000 | 1739 | 23 | 16.2 | 35600 | 2371 | 4.4 | 3.6 | Non Federally-Regulated | 02/07/2019 |  | 05/28/2019
Waterfurnace International, Inc. | VERSATEC BASE SERIES | UBV/UBH036**0*4 |  | Water-Source | WBAHP: Heat Pump Packaged Unit | Heat Pump | 208 | 1 |  |  |  | Single-Speed |  |  |  | 34500 | 2379 | 14.5 | 11.2 | 43800 | 2619 | 4.9 | 4.2 | Federally-Regulated Commercial & Industrial Equipment | 02/07/2019 |  | 05/28/2019
Waterfurnace International, Inc. | VERSATEC BASE SERIES | UBV/UBH036**2*4 |  | Ground-Source | WBAHP: Heat Pump Packaged Unit | Heat Pump | 265 | 1 |  |  |  | Single-Speed |  |  |  | 36000 | 2117 | 17 | 13.4 | 26000 | 2177 | 3.5 | 3.1 | Non Federally-Regulated | 02/07/2019 |  | 05/28/2019
Waterfurnace International, Inc. | VERSATEC BASE SERIES | UBV/UBH036**2*4 |  | Ground-Water-Source | WBAHP: Heat Pump Packaged Unit | Heat Pump | 265 | 1 |  |  |  | Single-Speed |  |  |  | 40000 | 1739 | 23 | 16.2 | 35600 | 2371 | 4.4 | 3.6 | Non Federally-Regulated | 02/07/2019 |  | 05/28/2019
Waterfurnace International, Inc. | VERSATEC BASE SERIES | UBV/UBH036**3*1 |  | Water-Source | WBAHP: Heat Pump Packaged Unit | Heat Pump | 208 | 3 |  |  |  | Single-Speed |  |  |  | 34500 | 2379 | 14.5 | 11.2 | 43800 | 2619 | 4.9 | 4.2 | Federally-Regulated Commercial & Industrial Equipment | 02/07/2019 |  | 05/28/2019
Waterfurnace International, Inc. | VERSATEC BASE SERIES | UBV/UBH036**2*4 |  | Water-Source | WBAHP: Heat Pump Packaged Unit | Heat Pump | 265 | 1 |  |  |  | Single-Speed |  |  |  | 34500 | 2379 | 14.5 | 11.2 | 43800 | 2619 | 4.9 | 4.2 | Federally-Regulated Commercial & Industrial Equipment | 02/07/2019 |  | 05/28/2019
Waterfurnace International, Inc. | VERSATEC BASE SERIES | UBV/UBH036**3*4 |  | Ground-Source | WBAHP: Heat Pump Packaged Unit | Heat Pump | 208 | 3 |  |  |  | Single-Speed |  |  |  | 36000 | 2117 | 17 | 13.4 | 26000 | 2177 | 3.5 | 3.1 | Non Federally-Regulated | 02/07/2019 |  | 05/28/2019
Waterfurnace International, Inc. | VERSATEC BASE SERIES | UBV/UBH036**3*4 |  | Ground-Water-Source | WBAHP: Heat Pump Packaged Unit | Heat Pump | 208 | 3 |  |  |  | Single-Speed |  |  |  | 40000 | 1739 | 23 | 16.2 | 35600 | 2371 | 4.4 | 3.6 | Non Federally-Regulated | 02/07/2019 |  | 05/28/2019
Waterfurnace International, Inc. | VERSATEC BASE SERIES | UBV/UBH036**3*4 |  | Water-Source | WBAHP: Heat Pump Packaged Unit | Heat Pump | 208 | 3 |  |  |  | Single-Speed |  |  |  | 34500 | 2379 | 14.5 | 11.2 | 43800 | 2619 | 4.9 | 4.2 | Federally-Regulated Commercial & Industrial Equipment | 02/07/2019 |  | 05/28/2019
Waterfurnace International, Inc. | VERSATEC BASE SERIES | UBV/UBH036**4*4 |  | Ground-Source | WBAHP: Heat Pump Packaged Unit | Heat Pump | 460 | 3 |  |  |  | Single-Speed |  |  |  | 36000 | 2117 | 17 | 13.4 | 26000 | 2177 | 3.5 | 3.1 | Non Federally-Regulated | 02/07/2019 |  | 05/28/2019
Waterfurnace International, Inc. | VERSATEC BASE SERIES | UBV/UBH036**4*4 |  | Ground-Water-Source | WBAHP: Heat Pump Packaged Unit | Heat Pump | 460 | 3 |  |  |  | Single-Speed |  |  |  | 40000 | 1739 | 23 | 16.2 | 35600 | 2371 | 4.4 | 3.6 | Non Federally-Regulated | 02/07/2019 |  | 05/28/2019
Waterfurnace International, Inc. | VERSATEC BASE SERIES | UBV/UBH036**4*4 |  | Water-Source | WBAHP: Heat Pump Packaged Unit | Heat Pump | 460 | 3 |  |  |  | Single-Speed |  |  |  | 34500 | 2379 | 14.5 | 11.2 | 43800 | 2619 | 4.9 | 4.2 | Federally-Regulated Commercial & Industrial Equipment | 02/07/2019 |  | 05/28/2019
Waterfurnace International, Inc. | VERSATEC BASE SERIES | UBV/UBH042**3*0 |  | Ground-Source | WBAHP: Heat Pump Packaged Unit | Heat Pump | 208 | 3 |  |  |  | Single-Speed |  |  |  | 42000 | 2763 | 15.2 | 13.4 | 30500 | 2708 | 3.3 | 3.1 | Non Federally-Regulated | 02/07/2019 |  | 05/28/2019
Waterfurnace International, Inc. | VERSATEC BASE SERIES | UBV/UBH042**0*0 |  | Ground-Source | WBAHP: Heat Pump Packaged Unit | Heat Pump | 208 | 1 |  |  |  | Single-Speed |  |  |  | 42000 | 2763 | 15.2 | 13.4 | 30500 | 2708 | 3.3 | 3.1 | Non Federally-Regulated | 02/07/2019 |  | 05/28/2019
Waterfurnace International, Inc. | VERSATEC BASE SERIES | UBV/UBH042**4*0 |  | Ground-Source | WBAHP: Heat Pump Packaged Unit | Heat Pump | 460 | 3 |  |  |  | Single-Speed |  |  |  | 42000 | 2763 | 15.2 | 13.4 | 30500 | 2708 | 3.3 | 3.1 | Non Federally-Regulated | 02/07/2019 |  | 05/28/2019
Waterfurnace International, Inc. | VERSATEC BASE SERIES | UBV/UBH042**3*0 |  | Ground-Water-Source | WBAHP: Heat Pump Packaged Unit | Heat Pump | 208 | 3 |  |  |  | Single-Speed |  |  |  | 47000 | 2303 | 20.4 | 16.2 | 41400 | 2821 | 4.3 | 3.6 | Non Federally-Regulated | 02/07/2019 |  | 05/28/2019
Waterfurnace International, Inc. | VERSATEC BASE SERIES | UBV/UBH042**4*0 |  | Ground-Water-Source | WBAHP: Heat Pump Packaged Unit | Heat Pump | 460 | 3 |  |  |  | Single-Speed |  |  |  | 47000 | 2303 | 20.4 | 16.2 | 41400 | 2821 | 4.3 | 3.6 | Non Federally-Regulated | 02/07/2019 |  | 05/28/2019
Waterfurnace International, Inc. | VERSATEC BASE SERIES | UBV/UBH042**0*0 |  | Ground-Water-Source | WBAHP: Heat Pump Packaged Unit | Heat Pump | 208 | 1 |  |  |  | Single-Speed |  |  |  | 47000 | 2303 | 20.4 | 16.2 | 41400 | 2821 | 4.3 | 3.6 | Non Federally-Regulated | 02/07/2019 |  | 05/28/2019
Waterfurnace International, Inc. | VERSATEC BASE SERIES | UBV/UBH042**4*0 |  | Water-Source | WBAHP: Heat Pump Packaged Unit | Heat Pump | 460 | 3 |  |  |  | Single-Speed |  |  |  | 39200 | 2969 | 13.2 | 11.2 | 51000 | 3180 | 4.7 | 4.2 | Federally-Regulated Commercial & Industrial Equipment | 02/07/2019 |  | 05/28/2019
Waterfurnace International, Inc. | VERSATEC BASE SERIES | UBV/UBH042**3*0 |  | Water-Source | WBAHP: Heat Pump Packaged Unit | Heat Pump | 208 | 3 |  |  |  | Single-Speed |  |  |  | 39200 | 2969 | 13.2 | 11.2 | 51000 | 3180 | 4.7 | 4.2 | Federally-Regulated Commercial & Industrial Equipment | 02/07/2019 |  | 05/28/2019
Waterfurnace International, Inc. | VERSATEC BASE SERIES | UBV/UBH042**0*0 |  | Water-Source | WBAHP: Heat Pump Packaged Unit | Heat Pump | 208 | 1 |  |  |  | Single-Speed |  |  |  | 39200 | 2969 | 13.2 | 11.2 | 51000 | 3180 | 4.7 | 4.2 | Federally-Regulated Commercial & Industrial Equipment | 02/07/2019 |  | 05/28/2019
Waterfurnace International, Inc. | VERSATEC BASE SERIES | UBV/UBH042**3*1 |  | Ground-Source | WBAHP: Heat Pump Packaged Unit | Heat Pump | 208 | 3 |  |  |  | Single-Speed |  |  |  | 42000 | 2530 | 16.6 | 13.4 | 30500 | 2553 | 3.5 | 3.1 | Non Federally-Regulated | 02/07/2019 |  | 05/28/2019
Waterfurnace International, Inc. | VERSATEC BASE SERIES | UBV/UBH042**3*1 |  | Ground-Water-Source | WBAHP: Heat Pump Packaged Unit | Heat Pump | 208 | 3 |  |  |  | Single-Speed |  |  |  | 47000 | 2136 | 22 | 16.2 | 41400 | 2696 | 4.5 | 3.6 | Non Federally-Regulated | 02/07/2019 |  | 05/28/2019
Waterfurnace International, Inc. | VERSATEC BASE SERIES | UBV/UBH042**3*1 |  | Water-Source | WBAHP: Heat Pump Packaged Unit | Heat Pump | 208 | 3 |  |  |  | Single-Speed |  |  |  | 39200 | 2760 | 14.2 | 11.2 | 51000 | 3050 | 4.9 | 4.2 | Federally-Regulated Commercial & Industrial Equipment | 02/07/2019 |  | 05/28/2019
Waterfurnace International, Inc. | VERSATEC BASE SERIES | UBV/UBH042**0*1 |  | Ground-Source | WBAHP: Heat Pump Packaged Unit | Heat Pump | 208 | 1 |  |  |  | Single-Speed |  |  |  | 42000 | 2530 | 16.6 | 13.4 | 30500 | 2553 | 3.5 | 3.1 | Non Federally-Regulated | 02/07/2019 |  | 05/28/2019
Waterfurnace International, Inc. | VERSATEC BASE SERIES | UBV/UBH042**4*1 |  | Ground-Source | WBAHP: Heat Pump Packaged Unit | Heat Pump | 460 | 3 |  |  |  | Single-Speed |  |  |  | 42000 | 2530 | 16.6 | 13.4 | 30500 | 2553 | 3.5 | 3.1 | Non Federally-Regulated | 02/07/2019 |  | 05/28/2019
Waterfurnace International, Inc. | VERSATEC BASE SERIES | UBV/UBH042**4*1 |  | Ground-Water-Source | WBAHP: Heat Pump Packaged Unit | Heat Pump | 460 | 3 |  |  |  | Single-Speed |  |  |  | 47000 | 2136 | 22 | 16.2 | 41400 | 2696 | 4.5 | 3.6 | Non Federally-Regulated | 02/07/2019 |  | 05/28/2019
Waterfurnace International, Inc. | VERSATEC BASE SERIES | UBV/UBH042**4*1 |  | Water-Source | WBAHP: Heat Pump Packaged Unit | Heat Pump | 460 | 3 |  |  |  | Single-Speed |  |  |  | 39200 | 2760 | 14.2 | 11.2 | 51000 | 3050 | 4.9 | 4.2 | Federally-Regulated Commercial & Industrial Equipment | 02/07/2019 |  | 05/28/2019
Waterfurnace International, Inc. | VERSATEC BASE SERIES | UBV/UBH042**0*1 |  | Ground-Water-Source | WBAHP: Heat Pump Packaged Unit | Heat Pump | 208 | 1 |  |  |  | Single-Speed |  |  |  | 47000 | 2136 | 22 | 16.2 | 41400 | 2696 | 4.5 | 3.6 | Non Federally-Regulated | 02/07/2019 |  | 05/28/2019
Waterfurnace International, Inc. | VERSATEC BASE SERIES | UBV/UBH042**0*1 |  | Water-Source | WBAHP: Heat Pump Packaged Unit | Heat Pump | 208 | 1 |  |  |  | Single-Speed |  |  |  | 39200 | 2760 | 14.2 | 11.2 | 51000 | 3050 | 4.9 | 4.2 | Federally-Regulated Commercial & Industrial Equipment | 02/07/2019 |  | 05/28/2019
Waterfurnace International, Inc. | VERSATEC BASE SERIES | UBV/UBH042**4*4 |  | Ground-Source | WBAHP: Heat Pump Packaged Unit | Heat Pump | 460 | 3 |  |  |  | Single-Speed |  |  |  | 42000 | 2530 | 16.6 | 13.4 | 30500 | 2553 | 3.5 | 3.1 | Non Federally-Regulated | 02/07/2019 |  | 05/28/2019
Waterfurnace International, Inc. | VERSATEC BASE SERIES | UBV/UBH042**3*4 |  | Ground-Source | WBAHP: Heat Pump Packaged Unit | Heat Pump | 208 | 3 |  |  |  | Single-Speed |  |  |  | 42000 | 2530 | 16.6 | 13.4 | 30500 | 2553 | 3.5 | 3.1 | Non Federally-Regulated | 02/07/2019 |  | 05/28/2019
Waterfurnace International, Inc. | VERSATEC BASE SERIES | UBV/UBH042**0*4 |  | Ground-Source | WBAHP: Heat Pump Packaged Unit | Heat Pump | 208 | 1 |  |  |  | Single-Speed |  |  |  | 42000 | 2530 | 16.6 | 13.4 | 30500 | 2553 | 3.5 | 3.1 | Non Federally-Regulated | 02/07/2019 |  | 05/28/2019
Waterfurnace International, Inc. | VERSATEC BASE SERIES | UBV/UBH042**4*4 |  | Ground-Water-Source | WBAHP: Heat Pump Packaged Unit | Heat Pump | 460 | 3 |  |  |  | Single-Speed |  |  |  | 47000 | 2136 | 22 | 16.2 | 41400 | 2696 | 4.5 | 3.6 | Non Federally-Regulated | 02/07/2019 |  | 05/28/2019
Waterfurnace International, Inc. | VERSATEC BASE SERIES | UBV/UBH042**4*4 |  | Water-Source | WBAHP: Heat Pump Packaged Unit | Heat Pump | 460 | 3 |  |  |  | Single-Speed |  |  |  | 39200 | 2760 | 14.2 | 11.2 | 51000 | 3050 | 4.9 | 4.2 | Federally-Regulated Commercial & Industrial Equipment | 02/07/2019 |  | 05/28/2019
Waterfurnace International, Inc. | VERSATEC BASE SERIES | UBV/UBH042**0*4 |  | Ground-Water-Source | WBAHP: Heat Pump Packaged Unit | Heat Pump | 208 | 1 |  |  |  | Single-Speed |  |  |  | 47000 | 2136 | 22 | 16.2 | 41400 | 2696 | 4.5 | 3.6 | Non Federally-Regulated | 02/07/2019 |  | 05/28/2019
Waterfurnace International, Inc. | VERSATEC BASE SERIES | UBV/UBH042**3*4 |  | Ground-Water-Source | WBAHP: Heat Pump Packaged Unit | Heat Pump | 208 | 3 |  |  |  | Single-Speed |  |  |  | 47000 | 2136 | 22 | 16.2 | 41400 | 2696 | 4.5 | 3.6 | Non Federally-Regulated | 02/07/2019 |  | 05/28/2019
Waterfurnace International, Inc. | VERSATEC BASE SERIES | UBV/UBH048**0*0 |  | Ground-Source | WBAHP: Heat Pump Packaged Unit | Heat Pump | 208 | 1 |  |  |  | Single-Speed |  |  |  | 49500 | 3300 | 15 | 13.4 | 36500 | 3241 | 3.3 | 3.1 | Non Federally-Regulated | 02/07/2019 |  | 05/28/2019
Waterfurnace International, Inc. | VERSATEC BASE SERIES | UBV/UBH042**0*4 |  | Water-Source | WBAHP: Heat Pump Packaged Unit | Heat Pump | 208 | 1 |  |  |  | Single-Speed |  |  |  | 39200 | 2760 | 14.2 | 11.2 | 51000 | 3050 | 4.9 | 4.2 | Federally-Regulated Commercial & Industrial Equipment | 02/07/2019 |  | 05/28/2019
Waterfurnace International, Inc. | VERSATEC BASE SERIES | UBV/UBH048**0*0 |  | Ground-Water-Source | WBAHP: Heat Pump Packaged Unit | Heat Pump | 208 | 1 |  |  |  | Single-Speed |  |  |  | 57000 | 2878 | 19.8 | 16.2 | 48000 | 3516 | 4 | 3.6 | Non Federally-Regulated | 02/07/2019 |  | 05/28/2019
Waterfurnace International, Inc. | VERSATEC BASE SERIES | UBV/UBH042**3*4 |  | Water-Source | WBAHP: Heat Pump Packaged Unit | Heat Pump | 208 | 3 |  |  |  | Single-Speed |  |  |  | 39200 | 2760 | 14.2 | 11.2 | 51000 | 3050 | 4.9 | 4.2 | Federally-Regulated Commercial & Industrial Equipment | 02/07/2019 |  | 05/28/2019
Waterfurnace International, Inc. | VERSATEC BASE SERIES | UBV/UBH048**0*0 |  | Water-Source | WBAHP: Heat Pump Packaged Unit | Heat Pump | 208 | 1 |  |  |  | Single-Speed |  |  |  | 47200 | 3630 | 13 | 11.2 | 59000 | 3759 | 4.6 | 4.2 | Federally-Regulated Commercial & Industrial Equipment | 02/07/2019 |  | 05/28/2019
Waterfurnace International, Inc. | VERSATEC BASE SERIES | UBV/UBH048**3*0 |  | Ground-Source | WBAHP: Heat Pump Packaged Unit | Heat Pump | 208 | 3 |  |  |  | Single-Speed |  |  |  | 49500 | 3300 | 15 | 13.4 | 36500 | 3241 | 3.3 | 3.1 | Non Federally-Regulated | 02/07/2019 |  | 05/28/2019
Waterfurnace International, Inc. | VERSATEC BASE SERIES | UBV/UBH048**3*0 |  | Ground-Water-Source | WBAHP: Heat Pump Packaged Unit | Heat Pump | 208 | 3 |  |  |  | Single-Speed |  |  |  | 57000 | 2878 | 19.8 | 16.2 | 48000 | 3516 | 4 | 3.6 | Non Federally-Regulated | 02/07/2019 |  | 05/28/2019
Waterfurnace International, Inc. | VERSATEC BASE SERIES | UBV/UBH048**4*0 |  | Ground-Source | WBAHP: Heat Pump Packaged Unit | Heat Pump | 460 | 3 |  |  |  | Single-Speed |  |  |  | 49500 | 3300 | 15 | 13.4 | 36500 | 3241 | 3.3 | 3.1 | Non Federally-Regulated | 02/07/2019 |  | 05/28/2019
Waterfurnace International, Inc. | VERSATEC BASE SERIES | UBV/UBH048**3*0 |  | Water-Source | WBAHP: Heat Pump Packaged Unit | Heat Pump | 208 | 3 |  |  |  | Single-Speed |  |  |  | 47200 | 3630 | 13 | 11.2 | 59000 | 3759 | 4.6 | 4.2 | Federally-Regulated Commercial & Industrial Equipment | 02/07/2019 |  | 05/28/2019
Waterfurnace International, Inc. | VERSATEC BASE SERIES | UBV/UBH048**4*0 |  | Ground-Water-Source | WBAHP: Heat Pump Packaged Unit | Heat Pump | 460 | 3 |  |  |  | Single-Speed |  |  |  | 57000 | 2878 | 19.8 | 16.2 | 48000 | 3516 | 4 | 3.6 | Non Federally-Regulated | 02/07/2019 |  | 05/28/2019
Waterfurnace International, Inc. | VERSATEC BASE SERIES | UBV/UBH048**4*0 |  | Water-Source | WBAHP: Heat Pump Packaged Unit | Heat Pump | 460 | 3 |  |  |  | Single-Speed |  |  |  | 47200 | 3630 | 13 | 11.2 | 59000 | 3759 | 4.6 | 4.2 | Federally-Regulated Commercial & Industrial Equipment | 02/07/2019 |  | 05/28/2019
Waterfurnace International, Inc. | VERSATEC BASE SERIES | UBV/UBH048**4*1 |  | Ground-Source | WBAHP: Heat Pump Packaged Unit | Heat Pump | 460 | 3 |  |  |  | Single-Speed |  |  |  | 49500 | 3093 | 16 | 13.4 | 36500 | 3056 | 3.5 | 3.1 | Non Federally-Regulated | 02/07/2019 |  | 05/28/2019
Waterfurnace International, Inc. | VERSATEC BASE SERIES | UBV/UBH048**4*1 |  | Ground-Water-Source | WBAHP: Heat Pump Packaged Unit | Heat Pump | 460 | 3 |  |  |  | Single-Speed |  |  |  | 57000 | 2714 | 21 | 16.2 | 48000 | 3349 | 4.2 | 3.6 | Non Federally-Regulated | 02/07/2019 |  | 05/28/2019
Waterfurnace International, Inc. | VERSATEC BASE SERIES | UBV/UBH048**4*1 |  | Water-Source | WBAHP: Heat Pump Packaged Unit | Heat Pump | 460 | 3 |  |  |  | Single-Speed |  |  |  | 47200 | 3371 | 14 | 11.2 | 59000 | 3602 | 4.8 | 4.2 | Federally-Regulated Commercial & Industrial Equipment | 02/07/2019 |  | 05/28/2019
Waterfurnace International, Inc. | VERSATEC BASE SERIES | UBV/UBH048**3*1 |  | Ground-Source | WBAHP: Heat Pump Packaged Unit | Heat Pump | 208 | 3 |  |  |  | Single-Speed |  |  |  | 49500 | 3093 | 16 | 13.4 | 36500 | 3056 | 3.5 | 3.1 | Non Federally-Regulated | 02/07/2019 |  | 05/28/2019
Waterfurnace International, Inc. | VERSATEC BASE SERIES | UBV/UBH048**0*1 |  | Ground-Source | WBAHP: Heat Pump Packaged Unit | Heat Pump | 208 | 1 |  |  |  | Single-Speed |  |  |  | 49500 | 3093 | 16 | 13.4 | 36500 | 3056 | 3.5 | 3.1 | Non Federally-Regulated | 02/07/2019 |  | 05/28/2019
Waterfurnace International, Inc. | VERSATEC BASE SERIES | UBV/UBH048**3*4 |  | Ground-Source | WBAHP: Heat Pump Packaged Unit | Heat Pump | 208 | 3 |  |  |  | Single-Speed |  |  |  | 49500 | 3093 | 16 | 13.4 | 36500 | 3056 | 3.5 | 3.1 | Non Federally-Regulated | 02/07/2019 |  | 05/28/2019
Waterfurnace International, Inc. | VERSATEC BASE SERIES | UBV/UBH048**3*1 |  | Ground-Water-Source | WBAHP: Heat Pump Packaged Unit | Heat Pump | 208 | 3 |  |  |  | Single-Speed |  |  |  | 57000 | 2714 | 21 | 16.2 | 48000 | 3349 | 4.2 | 3.6 | Non Federally-Regulated | 02/07/2019 |  | 05/28/2019
Waterfurnace International, Inc. | VERSATEC BASE SERIES | UBV/UBH048**0*1 |  | Ground-Water-Source | WBAHP: Heat Pump Packaged Unit | Heat Pump | 208 | 1 |  |  |  | Single-Speed |  |  |  | 57000 | 2714 | 21 | 16.2 | 48000 | 3349 | 4.2 | 3.6 | Non Federally-Regulated | 02/07/2019 |  | 05/28/2019
Waterfurnace International, Inc. | VERSATEC BASE SERIES | UBV/UBH048**3*4 |  | Ground-Water-Source | WBAHP: Heat Pump Packaged Unit | Heat Pump | 208 | 3 |  |  |  | Single-Speed |  |  |  | 57000 | 2714 | 21 | 16.2 | 48000 | 3349 | 4.2 | 3.6 | Non Federally-Regulated | 02/07/2019 |  | 05/28/2019
Waterfurnace International, Inc. | VERSATEC BASE SERIES | UBV/UBH048**0*1 |  | Water-Source | WBAHP: Heat Pump Packaged Unit | Heat Pump | 208 | 1 |  |  |  | Single-Speed |  |  |  | 47200 | 3371 | 14 | 11.2 | 59000 | 3602 | 4.8 | 4.2 | Federally-Regulated Commercial & Industrial Equipment | 02/07/2019 |  | 05/28/2019
Waterfurnace International, Inc. | VERSATEC BASE SERIES | UBV/UBH048**3*1 |  | Water-Source | WBAHP: Heat Pump Packaged Unit | Heat Pump | 208 | 3 |  |  |  | Single-Speed |  |  |  | 47200 | 3371 | 14 | 11.2 | 59000 | 3602 | 4.8 | 4.2 | Federally-Regulated Commercial & Industrial Equipment | 02/07/2019 |  | 05/28/2019
Waterfurnace International, Inc. | VERSATEC BASE SERIES | UBV/UBH048**3*4 |  | Water-Source | WBAHP: Heat Pump Packaged Unit | Heat Pump | 208 | 3 |  |  |  | Single-Speed |  |  |  | 47200 | 3371 | 14 | 11.2 | 59000 | 3602 | 4.8 | 4.2 | Federally-Regulated Commercial & Industrial Equipment | 02/07/2019 |  | 05/28/2019
Waterfurnace International, Inc. | VERSATEC BASE SERIES | UBV/UBH048**0*4 |  | Ground-Source | WBAHP: Heat Pump Packaged Unit | Heat Pump | 208 | 1 |  |  |  | Single-Speed |  |  |  | 49500 | 3093 | 16 | 13.4 | 36500 | 3056 | 3.5 | 3.1 | Non Federally-Regulated | 02/07/2019 |  | 05/28/2019
Waterfurnace International, Inc. | VERSATEC BASE SERIES | UBV/UBH048**4*4 |  | Ground-Source | WBAHP: Heat Pump Packaged Unit | Heat Pump | 460 | 3 |  |  |  | Single-Speed |  |  |  | 49500 | 3093 | 16 | 13.4 | 36500 | 3056 | 3.5 | 3.1 | Non Federally-Regulated | 02/07/2019 |  | 05/28/2019
Waterfurnace International, Inc. | VERSATEC BASE SERIES | UBV/UBH048**0*4 |  | Ground-Water-Source | WBAHP: Heat Pump Packaged Unit | Heat Pump | 208 | 1 |  |  |  | Single-Speed |  |  |  | 57000 | 2714 | 21 | 16.2 | 48000 | 3349 | 4.2 | 3.6 | Non Federally-Regulated | 02/07/2019 |  | 05/28/2019
Waterfurnace International, Inc. | VERSATEC BASE SERIES | UBV/UBH048**4*4 |  | Ground-Water-Source | WBAHP: Heat Pump Packaged Unit | Heat Pump | 460 | 3 |  |  |  | Single-Speed |  |  |  | 57000 | 2714 | 21 | 16.2 | 48000 | 3349 | 4.2 | 3.6 | Non Federally-Regulated | 02/07/2019 |  | 05/28/2019
Waterfurnace International, Inc. | VERSATEC BASE SERIES | UBV/UBH048**4*4 |  | Water-Source | WBAHP: Heat Pump Packaged Unit | Heat Pump | 460 | 3 |  |  |  | Single-Speed |  |  |  | 47200 | 3371 | 14 | 11.2 | 59000 | 3602 | 4.8 | 4.2 | Federally-Regulated Commercial & Industrial Equipment | 02/07/2019 |  | 05/28/2019
Waterfurnace International, Inc. | VERSATEC BASE SERIES | UBV/UBH048**0*4 |  | Water-Source | WBAHP: Heat Pump Packaged Unit | Heat Pump | 208 | 1 |  |  |  | Single-Speed |  |  |  | 47200 | 3371 | 14 | 11.2 | 59000 | 3602 | 4.8 | 4.2 | Federally-Regulated Commercial & Industrial Equipment | 02/07/2019 |  | 05/28/2019
Waterfurnace International, Inc. | VERSATEC BASE SERIES | UBV/UBH018**2*4 |  | Ground-Source | WBAHP: Heat Pump Packaged Unit | Heat Pump | 265 | 1 |  |  |  | Single-Speed |  |  |  | 18000 | 1111 | 16.2 | 13.4 | 12600 | 1119 | 3.3 | 3.1 | Non Federally-Regulated | 02/07/2019 |  | 05/28/2019
Waterfurnace International, Inc. | VERSATEC BASE SERIES | UBV/UBH018**2*4 |  | Ground-Water-Source | WBAHP: Heat Pump Packaged Unit | Heat Pump | 265 | 1 |  |  |  | Single-Speed |  |  |  | 19800 | 900 | 22 | 16.2 | 16000 | 1202 | 3.9 | 3.6 | Non Federally-Regulated | 02/07/2019 |  | 05/28/2019
Waterfurnace International, Inc. | VERSATEC BASE SERIES | UBV/UBH018**2*4 |  | Water-Source | WBAHP: Heat Pump Packaged Unit | Heat Pump | 265 | 1 |  |  |  | Single-Speed |  |  |  | 17300 | 1218 | 14.2 | 11.2 | 19000 | 1237 | 4.5 | 4.2 | Federally-Regulated Commercial & Industrial Equipment | 02/07/2019 |  | 05/28/2019
Waterfurnace International, Inc. | VERSATEC BASE SERIES | UBV/UBH018**0*4 |  | Ground-Source | WBAHP: Heat Pump Packaged Unit | Heat Pump | 200 | 1 |  |  |  | Single-Speed |  |  |  | 18000 | 1111 | 16.2 | 13.4 | 12600 | 1119 | 3.3 | 3.1 | Non Federally-Regulated | 02/07/2019 |  | 05/28/2019
Waterfurnace International, Inc. | VERSATEC BASE SERIES | UBV/UBH015**0*0 |  | Ground-Source | WBAHP: Heat Pump Packaged Unit | Heat Pump | 208 | 1 |  |  |  | Single-Speed |  |  |  | 14000 | 915 | 15.3 | 13.4 | 10400 | 952 | 3.2 | 3.1 | Non Federally-Regulated | 02/07/2019 |  | 05/28/2019
Waterfurnace International, Inc. | VERSATEC BASE SERIES | UBV/UBH018**0*4 |  | Ground-Water-Source | WBAHP: Heat Pump Packaged Unit | Heat Pump | 200 | 1 |  |  |  | Single-Speed |  |  |  | 19800 | 900 | 22 | 16.2 | 16000 | 1202 | 3.9 | 3.6 | Non Federally-Regulated | 02/07/2019 |  | 05/28/2019
Waterfurnace International, Inc. | VERSATEC BASE SERIES | UBV/UBH015**0*0 |  | Ground-Water-Source | WBAHP: Heat Pump Packaged Unit | Heat Pump | 208 | 1 |  |  |  | Single-Speed |  |  |  | 16000 | 800 | 20 | 16.2 | 13000 | 952 | 4 | 3.6 | Non Federally-Regulated | 02/07/2019 |  | 05/28/2019
Waterfurnace International, Inc. | VERSATEC BASE SERIES | UBV/UBH018**0*4 |  | Water-Source | WBAHP: Heat Pump Packaged Unit | Heat Pump | 200 | 1 |  |  |  | Single-Speed |  |  |  | 17300 | 1218 | 14.2 | 11.2 | 19000 | 1237 | 4.5 | 4.2 | Federally-Regulated Commercial & Industrial Equipment | 02/07/2019 |  | 05/28/2019
Waterfurnace International, Inc. | VERSATEC BASE SERIES | UBV/UBH015**0*4 |  | Ground-Source | WBAHP: Heat Pump Packaged Unit | Heat Pump | 208 | 1 |  |  |  | Single-Speed |  |  |  | 14200 | 904 | 15.7 | 13.4 | 11000 | 976 | 3.3 | 3.1 | Non Federally-Regulated | 02/07/2019 |  | 05/28/2019
Waterfurnace International, Inc. | VERSATEC BASE SERIES | UBV/UBH015**0*0 |  | Water-Source | WBAHP: Heat Pump Packaged Unit | Heat Pump | 208 | 1 |  |  |  | Single-Speed |  |  |  | 13200 | 1056 | 12.5 | 11.2 | 15400 | 1002 | 4.5 | 4.2 | Federally-Regulated Commercial & Industrial Equipment | 02/07/2019 |  | 05/28/2019
Waterfurnace International, Inc. | VERSATEC BASE SERIES | UBV/UBH015**0*4 |  | Ground-Water-Source | WBAHP: Heat Pump Packaged Unit | Heat Pump | 208 | 1 |  |  |  | Single-Speed |  |  |  | 16000 | 761 | 21 | 16.2 | 13400 | 957 | 4.1 | 3.6 | Non Federally-Regulated | 02/07/2019 |  | 05/28/2019
Waterfurnace International, Inc. | VERSATEC BASE SERIES | UBV/UBH015**0*4 |  | Water-Source | WBAHP: Heat Pump Packaged Unit | Heat Pump | 208 | 1 |  |  |  | Single-Speed |  |  |  | 13800 | 1045 | 13.2 | 11.2 | 16100 | 1025 | 4.6 | 4.2 | Federally-Regulated Commercial & Industrial Equipment | 02/07/2019 |  | 05/28/2019
Waterfurnace International, Inc. | VERSATEC BASE SERIES | UBV/UBH006**0*0 |  | Ground-Source | WBAHP: Heat Pump Packaged Unit | Heat Pump | 208 | 1 |  |  |  | Single-Speed |  |  |  | 7400 | 477 | 15.5 | 13.4 | 5400 | 494 | 3.2 | 3.1 | Non Federally-Regulated | 02/07/2019 |  | 05/28/2019
Waterfurnace International, Inc. | VERSATEC BASE SERIES | UBV/UBH006**0*0 |  | Ground-Water-Source | WBAHP: Heat Pump Packaged Unit | Heat Pump | 208 | 1 |  |  |  | Single-Speed |  |  |  | 8400 | 394 | 21.3 | 16.2 | 6800 | 524 | 3.8 | 3.6 | Non Federally-Regulated | 02/07/2019 |  | 05/28/2019
Waterfurnace International, Inc. | VERSATEC BASE SERIES | UBV/UBH015**0*1 |  | Ground-Source | WBAHP: Heat Pump Packaged Unit | Heat Pump | 208 | 1 |  |  |  | Single-Speed |  |  |  | 14200 | 904 | 15.7 | 13.4 | 11000 | 976 | 3.3 | 3.1 | Non Federally-Regulated | 02/07/2019 |  | 05/28/2019
Waterfurnace International, Inc. | VERSATEC BASE SERIES | UBV/UBH006**0*0 |  | Water-Source | WBAHP: Heat Pump Packaged Unit | Heat Pump | 208 | 1 |  |  |  | Single-Speed |  |  |  | 7100 | 529 | 13.4 | 11.2 | 8000 | 545 | 4.3 | 4.2 | Federally-Regulated Commercial & Industrial Equipment | 02/07/2019 |  | 05/28/2019
Waterfurnace International, Inc. | VERSATEC BASE SERIES | UBV/UBH015**2*1 |  | Ground-Source | WBAHP: Heat Pump Packaged Unit | Heat Pump | 265 | 1 |  |  |  | Single-Speed |  |  |  | 14200 | 904 | 15.7 | 13.4 | 11000 | 976 | 3.3 | 3.1 | Non Federally-Regulated | 02/07/2019 |  | 05/28/2019
Waterfurnace International, Inc. | VERSATEC BASE SERIES | UBV/UBH015**0*1 |  | Ground-Water-Source | WBAHP: Heat Pump Packaged Unit | Heat Pump | 208 | 1 |  |  |  | Single-Speed |  |  |  | 16000 | 761 | 21 | 16.2 | 13400 | 957 | 4.1 | 3.6 | Non Federally-Regulated | 02/07/2019 |  | 05/28/2019
Waterfurnace International, Inc. | VERSATEC BASE SERIES | UBV/UBH015**2*1 |  | Ground-Water-Source | WBAHP: Heat Pump Packaged Unit | Heat Pump | 265 | 1 |  |  |  | Single-Speed |  |  |  | 16000 | 761 | 21 | 16.2 | 13400 | 957 | 4.1 | 3.6 | Non Federally-Regulated | 02/07/2019 |  | 05/28/2019
Waterfurnace International, Inc. | VERSATEC BASE SERIES | UBV/UBH009**0*0 |  | Ground-Source | WBAHP: Heat Pump Packaged Unit | Heat Pump | 208 | 1 |  |  |  | Single-Speed |  |  |  | 8900 | 613 | 14.5 | 13.4 | 7600 | 655 | 3.4 | 3.1 | Non Federally-Regulated | 02/07/2019 |  | 05/28/2019
Waterfurnace International, Inc. | VERSATEC BASE SERIES | UBV/UBH015**2*4 |  | Ground-Source | WBAHP: Heat Pump Packaged Unit | Heat Pump | 265 | 1 |  |  |  | Single-Speed |  |  |  | 14200 | 904 | 15.7 | 13.4 | 11000 | 976 | 3.3 | 3.1 | Non Federally-Regulated | 02/07/2019 |  | 05/28/2019
Waterfurnace International, Inc. | VERSATEC BASE SERIES | UBV/UBH015**2*1 |  | Water-Source | WBAHP: Heat Pump Packaged Unit | Heat Pump | 265 | 1 |  |  |  | Single-Speed |  |  |  | 13800 | 1045 | 13.2 | 11.2 | 16100 | 1025 | 4.6 | 4.2 | Federally-Regulated Commercial & Industrial Equipment | 02/07/2019 |  | 05/28/2019
Waterfurnace International, Inc. | VERSATEC BASE SERIES | UBV/UBH015**2*4 |  | Ground-Water-Source | WBAHP: Heat Pump Packaged Unit | Heat Pump | 265 | 1 |  |  |  | Single-Speed |  |  |  | 16000 | 761 | 21 | 16.2 | 13400 | 957 | 4.1 | 3.6 | Non Federally-Regulated | 02/07/2019 |  | 05/28/2019
Waterfurnace International, Inc. | VERSATEC BASE SERIES | UBV/UBH009**0*0 |  | Ground-Water-Source | WBAHP: Heat Pump Packaged Unit | Heat Pump | 208 | 1 |  |  |  | Single-Speed |  |  |  | 9900 | 515 | 19.2 | 16.2 | 9600 | 703 | 4 | 3.6 | Non Federally-Regulated | 02/07/2019 |  | 05/28/2019
Waterfurnace International, Inc. | VERSATEC BASE SERIES | UBV/UBH015**0*1 |  | Water-Source | WBAHP: Heat Pump Packaged Unit | Heat Pump | 208 | 1 |  |  |  | Single-Speed |  |  |  | 13800 | 1045 | 13.2 | 11.2 | 16100 | 1025 | 4.6 | 4.2 | Federally-Regulated Commercial & Industrial Equipment | 02/07/2019 |  | 05/28/2019
Waterfurnace International, Inc. | VERSATEC BASE SERIES | UBV/UBH015**2*4 |  | Water-Source | WBAHP: Heat Pump Packaged Unit | Heat Pump | 265 | 1 |  |  |  | Single-Speed |  |  |  | 13800 | 1045 | 13.2 | 11.2 | 16100 | 1025 | 4.6 | 4.2 | Federally-Regulated Commercial & Industrial Equipment | 02/07/2019 |  | 05/28/2019
Waterfurnace International, Inc. | VERSATEC BASE SERIES | UBV/UBH009**0*0 |  | Water-Source | WBAHP: Heat Pump Packaged Unit | Heat Pump | 208 | 1 |  |  |  | Single-Speed |  |  |  | 8100 | 663 | 12.2 | 11.2 | 11400 | 726 | 4.6 | 4.2 | Federally-Regulated Commercial & Industrial Equipment | 02/07/2019 |  | 05/28/2019
Waterfurnace International, Inc. | VERSATEC BASE SERIES | UBV/UBH012**0*0 |  | Ground-Source | WBAHP: Heat Pump Packaged Unit | Heat Pump | 208 | 1 |  |  |  | Single-Speed |  |  |  | 11200 | 788 | 14.2 | 13.4 | 10200 | 854 | 3.5 | 3.1 | Non Federally-Regulated | 02/07/2019 |  | 05/28/2019
Waterfurnace International, Inc. | VERSATEC BASE SERIES | UBV/UBH015**2*0 |  | Ground-Source | WBAHP: Heat Pump Packaged Unit | Heat Pump | 265 | 1 |  |  |  | Single-Speed |  |  |  | 14000 | 915 | 15.3 | 13.4 | 10400 | 952 | 3.2 | 3.1 | Non Federally-Regulated | 02/07/2019 |  | 05/28/2019
Waterfurnace International, Inc. | VERSATEC BASE SERIES | UBV/UBH012**0*0 |  | Ground-Water-Source | WBAHP: Heat Pump Packaged Unit | Heat Pump | 208 | 1 |  |  |  | Single-Speed |  |  |  | 12200 | 670 | 18.2 | 16.2 | 12600 | 946 | 3.9 | 3.6 | Non Federally-Regulated | 02/07/2019 |  | 05/28/2019
Waterfurnace International, Inc. | VERSATEC BASE SERIES | UBV/UBH015**2*0 |  | Ground-Water-Source | WBAHP: Heat Pump Packaged Unit | Heat Pump | 265 | 1 |  |  |  | Single-Speed |  |  |  | 16000 | 800 | 20 | 16.2 | 13000 | 952 | 4 | 3.6 | Non Federally-Regulated | 02/07/2019 |  | 05/28/2019
Waterfurnace International, Inc. | VERSATEC BASE SERIES | UBV/UBH012**0*0 |  | Water-Source | WBAHP: Heat Pump Packaged Unit | Heat Pump | 208 | 1 |  |  |  | Single-Speed |  |  |  | 10200 | 836 | 12.2 | 11.2 | 15200 | 1012 | 4.4 | 4.2 | Federally-Regulated Commercial & Industrial Equipment | 02/07/2019 |  | 05/28/2019
Waterfurnace International, Inc. | VERSATEC BASE SERIES | UBV/UBH015**2*0 |  | Water-Source | WBAHP: Heat Pump Packaged Unit | Heat Pump | 265 | 1 |  |  |  | Single-Speed |  |  |  | 13200 | 1056 | 12.5 | 11.2 | 15400 | 1002 | 4.5 | 4.2 | Federally-Regulated Commercial & Industrial Equipment | 02/07/2019 |  | 05/28/2019
Waterfurnace International, Inc. | VERSATEC BASE SERIES | UBV/UBH009**2*0 |  | Ground-Source | WBAHP: Heat Pump Packaged Unit | Heat Pump | 265 | 1 |  |  |  | Single-Speed |  |  |  | 8900 | 613 | 14.5 | 13.4 | 7600 | 655 | 3.4 | 3.1 | Non Federally-Regulated | 02/07/2019 |  | 05/28/2019
Waterfurnace International, Inc. | VERSATEC BASE SERIES | UBV/UBH009**2*0 |  | Ground-Water-Source | WBAHP: Heat Pump Packaged Unit | Heat Pump | 265 | 1 |  |  |  | Single-Speed |  |  |  | 9900 | 515 | 19.2 | 16.2 | 9600 | 703 | 4 | 3.6 | Non Federally-Regulated | 02/07/2019 |  | 05/28/2019
Waterfurnace International, Inc. | VERSATEC BASE SERIES | UBV/UBH009**2*0 |  | Water-Source | WBAHP: Heat Pump Packaged Unit | Heat Pump | 265 | 1 |  |  |  | Single-Speed |  |  |  | 8100 | 663 | 12.2 | 11.2 | 11400 | 726 | 4.6 | 4.2 | Federally-Regulated Commercial & Industrial Equipment | 02/07/2019 |  | 05/28/2019
Waterfurnace International, Inc. | VERSATEC BASE SERIES | UBV/UBH006**2*0 |  | Ground-Source | WBAHP: Heat Pump Packaged Unit | Heat Pump | 265 | 1 |  |  |  | Single-Speed |  |  |  | 7400 | 477 | 15.5 | 13.4 | 5400 | 494 | 3.2 | 3.1 | Non Federally-Regulated | 02/07/2019 |  | 05/28/2019
Waterfurnace International, Inc. | VERSATEC BASE SERIES | UBV/UBH006**2*0 |  | Ground-Water-Source | WBAHP: Heat Pump Packaged Unit | Heat Pump | 265 | 1 |  |  |  | Single-Speed |  |  |  | 8400 | 394 | 21.3 | 16.2 | 6800 | 524 | 3.8 | 3.6 | Non Federally-Regulated | 02/07/2019 |  | 05/28/2019
Waterfurnace International, Inc. | VERSATEC BASE SERIES | UBV/UBH009**9*0 |  | Ground-Source | WBAHP: Heat Pump Packaged Unit | Heat Pump | 115 | 1 |  |  |  | Single-Speed |  |  |  | 8900 | 613 | 14.5 | 13.4 | 7600 | 655 | 3.4 | 3.1 | Non Federally-Regulated | 02/07/2019 |  | 05/28/2019
Waterfurnace International, Inc. | VERSATEC BASE SERIES | UBV/UBH009**9*0 |  | Ground-Water-Source | WBAHP: Heat Pump Packaged Unit | Heat Pump | 115 | 1 |  |  |  | Single-Speed |  |  |  | 9900 | 515 | 19.2 | 16.2 | 9600 | 703 | 4 | 3.6 | Non Federally-Regulated | 02/07/2019 |  | 05/28/2019
Waterfurnace International, Inc. | VERSATEC BASE SERIES | UBV/UBH006**2*0 |  | Water-Source | WBAHP: Heat Pump Packaged Unit | Heat Pump | 265 | 1 |  |  |  | Single-Speed |  |  |  | 7100 | 529 | 13.4 | 11.2 | 8000 | 545 | 4.3 | 4.2 | Federally-Regulated Commercial & Industrial Equipment | 02/07/2019 |  | 05/28/2019
Waterfurnace International, Inc. | VERSATEC BASE SERIES | UBV/UBH009**9*0 |  | Water-Source | WBAHP: Heat Pump Packaged Unit | Heat Pump | 115 | 1 |  |  |  | Single-Speed |  |  |  | 8100 | 663 | 12.2 | 11.2 | 11400 | 726 | 4.6 | 4.2 | Federally-Regulated Commercial & Industrial Equipment | 02/07/2019 |  | 05/28/2019
Waterfurnace International, Inc. | VERSATEC BASE SERIES | UBV/UBH006**9*0 |  | Ground-Source | WBAHP: Heat Pump Packaged Unit | Heat Pump | 115 | 1 |  |  |  | Single-Speed |  |  |  | 7400 | 477 | 15.5 | 13.4 | 5400 | 494 | 3.2 | 3.1 | Non Federally-Regulated | 02/07/2019 |  | 05/28/2019
Waterfurnace International, Inc. | VERSATEC BASE SERIES | UBV/UBH006**9*0 |  | Ground-Water-Source | WBAHP: Heat Pump Packaged Unit | Heat Pump | 115 | 1 |  |  |  | Single-Speed |  |  |  | 8400 | 394 | 21.3 | 16.2 | 6800 | 524 | 3.8 | 3.6 | Non Federally-Regulated | 02/07/2019 |  | 05/28/2019
Waterfurnace International, Inc. | VERSATEC BASE SERIES | UBV/UBH012**2*0 |  | Ground-Source | WBAHP: Heat Pump Packaged Unit | Heat Pump | 265 | 1 |  |  |  | Single-Speed |  |  |  | 11200 | 788 | 14.2 | 13.4 | 10200 | 854 | 3.5 | 3.1 | Non Federally-Regulated | 02/07/2019 |  | 05/28/2019
Waterfurnace International, Inc. | VERSATEC BASE SERIES | UBV/UBH006**9*0 |  | Water-Source | WBAHP: Heat Pump Packaged Unit | Heat Pump | 115 | 1 |  |  |  | Single-Speed |  |  |  | 7100 | 529 | 13.4 | 11.2 | 8000 | 545 | 4.3 | 4.2 | Federally-Regulated Commercial & Industrial Equipment | 02/07/2019 |  | 05/28/2019
Waterfurnace International, Inc. | VERSATEC BASE SERIES | UBV/UBH012**2*0 |  | Ground-Water-Source | WBAHP: Heat Pump Packaged Unit | Heat Pump | 265 | 1 |  |  |  | Single-Speed |  |  |  | 12200 | 670 | 18.2 | 16.2 | 12600 | 946 | 3.9 | 3.6 | Non Federally-Regulated | 02/07/2019 |  | 05/28/2019
Waterfurnace International, Inc. | VERSATEC BASE SERIES | UBV/UBH012**2*0 |  | Water-Source | WBAHP: Heat Pump Packaged Unit | Heat Pump | 265 | 1 |  |  |  | Single-Speed |  |  |  | 10200 | 836 | 12.2 | 11.2 | 15200 | 1012 | 4.4 | 4.2 | Federally-Regulated Commercial & Industrial Equipment | 02/07/2019 |  | 05/28/2019
Waterfurnace International, Inc. | VERSATEC BASE SERIES | UBV/UBH012**9*0 |  | Ground-Source | WBAHP: Heat Pump Packaged Unit | Heat Pump | 115 | 1 |  |  |  | Single-Speed |  |  |  | 11200 | 788 | 14.2 | 13.4 | 10200 | 854 | 3.5 | 3.1 | Non Federally-Regulated | 02/07/2019 |  | 05/28/2019
Waterfurnace International, Inc. | VERSATEC BASE SERIES | UBV/UBH012**9*0 |  | Ground-Water-Source | WBAHP: Heat Pump Packaged Unit | Heat Pump | 115 | 1 |  |  |  | Single-Speed |  |  |  | 12200 | 670 | 18.2 | 16.2 | 12600 | 946 | 3.9 | 3.6 | Non Federally-Regulated | 02/07/2019 |  | 05/28/2019
Waterfurnace International, Inc. | VERSATEC BASE SERIES | UBV/UBH012**9*0 |  | Water-Source | WBAHP: Heat Pump Packaged Unit | Heat Pump | 115 | 1 |  |  |  | Single-Speed |  |  |  | 10200 | 836 | 12.2 | 11.2 | 15200 | 1012 | 4.4 | 4.2 | Federally-Regulated Commercial & Industrial Equipment | 02/07/2019 |  | 05/28/2019
Waterfurnace International, Inc. | VERSATEC BASE SERIES | UBV041**3*0 |  | Ground-Source | WBAHP: Heat Pump Packaged Unit | Heat Pump | 208 | 3 |  |  |  | Single-Speed |  |  |  | 40000 | 2666 | 15 | 13.4 | 28500 | 2610 | 3.2 | 3.1 | Non Federally-Regulated | 11/14/2018 |  | 05/28/2019
Waterfurnace International, Inc. | VERSATEC BASE SERIES | UBV041**4*4 |  | Ground-Source | WBAHP: Heat Pump Packaged Unit | Heat Pump | 460 | 3 |  |  |  | Single-Speed |  |  |  | 41000 | 2562 | 16 | 13.4 | 28500 | 2456 | 3.4 | 3.1 | Non Federally-Regulated | 11/14/2018 |  | 05/28/2019
Waterfurnace International, Inc. | VERSATEC BASE SERIES | UBV041**4*4 |  | Ground-Water-Source | WBAHP: Heat Pump Packaged Unit | Heat Pump | 460 | 3 |  |  |  | Single-Speed |  |  |  | 45000 | 2142 | 21 | 16.2 | 38500 | 2752 | 4.1 | 3.6 | Non Federally-Regulated | 04/27/2016 |  | 05/28/2019
Waterfurnace International, Inc. | VERSATEC BASE SERIES | UBV041**3*0 |  | Ground-Water-Source | WBAHP: Heat Pump Packaged Unit | Heat Pump | 208 | 3 |  |  |  | Single-Speed |  |  |  | 44500 | 2181 | 20.4 | 16.2 | 38500 | 2969 | 3.8 | 3.6 | Non Federally-Regulated | 04/27/2016 |  | 05/28/2019
Waterfurnace International, Inc. | VERSATEC BASE SERIES | UBV041**4*4 |  | Water-Source | WBAHP: Heat Pump Packaged Unit | Heat Pump | 460 | 3 |  |  |  | Single-Speed |  |  |  | 39000 | 2805 | 13.9 | 11.2 | 48500 | 3024 | 4.7 | 4.2 | Federally-Regulated Commercial & Industrial Equipment | 04/27/2016 |  | 05/28/2019
Waterfurnace International, Inc. | VERSATEC BASE SERIES | UBV041**3*0 |  | Water-Source | WBAHP: Heat Pump Packaged Unit | Heat Pump | 208 | 3 |  |  |  | Single-Speed |  |  |  | 37600 | 2785 | 13.5 | 11.2 | 48000 | 3271 | 4.3 | 4.2 | Federally-Regulated Commercial & Industrial Equipment | 04/27/2016 |  | 05/28/2019
Waterfurnace International, Inc. | VERSATEC BASE SERIES | UBV041**4*0 |  | Ground-Source | WBAHP: Heat Pump Packaged Unit | Heat Pump | 460 | 3 |  |  |  | Single-Speed |  |  |  | 40000 | 2666 | 15 | 13.4 | 28500 | 2610 | 3.2 | 3.1 | Non Federally-Regulated | 11/14/2018 |  | 05/28/2019
Waterfurnace International, Inc. | VERSATEC BASE SERIES | UBV041**4*0 |  | Ground-Water-Source | WBAHP: Heat Pump Packaged Unit | Heat Pump | 460 | 3 |  |  |  | Single-Speed |  |  |  | 44500 | 2181 | 20.4 | 16.2 | 38500 | 2969 | 3.8 | 3.6 | Non Federally-Regulated | 04/27/2016 |  | 05/28/2019
Waterfurnace International, Inc. | VERSATEC BASE SERIES | UBV041**4*0 |  | Water-Source | WBAHP: Heat Pump Packaged Unit | Heat Pump | 460 | 3 |  |  |  | Single-Speed |  |  |  | 37600 | 2785 | 13.5 | 11.2 | 48000 | 3271 | 4.3 | 4.2 | Federally-Regulated Commercial & Industrial Equipment | 04/27/2016 |  | 05/28/2019
Waterfurnace International, Inc. | VERSATEC BASE SERIES | UBV041**3*1 |  | Ground-Source | WBAHP: Heat Pump Packaged Unit | Heat Pump | 208 | 3 |  |  |  | Single-Speed |  |  |  | 41000 | 2562 | 16 | 13.4 | 28500 | 2456 | 3.4 | 3.1 | Non Federally-Regulated | 11/14/2018 |  | 05/28/2019
Waterfurnace International, Inc. | VERSATEC BASE SERIES | UBV041**3*4 |  | Ground-Source | WBAHP: Heat Pump Packaged Unit | Heat Pump | 208 | 3 |  |  |  | Single-Speed |  |  |  | 41000 | 2562 | 16 | 13.4 | 28500 | 2456 | 3.4 | 3.1 | Non Federally-Regulated | 11/14/2018 |  | 05/28/2019
Waterfurnace International, Inc. | VERSATEC BASE SERIES | UBV041**3*1 |  | Ground-Water-Source | WBAHP: Heat Pump Packaged Unit | Heat Pump | 208 | 3 |  |  |  | Single-Speed |  |  |  | 45000 | 2142 | 21 | 16.2 | 38500 | 2752 | 4.1 | 3.6 | Non Federally-Regulated | 04/27/2016 |  | 05/28/2019
Waterfurnace International, Inc. | VERSATEC BASE SERIES | UBV041**3*4 |  | Ground-Water-Source | WBAHP: Heat Pump Packaged Unit | Heat Pump | 208 | 3 |  |  |  | Single-Speed |  |  |  | 45000 | 2142 | 21 | 16.2 | 38500 | 2752 | 4.1 | 3.6 | Non Federally-Regulated | 04/27/2016 |  | 05/28/2019
Waterfurnace International, Inc. | VERSATEC BASE SERIES | UBV041**3*1 |  | Water-Source | WBAHP: Heat Pump Packaged Unit | Heat Pump | 208 | 3 |  |  |  | Single-Speed |  |  |  | 39000 | 2805 | 13.9 | 11.2 | 48500 | 3024 | 4.7 | 4.2 | Federally-Regulated Commercial & Industrial Equipment | 04/27/2016 |  | 05/28/2019
Waterfurnace International, Inc. | VERSATEC BASE SERIES | UBV041**3*4 |  | Water-Source | WBAHP: Heat Pump Packaged Unit | Heat Pump | 208 | 3 |  |  |  | Single-Speed |  |  |  | 39000 | 2805 | 13.9 | 11.2 | 48500 | 3024 | 4.7 | 4.2 | Federally-Regulated Commercial & Industrial Equipment | 04/27/2016 |  | 05/28/2019
Waterfurnace International, Inc. | VERSATEC BASE SERIES | UBV041**4*1 |  | Ground-Source | WBAHP: Heat Pump Packaged Unit | Heat Pump | 460 | 3 |  |  |  | Single-Speed |  |  |  | 41000 | 2562 | 16 | 13.4 | 28500 | 2456 | 3.4 | 3.1 | Non Federally-Regulated | 11/14/2018 |  | 05/28/2019
Waterfurnace International, Inc. | VERSATEC BASE SERIES | UBV041**4*1 |  | Ground-Water-Source | WBAHP: Heat Pump Packaged Unit | Heat Pump | 460 | 3 |  |  |  | Single-Speed |  |  |  | 45000 | 2142 | 21 | 16.2 | 38500 | 2752 | 4.1 | 3.6 | Non Federally-Regulated | 04/27/2016 |  | 05/28/2019
Waterfurnace International, Inc. | VERSATEC BASE SERIES | UBV041**4*1 |  | Water-Source | WBAHP: Heat Pump Packaged Unit | Heat Pump | 460 | 3 |  |  |  | Single-Speed |  |  |  | 39000 | 2805 | 13.9 | 11.2 | 48500 | 3024 | 4.7 | 4.2 | Federally-Regulated Commercial & Industrial Equipment | 04/27/2016 |  | 05/28/2019
Waterfurnace International, Inc. | VERSATEC BASE SERIES | UBV/UBH060**0*0 |  | Water-Source | WBAHP: Heat Pump Packaged Unit | Heat Pump | 208 | 1 |  |  |  | Single-Speed |  |  |  | 57000 | 4222 | 13.5 | 11.2 | 66000 | 4498 | 4.3 | 4.2 | Federally-Regulated Commercial & Industrial Equipment | 02/07/2019 |  | 05/28/2019
Waterfurnace International, Inc. | VERSATEC BASE SERIES | UBV/UBH060**4*0 |  | Water-Source | WBAHP: Heat Pump Packaged Unit | Heat Pump | 460 | 3 |  |  |  | Single-Speed |  |  |  | 57000 | 4222 | 13.5 | 11.2 | 66000 | 4498 | 4.3 | 4.2 | Federally-Regulated Commercial & Industrial Equipment | 02/07/2019 |  | 05/28/2019
Waterfurnace International, Inc. | VERSATEC BASE SERIES | UBV/UBH060**3*1 |  | Water-Source | WBAHP: Heat Pump Packaged Unit | Heat Pump | 208 | 3 |  |  |  | Single-Speed |  |  |  | 57000 | 4071 | 14 | 11.2 | 66000 | 4204 | 4.6 | 4.2 | Federally-Regulated Commercial & Industrial Equipment | 02/07/2019 |  | 05/28/2019
Waterfurnace International, Inc. | VERSATEC BASE SERIES | UBV/UBH060**4*4 |  | Water-Source | WBAHP: Heat Pump Packaged Unit | Heat Pump | 460 | 3 |  |  |  | Single-Speed |  |  |  | 57000 | 4071 | 14 | 11.2 | 66000 | 4204 | 4.6 | 4.2 | Federally-Regulated Commercial & Industrial Equipment | 02/07/2019 |  | 05/28/2019
Waterfurnace International, Inc. | VERSATEC BASE SERIES | UBV/UBH060**3*4 |  | Water-Source | WBAHP: Heat Pump Packaged Unit | Heat Pump | 208 | 3 |  |  |  | Single-Speed |  |  |  | 57000 | 4071 | 14 | 11.2 | 66000 | 4204 | 4.6 | 4.2 | Federally-Regulated Commercial & Industrial Equipment | 02/07/2019 |  | 05/28/2019
Waterfurnace International, Inc. | VERSATEC BASE SERIES | UBV/UBH060**0*1 |  | Water-Source | WBAHP: Heat Pump Packaged Unit | Heat Pump | 208 | 1 |  |  |  | Single-Speed |  |  |  | 57000 | 4071 | 14 | 11.2 | 66000 | 4204 | 4.6 | 4.2 | Federally-Regulated Commercial & Industrial Equipment | 02/07/2019 |  | 05/28/2019
Waterfurnace International, Inc. | VERSATEC BASE SERIES | UBV/UBH060**4*1 |  | Water-Source | WBAHP: Heat Pump Packaged Unit | Heat Pump | 460 | 3 |  |  |  | Single-Speed |  |  |  | 57000 | 4071 | 14 | 11.2 | 66000 | 4204 | 4.6 | 4.2 | Federally-Regulated Commercial & Industrial Equipment | 02/07/2019 |  | 05/28/2019
Waterfurnace International, Inc. | VERSATEC BASE SERIES | UBV/UBH060**3*0 |  | Water-Source | WBAHP: Heat Pump Packaged Unit | Heat Pump | 208 | 3 |  |  |  | Single-Speed |  |  |  | 57000 | 4222 | 13.5 | 11.2 | 66000 | 4498 | 4.3 | 4.2 | Federally-Regulated Commercial & Industrial Equipment | 02/07/2019 |  | 05/28/2019
Waterfurnace International, Inc. | VERSATEC BASE SERIES | UBV/UBH060**0*4 |  | Water-Source | WBAHP: Heat Pump Packaged Unit | Heat Pump | 208 | 1 |  |  |  | Single-Speed |  |  |  | 57000 | 4071 | 14 | 11.2 | 66000 | 4204 | 4.6 | 4.2 | Federally-Regulated Commercial & Industrial Equipment | 02/07/2019 |  | 05/28/2019
Waterfurnace International, Inc. | VERSATEC BASE SERIES | UBV/UBH060**0*0 |  | Ground-Source | WBAHP: Heat Pump Packaged Unit | Heat Pump | 208 | 1 |  |  |  | Single-Speed |  |  |  | 58000 | 3815 | 15.2 | 13.4 | 43000 | 3818 | 3.3 | 3.1 | Non Federally-Regulated | 02/07/2019 |  | 05/28/2019
Waterfurnace International, Inc. | VERSATEC BASE SERIES | UBV/UBH060**3*1 |  | Ground-Source | WBAHP: Heat Pump Packaged Unit | Heat Pump | 208 | 3 |  |  |  | Single-Speed |  |  |  | 58000 | 3625 | 16 | 13.4 | 43000 | 3600 | 3.5 | 3.1 | Non Federally-Regulated | 02/07/2019 |  | 05/28/2019
Waterfurnace International, Inc. | VERSATEC BASE SERIES | UBV/UBH060**4*0 |  | Ground-Source | WBAHP: Heat Pump Packaged Unit | Heat Pump | 460 | 3 |  |  |  | Single-Speed |  |  |  | 58000 | 3815 | 15.2 | 13.4 | 43000 | 3818 | 3.3 | 3.1 | Non Federally-Regulated | 02/07/2019 |  | 05/28/2019
Waterfurnace International, Inc. | VERSATEC BASE SERIES | UBV/UBH060**3*4 |  | Ground-Source | WBAHP: Heat Pump Packaged Unit | Heat Pump | 208 | 3 |  |  |  | Single-Speed |  |  |  | 58000 | 3625 | 16 | 13.4 | 43000 | 3600 | 3.5 | 3.1 | Non Federally-Regulated | 02/07/2019 |  | 05/28/2019
Waterfurnace International, Inc. | VERSATEC BASE SERIES | UBV/UBH060**4*4 |  | Ground-Source | WBAHP: Heat Pump Packaged Unit | Heat Pump | 460 | 3 |  |  |  | Single-Speed |  |  |  | 58000 | 3625 | 16 | 13.4 | 43000 | 3600 | 3.5 | 3.1 | Non Federally-Regulated | 02/07/2019 |  | 05/28/2019
Waterfurnace International, Inc. | VERSATEC BASE SERIES | UBV/UBH060**0*1 |  | Ground-Source | WBAHP: Heat Pump Packaged Unit | Heat Pump | 208 | 1 |  |  |  | Single-Speed |  |  |  | 58000 | 3625 | 16 | 13.4 | 43000 | 3600 | 3.5 | 3.1 | Non Federally-Regulated | 02/07/2019 |  | 05/28/2019
Waterfurnace International, Inc. | VERSATEC BASE SERIES | UBV/UBH060**3*0 |  | Ground-Source | WBAHP: Heat Pump Packaged Unit | Heat Pump | 208 | 3 |  |  |  | Single-Speed |  |  |  | 58000 | 3815 | 15.2 | 13.4 | 43000 | 3818 | 3.3 | 3.1 | Non Federally-Regulated | 02/07/2019 |  | 05/28/2019
Waterfurnace International, Inc. | VERSATEC BASE SERIES | UBV/UBH060**4*1 |  | Ground-Source | WBAHP: Heat Pump Packaged Unit | Heat Pump | 460 | 3 |  |  |  | Single-Speed |  |  |  | 58000 | 3625 | 16 | 13.4 | 43000 | 3600 | 3.5 | 3.1 | Non Federally-Regulated | 02/07/2019 |  | 05/28/2019
Waterfurnace International, Inc. | VERSATEC BASE SERIES | UBV/UBH060**0*4 |  | Ground-Source | WBAHP: Heat Pump Packaged Unit | Heat Pump | 208 | 1 |  |  |  | Single-Speed |  |  |  | 58000 | 3625 | 16 | 13.4 | 43000 | 3600 | 3.5 | 3.1 | Non Federally-Regulated | 02/07/2019 |  | 05/28/2019
Waterfurnace International, Inc. | SYNERGY 3D | SDV038*1*(1,2) |  | Ground-Source | WBAHP: Heat Pump Packaged Unit | Heat Pump | 208 | 1 |  |  |  | Dual-Speed |  |  |  | 36900 | 1942 | 19 | 13.4 | 27000 | 2028 | 3.9 | 3.1 | Non Federally-Regulated | 02/07/2019 |  | 05/28/2019
Waterfurnace International, Inc. | SYNERGY 3D | SDV038*1*(1,2) |  | Ground-Water-Source | WBAHP: Heat Pump Packaged Unit | Heat Pump | 208 | 1 |  |  |  | Dual-Speed |  |  |  | 40200 | 1601 | 25.1 | 16.2 | 33400 | 2175 | 4.5 | 3.6 | Non Federally-Regulated | 02/07/2019 |  | 05/28/2019
Waterfurnace International, Inc. | SYNERGY 3D | SDV049*1*(1,2) |  | Ground-Source | WBAHP: Heat Pump Packaged Unit | Heat Pump | 208 | 1 |  |  |  | Dual-Speed |  |  |  | 46700 | 2594 | 18 | 13.4 | 36100 | 2859 | 3.7 | 3.1 | Non Federally-Regulated | 02/07/2019 |  | 05/28/2019
Waterfurnace International, Inc. | SYNERGY 3D | SDV049*1*(1,2) |  | Ground-Water-Source | WBAHP: Heat Pump Packaged Unit | Heat Pump | 208 | 1 |  |  |  | Dual-Speed |  |  |  | 50600 | 2144 | 23.6 | 16.2 | 44600 | 3039 | 4.3 | 3.6 | Non Federally-Regulated | 02/07/2019 |  | 05/28/2019
Waterfurnace International, Inc. | SYNERGY 3D | SDV064*1*1 |  | Ground-Source | WBAHP: Heat Pump Packaged Unit | Heat Pump | 208 | 1 |  |  |  | Dual-Speed |  |  |  | 59800 | 3417 | 17.5 | 13.4 | 44400 | 3516 | 3.7 | 3.1 | Non Federally-Regulated | 02/07/2019 |  | 05/28/2019
Waterfurnace International, Inc. | SYNERGY 3D | SDV064*1*1 |  | Ground-Water-Source | WBAHP: Heat Pump Packaged Unit | Heat Pump | 208 | 1 |  |  |  | Dual-Speed |  |  |  | 64300 | 2896 | 22.2 | 16.2 | 55400 | 3690 | 4.4 | 3.6 | Non Federally-Regulated | 02/07/2019 |  | 05/28/2019
Waterfurnace International, Inc. | AMERICAN STANDARD | A1GX012***1**0 |  | Ground-Source | WBAHP: Heat Pump Packaged Unit | Heat Pump | 208 | 1 |  |  |  | Single-Speed |  |  |  | 12000 | 727 | 16.5 | 13.4 | 9500 | 795 | 3.5 | 3.1 | Non Federally-Regulated | 02/07/2019 |  | 05/28/2019
Waterfurnace International, Inc. | AMERICAN STANDARD | A1GX012***1**0 |  | Ground-Water-Source | WBAHP: Heat Pump Packaged Unit | Heat Pump | 208 | 1 |  |  |  | Single-Speed |  |  |  | 13200 | 571 | 23.1 | 16.2 | 12000 | 837 | 4.2 | 3.6 | Non Federally-Regulated | 02/07/2019 |  | 05/28/2019
Waterfurnace International, Inc. | AMERICAN STANDARD | A1GX012***1**0 |  | Water-Source | WBAHP: Heat Pump Packaged Unit | Heat Pump | 208 | 1 |  |  |  | Single-Speed |  |  |  | 11280 | 805 | 14 | 11.2 | 14800 | 867 | 5 | 4.2 | Federally-Regulated Commercial & Industrial Equipment | 02/07/2019 |  | 05/28/2019
Waterfurnace International, Inc. | AMERICAN STANDARD | A1GX048***1**(1,2,4) |  | Ground-Source | WBAHP: Heat Pump Packaged Unit | Heat Pump | 208 | 1 |  |  |  | Single-Speed |  |  |  | 49300 | 2452 | 20.1 | 13.4 | 35000 | 2630 | 3.9 | 3.1 | Non Federally-Regulated | 01/11/2019 |  | 05/28/2019
Waterfurnace International, Inc. | AMERICAN STANDARD | A1GX048***1**(1,2,4) |  | Ground-Water-Source | WBAHP: Heat Pump Packaged Unit | Heat Pump | 208 | 1 |  |  |  | Single-Speed |  |  |  | 53000 | 2030 | 26.1 | 16.2 | 43400 | 2706 | 4.7 | 3.6 | Non Federally-Regulated | 01/11/2019 |  | 05/28/2019
Waterfurnace International, Inc. | AMERICAN STANDARD | A1GX048***1**(1,2,4) |  | Water-Source | WBAHP: Heat Pump Packaged Unit | Heat Pump | 208 | 1 |  |  |  | Single-Speed |  |  |  | 47300 | 2556 | 18.5 | 11.2 | 53100 | 2881 | 5.4 | 4.2 | Federally-Regulated Commercial & Industrial Equipment | 01/11/2019 |  | 05/28/2019
Waterfurnace International, Inc. | AMERICAN STANDARD | A2GE049*1* | TAMG**A48* | Ground-Source | WBAHP-CB: Heat Pump Split Syst | Heat Pump | 208 | 1 | False |  |  | Dual-Speed |  |  |  | 51300 | 2617 | 19.6 | 13.4 | 35300 | 2873 | 3.6 | 3.1 | Non Federally-Regulated | 01/11/2019 |  | 05/28/2019
Waterfurnace International, Inc. | AMERICAN STANDARD | A2GE049*1* | TAMG**A48* | Ground-Water-Source | WBAHP-CB: Heat Pump Split Syst | Heat Pump | 208 | 1 | False |  |  | Dual-Speed |  |  |  | 55800 | 2277 | 24.5 | 16.2 | 43200 | 2944 | 4.3 | 3.6 | Non Federally-Regulated | 01/11/2019 |  | 05/28/2019
Waterfurnace International, Inc. | AMERICAN STANDARD | A2GE049*1* | TAMG**A48* | Water-Source | WBAHP-CB: Heat Pump Split Syst | Heat Pump | 208 | 1 | False |  |  | Dual-Speed |  |  |  | 49800 | 2964 | 16.8 | 12 | 51800 | 3230 | 4.7 | 4.2 | Federally-Regulated Commercial & Industrial Equipment | 01/11/2019 |  | 05/28/2019
Waterfurnace International, Inc. | AMERICAN STANDARD | A2GC048*A |  | Ground-Source | WBAHP: Heat Pump Packaged Unit | Heat Pump | 208 | 1 |  |  |  | Dual-Speed |  |  |  | 49000 | 3043 | 16.1 | 13.4 | 36000 | 2851 | 3.7 | 3.1 | Non Federally-Regulated | 01/11/2019 |  | 05/28/2019
Waterfurnace International, Inc. | AMERICAN STANDARD | A2GC048*A |  | Ground-Water-Source | WBAHP: Heat Pump Packaged Unit | Heat Pump | 208 | 1 |  |  |  | Dual-Speed |  |  |  | 52300 | 2399 | 21.8 | 16.2 | 45000 | 3067 | 4.3 | 3.6 | Non Federally-Regulated | 01/11/2019 |  | 05/28/2019
Waterfurnace International, Inc. | AMERICAN STANDARD | A2GC048*A |  | Water-Source | WBAHP: Heat Pump Packaged Unit | Heat Pump | 208 | 1 |  |  |  | Dual-Speed |  |  |  | 46500 | 3141 | 14.8 | 11.2 | 53900 | 3290 | 4.8 | 4.2 | Federally-Regulated Commercial & Industrial Equipment | 01/11/2019 |  | 05/28/2019
Waterfurnace International, Inc. | AMERICAN STANDARD | A2GX038***1**(1,2,4) |  | Ground-Source | WBAHP: Heat Pump Packaged Unit | Heat Pump | 208 | 1 |  |  |  | Dual-Speed |  |  |  | 40200 | 1914 | 21 | 13.4 | 26700 | 1908 | 4.1 | 3.1 | Non Federally-Regulated | 01/11/2019 |  | 05/28/2019
Waterfurnace International, Inc. | AMERICAN STANDARD | A2GX038***1**(1,2,4) |  | Ground-Water-Source | WBAHP: Heat Pump Packaged Unit | Heat Pump | 208 | 1 |  |  |  | Dual-Speed |  |  |  | 39400 | 1634 | 24.1 | 16.2 | 33600 | 2051 | 4.8 | 3.6 | Non Federally-Regulated | 01/11/2019 |  | 05/28/2019
Waterfurnace International, Inc. | AMERICAN STANDARD | A2GX038***1**(1,2,4) |  | Water-Source | WBAHP: Heat Pump Packaged Unit | Heat Pump | 208 | 1 |  |  |  | Dual-Speed |  |  |  | 39000 | 2166 | 18 | 11.2 | 40300 | 2187 | 5.4 | 4.2 | Federally-Regulated Commercial & Industrial Equipment | 01/11/2019 |  | 05/28/2019
Waterfurnace International, Inc. | AMERICAN STANDARD | A1GX022***1**(1,4)H |  | Ground-Source | WBAHP: Heat Pump Packaged Unit | Heat Pump | 208 | 1 |  |  |  | Single-Speed |  |  |  | 19200 | 1026 | 18.7 | 13.4 | 15500 | 1135 | 4 | 3.1 | Non Federally-Regulated | 01/11/2019 |  | 05/28/2019
Waterfurnace International, Inc. | AMERICAN STANDARD | A1GX022***1**(1,4)H |  | Ground-Water-Source | WBAHP: Heat Pump Packaged Unit | Heat Pump | 208 | 1 |  |  |  | Single-Speed |  |  |  | 21900 | 796 | 27.5 | 16.2 | 19500 | 1142 | 5 | 3.6 | Non Federally-Regulated | 01/11/2019 |  | 05/28/2019
Waterfurnace International, Inc. | AMERICAN STANDARD | A1GX022***1**(1,4)H |  | Water-Source | WBAHP: Heat Pump Packaged Unit | Heat Pump | 208 | 1 |  |  |  | Single-Speed |  |  |  | 18100 | 1160 | 15.6 | 11.2 | 23700 | 1157 | 6 | 4.2 | Federally-Regulated Commercial & Industrial Equipment | 01/11/2019 |  | 05/28/2019
Waterfurnace International, Inc. | AMERICAN STANDARD | A1GX012***1**0H |  | Ground-Source | WBAHP: Heat Pump Packaged Unit | Heat Pump | 208 | 1 |  |  |  | Single-Speed |  |  |  | 12000 | 727 | 16.5 | 13.4 | 9500 | 795 | 3.5 | 3.1 | Non Federally-Regulated | 01/11/2019 |  | 05/28/2019
Waterfurnace International, Inc. | AMERICAN STANDARD | A1GX012***1**0H |  | Ground-Water-Source | WBAHP: Heat Pump Packaged Unit | Heat Pump | 208 | 1 |  |  |  | Single-Speed |  |  |  | 13200 | 571 | 23.1 | 16.2 | 12000 | 837 | 4.2 | 3.6 | Non Federally-Regulated | 01/11/2019 |  | 05/28/2019
Waterfurnace International, Inc. | AMERICAN STANDARD | A1GX012***1**0H |  | Water-Source | WBAHP: Heat Pump Packaged Unit | Heat Pump | 208 | 1 |  |  |  | Single-Speed |  |  |  | 11300 | 807 | 14 | 11.2 | 14800 | 867 | 5 | 4.2 | Federally-Regulated Commercial & Industrial Equipment | 01/11/2019 |  | 05/28/2019
Waterfurnace International, Inc. | AMERICAN STANDARD | A1GX042***1**(0,3) |  | Ground-Source | WBAHP: Heat Pump Packaged Unit | Heat Pump | 208 | 1 |  |  |  | Single-Speed |  |  |  | 41600 | 2236 | 18.6 | 13.4 | 27500 | 2178 | 3.7 | 3.1 | Non Federally-Regulated | 01/11/2019 |  | 05/28/2019
Waterfurnace International, Inc. | AMERICAN STANDARD | A1GX042***1**(0,3) |  | Ground-Water-Source | WBAHP: Heat Pump Packaged Unit | Heat Pump | 208 | 1 |  |  |  | Single-Speed |  |  |  | 44600 | 1820 | 24.5 | 16.2 | 34900 | 2378 | 4.3 | 3.6 | Non Federally-Regulated | 01/11/2019 |  | 05/28/2019
Waterfurnace International, Inc. | AMERICAN STANDARD | A1GX042***1**(0,3) |  | Water-Source | WBAHP: Heat Pump Packaged Unit | Heat Pump | 208 | 1 |  |  |  | Single-Speed |  |  |  | 40100 | 2415 | 16.6 | 11.2 | 42800 | 2459 | 5.1 | 4.2 | Federally-Regulated Commercial & Industrial Equipment | 01/11/2019 |  | 05/28/2019
Waterfurnace International, Inc. | AMERICAN STANDARD | A1GX036***1**(0,3)H |  | Ground-Source | WBAHP: Heat Pump Packaged Unit | Heat Pump | 208 | 1 |  |  |  | Single-Speed |  |  |  | 32900 | 1713 | 19.2 | 13.4 | 24400 | 1881 | 3.8 | 3.1 | Non Federally-Regulated | 01/11/2019 |  | 05/28/2019
Waterfurnace International, Inc. | AMERICAN STANDARD | A1GX036***1**(0,3)H |  | Ground-Water-Source | WBAHP: Heat Pump Packaged Unit | Heat Pump | 208 | 1 |  |  |  | Single-Speed |  |  |  | 35100 | 1438 | 24.4 | 16.2 | 29200 | 1901 | 4.5 | 3.6 | Non Federally-Regulated | 01/11/2019 |  | 05/28/2019
Waterfurnace International, Inc. | AMERICAN STANDARD | A1GX036***1**(0,3)H |  | Water-Source | WBAHP: Heat Pump Packaged Unit | Heat Pump | 208 | 1 |  |  |  | Single-Speed |  |  |  | 31500 | 2128 | 14.8 | 11.2 | 40200 | 2222 | 5.3 | 4.2 | Federally-Regulated Commercial & Industrial Equipment | 01/11/2019 |  | 05/28/2019
Waterfurnace International, Inc. | AMERICAN STANDARD | A2GE064*1* | AGCX**060* | Ground-Source | WBAHP-CB: Heat Pump Split Syst | Heat Pump | 208 | 1 | False |  |  | Dual-Speed |  |  |  | 59100 | 3812 | 15.5 | 13.4 | 43200 | 3516 | 3.6 | 3.1 | Non Federally-Regulated | 01/11/2019 |  | 05/28/2019
Waterfurnace International, Inc. | AMERICAN STANDARD | A2GE064*1* | AGCX**060* | Ground-Water-Source | WBAHP-CB: Heat Pump Split Syst | Heat Pump | 208 | 1 | False |  |  | Dual-Speed |  |  |  | 63800 | 3322 | 19.2 | 16.2 | 55800 | 3803 | 4.3 | 3.6 | Non Federally-Regulated | 01/11/2019 |  | 05/28/2019
Waterfurnace International, Inc. | AMERICAN STANDARD | A2GE064*1* | AGCX**060* | Water-Source | WBAHP-CB: Heat Pump Split Syst | Heat Pump | 208 | 1 | False |  |  | Dual-Speed |  |  |  | 56300 | 3829 | 14.7 | 12 | 67100 | 4275 | 4.6 | 4.2 | Federally-Regulated Commercial & Industrial Equipment | 01/11/2019 |  | 05/28/2019
Waterfurnace International, Inc. | AMERICAN STANDARD | A2GN064*1* | TAMG**A60* | Ground-Source | WBAHP-CB: Heat Pump Split Syst | Heat Pump | 208 | 1 | False |  |  | Dual-Speed |  |  |  | 58800 | 3721 | 15.8 | 13.4 | 47100 | 4059 | 3.4 | 3.1 | Non Federally-Regulated | 01/11/2019 |  | 05/28/2019
Waterfurnace International, Inc. | AMERICAN STANDARD | A2GN064*1* | TAMG**A60* | Ground-Water-Source | WBAHP-CB: Heat Pump Split Syst | Heat Pump | 208 | 1 | False |  |  | Dual-Speed |  |  |  | 64000 | 3091 | 20.7 | 16.2 | 55800 | 4088 | 4 | 3.6 | Non Federally-Regulated | 01/11/2019 |  | 05/28/2019
Waterfurnace International, Inc. | AMERICAN STANDARD | A2GN064*1* | TAMG**A60* | Water-Source | WBAHP-CB: Heat Pump Split Syst | Heat Pump | 208 | 1 | False |  |  | Dual-Speed |  |  |  | 55500 | 4080 | 13.6 | 12 | 66800 | 4350 | 4.5 | 4.2 | Federally-Regulated Commercial & Industrial Equipment | 01/11/2019 |  | 05/28/2019
Waterfurnace International, Inc. | AMERICAN STANDARD | A2GC072*A |  | Ground-Source | WBAHP: Heat Pump Packaged Unit | Heat Pump | 208 | 1 |  |  |  | Dual-Speed | 3931 | 450 |  | 67000 | 4085 | 16.4 | 13.4 | 52000 | 4354 | 3.5 | 3.1 | Non Federally-Regulated | 02/16/2016 |  | 05/28/2019
Waterfurnace International, Inc. | AMERICAN STANDARD | A2GC072*A |  | Ground-Water-Source | WBAHP: Heat Pump Packaged Unit | Heat Pump | 208 | 1 |  |  |  | Dual-Speed | 3467 | 450 |  | 71800 | 3451 | 20.8 | 16.2 | 68500 | 4896 | 4.1 | 3.6 | Non Federally-Regulated | 02/16/2016 |  | 05/28/2019
Waterfurnace International, Inc. | AMERICAN STANDARD | A2GC072*A |  | Water-Source | WBAHP: Heat Pump Packaged Unit | Heat Pump | 208 | 1 |  |  |  | Dual-Speed |  |  |  | 64400 | 4472 | 14.4 | 11.2 | 82800 | 5392 | 4.5 | 4.2 | Federally-Regulated Commercial & Industrial Equipment | 01/11/2019 |  | 05/28/2019
Waterfurnace International, Inc. | AMERICAN STANDARD | A1GX048***1**(0,3)H |  | Ground-Source | WBAHP: Heat Pump Packaged Unit | Heat Pump | 208 | 1 |  |  |  | Single-Speed |  |  |  | 45500 | 2843 | 16 | 13.4 | 36400 | 2883 | 3.7 | 3.1 | Non Federally-Regulated | 01/11/2019 |  | 05/28/2019
Waterfurnace International, Inc. | AMERICAN STANDARD | A1GX048***1**(0,3)H |  | Ground-Water-Source | WBAHP: Heat Pump Packaged Unit | Heat Pump | 208 | 1 |  |  |  | Single-Speed |  |  |  | 48900 | 2192 | 22.3 | 16.2 | 44700 | 3119 | 4.2 | 3.6 | Non Federally-Regulated | 01/11/2019 |  | 05/28/2019
Waterfurnace International, Inc. | AMERICAN STANDARD | A1GX048***1**(0,3)H |  | Water-Source | WBAHP: Heat Pump Packaged Unit | Heat Pump | 208 | 1 |  |  |  | Single-Speed |  |  |  | 43200 | 3248 | 13.3 | 11.2 | 55600 | 3325 | 4.9 | 4.2 | Federally-Regulated Commercial & Industrial Equipment | 01/11/2019 |  | 05/28/2019
Waterfurnace International, Inc. | AMERICAN STANDARD | A2GN049*1* | AGCX**048* | Ground-Source | WBAHP-CB: Heat Pump Split Syst | Heat Pump | 208 | 1 | False |  |  | Dual-Speed |  |  |  | 47700 | 2962 | 16.1 | 13.4 | 37000 | 2853 | 3.8 | 3.1 | Non Federally-Regulated | 01/11/2019 |  | 05/28/2019
Waterfurnace International, Inc. | AMERICAN STANDARD | A2GN049*1* | AGCX**048* | Ground-Water-Source | WBAHP-CB: Heat Pump Split Syst | Heat Pump | 208 | 1 | False |  |  | Dual-Speed |  |  |  | 50500 | 2500 | 20.2 | 16.2 | 46700 | 3110 | 4.4 | 3.6 | Non Federally-Regulated | 01/11/2019 |  | 05/28/2019
Waterfurnace International, Inc. | AMERICAN STANDARD | A2GN049*1* | AGCX**048* | Water-Source | WBAHP-CB: Heat Pump Split Syst | Heat Pump | 208 | 1 | False |  |  | Dual-Speed |  |  |  | 45900 | 3278 | 14 | 12 | 56800 | 3541 | 4.7 | 4.2 | Federally-Regulated Commercial & Industrial Equipment | 01/11/2019 |  | 05/28/2019
Waterfurnace International, Inc. | AMERICAN STANDARD | A1GX036***1**(1,2,4)H |  | Ground-Source | WBAHP: Heat Pump Packaged Unit | Heat Pump | 208 | 1 |  |  |  | Single-Speed |  |  |  | 33700 | 1531 | 22 | 13.4 | 24400 | 1702 | 4.2 | 3.1 | Non Federally-Regulated | 01/11/2019 |  | 05/28/2019
Waterfurnace International, Inc. | AMERICAN STANDARD | A1GX036***1**(1,2,4)H |  | Ground-Water-Source | WBAHP: Heat Pump Packaged Unit | Heat Pump | 208 | 1 |  |  |  | Single-Speed |  |  |  | 36800 | 1277 | 28.8 | 16.2 | 29200 | 1746 | 4.9 | 3.6 | Non Federally-Regulated | 01/11/2019 |  | 05/28/2019
Waterfurnace International, Inc. | AMERICAN STANDARD | A1GX036***1**(1,2,4)H |  | Water-Source | WBAHP: Heat Pump Packaged Unit | Heat Pump | 208 | 1 |  |  |  | Single-Speed |  |  |  | 32300 | 1718 | 18.8 | 11.2 | 36500 | 1876 | 5.7 | 4.2 | Federally-Regulated Commercial & Industrial Equipment | 01/11/2019 |  | 05/28/2019
Waterfurnace International, Inc. | AMERICAN STANDARD | A2GE049*1* | AGCX**048* | Ground-Source | WBAHP-CB: Heat Pump Split Syst | Heat Pump | 208 | 1 | False |  |  | Dual-Speed |  |  |  | 47700 | 2962 | 16.1 | 13.4 | 37000 | 2853 | 3.8 | 3.1 | Non Federally-Regulated | 01/11/2019 |  | 05/28/2019
Waterfurnace International, Inc. | AMERICAN STANDARD | A2GE049*1* | AGCX**048* | Ground-Water-Source | WBAHP-CB: Heat Pump Split Syst | Heat Pump | 208 | 1 | False |  |  | Dual-Speed |  |  |  | 50500 | 2500 | 20.2 | 16.2 | 46700 | 3110 | 4.4 | 3.6 | Non Federally-Regulated | 01/11/2019 |  | 05/28/2019
Waterfurnace International, Inc. | AMERICAN STANDARD | A2GE049*1* | AGCX**048* | Water-Source | WBAHP-CB: Heat Pump Split Syst | Heat Pump | 208 | 1 | False |  |  | Dual-Speed |  |  |  | 45900 | 3278 | 14 | 12 | 56800 | 3541 | 4.7 | 4.2 | Federally-Regulated Commercial & Industrial Equipment | 01/11/2019 |  | 05/28/2019
Waterfurnace International, Inc. | AMERICAN STANDARD | A1GX030***1**(1,4)H |  | Ground-Source | WBAHP: Heat Pump Packaged Unit | Heat Pump | 208 | 1 |  |  |  | Single-Speed |  |  |  | 28100 | 1277 | 22 | 13.4 | 20500 | 1540 | 3.9 | 3.1 | Non Federally-Regulated | 01/11/2019 |  | 05/28/2019
Waterfurnace International, Inc. | AMERICAN STANDARD | A1GX030***1**(1,4)H |  | Ground-Water-Source | WBAHP: Heat Pump Packaged Unit | Heat Pump | 208 | 1 |  |  |  | Single-Speed |  |  |  | 31200 | 1057 | 29.5 | 16.2 | 26000 | 1587 | 4.8 | 3.6 | Non Federally-Regulated | 01/11/2019 |  | 05/28/2019
Waterfurnace International, Inc. | AMERICAN STANDARD | A1GX030***1**(1,4)H |  | Water-Source | WBAHP: Heat Pump Packaged Unit | Heat Pump | 208 | 1 |  |  |  | Single-Speed |  |  |  | 27000 | 1428 | 18.9 | 11.2 | 32900 | 1721 | 5.6 | 4.2 | Federally-Regulated Commercial & Industrial Equipment | 01/11/2019 |  | 05/28/2019
Waterfurnace International, Inc. | AMERICAN STANDARD | AVGX048**1**1 |  | Ground-Source | WBAHP: Heat Pump Packaged Unit | Heat Pump | 208 | 1 |  |  |  | Variable-Speed |  |  |  | 46000 | 2119 | 21.7 | 13.4 | 43000 | 3500 | 3.6 | 3.1 | Non Federally-Regulated | 01/11/2019 |  | 05/28/2019
Waterfurnace International, Inc. | AMERICAN STANDARD | AVGX048**1**1 |  | Ground-Water-Source | WBAHP: Heat Pump Packaged Unit | Heat Pump | 208 | 1 |  |  |  | Variable-Speed |  |  |  | 49000 | 1545 | 31.7 | 16.2 | 55000 | 3748 | 4.3 | 3.6 | Non Federally-Regulated | 01/11/2019 |  | 05/28/2019
Waterfurnace International, Inc. | AMERICAN STANDARD | AVGX048**1**1 |  | Water-Source | WBAHP: Heat Pump Packaged Unit | Heat Pump | 208 | 1 |  |  |  | Variable-Speed |  |  |  | 41000 | 2329 | 17.6 | 11.2 | 67000 | 3927 | 5 | 4.2 | Federally-Regulated Commercial & Industrial Equipment | 01/11/2019 |  | 05/28/2019
Waterfurnace International, Inc. | AMERICAN STANDARD | A1GX048***1**(0,3) |  | Ground-Source | WBAHP: Heat Pump Packaged Unit | Heat Pump | 208 | 1 |  |  |  | Single-Speed |  |  |  | 48900 | 2826 | 17.3 | 13.4 | 35000 | 2849 | 3.6 | 3.1 | Non Federally-Regulated | 01/11/2019 |  | 05/28/2019
Waterfurnace International, Inc. | AMERICAN STANDARD | A1GX048***1**(0,3) |  | Ground-Water-Source | WBAHP: Heat Pump Packaged Unit | Heat Pump | 208 | 1 |  |  |  | Single-Speed |  |  |  | 51600 | 2293 | 22.5 | 16.2 | 43400 | 3028 | 4.2 | 3.6 | Non Federally-Regulated | 01/11/2019 |  | 05/28/2019
Waterfurnace International, Inc. | AMERICAN STANDARD | A1GX048***1**(0,3) |  | Water-Source | WBAHP: Heat Pump Packaged Unit | Heat Pump | 208 | 1 |  |  |  | Single-Speed |  |  |  | 46400 | 2993 | 15.5 | 11.2 | 53100 | 3175 | 4.9 | 4.2 | Federally-Regulated Commercial & Industrial Equipment | 01/11/2019 |  | 05/28/2019
Waterfurnace International, Inc. | AMERICAN STANDARD | A2GX026***1**(1,4) |  | Ground-Source | WBAHP: Heat Pump Packaged Unit | Heat Pump | 208 | 1 |  |  |  | Dual-Speed |  |  |  | 27700 | 1357 | 20.4 | 13.4 | 19500 | 1329 | 4.3 | 3.1 | Non Federally-Regulated | 01/11/2019 |  | 05/28/2019
Waterfurnace International, Inc. | AMERICAN STANDARD | A2GX026***1**(1,4) |  | Ground-Water-Source | WBAHP: Heat Pump Packaged Unit | Heat Pump | 208 | 1 |  |  |  | Dual-Speed |  |  |  | 29000 | 1208 | 24 | 16.2 | 25100 | 1471 | 5 | 3.6 | Non Federally-Regulated | 01/11/2019 |  | 05/28/2019
Waterfurnace International, Inc. | AMERICAN STANDARD | A2GX026***1**(1,4) |  | Water-Source | WBAHP: Heat Pump Packaged Unit | Heat Pump | 208 | 1 |  |  |  | Dual-Speed |  |  |  | 26000 | 1502 | 17.3 | 11.2 | 30300 | 1614 | 5.5 | 4.2 | Federally-Regulated Commercial & Industrial Equipment | 01/11/2019 |  | 05/28/2019
Waterfurnace International, Inc. | AMERICAN STANDARD | A2GX049***1**(1,2,4) |  | Ground-Source | WBAHP: Heat Pump Packaged Unit | Heat Pump | 208 | 1 |  |  |  | Dual-Speed |  |  |  | 52000 | 2600 | 20 | 13.4 | 37400 | 2740 | 4 | 3.1 | Non Federally-Regulated | 01/11/2019 |  | 05/28/2019
Waterfurnace International, Inc. | AMERICAN STANDARD | A2GX049***1**(1,2,4) |  | Ground-Water-Source | WBAHP: Heat Pump Packaged Unit | Heat Pump | 208 | 1 |  |  |  | Dual-Speed |  |  |  | 56200 | 2293 | 24.5 | 16.2 | 46300 | 2949 | 4.6 | 3.6 | Non Federally-Regulated | 01/11/2019 |  | 05/28/2019
Waterfurnace International, Inc. | AMERICAN STANDARD | A2GX049***1**(1,2,4) |  | Water-Source | WBAHP: Heat Pump Packaged Unit | Heat Pump | 208 | 1 |  |  |  | Dual-Speed |  |  |  | 50300 | 2941 | 17.1 | 11.2 | 56100 | 3161 | 5.2 | 4.2 | Federally-Regulated Commercial & Industrial Equipment | 01/11/2019 |  | 05/28/2019
Waterfurnace International, Inc. | AMERICAN STANDARD | A1GX048***1**(1,2,4)H |  | Ground-Source | WBAHP: Heat Pump Packaged Unit | Heat Pump | 208 | 1 |  |  |  | Single-Speed |  |  |  | 45900 | 2441 | 18.8 | 13.4 | 36400 | 2666 | 4 | 3.1 | Non Federally-Regulated | 01/11/2019 |  | 05/28/2019
Waterfurnace International, Inc. | AMERICAN STANDARD | A1GX048***1**(1,2,4)H |  | Ground-Water-Source | WBAHP: Heat Pump Packaged Unit | Heat Pump | 208 | 1 |  |  |  | Single-Speed |  |  |  | 50300 | 1942 | 25.9 | 16.2 | 44700 | 2787 | 4.7 | 3.6 | Non Federally-Regulated | 01/11/2019 |  | 05/28/2019
Waterfurnace International, Inc. | AMERICAN STANDARD | A1GX048***1**(1,2,4)H |  | Water-Source | WBAHP: Heat Pump Packaged Unit | Heat Pump | 208 | 1 |  |  |  | Single-Speed |  |  |  | 44100 | 2705 | 16.3 | 11.2 | 55600 | 3017 | 5.4 | 4.2 | Federally-Regulated Commercial & Industrial Equipment | 01/11/2019 |  | 05/28/2019
Waterfurnace International, Inc. | AMERICAN STANDARD | A2GY064***1**1 |  | Ground-Source | WBAHP: Heat Pump Packaged Unit | Heat Pump | 208 | 1 |  |  |  | Dual-Speed |  |  |  | 59800 | 3417 | 17.5 | 13.4 | 44400 | 3516 | 3.7 | 3.1 | Non Federally-Regulated | 01/11/2019 |  | 05/28/2019
Waterfurnace International, Inc. | AMERICAN STANDARD | A2GY064***1**1 |  | Ground-Water-Source | WBAHP: Heat Pump Packaged Unit | Heat Pump | 208 | 1 |  |  |  | Dual-Speed |  |  |  | 64300 | 2896 | 22.2 | 16.2 | 55400 | 3690 | 4.4 | 3.6 | Non Federally-Regulated | 01/11/2019 |  | 05/28/2019
Waterfurnace International, Inc. | AMERICAN STANDARD | A1GX022***1**(1,4) |  | Ground-Source | WBAHP: Heat Pump Packaged Unit | Heat Pump | 208 | 1 |  |  |  | Single-Speed |  |  |  | 23000 | 1000 | 23 | 13.4 | 14200 | 1067 | 3.9 | 3.1 | Non Federally-Regulated | 01/11/2019 |  | 05/28/2019
Waterfurnace International, Inc. | AMERICAN STANDARD | A1GX022***1**(1,4) |  | Ground-Water-Source | WBAHP: Heat Pump Packaged Unit | Heat Pump | 208 | 1 |  |  |  | Single-Speed |  |  |  | 24800 | 826 | 30 | 16.2 | 18200 | 1111 | 4.8 | 3.6 | Non Federally-Regulated | 01/11/2019 |  | 05/28/2019
Waterfurnace International, Inc. | AMERICAN STANDARD | A1GX022***1**(1,4) |  | Water-Source | WBAHP: Heat Pump Packaged Unit | Heat Pump | 208 | 1 |  |  |  | Single-Speed |  |  |  | 21900 | 1123 | 19.5 | 11.2 | 22800 | 1172 | 5.7 | 4.2 | Federally-Regulated Commercial & Industrial Equipment | 01/11/2019 |  | 05/28/2019
Waterfurnace International, Inc. | AMERICAN STANDARD | A2GN038*1* | AGCX**036* | Ground-Source | WBAHP-CB: Heat Pump Split Syst | Heat Pump | 208 | 1 | False |  |  | Dual-Speed |  |  |  | 35000 | 2046 | 17.1 | 13.4 | 25700 | 1982 | 3.8 | 3.1 | Non Federally-Regulated | 01/11/2019 |  | 05/28/2019
Waterfurnace International, Inc. | AMERICAN STANDARD | A2GN038*1* | AGCX**036* | Ground-Water-Source | WBAHP-CB: Heat Pump Split Syst | Heat Pump | 208 | 1 | False |  |  | Dual-Speed |  |  |  | 34300 | 1681 | 20.4 | 16.2 | 33100 | 2155 | 4.5 | 3.6 | Non Federally-Regulated | 01/11/2019 |  | 05/28/2019
Waterfurnace International, Inc. | AMERICAN STANDARD | A2GN038*1* | AGCX**036* | Water-Source | WBAHP-CB: Heat Pump Split Syst | Heat Pump | 208 | 1 | False |  |  | Dual-Speed |  |  |  | 34000 | 2328 | 14.6 | 12 | 40100 | 2350 | 5 | 4.2 | Federally-Regulated Commercial & Industrial Equipment | 01/11/2019 |  | 05/28/2019
Waterfurnace International, Inc. | AMERICAN STANDARD | A2GN038*1* | TAMG**A36* | Ground-Source | WBAHP-CB: Heat Pump Split Syst | Heat Pump | 208 | 1 | False |  |  | Dual-Speed |  |  |  | 38100 | 2015 | 18.9 | 13.4 | 26500 | 2043 | 3.8 | 3.1 | Non Federally-Regulated | 01/11/2019 |  | 05/28/2019
Waterfurnace International, Inc. | AMERICAN STANDARD | A2GN038*1* | TAMG**A36* | Ground-Water-Source | WBAHP-CB: Heat Pump Split Syst | Heat Pump | 208 | 1 | False |  |  | Dual-Speed |  |  |  | 39400 | 1641 | 24 | 16.2 | 33100 | 2255 | 4.3 | 3.6 | Non Federally-Regulated | 01/11/2019 |  | 05/28/2019
Waterfurnace International, Inc. | AMERICAN STANDARD | A2GN038*1* | TAMG**A36* | Water-Source | WBAHP-CB: Heat Pump Split Syst | Heat Pump | 208 | 1 | False |  |  | Dual-Speed |  |  |  | 37100 | 2276 | 16.3 | 12 | 40200 | 2454 | 4.8 | 4.2 | Federally-Regulated Commercial & Industrial Equipment | 01/11/2019 |  | 05/28/2019
Waterfurnace International, Inc. | AMERICAN STANDARD | A1GX030***1**(1,4) |  | Ground-Source | WBAHP: Heat Pump Packaged Unit | Heat Pump | 208 | 1 |  |  |  | Single-Speed |  |  |  | 29400 | 1342 | 21.9 | 13.4 | 20000 | 1465 | 4 | 3.1 | Non Federally-Regulated | 01/11/2019 |  | 05/28/2019
Waterfurnace International, Inc. | AMERICAN STANDARD | A1GX030***1**(1,4) |  | Ground-Water-Source | WBAHP: Heat Pump Packaged Unit | Heat Pump | 208 | 1 |  |  |  | Single-Speed |  |  |  | 31200 | 1057 | 29.5 | 16.2 | 24400 | 1489 | 4.8 | 3.6 | Non Federally-Regulated | 01/11/2019 |  | 05/28/2019
Waterfurnace International, Inc. | AMERICAN STANDARD | A1GX030***1**(1,4) |  | Water-Source | WBAHP: Heat Pump Packaged Unit | Heat Pump | 208 | 1 |  |  |  | Single-Speed |  |  |  | 27800 | 1447 | 19.2 | 11.2 | 30600 | 1573 | 5.7 | 4.2 | Federally-Regulated Commercial & Industrial Equipment | 01/11/2019 |  | 05/28/2019
Waterfurnace International, Inc. | AMERICAN STANDARD | A1GX030***1**(0,3)H |  | Ground-Source | WBAHP: Heat Pump Packaged Unit | Heat Pump | 208 | 1 |  |  |  | Single-Speed |  |  |  | 27900 | 1322 | 21.1 | 13.4 | 20300 | 1607 | 3.7 | 3.1 | Non Federally-Regulated | 01/11/2019 |  | 05/28/2019
Waterfurnace International, Inc. | AMERICAN STANDARD | A1GX030***1**(0,3)H |  | Ground-Water-Source | WBAHP: Heat Pump Packaged Unit | Heat Pump | 208 | 1 |  |  |  | Single-Speed |  |  |  | 30800 | 1136 | 27.1 | 16.2 | 26000 | 1621 | 4.7 | 3.6 | Non Federally-Regulated | 01/11/2019 |  | 05/28/2019
Waterfurnace International, Inc. | AMERICAN STANDARD | A1GX030***1**(0,3)H |  | Water-Source | WBAHP: Heat Pump Packaged Unit | Heat Pump | 208 | 1 |  |  |  | Single-Speed |  |  |  | 26800 | 1497 | 17.9 | 11.2 | 32900 | 1819 | 5.3 | 4.2 | Federally-Regulated Commercial & Industrial Equipment | 01/11/2019 |  | 05/28/2019
Waterfurnace International, Inc. | AMERICAN STANDARD | A2GX038***1**(1,2,4)H |  | Ground-Source | WBAHP: Heat Pump Packaged Unit | Heat Pump | 208 | 1 |  |  |  | Dual-Speed |  |  |  | 38200 | 1939 | 19.7 | 13.4 | 28500 | 1988 | 4.2 | 3.1 | Non Federally-Regulated | 01/11/2019 |  | 05/28/2019
Waterfurnace International, Inc. | AMERICAN STANDARD | A2GX038***1**(1,2,4)H |  | Ground-Water-Source | WBAHP: Heat Pump Packaged Unit | Heat Pump | 208 | 1 |  |  |  | Dual-Speed |  |  |  | 40000 | 1639 | 24.4 | 16.2 | 35000 | 2093 | 4.9 | 3.6 | Non Federally-Regulated | 01/11/2019 |  | 05/28/2019
Waterfurnace International, Inc. | AMERICAN STANDARD | A2GX038***1**(1,2,4)H |  | Water-Source | WBAHP: Heat Pump Packaged Unit | Heat Pump | 208 | 1 |  |  |  | Dual-Speed |  |  |  | 36500 | 2147 | 17 | 11.2 | 43300 | 2307 | 5.5 | 4.2 | Federally-Regulated Commercial & Industrial Equipment | 01/11/2019 |  | 05/28/2019
Waterfurnace International, Inc. | AMERICAN STANDARD | A1GX018***1**0H |  | Ground-Source | WBAHP: Heat Pump Packaged Unit | Heat Pump | 208 | 1 |  |  |  | Single-Speed |  |  |  | 18500 | 1069 | 17.3 | 13.4 | 14500 | 1214 | 3.5 | 3.1 | Non Federally-Regulated | 01/11/2019 |  | 05/28/2019
Waterfurnace International, Inc. | AMERICAN STANDARD | A1GX018***1**0H |  | Ground-Water-Source | WBAHP: Heat Pump Packaged Unit | Heat Pump | 208 | 1 |  |  |  | Single-Speed |  |  |  | 20600 | 834 | 24.7 | 16.2 | 18700 | 1274 | 4.3 | 3.6 | Non Federally-Regulated | 01/11/2019 |  | 05/28/2019
Waterfurnace International, Inc. | AMERICAN STANDARD | A1GX018***1**0H |  | Water-Source | WBAHP: Heat Pump Packaged Unit | Heat Pump | 208 | 1 |  |  |  | Single-Speed |  |  |  | 17400 | 1175 | 14.8 | 11.2 | 23000 | 1321 | 5.1 | 4.2 | Federally-Regulated Commercial & Industrial Equipment | 01/11/2019 |  | 05/28/2019
Waterfurnace International, Inc. | AMERICAN STANDARD | A1GX022***1**(0,3) |  | Ground-Source | WBAHP: Heat Pump Packaged Unit | Heat Pump | 208 | 1 |  |  |  | Single-Speed |  |  |  | 21500 | 1048 | 20.5 | 13.4 | 14200 | 1124 | 3.7 | 3.1 | Non Federally-Regulated | 01/11/2019 |  | 05/28/2019
Waterfurnace International, Inc. | AMERICAN STANDARD | A1GX022***1**(0,3) |  | Ground-Water-Source | WBAHP: Heat Pump Packaged Unit | Heat Pump | 208 | 1 |  |  |  | Single-Speed |  |  |  | 23000 | 821 | 28 | 16.2 | 18100 | 1153 | 4.6 | 3.6 | Non Federally-Regulated | 01/11/2019 |  | 05/28/2019
Waterfurnace International, Inc. | AMERICAN STANDARD | A1GX022***1**(0,3) |  | Water-Source | WBAHP: Heat Pump Packaged Unit | Heat Pump | 208 | 1 |  |  |  | Single-Speed |  |  |  | 21000 | 1200 | 17.5 | 11.2 | 22600 | 1182 | 5.6 | 4.2 | Federally-Regulated Commercial & Industrial Equipment | 01/11/2019 |  | 05/28/2019
Waterfurnace International, Inc. | AMERICAN STANDARD | A2GC060*A |  | Ground-Source | WBAHP: Heat Pump Packaged Unit | Heat Pump | 208 | 1 |  |  |  | Dual-Speed |  |  |  | 59900 | 3630 | 16.5 | 13.4 | 45300 | 3904 | 3.4 | 3.1 | Non Federally-Regulated | 01/11/2019 |  | 05/28/2019
Waterfurnace International, Inc. | AMERICAN STANDARD | A2GC060*A |  | Ground-Water-Source | WBAHP: Heat Pump Packaged Unit | Heat Pump | 208 | 1 |  |  |  | Dual-Speed |  |  |  | 64100 | 3096 | 20.7 | 16.2 | 56500 | 4139 | 4 | 3.6 | Non Federally-Regulated | 01/11/2019 |  | 05/28/2019
Waterfurnace International, Inc. | AMERICAN STANDARD | A2GC060*A |  | Water-Source | WBAHP: Heat Pump Packaged Unit | Heat Pump | 208 | 1 |  |  |  | Dual-Speed |  |  |  | 57200 | 4000 | 14.3 | 11.2 | 69000 | 4493 | 4.5 | 4.2 | Federally-Regulated Commercial & Industrial Equipment | 01/11/2019 |  | 05/28/2019
Waterfurnace International, Inc. | AMERICAN STANDARD | A2GY038***1**(1,2) |  | Ground-Source | WBAHP: Heat Pump Packaged Unit | Heat Pump | 208 | 1 |  |  |  | Dual-Speed |  |  |  | 36900 | 1942 | 19 | 13.4 | 27000 | 2028 | 3.9 | 3.1 | Non Federally-Regulated | 01/11/2019 |  | 05/28/2019
Waterfurnace International, Inc. | AMERICAN STANDARD | A2GY038***1**(1,2) |  | Ground-Water-Source | WBAHP: Heat Pump Packaged Unit | Heat Pump | 208 | 1 |  |  |  | Dual-Speed |  |  |  | 40200 | 1601 | 25.1 | 16.2 | 33400 | 2175 | 4.5 | 3.6 | Non Federally-Regulated | 01/11/2019 |  | 05/28/2019
Waterfurnace International, Inc. | AMERICAN STANDARD | A1GX018***1**0 |  | Ground-Source | WBAHP: Heat Pump Packaged Unit | Heat Pump | 208 | 1 |  |  |  | Single-Speed |  |  |  | 18500 | 1027 | 18 | 13.4 | 14700 | 1133 | 3.8 | 3.1 | Non Federally-Regulated | 01/11/2019 |  | 05/28/2019
Waterfurnace International, Inc. | AMERICAN STANDARD | A1GX018***1**0 |  | Ground-Water-Source | WBAHP: Heat Pump Packaged Unit | Heat Pump | 208 | 1 |  |  |  | Single-Speed |  |  |  | 21000 | 823 | 25.5 | 16.2 | 19000 | 1265 | 4.4 | 3.6 | Non Federally-Regulated | 01/11/2019 |  | 05/28/2019
Waterfurnace International, Inc. | AMERICAN STANDARD | A1GX018***1**0 |  | Water-Source | WBAHP: Heat Pump Packaged Unit | Heat Pump | 208 | 1 |  |  |  | Single-Speed |  |  |  | 18000 | 1153 | 15.6 | 11.2 | 23000 | 1321 | 5.1 | 4.2 | Federally-Regulated Commercial & Industrial Equipment | 01/11/2019 |  | 05/28/2019
Waterfurnace International, Inc. | AMERICAN STANDARD | A2GE026*1* | TAMG**A24* | Ground-Source | WBAHP-CB: Heat Pump Split Syst | Heat Pump | 208 | 1 | False |  |  | Dual-Speed |  |  |  | 24600 | 1322 | 18.6 | 13.4 | 18600 | 1434 | 3.8 | 3.1 | Non Federally-Regulated | 01/11/2019 |  | 05/28/2019
Waterfurnace International, Inc. | AMERICAN STANDARD | A2GE026*1* | TAMG**A24* | Ground-Water-Source | WBAHP-CB: Heat Pump Split Syst | Heat Pump | 208 | 1 | False |  |  | Dual-Speed |  |  |  | 27100 | 1133 | 23.9 | 16.2 | 23200 | 1510 | 4.5 | 3.6 | Non Federally-Regulated | 01/11/2019 |  | 05/28/2019
Waterfurnace International, Inc. | AMERICAN STANDARD | A2GE026*1* | TAMG**A24* | Water-Source | WBAHP-CB: Heat Pump Split Syst | Heat Pump | 208 | 1 | False |  |  | Dual-Speed |  |  |  | 23500 | 1459 | 16.1 | 12 | 28000 | 1641 | 5 | 4.2 | Federally-Regulated Commercial & Industrial Equipment | 01/11/2019 |  | 05/28/2019
Waterfurnace International, Inc. | AMERICAN STANDARD | A1GX042***1**(1,2,4) |  | Ground-Source | WBAHP: Heat Pump Packaged Unit | Heat Pump | 208 | 1 |  |  |  | Single-Speed |  |  |  | 42000 | 1926 | 21.8 | 13.4 | 27500 | 1918 | 4.2 | 3.1 | Non Federally-Regulated | 01/11/2019 |  | 05/28/2019
Waterfurnace International, Inc. | AMERICAN STANDARD | A1GX042***1**(1,2,4) |  | Ground-Water-Source | WBAHP: Heat Pump Packaged Unit | Heat Pump | 208 | 1 |  |  |  | Single-Speed |  |  |  | 46200 | 1566 | 29.5 | 16.2 | 35000 | 2093 | 4.9 | 3.6 | Non Federally-Regulated | 01/11/2019 |  | 05/28/2019
Waterfurnace International, Inc. | AMERICAN STANDARD | A1GX042***1**(1,2,4) |  | Water-Source | WBAHP: Heat Pump Packaged Unit | Heat Pump | 208 | 1 |  |  |  | Single-Speed |  |  |  | 40800 | 2040 | 20 | 11.2 | 42800 | 2200 | 5.7 | 4.2 | Federally-Regulated Commercial & Industrial Equipment | 01/11/2019 |  | 05/28/2019
Waterfurnace International, Inc. | AMERICAN STANDARD | A1GX042***1**(0,3)H |  | Ground-Source | WBAHP: Heat Pump Packaged Unit | Heat Pump | 208 | 1 |  |  |  | Single-Speed |  |  |  | 40300 | 2178 | 18.5 | 13.4 | 28900 | 2419 | 3.5 | 3.1 | Non Federally-Regulated | 01/11/2019 |  | 05/28/2019
Waterfurnace International, Inc. | AMERICAN STANDARD | A1GX042***1**(0,3)H |  | Ground-Water-Source | WBAHP: Heat Pump Packaged Unit | Heat Pump | 208 | 1 |  |  |  | Single-Speed |  |  |  | 42300 | 1815 | 23.3 | 16.2 | 36000 | 2453 | 4.3 | 3.6 | Non Federally-Regulated | 01/11/2019 |  | 05/28/2019
Waterfurnace International, Inc. | AMERICAN STANDARD | A1GX042***1**(0,3)H |  | Water-Source | WBAHP: Heat Pump Packaged Unit | Heat Pump | 208 | 1 |  |  |  | Single-Speed |  |  |  | 38300 | 2487 | 15.4 | 11.2 | 45600 | 2570 | 5.2 | 4.2 | Federally-Regulated Commercial & Industrial Equipment | 01/11/2019 |  | 05/28/2019
Waterfurnace International, Inc. | AMERICAN STANDARD | A1GX018***1**(1,4) |  | Ground-Source | WBAHP: Heat Pump Packaged Unit | Heat Pump | 208 | 1 |  |  |  | Single-Speed |  |  |  | 18500 | 973 | 19 | 13.4 | 14700 | 1050 | 4.1 | 3.1 | Non Federally-Regulated | 01/11/2019 |  | 05/28/2019
Waterfurnace International, Inc. | AMERICAN STANDARD | A1GX018***1**(1,4) |  | Ground-Water-Source | WBAHP: Heat Pump Packaged Unit | Heat Pump | 208 | 1 |  |  |  | Single-Speed |  |  |  | 21000 | 783 | 26.8 | 16.2 | 19000 | 1184 | 4.7 | 3.6 | Non Federally-Regulated | 01/11/2019 |  | 05/28/2019
Waterfurnace International, Inc. | AMERICAN STANDARD | A1GX018***1**(1,4) |  | Water-Source | WBAHP: Heat Pump Packaged Unit | Heat Pump | 208 | 1 |  |  |  | Single-Speed |  |  |  | 18000 | 1090 | 16.5 | 11.2 | 23000 | 1271 | 5.3 | 4.2 | Federally-Regulated Commercial & Industrial Equipment | 01/11/2019 |  | 05/28/2019
Waterfurnace International, Inc. | AMERICAN STANDARD | A1GX036***1**(1,2,4) |  | Ground-Source | WBAHP: Heat Pump Packaged Unit | Heat Pump | 208 | 1 |  |  |  | Single-Speed |  |  |  | 35400 | 1580 | 22.4 | 13.4 | 24100 | 1605 | 4.4 | 3.1 | Non Federally-Regulated | 01/11/2019 |  | 05/28/2019
Waterfurnace International, Inc. | AMERICAN STANDARD | A1GX036***1**(1,2,4) |  | Ground-Water-Source | WBAHP: Heat Pump Packaged Unit | Heat Pump | 208 | 1 |  |  |  | Single-Speed |  |  |  | 38000 | 1262 | 30.1 | 16.2 | 28200 | 1620 | 5.1 | 3.6 | Non Federally-Regulated | 01/11/2019 |  | 05/28/2019
Waterfurnace International, Inc. | AMERICAN STANDARD | A1GX036***1**(1,2,4) |  | Water-Source | WBAHP: Heat Pump Packaged Unit | Heat Pump | 208 | 1 |  |  |  | Single-Speed |  |  |  | 34900 | 1615 | 21.6 | 11.2 | 34200 | 1670 | 6 | 4.2 | Federally-Regulated Commercial & Industrial Equipment | 01/11/2019 |  | 05/28/2019
Waterfurnace International, Inc. | AMERICAN STANDARD | A2GN026*1* | AGCX**026* | Ground-Source | WBAHP-CB: Heat Pump Split Syst | Heat Pump | 208 | 1 | False |  |  | Dual-Speed |  |  |  | 26200 | 1541 | 17 | 13.4 | 19500 | 1465 | 3.9 | 3.1 | Non Federally-Regulated | 01/11/2019 |  | 05/28/2019
Waterfurnace International, Inc. | AMERICAN STANDARD | A2GN026*1* | AGCX**026* | Ground-Water-Source | WBAHP-CB: Heat Pump Split Syst | Heat Pump | 208 | 1 | False |  |  | Dual-Speed |  |  |  | 27800 | 1275 | 21.8 | 16.2 | 25000 | 1592 | 4.6 | 3.6 | Non Federally-Regulated | 01/11/2019 |  | 05/28/2019
Waterfurnace International, Inc. | AMERICAN STANDARD | A2GN026*1* | AGCX**026* | Water-Source | WBAHP-CB: Heat Pump Split Syst | Heat Pump | 208 | 1 | False |  |  | Dual-Speed |  |  |  | 25000 | 1712 | 14.6 | 12 | 30500 | 1752 | 5.1 | 4.2 | Federally-Regulated Commercial & Industrial Equipment | 01/11/2019 |  | 05/28/2019
Waterfurnace International, Inc. | AMERICAN STANDARD | A1GX018***1**(1,4)H |  | Ground-Source | WBAHP: Heat Pump Packaged Unit | Heat Pump | 208 | 1 |  |  |  | Single-Speed |  |  |  | 18500 | 1010 | 18.3 | 13.4 | 14500 | 1118 | 3.8 | 3.1 | Non Federally-Regulated | 01/11/2019 |  | 05/28/2019
Waterfurnace International, Inc. | AMERICAN STANDARD | A1GX018***1**(1,4)H |  | Ground-Water-Source | WBAHP: Heat Pump Packaged Unit | Heat Pump | 208 | 1 |  |  |  | Single-Speed |  |  |  | 20600 | 792 | 26 | 16.2 | 18700 | 1191 | 4.6 | 3.6 | Non Federally-Regulated | 01/11/2019 |  | 05/28/2019
Waterfurnace International, Inc. | AMERICAN STANDARD | A1GX018***1**(1,4)H |  | Water-Source | WBAHP: Heat Pump Packaged Unit | Heat Pump | 208 | 1 |  |  |  | Single-Speed |  |  |  | 17400 | 1108 | 15.7 | 11.2 | 23000 | 1271 | 5.3 | 4.2 | Federally-Regulated Commercial & Industrial Equipment | 01/11/2019 |  | 05/28/2019
Waterfurnace International, Inc. | AMERICAN STANDARD | A2GY049***1**(1,2) |  | Ground-Source | WBAHP: Heat Pump Packaged Unit | Heat Pump | 208 | 1 |  |  |  | Dual-Speed |  |  |  | 46700 | 2594 | 18 | 13.4 | 36100 | 2859 | 3.7 | 3.1 | Non Federally-Regulated | 01/11/2019 |  | 05/28/2019
Waterfurnace International, Inc. | AMERICAN STANDARD | A2GY049***1**(1,2) |  | Ground-Water-Source | WBAHP: Heat Pump Packaged Unit | Heat Pump | 208 | 1 |  |  |  | Dual-Speed |  |  |  | 50600 | 2144 | 23.6 | 16.2 | 44600 | 3039 | 4.3 | 3.6 | Non Federally-Regulated | 01/11/2019 |  | 05/28/2019
Waterfurnace International, Inc. | AMERICAN STANDARD | A2GE064*1* | TAMG**A60* | Ground-Source | WBAHP-CB: Heat Pump Split Syst | Heat Pump | 208 | 1 | False |  |  | Dual-Speed |  |  |  | 58800 | 3721 | 15.8 | 13.4 | 44600 | 3844 | 3.4 | 3.1 | Non Federally-Regulated | 01/11/2019 |  | 05/28/2019
Waterfurnace International, Inc. | AMERICAN STANDARD | A2GE064*1* | TAMG**A60* | Ground-Water-Source | WBAHP-CB: Heat Pump Split Syst | Heat Pump | 208 | 1 | False |  |  | Dual-Speed |  |  |  | 64000 | 3091 | 20.7 | 16.2 | 55800 | 4088 | 4 | 3.6 | Non Federally-Regulated | 01/11/2019 |  | 05/28/2019
Waterfurnace International, Inc. | AMERICAN STANDARD | A2GE064*1* | TAMG**A60* | Water-Source | WBAHP-CB: Heat Pump Split Syst | Heat Pump | 208 | 1 | False |  |  | Dual-Speed |  |  |  | 55500 | 4080 | 13.6 | 12 | 66800 | 4350 | 4.5 | 4.2 | Federally-Regulated Commercial & Industrial Equipment | 01/11/2019 |  | 05/28/2019
Waterfurnace International, Inc. | AMERICAN STANDARD | A2GN049*1* | TAMG**A48* | Ground-Source | WBAHP-CB: Heat Pump Split Syst | Heat Pump | 208 | 1 | False |  |  | Dual-Speed |  |  |  | 51300 | 2617 | 19.6 | 13.4 | 35300 | 2873 | 3.6 | 3.1 | Non Federally-Regulated | 01/11/2019 |  | 05/28/2019
Waterfurnace International, Inc. | AMERICAN STANDARD | A2GN049*1* | TAMG**A48* | Ground-Water-Source | WBAHP-CB: Heat Pump Split Syst | Heat Pump | 208 | 1 | False |  |  | Dual-Speed |  |  |  | 55800 | 2277 | 24.5 | 16.2 | 43200 | 2944 | 4.3 | 3.6 | Non Federally-Regulated | 01/11/2019 |  | 05/28/2019
Waterfurnace International, Inc. | AMERICAN STANDARD | A2GN049*1* | TAMG**A48* | Water-Source | WBAHP-CB: Heat Pump Split Syst | Heat Pump | 208 | 1 | False |  |  | Dual-Speed |  |  |  | 49800 | 2964 | 16.8 | 12 | 51800 | 3230 | 4.7 | 4.2 | Federally-Regulated Commercial & Industrial Equipment | 01/11/2019 |  | 05/28/2019
Waterfurnace International, Inc. | AMERICAN STANDARD | A2GE026*1* | AGCX**026* | Ground-Source | WBAHP-CB: Heat Pump Split Syst | Heat Pump | 208 | 1 | False |  |  | Dual-Speed |  |  |  | 26200 | 1541 | 17 | 13.4 | 19500 | 1465 | 3.9 | 3.1 | Non Federally-Regulated | 01/11/2019 |  | 05/28/2019
Waterfurnace International, Inc. | AMERICAN STANDARD | A2GE026*1* | AGCX**026* | Ground-Water-Source | WBAHP-CB: Heat Pump Split Syst | Heat Pump | 208 | 1 | False |  |  | Dual-Speed |  |  |  | 27800 | 1275 | 21.8 | 16.2 | 25000 | 1592 | 4.6 | 3.6 | Non Federally-Regulated | 01/11/2019 |  | 05/28/2019
Waterfurnace International, Inc. | AMERICAN STANDARD | A2GE026*1* | AGCX**026* | Water-Source | WBAHP-CB: Heat Pump Split Syst | Heat Pump | 208 | 1 | False |  |  | Dual-Speed |  |  |  | 25000 | 1712 | 14.6 | 12 | 30500 | 1752 | 5.1 | 4.2 | Federally-Regulated Commercial & Industrial Equipment | 01/11/2019 |  | 05/28/2019
Waterfurnace International, Inc. | AMERICAN STANDARD | A1GX042***1**(1,2,4)H |  | Ground-Source | WBAHP: Heat Pump Packaged Unit | Heat Pump | 208 | 1 |  |  |  | Single-Speed |  |  |  | 40700 | 1875 | 21.7 | 13.4 | 28900 | 2117 | 4 | 3.1 | Non Federally-Regulated | 01/11/2019 |  | 05/28/2019
Waterfurnace International, Inc. | AMERICAN STANDARD | A1GX042***1**(1,2,4)H |  | Ground-Water-Source | WBAHP: Heat Pump Packaged Unit | Heat Pump | 208 | 1 |  |  |  | Single-Speed |  |  |  | 43900 | 1562 | 28.1 | 16.2 | 36100 | 2159 | 4.9 | 3.6 | Non Federally-Regulated | 01/11/2019 |  | 05/28/2019
Waterfurnace International, Inc. | AMERICAN STANDARD | A1GX042***1**(1,2,4)H |  | Water-Source | WBAHP: Heat Pump Packaged Unit | Heat Pump | 208 | 1 |  |  |  | Single-Speed |  |  |  | 39000 | 2096 | 18.6 | 11.2 | 45600 | 2304 | 5.8 | 4.2 | Federally-Regulated Commercial & Industrial Equipment | 01/11/2019 |  | 05/28/2019
Waterfurnace International, Inc. | AMERICAN STANDARD | A2GE072*1* | AGCX**060* | Ground-Source | WBAHP-CB: Heat Pump Split Syst | Heat Pump | 208 | 1 | False |  |  | Dual-Speed |  |  |  | 62700 | 4180 | 15 | 13.4 | 50300 | 4335 | 3.4 | 3.1 | Non Federally-Regulated | 01/11/2019 |  | 05/28/2019
Waterfurnace International, Inc. | AMERICAN STANDARD | A2GE072*1* | AGCX**060* | Ground-Water-Source | WBAHP-CB: Heat Pump Split Syst | Heat Pump | 208 | 1 | False |  |  | Dual-Speed | 3415 | 400 | 3780 | 67900 | 3814 | 17.8 | 16.2 | 63100 | 4741 | 3.9 | 3.6 | Non Federally-Regulated | 02/23/2016 |  | 05/28/2019
Waterfurnace International, Inc. | AMERICAN STANDARD | A2GE072*1* | AGCX**060* | Water-Source | WBAHP-CB: Heat Pump Split Syst | Heat Pump | 208 | 1 | False |  |  | Dual-Speed |  |  |  | 60400 | 4541 | 13.3 | 12 | 80600 | 5135 | 4.6 | 4.2 | Federally-Regulated Commercial & Industrial Equipment | 01/11/2019 |  | 05/28/2019
Waterfurnace International, Inc. | AMERICAN STANDARD | A2GE038*1* | TAMG**A36* | Ground-Source | WBAHP-CB: Heat Pump Split Syst | Heat Pump | 208 | 1 | False |  |  | Dual-Speed |  |  |  | 38100 | 2015 | 18.9 | 13.4 | 26500 | 2043 | 3.8 | 3.1 | Non Federally-Regulated | 01/11/2019 |  | 05/28/2019
Waterfurnace International, Inc. | AMERICAN STANDARD | A2GE038*1* | TAMG**A36* | Ground-Water-Source | WBAHP-CB: Heat Pump Split Syst | Heat Pump | 208 | 1 | False |  |  | Dual-Speed |  |  |  | 39400 | 1641 | 24 | 16.2 | 33100 | 2255 | 4.3 | 3.6 | Non Federally-Regulated | 01/11/2019 |  | 05/28/2019
Waterfurnace International, Inc. | AMERICAN STANDARD | A2GE038*1* | TAMG**A36* | Water-Source | WBAHP-CB: Heat Pump Split Syst | Heat Pump | 208 | 1 | False |  |  | Dual-Speed |  |  |  | 37100 | 2276 | 16.3 | 12 | 40200 | 2454 | 4.8 | 4.2 | Federally-Regulated Commercial & Industrial Equipment | 01/11/2019 |  | 05/28/2019
Waterfurnace International, Inc. | AMERICAN STANDARD | A2GN026*1* | TAMG**A24* | Ground-Source | WBAHP-CB: Heat Pump Split Syst | Heat Pump | 208 | 1 | False |  |  | Dual-Speed |  |  |  | 24600 | 1322 | 18.6 | 13.4 | 18600 | 1434 | 3.8 | 3.1 | Non Federally-Regulated | 01/11/2019 |  | 05/28/2019
Waterfurnace International, Inc. | AMERICAN STANDARD | A2GN026*1* | TAMG**A24* | Ground-Water-Source | WBAHP-CB: Heat Pump Split Syst | Heat Pump | 208 | 1 | False |  |  | Dual-Speed |  |  |  | 27100 | 1133 | 23.9 | 16.2 | 23200 | 1510 | 4.5 | 3.6 | Non Federally-Regulated | 01/11/2019 |  | 05/28/2019
Waterfurnace International, Inc. | AMERICAN STANDARD | A2GN026*1* | TAMG**A24* | Water-Source | WBAHP-CB: Heat Pump Split Syst | Heat Pump | 208 | 1 | False |  |  | Dual-Speed |  |  |  | 23500 | 1459 | 16.1 | 12 | 28000 | 1641 | 5 | 4.2 | Federally-Regulated Commercial & Industrial Equipment | 01/11/2019 |  | 05/28/2019
Waterfurnace International, Inc. | AMERICAN STANDARD | A2GC024*A |  | Ground-Source | WBAHP: Heat Pump Packaged Unit | Heat Pump | 208 | 1 |  |  |  | Dual-Speed |  |  |  | 23100 | 1480 | 15.6 | 13.4 | 18900 | 1457 | 3.8 | 3.1 | Non Federally-Regulated | 01/11/2019 |  | 05/28/2019
Waterfurnace International, Inc. | AMERICAN STANDARD | A2GC024*A |  | Ground-Water-Source | WBAHP: Heat Pump Packaged Unit | Heat Pump | 208 | 1 |  |  |  | Dual-Speed |  |  |  | 25100 | 1218 | 20.6 | 16.2 | 23500 | 1565 | 4.4 | 3.6 | Non Federally-Regulated | 01/11/2019 |  | 05/28/2019
Waterfurnace International, Inc. | AMERICAN STANDARD | A2GC024*A |  | Water-Source | WBAHP: Heat Pump Packaged Unit | Heat Pump | 208 | 1 |  |  |  | Dual-Speed |  |  |  | 22000 | 1582 | 13.9 | 11.2 | 28300 | 1692 | 4.9 | 4.2 | Federally-Regulated Commercial & Industrial Equipment | 01/11/2019 |  | 05/28/2019
Waterfurnace International, Inc. | AMERICAN STANDARD | AVGX060**1**1 |  | Ground-Source | WBAHP: Heat Pump Packaged Unit | Heat Pump | 208 | 1 |  |  |  | Variable-Speed |  |  |  | 56000 | 2886 | 19.4 | 13.4 | 51000 | 4270 | 3.5 | 3.1 | Non Federally-Regulated | 01/11/2019 |  | 05/28/2019
Waterfurnace International, Inc. | AMERICAN STANDARD | AVGX060**1**1 |  | Ground-Water-Source | WBAHP: Heat Pump Packaged Unit | Heat Pump | 208 | 1 |  |  |  | Variable-Speed |  |  |  | 60000 | 2097 | 28.6 | 16.2 | 65000 | 4430 | 4.3 | 3.6 | Non Federally-Regulated | 01/11/2019 |  | 05/28/2019
Waterfurnace International, Inc. | AMERICAN STANDARD | AVGX060**1**1 |  | Water-Source | WBAHP: Heat Pump Packaged Unit | Heat Pump | 208 | 1 |  |  |  | Variable-Speed |  |  |  | 50000 | 3067 | 16.3 | 11.2 | 78000 | 4762 | 4.8 | 4.2 | Federally-Regulated Commercial & Industrial Equipment | 01/11/2019 |  | 05/28/2019
Waterfurnace International, Inc. | AMERICAN STANDARD | A1GX022***1**(0,3)H |  | Ground-Source | WBAHP: Heat Pump Packaged Unit | Heat Pump | 208 | 1 |  |  |  | Single-Speed |  |  |  | 17700 | 1092 | 16.2 | 13.4 | 15000 | 1156 | 3.8 | 3.1 | Non Federally-Regulated | 01/11/2019 |  | 05/28/2019
Waterfurnace International, Inc. | AMERICAN STANDARD | A1GX022***1**(0,3)H |  | Ground-Water-Source | WBAHP: Heat Pump Packaged Unit | Heat Pump | 208 | 1 |  |  |  | Single-Speed |  |  |  | 20100 | 788 | 25.5 | 16.2 | 19400 | 1184 | 4.8 | 3.6 | Non Federally-Regulated | 01/11/2019 |  | 05/28/2019
Waterfurnace International, Inc. | AMERICAN STANDARD | A1GX022***1**(0,3)H |  | Water-Source | WBAHP: Heat Pump Packaged Unit | Heat Pump | 208 | 1 |  |  |  | Single-Speed |  |  |  | 17200 | 1264 | 13.6 | 11.2 | 23500 | 1167 | 5.9 | 4.2 | Federally-Regulated Commercial & Industrial Equipment | 01/11/2019 |  | 05/28/2019
Waterfurnace International, Inc. | AMERICAN STANDARD | AVGX036**1**(1,2) |  | Ground-Source | WBAHP: Heat Pump Packaged Unit | Heat Pump | 208 | 1 |  |  |  | Variable-Speed |  |  |  | 36000 | 1636 | 22 | 13.4 | 32000 | 2679 | 3.5 | 3.1 | Non Federally-Regulated | 01/11/2019 |  | 05/28/2019
Waterfurnace International, Inc. | AMERICAN STANDARD | AVGX036**1**(1,2) |  | Ground-Water-Source | WBAHP: Heat Pump Packaged Unit | Heat Pump | 208 | 1 |  |  |  | Variable-Speed |  |  |  | 38000 | 1206 | 31.5 | 16.2 | 41000 | 2612 | 4.6 | 3.6 | Non Federally-Regulated | 01/11/2019 |  | 05/28/2019
Waterfurnace International, Inc. | AMERICAN STANDARD | AVGX036**1**(1,2) |  | Water-Source | WBAHP: Heat Pump Packaged Unit | Heat Pump | 208 | 1 |  |  |  | Variable-Speed |  |  |  | 32000 | 1777 | 18 | 11.2 | 50000 | 2764 | 5.3 | 4.2 | Federally-Regulated Commercial & Industrial Equipment | 01/11/2019 |  | 05/28/2019
Waterfurnace International, Inc. | AMERICAN STANDARD | A1GX036***1**(0,3) |  | Ground-Source | WBAHP: Heat Pump Packaged Unit | Heat Pump | 208 | 1 |  |  |  | Single-Speed |  |  |  | 34600 | 1765 | 19.6 | 13.4 | 24100 | 1765 | 4 | 3.1 | Non Federally-Regulated | 01/11/2019 |  | 05/28/2019
Waterfurnace International, Inc. | AMERICAN STANDARD | A1GX036***1**(0,3) |  | Ground-Water-Source | WBAHP: Heat Pump Packaged Unit | Heat Pump | 208 | 1 |  |  |  | Single-Speed |  |  |  | 36300 | 1412 | 25.7 | 16.2 | 28200 | 1758 | 4.7 | 3.6 | Non Federally-Regulated | 01/11/2019 |  | 05/28/2019
Waterfurnace International, Inc. | AMERICAN STANDARD | A1GX036***1**(0,3) |  | Water-Source | WBAHP: Heat Pump Packaged Unit | Heat Pump | 208 | 1 |  |  |  | Single-Speed |  |  |  | 34100 | 1937 | 17.6 | 11.2 | 34200 | 1789 | 5.6 | 4.2 | Federally-Regulated Commercial & Industrial Equipment | 01/11/2019 |  | 05/28/2019
Waterfurnace International, Inc. | AMERICAN STANDARD | A2GC036*A |  | Ground-Source | WBAHP: Heat Pump Packaged Unit | Heat Pump | 208 | 1 |  |  |  | Dual-Speed |  |  |  | 35100 | 2264 | 15.5 | 13.4 | 26000 | 2116 | 3.6 | 3.1 | Non Federally-Regulated | 01/11/2019 |  | 05/28/2019
Waterfurnace International, Inc. | AMERICAN STANDARD | A2GC036*A |  | Ground-Water-Source | WBAHP: Heat Pump Packaged Unit | Heat Pump | 208 | 1 |  |  |  | Dual-Speed |  |  |  | 38000 | 1928 | 19.7 | 16.2 | 35500 | 2477 | 4.2 | 3.6 | Non Federally-Regulated | 01/11/2019 |  | 05/28/2019
Waterfurnace International, Inc. | AMERICAN STANDARD | A2GC036*A |  | Water-Source | WBAHP: Heat Pump Packaged Unit | Heat Pump | 208 | 1 |  |  |  | Dual-Speed |  |  |  | 33700 | 2496 | 13.5 | 11.2 | 42500 | 2650 | 4.7 | 4.2 | Federally-Regulated Commercial & Industrial Equipment | 01/11/2019 |  | 05/28/2019
Waterfurnace International, Inc. | AMERICAN STANDARD | A1GX030***1**(0,3) |  | Ground-Source | WBAHP: Heat Pump Packaged Unit | Heat Pump | 208 | 1 |  |  |  | Single-Speed |  |  |  | 29200 | 1383 | 21.1 | 13.4 | 19800 | 1527 | 3.8 | 3.1 | Non Federally-Regulated | 01/11/2019 |  | 05/28/2019
Waterfurnace International, Inc. | AMERICAN STANDARD | A1GX030***1**(0,3) |  | Ground-Water-Source | WBAHP: Heat Pump Packaged Unit | Heat Pump | 208 | 1 |  |  |  | Single-Speed |  |  |  | 30800 | 1136 | 27.1 | 16.2 | 24400 | 1521 | 4.7 | 3.6 | Non Federally-Regulated | 01/11/2019 |  | 05/28/2019
Waterfurnace International, Inc. | AMERICAN STANDARD | A1GX030***1**(0,3) |  | Water-Source | WBAHP: Heat Pump Packaged Unit | Heat Pump | 208 | 1 |  |  |  | Single-Speed |  |  |  | 27000 | 1483 | 18.2 | 11.2 | 30600 | 1660 | 5.4 | 4.2 | Federally-Regulated Commercial & Industrial Equipment | 01/11/2019 |  | 05/28/2019
Waterfurnace International, Inc. | AMERICAN STANDARD | A2GN064*1* | AGCX**060* | Ground-Source | WBAHP-CB: Heat Pump Split Syst | Heat Pump | 208 | 1 | False |  |  | Dual-Speed |  |  |  | 59100 | 3812 | 15.5 | 13.4 | 43200 | 3516 | 3.6 | 3.1 | Non Federally-Regulated | 01/11/2019 |  | 05/28/2019
Waterfurnace International, Inc. | AMERICAN STANDARD | A2GN064*1* | AGCX**060* | Ground-Water-Source | WBAHP-CB: Heat Pump Split Syst | Heat Pump | 208 | 1 | False |  |  | Dual-Speed |  |  |  | 63800 | 3322 | 19.2 | 16.2 | 55800 | 3803 | 4.3 | 3.6 | Non Federally-Regulated | 01/11/2019 |  | 05/28/2019
Waterfurnace International, Inc. | AMERICAN STANDARD | A2GN064*1* | AGCX**060* | Water-Source | WBAHP-CB: Heat Pump Split Syst | Heat Pump | 208 | 1 | False |  |  | Dual-Speed |  |  |  | 56300 | 3829 | 14.7 | 12 | 67100 | 4275 | 4.6 | 4.2 | Federally-Regulated Commercial & Industrial Equipment | 01/11/2019 |  | 05/28/2019
Waterfurnace International, Inc. | AMERICAN STANDARD | A2GE038*1* | AGCX**036* | Ground-Source | WBAHP-CB: Heat Pump Split Syst | Heat Pump | 208 | 1 | False |  |  | Dual-Speed |  |  |  | 35000 | 2046 | 17.1 | 13.4 | 25700 | 1982 | 3.8 | 3.1 | Non Federally-Regulated | 01/11/2019 |  | 05/28/2019
Waterfurnace International, Inc. | AMERICAN STANDARD | A2GE038*1* | AGCX**036* | Ground-Water-Source | WBAHP-CB: Heat Pump Split Syst | Heat Pump | 208 | 1 | False |  |  | Dual-Speed |  |  |  | 34300 | 1681 | 20.4 | 16.2 | 33100 | 2155 | 4.5 | 3.6 | Non Federally-Regulated | 01/11/2019 |  | 05/28/2019
Waterfurnace International, Inc. | AMERICAN STANDARD | A2GE038*1* | AGCX**036* | Water-Source | WBAHP-CB: Heat Pump Split Syst | Heat Pump | 208 | 1 | False |  |  | Dual-Speed |  |  |  | 34000 | 2328 | 14.6 | 12 | 40100 | 2350 | 5 | 4.2 | Federally-Regulated Commercial & Industrial Equipment | 01/11/2019 |  | 05/28/2019
Waterfurnace International, Inc. | AMERICAN STANDARD | A2GX049***1**(1,2,4)H |  | Ground-Source | WBAHP: Heat Pump Packaged Unit | Heat Pump | 208 | 1 |  |  |  | Dual-Speed |  |  |  | 50800 | 2632 | 19.3 | 13.4 | 38200 | 2798 | 4 | 3.1 | Non Federally-Regulated | 02/07/2019 |  | 05/28/2019
Waterfurnace International, Inc. | AMERICAN STANDARD | A2GX049***1**(1,2,4)H |  | Ground-Water-Source | WBAHP: Heat Pump Packaged Unit | Heat Pump | 208 | 1 |  |  |  | Dual-Speed |  |  |  | 54100 | 2208 | 24.5 | 16.2 | 47200 | 3007 | 4.6 | 3.6 | Non Federally-Regulated | 02/07/2019 |  | 05/28/2019
Waterfurnace International, Inc. | AMERICAN STANDARD | A2GX049***1**(1,2,4)H |  | Water-Source | WBAHP: Heat Pump Packaged Unit | Heat Pump | 208 | 1 |  |  |  | Dual-Speed |  |  |  | 49100 | 2854 | 17.2 | 11.2 | 59000 | 3143 | 5.5 | 4.2 | Federally-Regulated Commercial & Industrial Equipment | 02/07/2019 |  | 05/28/2019
Waterfurnace International, Inc. | AMERICAN STANDARD | A2GN072*1* | TAMG**A60* | Ground-Source | WBAHP-CB: Heat Pump Split Syst | Heat Pump | 208 | 1 | False |  |  | Dual-Speed | 3415 | 400 | 0 | 68600 | 4157 | 16.5 | 13.4 | 52200 | 4780 | 3.2 | 3.1 | Non Federally-Regulated | 02/22/2017 |  | 05/28/2019
Waterfurnace International, Inc. | AMERICAN STANDARD | A2GN072*1* | TAMG**A60* | Ground-Water-Source | WBAHP-CB: Heat Pump Split Syst | Heat Pump | 208 | 1 | False |  |  | Dual-Speed | 3415 | 400 | 0 | 68600 | 3430 | 20 | 16.2 | 66700 | 5144 | 3.8 | 3.6 | Non Federally-Regulated | 02/22/2017 |  | 05/28/2019
Waterfurnace International, Inc. | AMERICAN STANDARD | A2GN072*1* | TAMG**A60* | Water-Source | WBAHP-CB: Heat Pump Split Syst | Heat Pump | 208 | 1 | False |  |  | Dual-Speed |  |  |  | 64900 | 4506 | 14.4 | 12 | 81100 | 5527 | 4.3 | 4.2 | Federally-Regulated Commercial & Industrial Equipment | 01/11/2019 |  | 05/28/2019
Waterfurnace International, Inc. | AMERICAN STANDARD | A1GX060***1**(1,4)H |  | Ground-Source | WBAHP: Heat Pump Packaged Unit | Heat Pump | 208 | 1 |  |  |  | Single-Speed |  |  |  | 62200 | 3380 | 18.4 | 13.4 | 47900 | 3509 | 4 | 3.1 | Non Federally-Regulated | 01/11/2019 |  | 05/28/2019
Waterfurnace International, Inc. | AMERICAN STANDARD | A1GX060***1**0H |  | Ground-Source | WBAHP: Heat Pump Packaged Unit | Heat Pump | 208 | 1 |  |  |  | Single-Speed |  |  |  | 62300 | 3580 | 17.4 | 13.4 | 46100 | 3651 | 3.7 | 3.1 | Non Federally-Regulated | 01/11/2019 |  | 05/28/2019
Waterfurnace International, Inc. | AMERICAN STANDARD | A2GN072*1* | AGCX**060* | Ground-Source | WBAHP-CB: Heat Pump Split Syst | Heat Pump | 208 | 1 | False |  |  | Dual-Speed |  |  |  | 62700 | 4180 | 15 | 13.4 | 50300 | 4335 | 3.4 | 3.1 | Non Federally-Regulated | 01/11/2019 |  | 05/28/2019
Waterfurnace International, Inc. | AMERICAN STANDARD | A1GX060***1**(0) |  | Water-Source | WBAHP: Heat Pump Packaged Unit | Heat Pump | 208 | 1 |  |  |  | Single-Speed |  |  |  | 61300 | 3980 | 15.4 | 11.2 | 69000 | 4044 | 5 | 4.2 | Federally-Regulated Commercial & Industrial Equipment | 01/11/2019 |  | 05/28/2019
Waterfurnace International, Inc. | AMERICAN STANDARD | A1GX060***1**(1,4) |  | Water-Source | WBAHP: Heat Pump Packaged Unit | Heat Pump | 208 | 1 |  |  |  | Single-Speed |  |  |  | 61300 | 3692 | 16.6 | 11.2 | 69000 | 3815 | 5.3 | 4.2 | Federally-Regulated Commercial & Industrial Equipment | 01/11/2019 |  | 05/28/2019
Waterfurnace International, Inc. | AMERICAN STANDARD | A1GX060***1**(1,4)H |  | Water-Source | WBAHP: Heat Pump Packaged Unit | Heat Pump | 208 | 1 |  |  |  | Single-Speed |  |  |  | 61100 | 3725 | 16.4 | 11.2 | 74100 | 3948 | 5.5 | 4.2 | Federally-Regulated Commercial & Industrial Equipment | 01/11/2019 |  | 05/28/2019
Waterfurnace International, Inc. | AMERICAN STANDARD | A1GX060***1**0H |  | Water-Source | WBAHP: Heat Pump Packaged Unit | Heat Pump | 208 | 1 |  |  |  | Single-Speed |  |  |  | 61000 | 4013 | 15.2 | 11.2 | 74100 | 4176 | 5.2 | 4.2 | Federally-Regulated Commercial & Industrial Equipment | 01/11/2019 |  | 05/28/2019
Waterfurnace International, Inc. | AMERICAN STANDARD | A2GN072*1* | AGCX**060* | Water-Source | WBAHP-CB: Heat Pump Split Syst | Heat Pump | 208 | 1 | False |  |  | Dual-Speed |  |  |  | 60400 | 4541 | 13.3 | 12 | 80600 | 5135 | 4.6 | 4.2 | Federally-Regulated Commercial & Industrial Equipment | 01/11/2019 |  | 05/28/2019
Waterfurnace International, Inc. | AMERICAN STANDARD | A2GX064***1**(1,4) |  | Water-Source | WBAHP: Heat Pump Packaged Unit | Heat Pump | 208 | 1 |  |  |  | Dual-Speed |  |  |  | 62000 | 3803 | 16.3 | 11.2 | 70600 | 3979 | 5.2 | 4.2 | Federally-Regulated Commercial & Industrial Equipment | 01/11/2019 |  | 05/28/2019
Waterfurnace International, Inc. | AMERICAN STANDARD | A2GX064***1**(1,4)H |  | Water-Source | WBAHP: Heat Pump Packaged Unit | Heat Pump | 208 | 1 |  |  |  | Dual-Speed |  |  |  | 62300 | 3798 | 16.4 | 11.2 | 73900 | 4165 | 5.2 | 4.2 | Federally-Regulated Commercial & Industrial Equipment | 01/11/2019 |  | 05/28/2019
Waterfurnace International, Inc. | AMERICAN STANDARD | YCLC/YCLW/YCLS18*2 |  | Water-Source | WBAHP-O: Heat Pump Packaged Un | Heat Pump | 265 | 1 |  |  |  | Single-Speed |  |  |  | 16200 | 1327 | 12.2 | 11.2 | 20500 | 1397 | 4.3 | 4.2 | Federally-Regulated Commercial & Industrial Equipment | 01/11/2019 |  | 05/28/2019
Waterfurnace International, Inc. | AMERICAN STANDARD | YCLC/YCLW/YCLS18*2 |  | Ground-Water-Source | WBAHP-O: Heat Pump Packaged Un | Heat Pump | 265 | 1 |  |  |  | Single-Speed |  |  |  | 19000 | 1027 | 18.5 | 16.2 | 17000 | 1346 | 3.7 | 3.6 | Non Federally-Regulated | 01/11/2019 |  | 05/28/2019
Waterfurnace International, Inc. | OEM G SERIES CONSOLES | GCC/GCW/GCS/GCE09*9 |  | Ground-Source | WBAHP-O: Heat Pump Packaged Un | Heat Pump | 115 | 1 |  |  |  | Single-Speed |  |  |  | 9000 | 562 | 16 | 13.4 | 6700 | 633 | 3.1 | 3.1 | Non Federally-Regulated | 05/28/2016 |  | 05/28/2019
Waterfurnace International, Inc. | OEM G SERIES CONSOLES | GCC/GCW/GCS/GCE09*9 |  | Ground-Water-Source | WBAHP-O: Heat Pump Packaged Un | Heat Pump | 115 | 1 |  |  |  | Single-Speed |  |  |  | 10200 | 453 | 22.5 | 16.2 | 8700 | 670 | 3.8 | 3.6 | Non Federally-Regulated | 05/28/2016 |  | 05/28/2019
Waterfurnace International, Inc. | OEM G SERIES CONSOLES | GCC/GCW/GCS/GCE09*9 |  | Water-Source | WBAHP-O: Heat Pump Packaged Un | Heat Pump | 115 | 1 |  |  |  | Single-Speed |  |  |  | 8500 | 634 | 13.4 | 11.2 | 10500 | 699 | 4.4 | 4.2 | Federally-Regulated Commercial & Industrial Equipment | 05/28/2016 |  | 05/28/2019
Waterfurnace International, Inc. | OEM G SERIES CONSOLES | GCC/GCW/GCS/GCE12*9 |  | Ground-Source | WBAHP-O: Heat Pump Packaged Un | Heat Pump | 115 | 1 |  |  |  | Single-Speed |  |  |  | 11000 | 774 | 14.2 | 13.4 | 9500 | 795 | 3.5 | 3.1 | Non Federally-Regulated | 05/28/2016 |  | 05/28/2019
Waterfurnace International, Inc. | OEM G SERIES CONSOLES | GCC/GCW/GCS/GCE12*9 |  | Ground-Water-Source | WBAHP-O: Heat Pump Packaged Un | Heat Pump | 115 | 1 |  |  |  | Single-Speed |  |  |  | 12400 | 635 | 19.5 | 16.2 | 11800 | 934 | 3.7 | 3.6 | Non Federally-Regulated | 05/28/2016 |  | 05/28/2019
Waterfurnace International, Inc. | OEM G SERIES CONSOLES | GCC/GCW/GCS/GCE12*9 |  | Water-Source | WBAHP-O: Heat Pump Packaged Un | Heat Pump | 115 | 1 |  |  |  | Single-Speed |  |  |  | 10500 | 853 | 12.3 | 11.2 | 14400 | 981 | 4.3 | 4.2 | Federally-Regulated Commercial & Industrial Equipment | 05/28/2016 |  | 05/28/2019
Waterfurnace International, Inc. | PREMIUM G | GCC/GCW/GCS/GCE12*9 |  | Ground-Source | WBAHP-O: Heat Pump Packaged Un | Heat Pump | 115 | 1 |  |  |  | Single-Speed |  |  |  | 11000 | 774 | 14.2 | 13.4 | 9500 | 795 | 3.5 | 3.1 | Non Federally-Regulated | 06/03/2016 |  | 05/28/2019
Waterfurnace International, Inc. | PREMIUM G | GCC/GCW/GCS/GCE12*9 |  | Ground-Water-Source | WBAHP-O: Heat Pump Packaged Un | Heat Pump | 115 | 1 |  |  |  | Single-Speed |  |  |  | 12400 | 635 | 19.5 | 16.2 | 11800 | 934 | 3.7 | 3.6 | Non Federally-Regulated | 06/03/2016 |  | 05/28/2019
Waterfurnace International, Inc. | PREMIUM G | GCC/GCW/GCS/GCE12*9 |  | Water-Source | WBAHP-O: Heat Pump Packaged Un | Heat Pump | 115 | 1 |  |  |  | Single-Speed |  |  |  | 10500 | 853 | 12.3 | 11.2 | 14400 | 981 | 4.3 | 4.2 | Federally-Regulated Commercial & Industrial Equipment | 06/03/2016 |  | 05/28/2019
Waterfurnace International, Inc. | PREMIUM G | GCC/GCW/GCS/GCE09*9 |  | Ground-Source | WBAHP-O: Heat Pump Packaged Un | Heat Pump | 115 | 1 |  |  |  | Single-Speed |  |  |  | 9000 | 562 | 16 | 13.4 | 6700 | 633 | 3.1 | 3.1 | Non Federally-Regulated | 06/03/2016 |  | 05/28/2019
Waterfurnace International, Inc. | PREMIUM G | GCC/GCW/GCS/GCE09*9 |  | Ground-Water-Source | WBAHP-O: Heat Pump Packaged Un | Heat Pump | 115 | 1 |  |  |  | Single-Speed |  |  |  | 10200 | 453 | 22.5 | 16.2 | 8700 | 670 | 3.8 | 3.6 | Non Federally-Regulated | 06/03/2016 |  | 05/28/2019
Waterfurnace International, Inc. | PREMIUM G | GCC/GCW/GCS/GCE09*9 |  | Water-Source | WBAHP-O: Heat Pump Packaged Un | Heat Pump | 115 | 1 |  |  |  | Single-Speed |  |  |  | 8500 | 634 | 13.4 | 11.2 | 10500 | 699 | 4.4 | 4.2 | Federally-Regulated Commercial & Industrial Equipment | 06/03/2016 |  | 05/28/2019
Waterfurnace International, Inc. | PREMIUM G | GSZ070*1 | SAH060* | Ground-Source | WBAHP-CB: Heat Pump Split Syst | Heat Pump | 208 | 1 | False |  |  | Single-Speed |  |  |  | 60500 | 3538 | 17.1 | 13.4 | 50700 | 4127 | 3.6 | 3.1 | Non Federally-Regulated | 11/14/2018 |  | 05/28/2019
Waterfurnace International, Inc. | PREMIUM G | GTS038*1 | SRAA036* | Ground-Source | WBAHP-C: Heat Pump Split Syste | Heat Pump | 208 | 1 | False |  |  | Dual-Speed |  |  |  | 36000 | 1894 | 19 | 13.4 | 27900 | 2044 | 4 | 3.1 | Non Federally-Regulated | 06/26/2017 |  | 05/28/2019
Waterfurnace International, Inc. | PREMIUM G | GTS038*1 | SAH036* | Ground-Source | WBAHP-CB: Heat Pump Split Syst | Heat Pump | 208 | 1 | False |  |  | Dual-Speed |  |  |  | 36000 | 1894 | 19 | 13.4 | 27900 | 2044 | 4 | 3.1 | Non Federally-Regulated | 06/26/2017 |  | 05/28/2019
Waterfurnace International, Inc. | PREMIUM G | GTS072*1 | SAH060* | Ground-Source | WBAHP-CB: Heat Pump Split Syst | Heat Pump | 208 | 1 | False |  |  | Dual-Speed |  |  |  | 62800 | 3925 | 16 | 13.4 | 53500 | 4479 | 3.5 | 3.1 | Non Federally-Regulated | 11/14/2018 |  | 05/28/2019
Waterfurnace International, Inc. | PREMIUM G | GTS072*1 | SAH060* | Water-Source | WBAHP-CB: Heat Pump Split Syst | Heat Pump | 208 | 1 | False |  |  | Dual-Speed |  |  |  | 60400 | 4314 | 14 | 12 | 81000 | 5275 | 4.5 | 4.2 | Federally-Regulated Commercial & Industrial Equipment | 06/26/2017 |  | 05/28/2019
Waterfurnace International, Inc. | PREMIUM G | GTS072*1 | SAH060* | Ground-Water-Source | WBAHP-CB: Heat Pump Split Syst | Heat Pump | 208 | 1 | False |  |  | Dual-Speed | 3467 | 450 | 0 | 70000 | 3181 | 22 | 16.2 | 67500 | 4825 | 4.1 | 3.6 | Non Federally-Regulated | 06/26/2017 |  | 05/28/2019
Waterfurnace International, Inc. | PREMIUM G | GTZ072*1 | SAH060* | Ground-Source | WBAHP-CB: Heat Pump Split Syst | Heat Pump | 208 | 1 | False |  |  | Dual-Speed |  |  |  | 62800 | 3925 | 16 | 13.4 | 53500 | 4479 | 3.5 | 3.1 | Non Federally-Regulated | 11/14/2018 |  | 05/28/2019
Waterfurnace International, Inc. | PREMIUM G | GTZ072*1 | SAH060* | Water-Source | WBAHP-CB: Heat Pump Split Syst | Heat Pump | 208 | 1 | False |  |  | Dual-Speed |  |  |  | 60400 | 4314 | 14 | 12 | 81000 | 5275 | 4.5 | 4.2 | Federally-Regulated Commercial & Industrial Equipment | 06/26/2017 |  | 05/28/2019
Waterfurnace International, Inc. | PREMIUM G | GTZ072*1 | SAH060* | Ground-Water-Source | WBAHP-CB: Heat Pump Split Syst | Heat Pump | 208 | 1 | False |  |  | Dual-Speed | 3467 | 450 | 0 | 70000 | 3181 | 22 | 16.2 | 67500 | 4825 | 4.1 | 3.6 | Non Federally-Regulated | 06/26/2017 |  | 05/28/2019
Waterfurnace International, Inc. | PREMIUM G | GTS038*1 | SAH036* | Ground-Water-Source | WBAHP-CB: Heat Pump Split Syst | Heat Pump | 208 | 1 | False |  |  | Dual-Speed |  |  |  | 38200 | 1578 | 24.2 | 16.2 | 35100 | 2188 | 4.7 | 3.6 | Non Federally-Regulated | 06/26/2017 |  | 05/28/2019
Waterfurnace International, Inc. | PREMIUM G | GTS038*1 | SRAA036* | Ground-Water-Source | WBAHP-C: Heat Pump Split Syste | Heat Pump | 208 | 1 | False |  |  | Dual-Speed |  |  |  | 38200 | 1578 | 24.2 | 16.2 | 35100 | 2188 | 4.7 | 3.6 | Non Federally-Regulated | 06/26/2017 |  | 05/28/2019
Waterfurnace International, Inc. | PREMIUM G | GTS038*1 | SAH036* | Water-Source | WBAHP-CB: Heat Pump Split Syst | Heat Pump | 208 | 1 | False |  |  | Dual-Speed |  |  |  | 34400 | 2110 | 16.3 | 12 | 41600 | 2344 | 5.2 | 4.2 | Federally-Regulated Commercial & Industrial Equipment | 06/26/2017 |  | 05/28/2019
Waterfurnace International, Inc. | PREMIUM G | GTS038*1 | SRAA036* | Water-Source | WBAHP-C: Heat Pump Split Syste | Heat Pump | 208 | 1 | False |  |  | Dual-Speed |  |  |  | 34400 | 2110 | 16.3 | 12 | 41600 | 2344 | 5.2 | 4.2 | Federally-Regulated Commercial & Industrial Equipment | 06/26/2017 |  | 05/28/2019
Waterfurnace International, Inc. | XX SERIES | NDZX072*1 | TAHG060 | Ground-Source | WBAHP-CB: Heat Pump Split Syst | Heat Pump | 208 | 1 | False |  |  | Dual-Speed | 3415 | 400 | 0 | 68600 | 4157 | 16.5 | 13.4 | 52200 | 4780 | 3.2 | 3.1 | Non Federally-Regulated | 02/22/2017 |  | 05/28/2019
Waterfurnace International, Inc. | XX SERIES | NDZX072*1 | TAHG060 | Ground-Water-Source | WBAHP-CB: Heat Pump Split Syst | Heat Pump | 208 | 1 | False |  |  | Dual-Speed | 3415 | 400 | 0 | 68600 | 3430 | 20 | 16.2 | 66700 | 5144 | 3.8 | 3.6 | Non Federally-Regulated | 02/22/2017 |  | 05/28/2019
Waterfurnace International, Inc. | XX SERIES | NDZX072*1 | TAHG060 | Water-Source | WBAHP-CB: Heat Pump Split Syst | Heat Pump | 208 | 1 | False |  |  | Dual-Speed |  |  |  | 64900 | 4506 | 14.4 | 12 | 81100 | 5527 | 4.3 | 4.2 | Federally-Regulated Commercial & Industrial Equipment | 02/22/2017 |  | 05/28/2019
Waterfurnace International, Inc. | TRANE/AMERICAN STANDARD | T2GC060*B |  | Ground-Source | WBAHP: Heat Pump Packaged Unit | Heat Pump | 208 | 1 |  |  |  | Dual-Speed |  |  |  | 59900 | 3630 | 16.5 | 13.4 | 45300 | 3904 | 3.4 | 3.1 | Non Federally-Regulated | 04/24/2019 |  | 05/28/2019
Waterfurnace International, Inc. | TRANE/AMERICAN STANDARD | T2GC060*B |  | Ground-Water-Source | WBAHP: Heat Pump Packaged Unit | Heat Pump | 208 | 1 |  |  |  | Dual-Speed |  |  |  | 64100 | 3096 | 20.7 | 16.2 | 56500 | 4139 | 4 | 3.6 | Non Federally-Regulated | 04/24/2019 |  | 05/28/2019
Waterfurnace International, Inc. | TRANE/AMERICAN STANDARD | T2GC060*B |  | Water-Source | WBAHP: Heat Pump Packaged Unit | Heat Pump | 208 | 1 |  |  |  | Dual-Speed |  |  |  | 57200 | 4000 | 14.3 | 11.2 | 69000 | 4493 | 4.5 | 4.2 | Federally-Regulated Commercial & Industrial Equipment | 04/24/2019 |  | 05/28/2019
Waterfurnace International, Inc. | TRANE/AMERICAN STANDARD | T2GE038***1*J | TAMG**A36*/TGCX**036* | Ground-Source | WBAHP-CB: Heat Pump Split Syst | Heat Pump | 208 | 1 | False |  |  | Dual-Speed |  |  |  | 36000 | 1894 | 19 | 13.4 | 27900 | 2044 | 4 | 3.1 | Non Federally-Regulated | 04/24/2019 |  | 05/28/2019
Waterfurnace International, Inc. | TRANE/AMERICAN STANDARD | T2GE038***1*J | TAMG**A36*/TGCX**036* | Ground-Water-Source | WBAHP-CB: Heat Pump Split Syst | Heat Pump | 208 | 1 | False |  |  | Dual-Speed |  |  |  | 38200 | 1578 | 24.2 | 16.2 | 35100 | 2188 | 4.7 | 3.6 | Non Federally-Regulated | 04/24/2019 |  | 05/28/2019
Waterfurnace International, Inc. | TRANE/AMERICAN STANDARD | T2GE038***1*J | TAMG**A36*/TGCX**036* | Water-Source | WBAHP-CB: Heat Pump Split Syst | Heat Pump | 208 | 1 | False |  |  | Dual-Speed |  |  |  | 34400 | 2110 | 16.3 | 12 | 41600 | 2344 | 5.2 | 4.2 | Federally-Regulated Commercial & Industrial Equipment | 04/24/2019 |  | 05/28/2019
Waterfurnace International, Inc. | TRANE/AMERICAN STANDARD | T2GX038***1**(1,2,4)J |  | Ground-Source | WBAHP: Heat Pump Packaged Unit | Heat Pump | 208 | 1 |  |  |  | Dual-Speed |  |  |  | 38200 | 1939 | 19.7 | 13.4 | 28500 | 1988 | 4.2 | 3.1 | Non Federally-Regulated | 04/24/2019 |  | 05/28/2019
Waterfurnace International, Inc. | TRANE/AMERICAN STANDARD | T2GX038***1**(1,2,4)J |  | Ground-Water-Source | WBAHP: Heat Pump Packaged Unit | Heat Pump | 208 | 1 |  |  |  | Dual-Speed |  |  |  | 40000 | 1639 | 24.4 | 16.2 | 35000 | 2093 | 4.9 | 3.6 | Non Federally-Regulated | 04/24/2019 |  | 05/28/2019
Waterfurnace International, Inc. | TRANE/AMERICAN STANDARD | T2GX038***1**(1,2,4)J |  | Water-Source | WBAHP: Heat Pump Packaged Unit | Heat Pump | 208 | 1 |  |  |  | Dual-Speed |  |  |  | 36500 | 2147 | 17 | 11.2 | 43300 | 2307 | 5.5 | 4.2 | Federally-Regulated Commercial & Industrial Equipment | 04/24/2019 |  | 05/28/2019
Waterfurnace International, Inc. | TRANE/AMERICAN STANDARD | T2GN038***1*J | TAMG**A36*/TGCX**036* | Ground-Source | WBAHP-CB: Heat Pump Split Syst | Heat Pump | 208 | 1 | False |  |  | Dual-Speed |  |  |  | 36000 | 1894 | 19 | 13.4 | 27900 | 2044 | 4 | 3.1 | Non Federally-Regulated | 04/24/2019 |  | 05/28/2019
Waterfurnace International, Inc. | TRANE/AMERICAN STANDARD | T2GN038***1*J | TAMG**A36*/TGCX**036* | Ground-Water-Source | WBAHP-CB: Heat Pump Split Syst | Heat Pump | 208 | 1 | False |  |  | Dual-Speed |  |  |  | 38200 | 1578 | 24.2 | 16.2 | 35100 | 2188 | 4.7 | 3.6 | Non Federally-Regulated | 04/24/2019 |  | 05/28/2019
Waterfurnace International, Inc. | TRANE/AMERICAN STANDARD | T2GN038***1*J | TAMG**A36*/TGCX**036* | Water-Source | WBAHP-CB: Heat Pump Split Syst | Heat Pump | 208 | 1 | False |  |  | Dual-Speed |  |  |  | 34400 | 2110 | 16.3 | 12 | 41600 | 2344 | 5.2 | 4.2 | Federally-Regulated Commercial & Industrial Equipment | 04/24/2019 |  | 05/28/2019
Waterfurnace International, Inc. | TRANE/AMERICAN STANDARD | T1GX036***1**(0,3)J |  | Ground-Source | WBAHP: Heat Pump Packaged Unit | Heat Pump | 208 | 1 |  |  |  | Single-Speed |  |  |  | 32900 | 1713 | 19.2 | 13.4 | 24400 | 1881 | 3.8 | 3.1 | Non Federally-Regulated | 04/24/2019 |  | 05/28/2019
Waterfurnace International, Inc. | TRANE/AMERICAN STANDARD | T1GX036***1**(0,3)J |  | Ground-Water-Source | WBAHP: Heat Pump Packaged Unit | Heat Pump | 208 | 1 |  |  |  | Single-Speed |  |  |  | 35100 | 1438 | 24.4 | 16.2 | 29200 | 1901 | 4.5 | 3.6 | Non Federally-Regulated | 04/24/2019 |  | 05/28/2019
Waterfurnace International, Inc. | TRANE/AMERICAN STANDARD | T1GX036***1**(0,3)J |  | Water-Source | WBAHP: Heat Pump Packaged Unit | Heat Pump | 208 | 1 |  |  |  | Single-Speed |  |  |  | 31500 | 2128 | 14.8 | 11.2 | 40200 | 2222 | 5.3 | 4.2 | Federally-Regulated Commercial & Industrial Equipment | 04/24/2019 |  | 05/28/2019
Waterfurnace International, Inc. | TRANE/AMERICAN STANDARD | T1GX036***1**(1,2,4)J |  | Ground-Source | WBAHP: Heat Pump Packaged Unit | Heat Pump | 208 | 1 |  |  |  | Single-Speed |  |  |  | 33700 | 1531 | 22 | 13.4 | 24400 | 1702 | 4.2 | 3.1 | Non Federally-Regulated | 04/24/2019 |  | 05/28/2019
Waterfurnace International, Inc. | TRANE/AMERICAN STANDARD | T1GX042***1**(0,3)J |  | Ground-Source | WBAHP: Heat Pump Packaged Unit | Heat Pump | 208 | 1 |  |  |  | Single-Speed |  |  |  | 40300 | 2178 | 18.5 | 13.4 | 28900 | 2419 | 3.5 | 3.1 | Non Federally-Regulated | 03/15/2019 |  | 05/28/2019
Waterfurnace International, Inc. | TRANE/AMERICAN STANDARD | T1GX036***1**(1,2,4)J |  | Ground-Water-Source | WBAHP: Heat Pump Packaged Unit | Heat Pump | 208 | 1 |  |  |  | Single-Speed |  |  |  | 36800 | 1277 | 28.8 | 16.2 | 29200 | 1746 | 4.9 | 3.6 | Non Federally-Regulated | 04/24/2019 |  | 05/28/2019
Waterfurnace International, Inc. | TRANE/AMERICAN STANDARD | T1GX042***1**(0,3)J |  | Ground-Water-Source | WBAHP: Heat Pump Packaged Unit | Heat Pump | 208 | 1 |  |  |  | Single-Speed |  |  |  | 42300 | 1815 | 23.3 | 16.2 | 36000 | 2453 | 4.3 | 3.6 | Non Federally-Regulated | 03/15/2019 |  | 05/28/2019
Waterfurnace International, Inc. | TRANE/AMERICAN STANDARD | T1GX042***1**(0,3)J |  | Water-Source | WBAHP: Heat Pump Packaged Unit | Heat Pump | 208 | 1 |  |  |  | Single-Speed |  |  |  | 38300 | 2487 | 15.4 | 11.2 | 45600 | 2570 | 5.2 | 4.2 | Federally-Regulated Commercial & Industrial Equipment | 03/15/2019 |  | 05/28/2019
Waterfurnace International, Inc. | TRANE/AMERICAN STANDARD | T1GX036***1**(1,2,4)J |  | Water-Source | WBAHP: Heat Pump Packaged Unit | Heat Pump | 208 | 1 |  |  |  | Single-Speed |  |  |  | 32300 | 1718 | 18.8 | 11.2 | 36500 | 1876 | 5.7 | 4.2 | Federally-Regulated Commercial & Industrial Equipment | 04/24/2019 |  | 05/28/2019
Waterfurnace International, Inc. | TRANE/AMERICAN STANDARD | T1GX042***1**(1,2,4)J |  | Ground-Source | WBAHP: Heat Pump Packaged Unit | Heat Pump | 208 | 1 |  |  |  | Single-Speed |  |  |  | 40700 | 1875 | 21.7 | 13.4 | 28900 | 2117 | 4 | 3.1 | Non Federally-Regulated | 04/24/2019 |  | 05/28/2019
Waterfurnace International, Inc. | TRANE/AMERICAN STANDARD | T1GX042***1**(1,2,4)J |  | Ground-Water-Source | WBAHP: Heat Pump Packaged Unit | Heat Pump | 208 | 1 |  |  |  | Single-Speed |  |  |  | 43900 | 1562 | 28.1 | 16.2 | 36100 | 2159 | 4.9 | 3.6 | Non Federally-Regulated | 04/24/2019 |  | 05/28/2019
Waterfurnace International, Inc. | TRANE/AMERICAN STANDARD | T1GX042***1**(1,2,4)J |  | Water-Source | WBAHP: Heat Pump Packaged Unit | Heat Pump | 208 | 1 |  |  |  | Single-Speed |  |  |  | 39000 | 2096 | 18.6 | 11.2 | 45600 | 2304 | 5.8 | 4.2 | Federally-Regulated Commercial & Industrial Equipment | 04/24/2019 |  | 05/28/2019
Waterfurnace International, Inc. | YORK BY JOHNSON CONTROLS | YBSV/YBSH060**0*4 |  | Ground-Source | WBAHP: Heat Pump Packaged Unit | Heat Pump | 208 | 1 |  |  |  | Single-Speed |  |  |  | 58000 | 3625 | 16 | 13.4 | 43000 | 3600 | 3.5 | 3.1 | Non Federally-Regulated | 05/13/2019 |  | 05/28/2019
Waterfurnace International, Inc. | YORK BY JOHNSON CONTROLS | YBSV/YBSH060**0*0 |  | Ground-Source | WBAHP: Heat Pump Packaged Unit | Heat Pump | 208 | 1 |  |  |  | Single-Speed |  |  |  | 58000 | 3815 | 15.2 | 13.4 | 43000 | 3818 | 3.3 | 3.1 | Non Federally-Regulated | 05/13/2019 |  | 05/28/2019
Waterfurnace International, Inc. | YORK BY JOHNSON CONTROLS | YBSV/YBSH060**3*1 |  | Ground-Source | WBAHP: Heat Pump Packaged Unit | Heat Pump | 208 | 3 |  |  |  | Single-Speed |  |  |  | 58000 | 3625 | 16 | 13.4 | 43000 | 3600 | 3.5 | 3.1 | Non Federally-Regulated | 05/13/2019 |  | 05/28/2019
Waterfurnace International, Inc. | YORK BY JOHNSON CONTROLS | YBSV/YBSH060**4*1 |  | Ground-Source | WBAHP: Heat Pump Packaged Unit | Heat Pump | 460 | 3 |  |  |  | Single-Speed |  |  |  | 58000 | 3625 | 16 | 13.4 | 43000 | 3600 | 3.5 | 3.1 | Non Federally-Regulated | 05/13/2019 |  | 05/28/2019
Waterfurnace International, Inc. | YORK BY JOHNSON CONTROLS | YBSV/YBSH060**4*4 |  | Ground-Source | WBAHP: Heat Pump Packaged Unit | Heat Pump | 460 | 3 |  |  |  | Single-Speed |  |  |  | 58000 | 3625 | 16 | 13.4 | 43000 | 3600 | 3.5 | 3.1 | Non Federally-Regulated | 05/13/2019 |  | 05/28/2019
Waterfurnace International, Inc. | YORK BY JOHNSON CONTROLS | YBSV/YBSH060**3*0 |  | Ground-Source | WBAHP: Heat Pump Packaged Unit | Heat Pump | 208 | 3 |  |  |  | Single-Speed |  |  |  | 58000 | 3815 | 15.2 | 13.4 | 43000 | 3818 | 3.3 | 3.1 | Non Federally-Regulated | 05/13/2019 |  | 05/28/2019
Waterfurnace International, Inc. | YORK BY JOHNSON CONTROLS | YBSV/YBSH060**4*0 |  | Ground-Source | WBAHP: Heat Pump Packaged Unit | Heat Pump | 460 | 3 |  |  |  | Single-Speed |  |  |  | 58000 | 3815 | 15.2 | 13.4 | 43000 | 3818 | 3.3 | 3.1 | Non Federally-Regulated | 05/13/2019 |  | 05/28/2019
Waterfurnace International, Inc. | YORK BY JOHNSON CONTROLS | YBSV/YBSH060**3*4 |  | Ground-Source | WBAHP: Heat Pump Packaged Unit | Heat Pump | 208 | 3 |  |  |  | Single-Speed |  |  |  | 58000 | 3625 | 16 | 13.4 | 43000 | 3600 | 3.5 | 3.1 | Non Federally-Regulated | 05/13/2019 |  | 05/28/2019
Waterfurnace International, Inc. | YORK BY JOHNSON CONTROLS | YBSV/YBSH060**0*1 |  | Ground-Source | WBAHP: Heat Pump Packaged Unit | Heat Pump | 208 | 1 |  |  |  | Single-Speed |  |  |  | 58000 | 3625 | 16 | 13.4 | 43000 | 3600 | 3.5 | 3.1 | Non Federally-Regulated | 05/13/2019 |  | 05/28/2019
Waterfurnace International, Inc. | YORK BY JOHNSON CONTROLS | YCLC/YCLW/YCLS18*0 |  | Ground-Water-Source | WBAHP-O: Heat Pump Packaged Un | Heat Pump | 208 | 1 |  |  |  | Single-Speed |  |  |  | 19000 | 1027 | 18.5 | 16.2 | 17000 | 1346 | 3.7 | 3.6 | Non Federally-Regulated | 06/03/2016 |  | 05/28/2019
Waterfurnace International, Inc. | YORK BY JOHNSON CONTROLS | YCLC/YCLW/YCLS18*0 |  | Water-Source | WBAHP-O: Heat Pump Packaged Un | Heat Pump | 208 | 1 |  |  |  | Single-Speed |  |  |  | 16200 | 1327 | 12.2 | 11.2 | 20500 | 1397 | 4.3 | 4.2 | Federally-Regulated Commercial & Industrial Equipment | 06/03/2016 |  | 05/28/2019
Waterfurnace International, Inc. | YORK BY JOHNSON CONTROLS | YBSV/YBSH060**4*1 |  | Water-Source | WBAHP: Heat Pump Packaged Unit | Heat Pump | 460 | 3 |  |  |  | Single-Speed |  |  |  | 57000 | 4071 | 14 | 11.2 | 66000 | 4204 | 4.6 | 4.2 | Federally-Regulated Commercial & Industrial Equipment | 05/13/2019 |  | 05/28/2019
Waterfurnace International, Inc. | YORK BY JOHNSON CONTROLS | YBSV/YBSH060**0*0 |  | Water-Source | WBAHP: Heat Pump Packaged Unit | Heat Pump | 208 | 1 |  |  |  | Single-Speed |  |  |  | 57000 | 4222 | 13.5 | 11.2 | 66000 | 4498 | 4.3 | 4.2 | Federally-Regulated Commercial & Industrial Equipment | 05/13/2019 |  | 05/28/2019
Waterfurnace International, Inc. | YORK BY JOHNSON CONTROLS | YBSV/YBSH060**0*4 |  | Water-Source | WBAHP: Heat Pump Packaged Unit | Heat Pump | 208 | 1 |  |  |  | Single-Speed |  |  |  | 57000 | 4071 | 14 | 11.2 | 66000 | 4204 | 4.6 | 4.2 | Federally-Regulated Commercial & Industrial Equipment | 05/13/2019 |  | 05/28/2019
Waterfurnace International, Inc. | YORK BY JOHNSON CONTROLS | YBSV/YBSH060**4*4 |  | Water-Source | WBAHP: Heat Pump Packaged Unit | Heat Pump | 460 | 3 |  |  |  | Single-Speed |  |  |  | 57000 | 4071 | 14 | 11.2 | 66000 | 4204 | 4.6 | 4.2 | Federally-Regulated Commercial & Industrial Equipment | 05/13/2019 |  | 05/28/2019
Waterfurnace International, Inc. | YORK BY JOHNSON CONTROLS | YBSV/YBSH060**3*1 |  | Water-Source | WBAHP: Heat Pump Packaged Unit | Heat Pump | 208 | 3 |  |  |  | Single-Speed |  |  |  | 57000 | 4071 | 14 | 11.2 | 66000 | 4204 | 4.6 | 4.2 | Federally-Regulated Commercial & Industrial Equipment | 05/13/2019 |  | 05/28/2019
Waterfurnace International, Inc. | YORK BY JOHNSON CONTROLS | YBSV/YBSH060**4*0 |  | Water-Source | WBAHP: Heat Pump Packaged Unit | Heat Pump | 460 | 3 |  |  |  | Single-Speed |  |  |  | 57000 | 4222 | 13.5 | 11.2 | 66000 | 4498 | 4.3 | 4.2 | Federally-Regulated Commercial & Industrial Equipment | 05/13/2019 |  | 05/28/2019
Waterfurnace International, Inc. | YORK BY JOHNSON CONTROLS | YBSV/YBSH060**3*0 |  | Water-Source | WBAHP: Heat Pump Packaged Unit | Heat Pump | 208 | 3 |  |  |  | Single-Speed |  |  |  | 57000 | 4222 | 13.5 | 11.2 | 66000 | 4498 | 4.3 | 4.2 | Federally-Regulated Commercial & Industrial Equipment | 05/13/2019 |  | 05/28/2019
Waterfurnace International, Inc. | YORK BY JOHNSON CONTROLS | YBSV/YBSH060**3*4 |  | Water-Source | WBAHP: Heat Pump Packaged Unit | Heat Pump | 208 | 3 |  |  |  | Single-Speed |  |  |  | 57000 | 4071 | 14 | 11.2 | 66000 | 4204 | 4.6 | 4.2 | Federally-Regulated Commercial & Industrial Equipment | 05/13/2019 |  | 05/28/2019
Waterfurnace International, Inc. | YORK BY JOHNSON CONTROLS | YBSV/YBSH060**0*1 |  | Water-Source | WBAHP: Heat Pump Packaged Unit | Heat Pump | 208 | 1 |  |  |  | Single-Speed |  |  |  | 57000 | 4071 | 14 | 11.2 | 66000 | 4204 | 4.6 | 4.2 | Federally-Regulated Commercial & Industrial Equipment | 05/13/2019 |  | 05/28/2019
Waterfurnace International, Inc. | YORK BY JOHNSON CONTROLS | YAST049**1 | YAH048* | Ground-Source | WBAHP-CB: Heat Pump Split Syst | Heat Pump | 208 | 1 | False |  |  | Dual-Speed |  |  |  | 47700 | 2962 | 16.1 | 13.4 | 37000 | 2853 | 3.8 | 3.1 | Non Federally-Regulated | 05/03/2018 |  | 05/28/2019
Waterfurnace International, Inc. | YORK BY JOHNSON CONTROLS | YAST038**1 | SAH036* | Ground-Source | WBAHP-CB: Heat Pump Split Syst | Heat Pump | 208 | 1 | False |  |  | Dual-Speed |  |  |  | 36000 | 1894 | 19 | 13.4 | 27900 | 2044 | 4 | 3.1 | Non Federally-Regulated | 06/26/2017 |  | 05/28/2019
Waterfurnace International, Inc. | YORK BY JOHNSON CONTROLS | YAST038**1 | SAH036* | Ground-Water-Source | WBAHP-CB: Heat Pump Split Syst | Heat Pump | 208 | 1 | False |  |  | Dual-Speed |  |  |  | 38200 | 1578 | 24.2 | 16.2 | 35100 | 2188 | 4.7 | 3.6 | Non Federally-Regulated | 06/26/2017 |  | 05/28/2019
Waterfurnace International, Inc. | YORK BY JOHNSON CONTROLS | YAST038**1 | SAH036* | Water-Source | WBAHP-CB: Heat Pump Split Syst | Heat Pump | 208 | 1 | False |  |  | Dual-Speed |  |  |  | 34400 | 2110 | 16.3 | 12 | 41600 | 2344 | 5.2 | 4.2 | Federally-Regulated Commercial & Industrial Equipment | 06/26/2017 |  | 05/28/2019
Waterfurnace International, Inc. | YORK BY JOHNSON CONTROLS | YAST038**1 | SRAA036* | Ground-Source | WBAHP-C: Heat Pump Split Syste | Heat Pump | 208 | 1 | False |  |  | Dual-Speed |  |  |  | 36000 | 1894 | 19 | 13.4 | 27900 | 2044 | 4 | 3.1 | Non Federally-Regulated | 06/26/2017 |  | 05/28/2019
Waterfurnace International, Inc. | YORK BY JOHNSON CONTROLS | YAST038**1 | SRAA036* | Ground-Water-Source | WBAHP-C: Heat Pump Split Syste | Heat Pump | 208 | 1 | False |  |  | Dual-Speed |  |  |  | 38200 | 1578 | 24.2 | 16.2 | 35100 | 2188 | 4.7 | 3.6 | Non Federally-Regulated | 06/26/2017 |  | 05/28/2019
Waterfurnace International, Inc. | YORK BY JOHNSON CONTROLS | YAST038**1 | SRAA036* | Water-Source | WBAHP-C: Heat Pump Split Syste | Heat Pump | 208 | 1 | False |  |  | Dual-Speed |  |  |  | 34400 | 2110 | 16.3 | 12 | 41600 | 2344 | 5.2 | 4.2 | Federally-Regulated Commercial & Industrial Equipment | 06/26/2017 |  | 05/28/2019
Bard Manufacturing Company, Inc. | G3 | GTC36S2-A | GTADP-3642-* | Ground-Source | WBAH-C: Heating Only Split Sys | Heat Pump | 208 | 1 | False |  |  | Dual-Speed | [7 empty] | 29000 | 2023 | 4.2 | 3.1 | Non Federally-Regulated | 05/10/2019 |  | 05/28/2019
Bard Manufacturing Company, Inc. | G3 | GTC36S2-A | GTADP-3642-* | Ground-Water-Source | WBAH-C: Heating Only Split Sys | Heat Pump | 208 | 1 | False |  |  | Dual-Speed | [7 empty] | 38000 | 2227 | 5 | 3.1 | Non Federally-Regulated | 05/10/2019 |  | 05/28/2019
Bard Manufacturing Company, Inc. | G3 | GTC36S2-A | GTA3600UD1AA+GTB1-A | Ground-Source | WBAHP-CB: Heat Pump Split Syst | Heat Pump | 208 | 1 | False |  |  | Dual-Speed |  |  |  | 38400 | 2219 | 17.3 | 13.4 | 29600 | 2168 | 4 | 3.1 | Non Federally-Regulated | 05/10/2019 |  | 05/28/2019
Bard Manufacturing Company, Inc. | G3 | GTC36S2-A | GTA3600UD1AA+GTB1-A | Ground-Water-Source | WBAHP-CB: Heat Pump Split Syst | Heat Pump | 208 | 1 | False |  |  | Dual-Speed |  |  |  | 41000 | 1898 | 21.6 | 16.2 | 37500 | 2289 | 4.8 | 3.6 | Non Federally-Regulated | 05/10/2019 |  | 05/28/2019
Bard Manufacturing Company, Inc. | G3 | GTC48S2-A | GTADP-4860-C | Ground-Source | WBAH-C: Heating Only Split Sys | Heat Pump | 208 | 1 | False |  |  | Dual-Speed | [7 empty] | 37000 | 2780 | 3.9 | 3.1 | Non Federally-Regulated | 05/10/2019 |  | 05/28/2019
Bard Manufacturing Company, Inc. | G3 | GTC48S2-A | GTADP-4860-C | Ground-Water-Source | WBAH-C: Heating Only Split Sys | Heat Pump | 208 | 1 | False |  |  | Dual-Speed | [7 empty] | 48000 | 3091 | 4.6 | 3.1 | Non Federally-Regulated | 05/10/2019 |  | 05/28/2019
Bard Manufacturing Company, Inc. | G3 | GTC48S2-A | GTA4860UD1AA+GTB1-A | Ground-Source | WBAHP-CB: Heat Pump Split Syst | Heat Pump | 208 | 1 | False |  |  | Dual-Speed |  |  |  | 51500 | 3301 | 15.6 | 13.4 | 41000 | 3247 | 3.7 | 3.1 | Non Federally-Regulated | 05/10/2019 |  | 05/28/2019
Bard Manufacturing Company, Inc. | G3 | GTC48S2-A | GTA4860UD1AA+GTB1-A | Ground-Water-Source | WBAHP-CB: Heat Pump Split Syst | Heat Pump | 208 | 1 | False |  |  | Dual-Speed |  |  |  | 55500 | 2733 | 20.3 | 16.2 | 50000 | 3330 | 4.4 | 3.6 | Non Federally-Regulated | 05/10/2019 |  | 05/28/2019
Bard Manufacturing Company, Inc. | G3 | GTC48S2-A | HE49948D210B2705AW | Ground-Source | WBAH-C: Heating Only Split Sys | Heat Pump | 208 | 1 | False |  |  | Dual-Speed | [7 empty] | 37000 | 2780 | 3.9 | 3.1 | Non Federally-Regulated | 05/10/2019 |  | 05/28/2019
Bard Manufacturing Company, Inc. | G3 | GTC48S2-A | HE49948D210B2705AW | Ground-Water-Source | WBAH-C: Heating Only Split Sys | Heat Pump | 208 | 1 | False |  |  | Dual-Speed | [7 empty] | 48000 | 3091 | 4.6 | 3.1 | Non Federally-Regulated | 05/10/2019 |  | 05/28/2019
Bard Manufacturing Company, Inc. | G3 | GTC60S2-A | HE49948D210B2705AW | Ground-Source | WBAH-C: Heating Only Split Sys | Heat Pump | 208 | 1 | False |  |  | Dual-Speed | [7 empty] | 48000 | 3473 | 4.1 | 3.1 | Non Federally-Regulated | 05/10/2019 |  | 05/28/2019
Bard Manufacturing Company, Inc. | G3 | GTC60S2-A | HE49948D210B2705AW | Ground-Water-Source | WBAH-C: Heating Only Split Sys | Heat Pump | 208 | 1 | False |  |  | Dual-Speed | [7 empty] | 61500 | 3834 | 4.7 | 3.1 | Non Federally-Regulated | 05/10/2019 |  | 05/28/2019
Bard Manufacturing Company, Inc. | G3 | GTC60S2-A | GTADP-4860-C | Ground-Source | WBAH-C: Heating Only Split Sys | Heat Pump | 208 | 1 | False |  |  | Dual-Speed | [7 empty] | 48000 | 3473 | 4.1 | 3.1 | Non Federally-Regulated | 05/10/2019 |  | 05/28/2019
Bard Manufacturing Company, Inc. | G3 | GTC60S2-A | GTADP-4860-C | Ground-Water-Source | WBAH-C: Heating Only Split Sys | Heat Pump | 208 | 1 | False |  |  | Dual-Speed | [7 empty] | 61500 | 3834 | 4.7 | 3.1 | Non Federally-Regulated | 05/10/2019 |  | 05/28/2019
Bard Manufacturing Company, Inc. | G3 | GTC60S2-A | GTA4860UD1AA+GTB1-A | Ground-Source | WBAHP-CB: Heat Pump Split Syst | Heat Pump | 208 | 1 | False |  |  | Dual-Speed |  |  |  | 61000 | 3961 | 15.4 | 13.4 | 49500 | 3974 | 3.7 | 3.1 | Non Federally-Regulated | 05/10/2019 |  | 05/28/2019
Enertech Global, LLC | GEOEXCEL | AZS009*9 |  | Ground-Source | WBAHP: Heat Pump Packaged Unit | Heat Pump | 115 | 1 |  |  |  | Single-Speed |  |  |  | 9200 | 578 | 15.9 | 13.4 | 7100 | 630 | 3.3 | 3.1 | Non Federally-Regulated | 05/13/2019 |  | 05/28/2019
Enertech Global, LLC | GEOEXCEL | AZS009*9 |  | Ground-Water-Source | WBAHP: Heat Pump Packaged Unit | Heat Pump | 115 | 1 |  |  |  | Single-Speed |  |  |  | 10000 | 460 | 21.7 | 16.2 | 9000 | 659 | 4 | 3.6 | Non Federally-Regulated | 05/13/2019 |  | 05/28/2019
Enertech Global, LLC | GEOEXCEL | AZS009*9 |  | Water-Source | WBAHP: Heat Pump Packaged Unit | Heat Pump | 115 | 1 |  |  |  | Single-Speed |  |  |  | 8700 | 639 | 13.6 | 11.2 | 11100 | 692 | 4.7 | 4.2 | Federally-Regulated Commercial & Industrial Equipment | 05/13/2019 |  | 05/28/2019
Enertech Global, LLC | GEOEXCEL | AVS042*****1 |  | Ground-Source | WBAHP: Heat Pump Packaged Unit | Heat Pump | 208 | 1 |  |  |  | Single-Speed |  |  |  | 44400 | 2094 | 21.2 | 13.4 | 31100 | 2223 | 4.1 | 3.1 | Non Federally-Regulated | 05/13/2019 |  | 05/28/2019
Enertech Global, LLC | GEOEXCEL | AVS042*****1 |  | Ground-Water-Source | WBAHP: Heat Pump Packaged Unit | Heat Pump | 208 | 1 |  |  |  | Single-Speed |  |  |  | 47700 | 1679 | 28.4 | 16.2 | 38300 | 2244 | 5 | 3.6 | Non Federally-Regulated | 05/13/2019 |  | 05/28/2019
Enertech Global, LLC | GEOEXCEL | AVS042*****1 |  | Water-Source | WBAHP: Heat Pump Packaged Unit | Heat Pump | 208 | 1 |  |  |  | Single-Speed |  |  |  | 42900 | 2344 | 18.3 | 11.2 | 47800 | 2374 | 5.9 | 4.2 | Federally-Regulated Commercial & Industrial Equipment | 05/13/2019 |  | 05/28/2019
Enertech Global, LLC | GEOEXCEL | AZS024******B |  | Ground-Source | WBAHP: Heat Pump Packaged Unit | Heat Pump | 208 | 1 |  |  |  | Single-Speed |  |  |  | 25200 | 1347 | 18.7 | 13.4 | 18600 | 1473 | 3.7 | 3.1 | Non Federally-Regulated | 05/13/2019 |  | 05/28/2019
Enertech Global, LLC | GEOEXCEL | AZS024******B |  | Water-Source | WBAHP: Heat Pump Packaged Unit | Heat Pump | 208 | 1 |  |  |  | Single-Speed |  |  |  | 24100 | 1525 | 15.8 | 11.2 | 29700 | 1740 | 5 | 4.2 | Federally-Regulated Commercial & Industrial Equipment | 05/13/2019 |  | 05/28/2019
Enertech Global, LLC | GEOEXCEL | AZT024*3 |  | Ground-Source | WBAHP: Heat Pump Packaged Unit | Heat Pump | 460 | 3 |  |  |  | Single-Speed |  |  |  | 26400 | 1442 | 18.3 | 13.4 | 18300 | 1375 | 3.9 | 3.1 | Non Federally-Regulated | 05/13/2019 |  | 05/28/2019
Enertech Global, LLC | GEOEXCEL | AZT024*3 |  | Ground-Water-Source | WBAHP: Heat Pump Packaged Unit | Heat Pump | 460 | 3 |  |  |  | Single-Speed |  |  |  | 28200 | 1189 | 23.7 | 16.2 | 22900 | 1459 | 4.6 | 3.6 | Non Federally-Regulated | 05/13/2019 |  | 05/28/2019
Enertech Global, LLC | GEOEXCEL | AZT024*3 |  | Water-Source | WBAHP: Heat Pump Packaged Unit | Heat Pump | 460 | 3 |  |  |  | Single-Speed |  |  |  | 25300 | 1591 | 15.9 | 11.2 | 28800 | 1623 | 5.2 | 4.2 | Federally-Regulated Commercial & Industrial Equipment | 05/13/2019 |  | 05/28/2019
Enertech Global, LLC | GEOEXCEL | AVS041 |  | Ground-Source | WBAHP: Heat Pump Packaged Unit | Heat Pump | 208 | 1 |  |  |  | Single-Speed |  |  |  | 38700 | 2263 | 17.1 | 13.4 | 31100 | 2531 | 3.6 | 3.1 | Non Federally-Regulated | 05/13/2019 |  | 05/28/2019
Enertech Global, LLC | GEOEXCEL | AVS041 |  | Ground-Water-Source | WBAHP: Heat Pump Packaged Unit | Heat Pump | 208 | 1 |  |  |  | Single-Speed |  |  |  | 41400 | 1856 | 22.3 | 16.2 | 38900 | 2780 | 4.1 | 3.6 | Non Federally-Regulated | 05/13/2019 |  | 05/28/2019
Enertech Global, LLC | GEOEXCEL | AVS041 |  | Water-Source | WBAHP: Heat Pump Packaged Unit | Heat Pump | 208 | 1 |  |  |  | Single-Speed |  |  |  | 37100 | 2506 | 14.8 | 11.2 | 46800 | 2981 | 4.6 | 4.2 | Federally-Regulated Commercial & Industrial Equipment | 05/13/2019 |  | 05/28/2019
Enertech Global, LLC | GEOEXCEL | AZS030*A |  | Ground-Source | WBAHP: Heat Pump Packaged Unit | Heat Pump | 265 | 1 |  |  |  | Single-Speed |  |  |  | 29700 | 1677 | 17.7 | 13.4 | 22900 | 1864 | 3.6 | 3.1 | Non Federally-Regulated | 05/13/2019 |  | 05/28/2019
Enertech Global, LLC | GEOEXCEL | AZS030*A |  | Ground-Water-Source | WBAHP: Heat Pump Packaged Unit | Heat Pump | 265 | 1 |  |  |  | Single-Speed |  |  |  | 31800 | 1358 | 23.4 | 16.2 | 27900 | 1817 | 4.5 | 3.6 | Non Federally-Regulated | 05/13/2019 |  | 05/28/2019
Enertech Global, LLC | GEOEXCEL | AZS030*A |  | Water-Source | WBAHP: Heat Pump Packaged Unit | Heat Pump | 265 | 1 |  |  |  | Single-Speed |  |  |  | 28400 | 1856 | 15.3 | 11.2 | 33500 | 1852 | 5.3 | 4.2 | Federally-Regulated Commercial & Industrial Equipment | 05/13/2019 |  | 05/28/2019
Enertech Global, LLC | GEOEXCEL | AZS024*A***1B |  | Ground-Source | WBAHP: Heat Pump Packaged Unit | Heat Pump | 265 | 1 |  |  |  | Single-Speed |  |  |  | 26100 | 1213 | 21.5 | 13.4 | 18600 | 1397 | 3.9 | 3.1 | Non Federally-Regulated | 05/13/2019 |  | 05/28/2019
Enertech Global, LLC | GEOEXCEL | AZS024*A***1B |  | Water-Source | WBAHP: Heat Pump Packaged Unit | Heat Pump | 265 | 1 |  |  |  | Single-Speed |  |  |  | 25000 | 1396 | 17.9 | 11.2 | 29300 | 1533 | 5.6 | 4.2 | Federally-Regulated Commercial & Industrial Equipment | 05/13/2019 |  | 05/28/2019
Enertech Global, LLC | GEOEXCEL | AZS048*4****B |  | Ground-Source | WBAHP: Heat Pump Packaged Unit | Heat Pump | 575 | 3 |  |  |  | Single-Speed |  |  |  | 48500 | 2724 | 17.8 | 13.4 | 38500 | 3134 | 3.6 | 3.1 | Non Federally-Regulated | 05/13/2019 |  | 05/28/2019
Enertech Global, LLC | GEOEXCEL | AZS048*4****B |  | Water-Source | WBAHP: Heat Pump Packaged Unit | Heat Pump | 575 | 3 |  |  |  | Single-Speed |  |  |  | 46800 | 3038 | 15.4 | 11.2 | 59300 | 3778 | 4.6 | 4.2 | Federally-Regulated Commercial & Industrial Equipment | 05/13/2019 |  | 05/28/2019
Enertech Global, LLC | GEOEXCEL | AZS030*3***1B |  | Ground-Source | WBAHP: Heat Pump Packaged Unit | Heat Pump | 460 | 3 |  |  |  | Single-Speed |  |  |  | 30700 | 1483 | 20.7 | 13.4 | 21500 | 1575 | 4 | 3.1 | Non Federally-Regulated | 05/13/2019 |  | 05/28/2019
Enertech Global, LLC | GEOEXCEL | AZS030*3***1B |  | Water-Source | WBAHP: Heat Pump Packaged Unit | Heat Pump | 460 | 3 |  |  |  | Single-Speed |  |  |  | 29500 | 1685 | 17.5 | 11.2 | 33000 | 1696 | 5.7 | 4.2 | Federally-Regulated Commercial & Industrial Equipment | 05/13/2019 |  | 05/28/2019
Enertech Global, LLC | GEOEXCEL | AXT048D |  | Ground-Source | WBAHP: Heat Pump Packaged Unit | Heat Pump | 208 | 1 |  |  |  | Single-Speed |  |  |  | 49000 | 2865 | 17.1 | 13.4 | 38200 | 2870 | 3.9 | 3.1 | Non Federally-Regulated | 05/13/2019 |  | 05/28/2019
Enertech Global, LLC | GEOEXCEL | AXT048D |  | Ground-Water-Source | WBAHP: Heat Pump Packaged Unit | Heat Pump | 208 | 1 |  |  |  | Single-Speed |  |  |  | 53100 | 2402 | 22.1 | 16.2 | 47400 | 3019 | 4.6 | 3.6 | Non Federally-Regulated | 05/13/2019 |  | 05/28/2019
Enertech Global, LLC | GEOEXCEL | AZS036*4****B |  | Ground-Source | WBAHP: Heat Pump Packaged Unit | Heat Pump | 575 | 3 |  |  |  | Single-Speed |  |  |  | 37600 | 2077 | 18.1 | 13.4 | 27800 | 2202 | 3.7 | 3.1 | Non Federally-Regulated | 05/13/2019 |  | 05/28/2019
Enertech Global, LLC | GEOEXCEL | AZS036*4****B |  | Water-Source | WBAHP: Heat Pump Packaged Unit | Heat Pump | 575 | 3 |  |  |  | Single-Speed |  |  |  | 35900 | 2301 | 15.6 | 11.2 | 43400 | 2595 | 4.9 | 4.2 | Federally-Regulated Commercial & Industrial Equipment | 05/13/2019 |  | 05/28/2019
Enertech Global, LLC | GEOEXCEL | AZS060*2***1 |  | Ground-Source | WBAHP: Heat Pump Packaged Unit | Heat Pump | 208 | 3 |  |  |  | Single-Speed |  |  |  | 57000 | 3257 | 17.5 | 13.4 | 46200 | 3761 | 3.6 | 3.1 | Non Federally-Regulated | 05/13/2019 |  | 05/28/2019
Enertech Global, LLC | GEOEXCEL | AZS060*2***1 |  | Ground-Water-Source | WBAHP: Heat Pump Packaged Unit | Heat Pump | 208 | 3 |  |  |  | Single-Speed |  |  |  | 60500 | 2713 | 22.3 | 16.2 | 58600 | 3993 | 4.3 | 3.6 | Non Federally-Regulated | 05/13/2019 |  | 05/28/2019
Enertech Global, LLC | GEOEXCEL | AZS060*2***1 |  | Water-Source | WBAHP: Heat Pump Packaged Unit | Heat Pump | 208 | 3 |  |  |  | Single-Speed |  |  |  | 53500 | 3566 | 15 | 11.2 | 71000 | 4246 | 4.9 | 4.2 | Federally-Regulated Commercial & Industrial Equipment | 05/13/2019 |  | 05/28/2019
Enertech Global, LLC | GEOEXCEL | AZS017*A***1 |  | Ground-Source | WBAHP: Heat Pump Packaged Unit | Heat Pump | 265 | 1 |  |  |  | Single-Speed |  |  |  | 17800 | 978 | 18.2 | 13.4 | 13500 | 1014 | 3.9 | 3.1 | Non Federally-Regulated | 05/13/2019 |  | 05/28/2019
Enertech Global, LLC | GEOEXCEL | AZS017*A***1 |  | Ground-Water-Source | WBAHP: Heat Pump Packaged Unit | Heat Pump | 265 | 1 |  |  |  | Single-Speed |  |  |  | 19400 | 779 | 24.9 | 16.2 | 16700 | 1041 | 4.7 | 3.6 | Non Federally-Regulated | 05/13/2019 |  | 05/28/2019
Enertech Global, LLC | GEOEXCEL | AZS017*A***1 |  | Water-Source | WBAHP: Heat Pump Packaged Unit | Heat Pump | 265 | 1 |  |  |  | Single-Speed |  |  |  | 17000 | 1089 | 15.6 | 11.2 | 20600 | 1097 | 5.5 | 4.2 | Federally-Regulated Commercial & Industrial Equipment | 05/13/2019 |  | 05/28/2019
Enertech Global, LLC | GEOEXCEL | AZS060*2 |  | Ground-Source | WBAHP: Heat Pump Packaged Unit | Heat Pump | 208 | 3 |  |  |  | Single-Speed |  |  |  | 57000 | 3540 | 16.1 | 13.4 | 48400 | 4052 | 3.5 | 3.1 | Non Federally-Regulated | 05/13/2019 |  | 05/28/2019
Enertech Global, LLC | GEOEXCEL | AZS060*2 |  | Ground-Water-Source | WBAHP: Heat Pump Packaged Unit | Heat Pump | 208 | 3 |  |  |  | Single-Speed |  |  |  | 62000 | 2952 | 21 | 16.2 | 59600 | 4158 | 4.2 | 3.6 | Non Federally-Regulated | 05/13/2019 |  | 05/28/2019
Enertech Global, LLC | GEOEXCEL | AZS060*2 |  | Water-Source | WBAHP: Heat Pump Packaged Unit | Heat Pump | 208 | 3 |  |  |  | Single-Speed |  |  |  | 56400 | 3889 | 14.5 | 11.2 | 72800 | 4539 | 4.7 | 4.2 | Federally-Regulated Commercial & Industrial Equipment | 05/13/2019 |  | 05/28/2019
Enertech Global, LLC | GEOEXCEL | AVS048*2***1 |  | Ground-Source | WBAHP: Heat Pump Packaged Unit | Heat Pump | 208 | 3 |  |  |  | Single-Speed |  |  |  | 51600 | 2567 | 20.1 | 13.4 | 38700 | 2908 | 3.9 | 3.1 | Non Federally-Regulated | 05/13/2019 |  | 05/28/2019
Enertech Global, LLC | GEOEXCEL | AVS048*2***1 |  | Ground-Water-Source | WBAHP: Heat Pump Packaged Unit | Heat Pump | 208 | 3 |  |  |  | Single-Speed |  |  |  | 54900 | 2079 | 26.4 | 16.2 | 47500 | 2900 | 4.8 | 3.6 | Non Federally-Regulated | 05/13/2019 |  | 05/28/2019
Enertech Global, LLC | GEOEXCEL | AVS048*2***1 |  | Water-Source | WBAHP: Heat Pump Packaged Unit | Heat Pump | 208 | 3 |  |  |  | Single-Speed |  |  |  | 49900 | 2884 | 17.3 | 11.2 | 58400 | 3111 | 5.5 | 4.2 | Federally-Regulated Commercial & Industrial Equipment | 05/13/2019 |  | 05/28/2019
Enertech Global, LLC | GEOEXCEL | AZT060******B |  | Ground-Source | WBAHP: Heat Pump Packaged Unit | Heat Pump | 208 | 1 |  |  |  | Single-Speed |  |  |  | 61200 | 3272 | 18.7 | 13.4 | 48100 | 3614 | 3.9 | 3.1 | Non Federally-Regulated | 05/13/2019 |  | 05/28/2019
Enertech Global, LLC | GEOEXCEL | AZT060******B |  | Water-Source | WBAHP: Heat Pump Packaged Unit | Heat Pump | 208 | 1 |  |  |  | Single-Speed |  |  |  | 59400 | 3644 | 16.3 | 11.2 | 74600 | 4286 | 5.1 | 4.2 | Federally-Regulated Commercial & Industrial Equipment | 05/13/2019 |  | 05/28/2019
Enertech Global, LLC | GEOEXCEL | AVS048*2 |  | Ground-Source | WBAHP: Heat Pump Packaged Unit | Heat Pump | 208 | 3 |  |  |  | Single-Speed |  |  |  | 50500 | 2869 | 17.6 | 13.4 | 39600 | 3223 | 3.6 | 3.1 | Non Federally-Regulated | 05/13/2019 |  | 05/28/2019
Enertech Global, LLC | GEOEXCEL | AVS048*2 |  | Ground-Water-Source | WBAHP: Heat Pump Packaged Unit | Heat Pump | 208 | 3 |  |  |  | Single-Speed |  |  |  | 53400 | 2362 | 22.6 | 16.2 | 48100 | 3203 | 4.4 | 3.6 | Non Federally-Regulated | 05/13/2019 |  | 05/28/2019
Enertech Global, LLC | GEOEXCEL | AVS048*2 |  | Water-Source | WBAHP: Heat Pump Packaged Unit | Heat Pump | 208 | 3 |  |  |  | Single-Speed |  |  |  | 48500 | 3190 | 15.2 | 11.2 | 58900 | 3452 | 5 | 4.2 | Federally-Regulated Commercial & Industrial Equipment | 05/13/2019 |  | 05/28/2019
Enertech Global, LLC | GEOEXCEL | AVS042*3 |  | Ground-Source | WBAHP: Heat Pump Packaged Unit | Heat Pump | 460 | 3 |  |  |  | Single-Speed |  |  |  | 43600 | 2344 | 18.6 | 13.4 | 32000 | 2467 | 3.8 | 3.1 | Non Federally-Regulated | 05/13/2019 |  | 05/28/2019
Enertech Global, LLC | GEOEXCEL | AVS042*3 |  | Ground-Water-Source | WBAHP: Heat Pump Packaged Unit | Heat Pump | 460 | 3 |  |  |  | Single-Speed |  |  |  | 46700 | 1913 | 24.4 | 16.2 | 39200 | 2444 | 4.7 | 3.6 | Non Federally-Regulated | 05/13/2019 |  | 05/28/2019
Enertech Global, LLC | GEOEXCEL | AVS042*3 |  | Water-Source | WBAHP: Heat Pump Packaged Unit | Heat Pump | 460 | 3 |  |  |  | Single-Speed |  |  |  | 41800 | 2612 | 16 | 11.2 | 48500 | 2538 | 5.6 | 4.2 | Federally-Regulated Commercial & Industrial Equipment | 05/13/2019 |  | 05/28/2019
Enertech Global, LLC | GEOEXCEL | AZS036*3 |  | Ground-Source | WBAHP: Heat Pump Packaged Unit | Heat Pump | 460 | 3 |  |  |  | Single-Speed |  |  |  | 36600 | 2044 | 17.9 | 13.4 | 28300 | 2241 | 3.7 | 3.1 | Non Federally-Regulated | 05/13/2019 |  | 05/28/2019
Enertech Global, LLC | GEOEXCEL | AZS036*3 |  | Ground-Water-Source | WBAHP: Heat Pump Packaged Unit | Heat Pump | 460 | 3 |  |  |  | Single-Speed |  |  |  | 39500 | 1639 | 24.1 | 16.2 | 34800 | 2317 | 4.4 | 3.6 | Non Federally-Regulated | 05/13/2019 |  | 05/28/2019
Enertech Global, LLC | GEOEXCEL | AZS036*3 |  | Water-Source | WBAHP: Heat Pump Packaged Unit | Heat Pump | 460 | 3 |  |  |  | Single-Speed |  |  |  | 35100 | 2279 | 15.4 | 11.2 | 43800 | 2619 | 4.9 | 4.2 | Federally-Regulated Commercial & Industrial Equipment | 05/13/2019 |  | 05/28/2019
Enertech Global, LLC | GEOEXCEL | AVS030*2***1 |  | Ground-Source | WBAHP: Heat Pump Packaged Unit | Heat Pump | 208 | 3 |  |  |  | Single-Speed |  |  |  | 31400 | 1539 | 20.4 | 13.4 | 23200 | 1618 | 4.2 | 3.1 | Non Federally-Regulated | 05/13/2019 |  | 05/28/2019
Enertech Global, LLC | GEOEXCEL | AVS030*2***1 |  | Ground-Water-Source | WBAHP: Heat Pump Packaged Unit | Heat Pump | 208 | 3 |  |  |  | Single-Speed |  |  |  | 34000 | 1236 | 27.5 | 16.2 | 29200 | 1677 | 5.1 | 3.6 | Non Federally-Regulated | 05/13/2019 |  | 05/28/2019
Enertech Global, LLC | GEOEXCEL | AVS030*2***1 |  | Water-Source | WBAHP: Heat Pump Packaged Unit | Heat Pump | 208 | 3 |  |  |  | Single-Speed |  |  |  | 30100 | 1710 | 17.6 | 11.2 | 36200 | 1798 | 5.9 | 4.2 | Federally-Regulated Commercial & Industrial Equipment | 05/13/2019 |  | 05/28/2019
Enertech Global, LLC | GEOEXCEL | ART036A | MCD036 | Ground-Source | WBAHP-C: Heat Pump Split Syste | Heat Pump | 208 | 1 | False |  |  | Single-Speed |  |  |  | 35600 | 2144 | 16.6 | 13.4 | 27500 | 2120 | 3.8 | 3.1 | Non Federally-Regulated | 05/13/2019 |  | 05/28/2019
Enertech Global, LLC | GEOEXCEL | AZS042*3****B |  | Ground-Source | WBAHP: Heat Pump Packaged Unit | Heat Pump | 460 | 3 |  |  |  | Single-Speed |  |  |  | 43400 | 2191 | 19.8 | 13.4 | 32800 | 2464 | 3.9 | 3.1 | Non Federally-Regulated | 05/13/2019 |  | 05/28/2019
Enertech Global, LLC | GEOEXCEL | AZS042*3****B |  | Water-Source | WBAHP: Heat Pump Packaged Unit | Heat Pump | 460 | 3 |  |  |  | Single-Speed |  |  |  | 41700 | 2467 | 16.9 | 11.2 | 50400 | 2735 | 5.4 | 4.2 | Federally-Regulated Commercial & Industrial Equipment | 05/13/2019 |  | 05/28/2019
Enertech Global, LLC | GEOEXCEL | AZT060*2 |  | Ground-Source | WBAHP: Heat Pump Packaged Unit | Heat Pump | 208 | 3 |  |  |  | Single-Speed |  |  |  | 59000 | 3491 | 16.9 | 13.4 | 46800 | 3809 | 3.6 | 3.1 | Non Federally-Regulated | 05/13/2019 |  | 05/28/2019
Enertech Global, LLC | GEOEXCEL | AZT060*2 |  | Ground-Water-Source | WBAHP: Heat Pump Packaged Unit | Heat Pump | 208 | 3 |  |  |  | Single-Speed |  |  |  | 62000 | 2924 | 21.2 | 16.2 | 58500 | 4082 | 4.2 | 3.6 | Non Federally-Regulated | 05/13/2019 |  | 05/28/2019
Enertech Global, LLC | GEOEXCEL | AZT060*2 |  | Water-Source | WBAHP: Heat Pump Packaged Unit | Heat Pump | 208 | 3 |  |  |  | Single-Speed |  |  |  | 55100 | 3773 | 14.6 | 11.2 | 70700 | 4408 | 4.7 | 4.2 | Federally-Regulated Commercial & Industrial Equipment | 05/13/2019 |  | 05/28/2019
Enertech Global, LLC | GEOEXCEL | AVT024 |  | Ground-Source | WBAHP: Heat Pump Packaged Unit | Heat Pump | 208 | 1 |  |  |  | Single-Speed |  |  |  | 25800 | 1387 | 18.6 | 13.4 | 19400 | 1421 | 4 | 3.1 | Non Federally-Regulated | 05/13/2019 |  | 05/28/2019
Enertech Global, LLC | GEOEXCEL | AVT024 |  | Ground-Water-Source | WBAHP: Heat Pump Packaged Unit | Heat Pump | 208 | 1 |  |  |  | Single-Speed |  |  |  | 27600 | 1159 | 23.8 | 16.2 | 23900 | 1522 | 4.6 | 3.6 | Non Federally-Regulated | 05/13/2019 |  | 05/28/2019
Enertech Global, LLC | GEOEXCEL | AVT024 |  | Water-Source | WBAHP: Heat Pump Packaged Unit | Heat Pump | 208 | 1 |  |  |  | Single-Speed |  |  |  | 24600 | 1527 | 16.1 | 11.2 | 29100 | 1640 | 5.2 | 4.2 | Federally-Regulated Commercial & Industrial Equipment | 05/13/2019 |  | 05/28/2019
Enertech Global, LLC | GEOEXCEL | AVS030*****1 |  | Ground-Source | WBAHP: Heat Pump Packaged Unit | Heat Pump | 208 | 1 |  |  |  | Single-Speed |  |  |  | 31400 | 1539 | 20.4 | 13.4 | 23200 | 1618 | 4.2 | 3.1 | Non Federally-Regulated | 05/13/2019 |  | 05/28/2019
Enertech Global, LLC | GEOEXCEL | AVS030*****1 |  | Ground-Water-Source | WBAHP: Heat Pump Packaged Unit | Heat Pump | 208 | 1 |  |  |  | Single-Speed |  |  |  | 34000 | 1236 | 27.5 | 16.2 | 29200 | 1677 | 5.1 | 3.6 | Non Federally-Regulated | 05/13/2019 |  | 05/28/2019
Enertech Global, LLC | GEOEXCEL | AVS030*****1 |  | Water-Source | WBAHP: Heat Pump Packaged Unit | Heat Pump | 208 | 1 |  |  |  | Single-Speed |  |  |  | 30100 | 1710 | 17.6 | 11.2 | 36200 | 1798 | 5.9 | 4.2 | Federally-Regulated Commercial & Industrial Equipment | 05/13/2019 |  | 05/28/2019
Enertech Global, LLC | GEOEXCEL | ABT036 | MCD036 | Ground-Source | WBAHP-C: Heat Pump Split Syste | Heat Pump | 208 | 1 | False |  |  | Single-Speed |  |  |  | 33900 | 1948 | 17.4 | 13.4 | 27900 | 2209 | 3.7 | 3.1 | Non Federally-Regulated | 05/13/2019 |  | 05/28/2019
Enertech Global, LLC | GEOEXCEL | ABT036 | MCD036 | Ground-Water-Source | WBAHP-C: Heat Pump Split Syste | Heat Pump | 208 | 1 | False |  |  | Single-Speed |  |  |  | 35000 | 1612 | 21.7 | 16.2 | 35100 | 2449 | 4.2 | 3.6 | Non Federally-Regulated | 05/13/2019 |  | 05/28/2019
Enertech Global, LLC | GEOEXCEL | ABT036 | MCD036 | Water-Source | WBAHP-C: Heat Pump Split Syste | Heat Pump | 208 | 1 | False |  |  | Single-Speed |  |  |  | 33300 | 2162 | 15.4 | 12 | 43400 | 2706 | 4.7 | 4.2 | Federally-Regulated Commercial & Industrial Equipment | 05/13/2019 |  | 05/28/2019
Enertech Global, LLC | GEOEXCEL | AZS015*A****B |  | Ground-Source | WBAHP: Heat Pump Packaged Unit | Heat Pump | 265 | 1 |  |  |  | Single-Speed |  |  |  | 15300 | 796 | 19.2 | 13.4 | 11100 | 856 | 3.8 | 3.1 | Non Federally-Regulated | 05/13/2019 |  | 05/28/2019
Enertech Global, LLC | GEOEXCEL | AZS015*A****B |  | Water-Source | WBAHP: Heat Pump Packaged Unit | Heat Pump | 265 | 1 |  |  |  | Single-Speed |  |  |  | 14600 | 895 | 16.3 | 11.2 | 17100 | 928 | 5.4 | 4.2 | Federally-Regulated Commercial & Industrial Equipment | 05/13/2019 |  | 05/28/2019
Enertech Global, LLC | GEOEXCEL | AVS036*2***1 |  | Ground-Source | WBAHP: Heat Pump Packaged Unit | Heat Pump | 208 | 3 |  |  |  | Single-Speed |  |  |  | 38800 | 2020 | 19.2 | 13.4 | 29600 | 2224 | 3.9 | 3.1 | Non Federally-Regulated | 05/13/2019 |  | 05/28/2019
Enertech Global, LLC | GEOEXCEL | AVS036*2***1 |  | Ground-Water-Source | WBAHP: Heat Pump Packaged Unit | Heat Pump | 208 | 3 |  |  |  | Single-Speed |  |  |  | 41600 | 1631 | 25.5 | 16.2 | 36900 | 2253 | 4.8 | 3.6 | Non Federally-Regulated | 05/13/2019 |  | 05/28/2019
Enertech Global, LLC | GEOEXCEL | AVS036*2***1 |  | Water-Source | WBAHP: Heat Pump Packaged Unit | Heat Pump | 208 | 3 |  |  |  | Single-Speed |  |  |  | 37100 | 2262 | 16.4 | 11.2 | 46200 | 2507 | 5.4 | 4.2 | Federally-Regulated Commercial & Industrial Equipment | 05/13/2019 |  | 05/28/2019
Enertech Global, LLC | GEOEXCEL | AZS042*3***1 |  | Ground-Source | WBAHP: Heat Pump Packaged Unit | Heat Pump | 460 | 3 |  |  |  | Single-Speed |  |  |  | 40700 | 2119 | 19.2 | 13.4 | 30200 | 2329 | 3.8 | 3.1 | Non Federally-Regulated | 05/13/2019 |  | 05/28/2019
Enertech Global, LLC | GEOEXCEL | AZS042*3***1 |  | Ground-Water-Source | WBAHP: Heat Pump Packaged Unit | Heat Pump | 460 | 3 |  |  |  | Single-Speed |  |  |  | 43700 | 1707 | 25.6 | 16.2 | 37500 | 2442 | 4.5 | 3.6 | Non Federally-Regulated | 05/13/2019 |  | 05/28/2019
Enertech Global, LLC | GEOEXCEL | AZS042*3***1 |  | Water-Source | WBAHP: Heat Pump Packaged Unit | Heat Pump | 460 | 3 |  |  |  | Single-Speed |  |  |  | 39100 | 2384 | 16.4 | 11.2 | 46300 | 2713 | 5 | 4.2 | Federally-Regulated Commercial & Industrial Equipment | 05/13/2019 |  | 05/28/2019
Enertech Global, LLC | GEOEXCEL | AZS048*2 |  | Ground-Source | WBAHP: Heat Pump Packaged Unit | Heat Pump | 208 | 3 |  |  |  | Single-Speed |  |  |  | 48600 | 2858 | 17 | 13.4 | 37800 | 3165 | 3.5 | 3.1 | Non Federally-Regulated | 05/13/2019 |  | 05/28/2019
Enertech Global, LLC | GEOEXCEL | AZS048*2 |  | Ground-Water-Source | WBAHP: Heat Pump Packaged Unit | Heat Pump | 208 | 3 |  |  |  | Single-Speed |  |  |  | 52100 | 2325 | 22.4 | 16.2 | 46800 | 3265 | 4.2 | 3.6 | Non Federally-Regulated | 05/13/2019 |  | 05/28/2019
Enertech Global, LLC | GEOEXCEL | AZS048*2 |  | Water-Source | WBAHP: Heat Pump Packaged Unit | Heat Pump | 208 | 3 |  |  |  | Single-Speed |  |  |  | 46600 | 3170 | 14.7 | 11.2 | 57100 | 3560 | 4.7 | 4.2 | Federally-Regulated Commercial & Industrial Equipment | 05/13/2019 |  | 05/28/2019
Enertech Global, LLC | GEOEXCEL | AZT048*3****B |  | Ground-Source | WBAHP: Heat Pump Packaged Unit | Heat Pump | 460 | 3 |  |  |  | Single-Speed |  |  |  | 49800 | 2721 | 18.3 | 13.4 | 37900 | 2848 | 3.9 | 3.1 | Non Federally-Regulated | 05/13/2019 |  | 05/28/2019
Enertech Global, LLC | GEOEXCEL | AZT048*3****B |  | Water-Source | WBAHP: Heat Pump Packaged Unit | Heat Pump | 460 | 3 |  |  |  | Single-Speed |  |  |  | 47600 | 3012 | 15.8 | 11.2 | 58300 | 3486 | 4.9 | 4.2 | Federally-Regulated Commercial & Industrial Equipment | 05/13/2019 |  | 05/28/2019
Enertech Global, LLC | GEOEXCEL | AVS060*2 |  | Ground-Source | WBAHP: Heat Pump Packaged Unit | Heat Pump | 208 | 3 |  |  |  | Single-Speed |  |  |  | 60000 | 3550 | 16.9 | 13.4 | 46900 | 3818 | 3.6 | 3.1 | Non Federally-Regulated | 05/13/2019 |  | 05/28/2019
Enertech Global, LLC | GEOEXCEL | AVS060*2 |  | Ground-Water-Source | WBAHP: Heat Pump Packaged Unit | Heat Pump | 208 | 3 |  |  |  | Single-Speed |  |  |  | 63300 | 2971 | 21.3 | 16.2 | 58700 | 4000 | 4.3 | 3.6 | Non Federally-Regulated | 05/13/2019 |  | 05/28/2019
Enertech Global, LLC | GEOEXCEL | AVS060*2 |  | Water-Source | WBAHP: Heat Pump Packaged Unit | Heat Pump | 208 | 3 |  |  |  | Single-Speed |  |  |  | 57700 | 3898 | 14.8 | 11.2 | 71400 | 4270 | 4.9 | 4.2 | Federally-Regulated Commercial & Industrial Equipment | 05/13/2019 |  | 05/28/2019
Enertech Global, LLC | GEOEXCEL | AZT060*A****B |  | Ground-Source | WBAHP: Heat Pump Packaged Unit | Heat Pump | 265 | 1 |  |  |  | Single-Speed |  |  |  | 61200 | 3272 | 18.7 | 13.4 | 48100 | 3614 | 3.9 | 3.1 | Non Federally-Regulated | 05/13/2019 |  | 05/28/2019
Enertech Global, LLC | GEOEXCEL | AZT060*A****B |  | Water-Source | WBAHP: Heat Pump Packaged Unit | Heat Pump | 265 | 1 |  |  |  | Single-Speed |  |  |  | 59400 | 3644 | 16.3 | 11.2 | 74600 | 4286 | 5.1 | 4.2 | Federally-Regulated Commercial & Industrial Equipment | 05/13/2019 |  | 05/28/2019
Enertech Global, LLC | GEOEXCEL | AVT036*3 |  | Ground-Source | WBAHP: Heat Pump Packaged Unit | Heat Pump | 460 | 3 |  |  |  | Single-Speed |  |  |  | 37400 | 2112 | 17.7 | 13.4 | 29500 | 2216 | 3.9 | 3.1 | Non Federally-Regulated | 05/13/2019 |  | 05/28/2019
Enertech Global, LLC | GEOEXCEL | AVT036*3 |  | Ground-Water-Source | WBAHP: Heat Pump Packaged Unit | Heat Pump | 460 | 3 |  |  |  | Single-Speed |  |  |  | 40000 | 1754 | 22.8 | 16.2 | 36900 | 2350 | 4.6 | 3.6 | Non Federally-Regulated | 05/13/2019 |  | 05/28/2019
Enertech Global, LLC | GEOEXCEL | AVT036*3 |  | Water-Source | WBAHP: Heat Pump Packaged Unit | Heat Pump | 460 | 3 |  |  |  | Single-Speed |  |  |  | 35800 | 2324 | 15.4 | 11.2 | 45500 | 2614 | 5.1 | 4.2 | Federally-Regulated Commercial & Industrial Equipment | 05/13/2019 |  | 05/28/2019
Enertech Global, LLC | GEOEXCEL | AYT024*2 |  | Ground-Source | WBAHP: Heat Pump Packaged Unit | Heat Pump | 208 | 3 |  |  |  | Single-Speed |  |  |  | 27100 | 1361 | 19.9 | 13.4 | 19000 | 1294 | 4.3 | 3.1 | Non Federally-Regulated | 05/13/2019 |  | 05/28/2019
Enertech Global, LLC | GEOEXCEL | AYT024*2 |  | Ground-Water-Source | WBAHP: Heat Pump Packaged Unit | Heat Pump | 208 | 3 |  |  |  | Single-Speed |  |  |  | 29200 | 1136 | 25.7 | 16.2 | 23400 | 1293 | 5.3 | 3.6 | Non Federally-Regulated | 05/13/2019 |  | 05/28/2019
Enertech Global, LLC | GEOEXCEL | AZS024*****1 |  | Ground-Source | WBAHP: Heat Pump Packaged Unit | Heat Pump | 208 | 1 |  |  |  | Single-Speed |  |  |  | 26200 | 1336 | 19.6 | 13.4 | 18000 | 1352 | 3.9 | 3.1 | Non Federally-Regulated | 05/13/2019 |  | 05/28/2019
Enertech Global, LLC | GEOEXCEL | AZS024*****1 |  | Ground-Water-Source | WBAHP: Heat Pump Packaged Unit | Heat Pump | 208 | 1 |  |  |  | Single-Speed |  |  |  | 27900 | 1060 | 26.3 | 16.2 | 22900 | 1398 | 4.8 | 3.6 | Non Federally-Regulated | 05/13/2019 |  | 05/28/2019
Enertech Global, LLC | GEOEXCEL | AZS024*****1 |  | Water-Source | WBAHP: Heat Pump Packaged Unit | Heat Pump | 208 | 1 |  |  |  | Single-Speed |  |  |  | 25300 | 1497 | 16.9 | 11.2 | 28500 | 1518 | 5.5 | 4.2 | Federally-Regulated Commercial & Industrial Equipment | 05/13/2019 |  | 05/28/2019
Enertech Global, LLC | GEOEXCEL | AZS015*A |  | Ground-Source | WBAHP: Heat Pump Packaged Unit | Heat Pump | 265 | 1 |  |  |  | Single-Speed |  |  |  | 14500 | 847 | 17.1 | 13.4 | 11300 | 849 | 3.9 | 3.1 | Non Federally-Regulated | 05/13/2019 |  | 05/28/2019
Enertech Global, LLC | GEOEXCEL | AZS015*A |  | Ground-Water-Source | WBAHP: Heat Pump Packaged Unit | Heat Pump | 265 | 1 |  |  |  | Single-Speed |  |  |  | 16100 | 659 | 24.4 | 16.2 | 14300 | 891 | 4.7 | 3.6 | Non Federally-Regulated | 05/13/2019 |  | 05/28/2019
Enertech Global, LLC | GEOEXCEL | AZS015*A |  | Water-Source | WBAHP: Heat Pump Packaged Unit | Heat Pump | 265 | 1 |  |  |  | Single-Speed |  |  |  | 14000 | 952 | 14.7 | 11.2 | 17700 | 926 | 5.6 | 4.2 | Federally-Regulated Commercial & Industrial Equipment | 05/13/2019 |  | 05/28/2019
Enertech Global, LLC | GEOEXCEL | AST048A2 | MCD060 | Ground-Source | WBAHP-C: Heat Pump Split Syste | Heat Pump | 208 | 3 | False |  |  | Single-Speed |  |  |  | 51900 | 2820 | 18.4 | 13.4 | 36700 | 2757 | 3.9 | 3.1 | Non Federally-Regulated | 05/13/2019 |  | 05/28/2019
Enertech Global, LLC | GEOEXCEL | AST048A2 | MCD060 | Ground-Water-Source | WBAHP-C: Heat Pump Split Syste | Heat Pump | 208 | 3 | False |  |  | Single-Speed |  |  |  | 54700 | 2347 | 23.3 | 16.2 | 45500 | 2898 | 4.6 | 3.6 | Non Federally-Regulated | 05/13/2019 |  | 05/28/2019
Enertech Global, LLC | GEOEXCEL | AVS041*3 |  | Ground-Source | WBAHP: Heat Pump Packaged Unit | Heat Pump | 460 | 3 |  |  |  | Single-Speed |  |  |  | 38700 | 2263 | 17.1 | 13.4 | 31100 | 2531 | 3.6 | 3.1 | Non Federally-Regulated | 05/13/2019 |  | 05/28/2019
Enertech Global, LLC | GEOEXCEL | AVS041*3 |  | Ground-Water-Source | WBAHP: Heat Pump Packaged Unit | Heat Pump | 460 | 3 |  |  |  | Single-Speed |  |  |  | 41400 | 1856 | 22.3 | 16.2 | 38900 | 2780 | 4.1 | 3.6 | Non Federally-Regulated | 05/13/2019 |  | 05/28/2019
Enertech Global, LLC | GEOEXCEL | AVS041*3 |  | Water-Source | WBAHP: Heat Pump Packaged Unit | Heat Pump | 460 | 3 |  |  |  | Single-Speed |  |  |  | 37100 | 2506 | 14.8 | 11.2 | 46800 | 2981 | 4.6 | 4.2 | Federally-Regulated Commercial & Industrial Equipment | 05/13/2019 |  | 05/28/2019
Enertech Global, LLC | GEOEXCEL | AZS036*A |  | Ground-Source | WBAHP: Heat Pump Packaged Unit | Heat Pump | 265 | 1 |  |  |  | Single-Speed |  |  |  | 36600 | 2044 | 17.9 | 13.4 | 28300 | 2241 | 3.7 | 3.1 | Non Federally-Regulated | 05/13/2019 |  | 05/28/2019
Enertech Global, LLC | GEOEXCEL | AZS036*A |  | Ground-Water-Source | WBAHP: Heat Pump Packaged Unit | Heat Pump | 265 | 1 |  |  |  | Single-Speed |  |  |  | 39500 | 1639 | 24.1 | 16.2 | 34800 | 2317 | 4.4 | 3.6 | Non Federally-Regulated | 05/13/2019 |  | 05/28/2019
Enertech Global, LLC | GEOEXCEL | AZS036*A |  | Water-Source | WBAHP: Heat Pump Packaged Unit | Heat Pump | 265 | 1 |  |  |  | Single-Speed |  |  |  | 35100 | 2279 | 15.4 | 11.2 | 43800 | 2619 | 4.9 | 4.2 | Federally-Regulated Commercial & Industrial Equipment | 05/13/2019 |  | 05/28/2019
Enertech Global, LLC | GEOEXCEL | ABT024 | MCD024 | Ground-Source | WBAHP-C: Heat Pump Split Syste | Heat Pump | 208 | 1 | False |  |  | Dual-Speed |  |  |  | 24500 | 1392 | 17.6 | 13.4 | 17800 | 1449 | 3.6 | 3.1 | Non Federally-Regulated | 05/13/2019 |  | 05/28/2019
Enertech Global, LLC | GEOEXCEL | ABT024 | MCD024 | Ground-Water-Source | WBAHP-C: Heat Pump Split Syste | Heat Pump | 208 | 1 | False |  |  | Dual-Speed |  |  |  | 26000 | 1135 | 22.9 | 16.2 | 22700 | 1547 | 4.3 | 3.6 | Non Federally-Regulated | 05/13/2019 |  | 05/28/2019
Enertech Global, LLC | GEOEXCEL | ABT024 | MCD024 | Water-Source | WBAHP-C: Heat Pump Split Syste | Heat Pump | 208 | 1 | False |  |  | Dual-Speed |  |  |  | 23500 | 1556 | 15.1 | 12 | 27500 | 1714 | 4.7 | 4.2 | Federally-Regulated Commercial & Industrial Equipment | 05/13/2019 |  | 05/28/2019
Enertech Global, LLC | GEOEXCEL | AXT024D2 |  | Ground-Source | WBAHP: Heat Pump Packaged Unit | Heat Pump | 208 | 3 |  |  |  | Single-Speed |  |  |  | 27200 | 1339 | 20.3 | 13.4 | 19800 | 1349 | 4.3 | 3.1 | Non Federally-Regulated | 05/13/2019 |  | 05/28/2019
Enertech Global, LLC | GEOEXCEL | AXT024D2 |  | Ground-Water-Source | WBAHP: Heat Pump Packaged Unit | Heat Pump | 208 | 3 |  |  |  | Single-Speed |  |  |  | 29600 | 1100 | 26.9 | 16.2 | 24700 | 1392 | 5.2 | 3.6 | Non Federally-Regulated | 05/13/2019 |  | 05/28/2019
Enertech Global, LLC | GEOEXCEL | ART060A | MCD060 | Ground-Source | WBAHP-C: Heat Pump Split Syste | Heat Pump | 208 | 1 | False |  |  | Single-Speed |  |  |  | 61300 | 3584 | 17.1 | 13.4 | 45600 | 3712 | 3.6 | 3.1 | Non Federally-Regulated | 05/13/2019 |  | 05/28/2019
Enertech Global, LLC | GEOEXCEL | AST024A2 | MPD024 | Ground-Source | WBAHP-CB: Heat Pump Split Syst | Heat Pump | 208 | 3 | False |  |  | Single-Speed |  |  |  | 24900 | 1616 | 15.4 | 13.4 | 17800 | 1534 | 3.4 | 3.1 | Non Federally-Regulated | 05/13/2019 |  | 05/28/2019
Enertech Global, LLC | GEOEXCEL | AST024A2 | MPD024 | Ground-Water-Source | WBAHP-CB: Heat Pump Split Syst | Heat Pump | 208 | 3 | False |  |  | Single-Speed |  |  |  | 26800 | 1326 | 20.2 | 16.2 | 23100 | 1611 | 4.2 | 3.6 | Non Federally-Regulated | 05/13/2019 |  | 05/28/2019
Enertech Global, LLC | GEOEXCEL | AZS024*2 |  | Ground-Source | WBAHP: Heat Pump Packaged Unit | Heat Pump | 208 | 3 |  |  |  | Single-Speed |  |  |  | 25700 | 1477 | 17.4 | 13.4 | 18500 | 1506 | 3.6 | 3.1 | Non Federally-Regulated | 05/13/2019 |  | 05/28/2019
Enertech Global, LLC | GEOEXCEL | AZS024*2 |  | Ground-Water-Source | WBAHP: Heat Pump Packaged Unit | Heat Pump | 208 | 3 |  |  |  | Single-Speed |  |  |  | 27400 | 1196 | 22.9 | 16.2 | 23700 | 1615 | 4.3 | 3.6 | Non Federally-Regulated | 05/13/2019 |  | 05/28/2019
Enertech Global, LLC | GEOEXCEL | AZS024*2 |  | Water-Source | WBAHP: Heat Pump Packaged Unit | Heat Pump | 208 | 3 |  |  |  | Single-Speed |  |  |  | 24600 | 1651 | 14.9 | 11.2 | 29300 | 1752 | 4.9 | 4.2 | Federally-Regulated Commercial & Industrial Equipment | 05/13/2019 |  | 05/28/2019
Enertech Global, LLC | GEOEXCEL | AZS036*A****B |  | Ground-Source | WBAHP: Heat Pump Packaged Unit | Heat Pump | 265 | 1 |  |  |  | Single-Speed |  |  |  | 37600 | 2077 | 18.1 | 13.4 | 27800 | 2202 | 3.7 | 3.1 | Non Federally-Regulated | 05/13/2019 |  | 05/28/2019
Enertech Global, LLC | GEOEXCEL | AZS036*A****B |  | Water-Source | WBAHP: Heat Pump Packaged Unit | Heat Pump | 265 | 1 |  |  |  | Single-Speed |  |  |  | 35900 | 2301 | 15.6 | 11.2 | 43400 | 2595 | 4.9 | 4.2 | Federally-Regulated Commercial & Industrial Equipment | 05/13/2019 |  | 05/28/2019
Enertech Global, LLC | GEOEXCEL | AZT030*2****B |  | Ground-Source | WBAHP: Heat Pump Packaged Unit | Heat Pump | 208 | 3 |  |  |  | Single-Speed |  |  |  | 32000 | 1777 | 18 | 13.4 | 22600 | 1790 | 3.7 | 3.1 | Non Federally-Regulated | 05/13/2019 |  | 05/28/2019
Enertech Global, LLC | GEOEXCEL | AZT030*2****B |  | Water-Source | WBAHP: Heat Pump Packaged Unit | Heat Pump | 208 | 3 |  |  |  | Single-Speed |  |  |  | 30600 | 1987 | 15.4 | 11.2 | 36000 | 2110 | 5 | 4.2 | Federally-Regulated Commercial & Industrial Equipment | 05/13/2019 |  | 05/28/2019
Enertech Global, LLC | GEOEXCEL | AZS015*A***1B |  | Ground-Source | WBAHP: Heat Pump Packaged Unit | Heat Pump | 265 | 1 |  |  |  | Single-Speed |  |  |  | 15200 | 748 | 20.3 | 13.4 | 10900 | 819 | 3.9 | 3.1 | Non Federally-Regulated | 05/13/2019 |  | 05/28/2019
Enertech Global, LLC | GEOEXCEL | AZS015*A***1B |  | Water-Source | WBAHP: Heat Pump Packaged Unit | Heat Pump | 265 | 1 |  |  |  | Single-Speed |  |  |  | 14600 | 843 | 17.3 | 11.2 | 16700 | 889 | 5.5 | 4.2 | Federally-Regulated Commercial & Industrial Equipment | 05/13/2019 |  | 05/28/2019
Enertech Global, LLC | GEOEXCEL | AZT042 |  | Ground-Source | WBAHP: Heat Pump Packaged Unit | Heat Pump | 208 | 1 |  |  |  | Single-Speed |  |  |  | 43000 | 2388 | 18 | 13.4 | 32900 | 2678 | 3.6 | 3.1 | Non Federally-Regulated | 05/13/2019 |  | 05/28/2019
Enertech Global, LLC | GEOEXCEL | AZT042 |  | Ground-Water-Source | WBAHP: Heat Pump Packaged Unit | Heat Pump | 208 | 1 |  |  |  | Single-Speed |  |  |  | 46000 | 1965 | 23.4 | 16.2 | 40100 | 2670 | 4.4 | 3.6 | Non Federally-Regulated | 05/13/2019 |  | 05/28/2019
Enertech Global, LLC | GEOEXCEL | AZT042 |  | Water-Source | WBAHP: Heat Pump Packaged Unit | Heat Pump | 208 | 1 |  |  |  | Single-Speed |  |  |  | 41200 | 2658 | 15.5 | 11.2 | 49500 | 3086 | 4.7 | 4.2 | Federally-Regulated Commercial & Industrial Equipment | 05/13/2019 |  | 05/28/2019
Enertech Global, LLC | GEOEXCEL | AZS024*3***1B |  | Ground-Source | WBAHP: Heat Pump Packaged Unit | Heat Pump | 460 | 3 |  |  |  | Single-Speed |  |  |  | 26100 | 1213 | 21.5 | 13.4 | 18600 | 1397 | 3.9 | 3.1 | Non Federally-Regulated | 05/13/2019 |  | 05/28/2019
Enertech Global, LLC | GEOEXCEL | AZS024*3***1B |  | Water-Source | WBAHP: Heat Pump Packaged Unit | Heat Pump | 460 | 3 |  |  |  | Single-Speed |  |  |  | 25000 | 1396 | 17.9 | 11.2 | 29300 | 1533 | 5.6 | 4.2 | Federally-Regulated Commercial & Industrial Equipment | 05/13/2019 |  | 05/28/2019
Enertech Global, LLC | GEOEXCEL | AZS036*A***1B |  | Ground-Source | WBAHP: Heat Pump Packaged Unit | Heat Pump | 265 | 1 |  |  |  | Single-Speed |  |  |  | 38400 | 1969 | 19.5 | 13.4 | 27600 | 2022 | 4 | 3.1 | Non Federally-Regulated | 05/13/2019 |  | 05/28/2019
Enertech Global, LLC | GEOEXCEL | AZS036*A***1B |  | Water-Source | WBAHP: Heat Pump Packaged Unit | Heat Pump | 265 | 1 |  |  |  | Single-Speed |  |  |  | 36800 | 2190 | 16.8 | 11.2 | 43300 | 2394 | 5.3 | 4.2 | Federally-Regulated Commercial & Industrial Equipment | 05/13/2019 |  | 05/28/2019
Enertech Global, LLC | GEOEXCEL | AVS012 |  | Ground-Source | WBAHP: Heat Pump Packaged Unit | Heat Pump | 208 | 1 |  |  |  | Single-Speed |  |  |  | 11900 | 657 | 18.1 | 13.4 | 9400 | 765 | 3.6 | 3.1 | Non Federally-Regulated | 05/13/2019 |  | 05/28/2019
Enertech Global, LLC | GEOEXCEL | AVS012 |  | Ground-Water-Source | WBAHP: Heat Pump Packaged Unit | Heat Pump | 208 | 1 |  |  |  | Single-Speed |  |  |  | 13400 | 556 | 24.1 | 16.2 | 12100 | 824 | 4.3 | 3.6 | Non Federally-Regulated | 05/13/2019 |  | 05/28/2019
Enertech Global, LLC | GEOEXCEL | AVS012 |  | Water-Source | WBAHP: Heat Pump Packaged Unit | Heat Pump | 208 | 1 |  |  |  | Single-Speed |  |  |  | 11400 | 735 | 15.5 | 11.2 | 14600 | 855 | 5 | 4.2 | Federally-Regulated Commercial & Industrial Equipment | 05/13/2019 |  | 05/28/2019
Enertech Global, LLC | GEOEXCEL | AVS048*3 |  | Ground-Source | WBAHP: Heat Pump Packaged Unit | Heat Pump | 460 | 3 |  |  |  | Single-Speed |  |  |  | 50500 | 2869 | 17.6 | 13.4 | 39600 | 3223 | 3.6 | 3.1 | Non Federally-Regulated | 05/13/2019 |  | 05/28/2019
Enertech Global, LLC | GEOEXCEL | AVS048*3 |  | Ground-Water-Source | WBAHP: Heat Pump Packaged Unit | Heat Pump | 460 | 3 |  |  |  | Single-Speed |  |  |  | 53400 | 2362 | 22.6 | 16.2 | 48100 | 3203 | 4.4 | 3.6 | Non Federally-Regulated | 05/13/2019 |  | 05/28/2019
Enertech Global, LLC | GEOEXCEL | AVS048*3 |  | Water-Source | WBAHP: Heat Pump Packaged Unit | Heat Pump | 460 | 3 |  |  |  | Single-Speed |  |  |  | 48500 | 3190 | 15.2 | 11.2 | 58900 | 3452 | 5 | 4.2 | Federally-Regulated Commercial & Industrial Equipment | 05/13/2019 |  | 05/28/2019
Enertech Global, LLC | GEOEXCEL | ART048A | ACD060 | Ground-Source | WBAHP-C: Heat Pump Split Syste | Heat Pump | 208 | 1 | False |  |  | Single-Speed |  |  |  | 50500 | 2919 | 17.3 | 13.4 | 36600 | 2822 | 3.8 | 3.1 | Non Federally-Regulated | 05/13/2019 |  | 05/28/2019
Enertech Global, LLC | GEOEXCEL | AZS030*****1B |  | Ground-Source | WBAHP: Heat Pump Packaged Unit | Heat Pump | 208 | 1 |  |  |  | Single-Speed |  |  |  | 30700 | 1483 | 20.7 | 13.4 | 21500 | 1575 | 4 | 3.1 | Non Federally-Regulated | 05/13/2019 |  | 05/28/2019
Enertech Global, LLC | GEOEXCEL | AZS030*****1B |  | Water-Source | WBAHP: Heat Pump Packaged Unit | Heat Pump | 208 | 1 |  |  |  | Single-Speed |  |  |  | 29500 | 1685 | 17.5 | 11.2 | 33000 | 1696 | 5.7 | 4.2 | Federally-Regulated Commercial & Industrial Equipment | 05/13/2019 |  | 05/28/2019
Enertech Global, LLC | GEOEXCEL | AVS030 |  | Ground-Source | WBAHP: Heat Pump Packaged Unit | Heat Pump | 208 | 1 |  |  |  | Single-Speed |  |  |  | 30100 | 1627 | 18.5 | 13.4 | 22300 | 1675 | 3.9 | 3.1 | Non Federally-Regulated | 05/13/2019 |  | 05/28/2019
Enertech Global, LLC | GEOEXCEL | AVS030 |  | Ground-Water-Source | WBAHP: Heat Pump Packaged Unit | Heat Pump | 208 | 1 |  |  |  | Single-Speed |  |  |  | 31000 | 1324 | 23.4 | 16.2 | 28700 | 1789 | 4.7 | 3.6 | Non Federally-Regulated | 05/13/2019 |  | 05/28/2019
Enertech Global, LLC | GEOEXCEL | AVS030 |  | Water-Source | WBAHP: Heat Pump Packaged Unit | Heat Pump | 208 | 1 |  |  |  | Single-Speed |  |  |  | 28600 | 1798 | 15.9 | 11.2 | 34900 | 1894 | 5.4 | 4.2 | Federally-Regulated Commercial & Industrial Equipment | 05/13/2019 |  | 05/28/2019
Enertech Global, LLC | GEOEXCEL | AXT024D |  | Ground-Source | WBAHP: Heat Pump Packaged Unit | Heat Pump | 208 | 1 |  |  |  | Single-Speed |  |  |  | 27200 | 1339 | 20.3 | 13.4 | 19800 | 1349 | 4.3 | 3.1 | Non Federally-Regulated | 05/13/2019 |  | 05/28/2019
Enertech Global, LLC | GEOEXCEL | AXT024D |  | Ground-Water-Source | WBAHP: Heat Pump Packaged Unit | Heat Pump | 208 | 1 |  |  |  | Single-Speed |  |  |  | 29600 | 1100 | 26.9 | 16.2 | 24700 | 1392 | 5.2 | 3.6 | Non Federally-Regulated | 05/13/2019 |  | 05/28/2019
Enertech Global, LLC | GEOEXCEL | ABS018 | ACD024 | Ground-Source | WBAHP-C: Heat Pump Split Syste | Heat Pump | 208 | 1 | False |  |  | Single-Speed |  |  |  | 20100 | 1080 | 18.6 | 13.4 | 14700 | 1196 | 3.6 | 3.1 | Non Federally-Regulated | 05/13/2019 |  | 05/28/2019
Enertech Global, LLC | GEOEXCEL | ABS018 | ACD024 | Ground-Water-Source | WBAHP-C: Heat Pump Split Syste | Heat Pump | 208 | 1 | False |  |  | Single-Speed |  |  |  | 21700 | 850 | 25.5 | 16.2 | 18500 | 1204 | 4.5 | 3.6 | Non Federally-Regulated | 05/13/2019 |  | 05/28/2019
Enertech Global, LLC | GEOEXCEL | ABS018 | ACD024 | Water-Source | WBAHP-C: Heat Pump Split Syste | Heat Pump | 208 | 1 | False |  |  | Single-Speed |  |  |  | 19200 | 1222 | 15.7 | 12 | 22300 | 1210 | 5.4 | 4.2 | Federally-Regulated Commercial & Industrial Equipment | 05/13/2019 |  | 05/28/2019
Enertech Global, LLC | GEOEXCEL | ABT048*2 | ACD060 | Ground-Source | WBAHP-C: Heat Pump Split Syste | Heat Pump | 208 | 3 | False |  |  | Single-Speed |  |  |  | 50800 | 2645 | 19.2 | 13.4 | 37200 | 2725 | 4 | 3.1 | Non Federally-Regulated | 05/13/2019 |  | 05/28/2019
Enertech Global, LLC | GEOEXCEL | ABT048*2 | ACD060 | Ground-Water-Source | WBAHP-C: Heat Pump Split Syste | Heat Pump | 208 | 3 | False |  |  | Single-Speed |  |  |  | 54100 | 2172 | 24.9 | 16.2 | 46500 | 2962 | 4.6 | 3.6 | Non Federally-Regulated | 05/13/2019 |  | 05/28/2019
Enertech Global, LLC | GEOEXCEL | ABT048*2 | ACD060 | Water-Source | WBAHP-C: Heat Pump Split Syste | Heat Pump | 208 | 3 | False |  |  | Single-Speed |  |  |  | 48600 | 2945 | 16.5 | 12 | 55000 | 3099 | 5.2 | 4.2 | Federally-Regulated Commercial & Industrial Equipment | 05/13/2019 |  | 05/28/2019
Enertech Global, LLC | GEOEXCEL | AVS030*A |  | Ground-Source | WBAHP: Heat Pump Packaged Unit | Heat Pump | 265 | 1 |  |  |  | Single-Speed |  |  |  | 30100 | 1627 | 18.5 | 13.4 | 22300 | 1675 | 3.9 | 3.1 | Non Federally-Regulated | 05/13/2019 |  | 05/28/2019
Enertech Global, LLC | GEOEXCEL | AVS030*A |  | Ground-Water-Source | WBAHP: Heat Pump Packaged Unit | Heat Pump | 265 | 1 |  |  |  | Single-Speed |  |  |  | 31000 | 1324 | 23.4 | 16.2 | 28700 | 1789 | 4.7 | 3.6 | Non Federally-Regulated | 05/13/2019 |  | 05/28/2019
Enertech Global, LLC | GEOEXCEL | AVS030*A |  | Water-Source | WBAHP: Heat Pump Packaged Unit | Heat Pump | 265 | 1 |  |  |  | Single-Speed |  |  |  | 28600 | 1798 | 15.9 | 11.2 | 34900 | 1894 | 5.4 | 4.2 | Federally-Regulated Commercial & Industrial Equipment | 05/13/2019 |  | 05/28/2019
Enertech Global, LLC | GEOEXCEL | AZS009 |  | Ground-Source | WBAHP: Heat Pump Packaged Unit | Heat Pump | 208 | 1 |  |  |  | Single-Speed |  |  |  | 9600 | 574 | 16.7 | 13.4 | 7500 | 628 | 3.5 | 3.1 | Non Federally-Regulated | 05/13/2019 |  | 05/28/2019
Enertech Global, LLC | GEOEXCEL | AZS009 |  | Ground-Water-Source | WBAHP: Heat Pump Packaged Unit | Heat Pump | 208 | 1 |  |  |  | Single-Speed |  |  |  | 10500 | 458 | 22.9 | 16.2 | 9500 | 662 | 4.2 | 3.6 | Non Federally-Regulated | 05/13/2019 |  | 05/28/2019
Enertech Global, LLC | GEOEXCEL | AZS009 |  | Water-Source | WBAHP: Heat Pump Packaged Unit | Heat Pump | 208 | 1 |  |  |  | Single-Speed |  |  |  | 9200 | 643 | 14.3 | 11.2 | 11700 | 699 | 4.9 | 4.2 | Federally-Regulated Commercial & Industrial Equipment | 05/13/2019 |  | 05/28/2019
Enertech Global, LLC | GEOEXCEL | AZS030*4 |  | Ground-Source | WBAHP: Heat Pump Packaged Unit | Heat Pump | 575 | 3 |  |  |  | Single-Speed |  |  |  | 29700 | 1677 | 17.7 | 13.4 | 22900 | 1864 | 3.6 | 3.1 | Non Federally-Regulated | 05/13/2019 |  | 05/28/2019
Enertech Global, LLC | GEOEXCEL | AZS030*4 |  | Ground-Water-Source | WBAHP: Heat Pump Packaged Unit | Heat Pump | 575 | 3 |  |  |  | Single-Speed |  |  |  | 31800 | 1358 | 23.4 | 16.2 | 27900 | 1817 | 4.5 | 3.6 | Non Federally-Regulated | 05/13/2019 |  | 05/28/2019
Enertech Global, LLC | GEOEXCEL | AZS030*4 |  | Water-Source | WBAHP: Heat Pump Packaged Unit | Heat Pump | 575 | 3 |  |  |  | Single-Speed |  |  |  | 28400 | 1856 | 15.3 | 11.2 | 33500 | 1852 | 5.3 | 4.2 | Federally-Regulated Commercial & Industrial Equipment | 05/13/2019 |  | 05/28/2019
Enertech Global, LLC | GEOEXCEL | AVS042*2***1 |  | Ground-Source | WBAHP: Heat Pump Packaged Unit | Heat Pump | 208 | 3 |  |  |  | Single-Speed |  |  |  | 44400 | 2094 | 21.2 | 13.4 | 31100 | 2223 | 4.1 | 3.1 | Non Federally-Regulated | 05/13/2019 |  | 05/28/2019
Enertech Global, LLC | GEOEXCEL | AVS042*2***1 |  | Ground-Water-Source | WBAHP: Heat Pump Packaged Unit | Heat Pump | 208 | 3 |  |  |  | Single-Speed |  |  |  | 47700 | 1679 | 28.4 | 16.2 | 38300 | 2244 | 5 | 3.6 | Non Federally-Regulated | 05/13/2019 |  | 05/28/2019
Enertech Global, LLC | GEOEXCEL | AVS042*2***1 |  | Water-Source | WBAHP: Heat Pump Packaged Unit | Heat Pump | 208 | 3 |  |  |  | Single-Speed |  |  |  | 42900 | 2344 | 18.3 | 11.2 | 47800 | 2374 | 5.9 | 4.2 | Federally-Regulated Commercial & Industrial Equipment | 05/13/2019 |  | 05/28/2019
Enertech Global, LLC | GEOEXCEL | AZS018*A****B |  | Ground-Source | WBAHP: Heat Pump Packaged Unit | Heat Pump | 265 | 1 |  |  |  | Single-Speed |  |  |  | 20500 | 1126 | 18.2 | 13.4 | 14400 | 1172 | 3.6 | 3.1 | Non Federally-Regulated | 05/13/2019 |  | 05/28/2019
Enertech Global, LLC | GEOEXCEL | AZS018*A****B |  | Water-Source | WBAHP: Heat Pump Packaged Unit | Heat Pump | 265 | 1 |  |  |  | Single-Speed |  |  |  | 19400 | 1267 | 15.3 | 11.2 | 23000 | 1348 | 5 | 4.2 | Federally-Regulated Commercial & Industrial Equipment | 05/13/2019 |  | 05/28/2019
Enertech Global, LLC | GEOEXCEL | AZS042*2****B |  | Ground-Source | WBAHP: Heat Pump Packaged Unit | Heat Pump | 208 | 3 |  |  |  | Single-Speed |  |  |  | 43400 | 2191 | 19.8 | 13.4 | 32800 | 2464 | 3.9 | 3.1 | Non Federally-Regulated | 05/13/2019 |  | 05/28/2019
Enertech Global, LLC | GEOEXCEL | AZS042*2****B |  | Water-Source | WBAHP: Heat Pump Packaged Unit | Heat Pump | 208 | 3 |  |  |  | Single-Speed |  |  |  | 41700 | 2467 | 16.9 | 11.2 | 50400 | 2735 | 5.4 | 4.2 | Federally-Regulated Commercial & Industrial Equipment | 05/13/2019 |  | 05/28/2019
Enertech Global, LLC | GEOEXCEL | AVS009*9 |  | Ground-Source | WBAHP: Heat Pump Packaged Unit | Heat Pump | 115 | 1 |  |  |  | Single-Speed |  |  |  | 10900 | 626 | 17.4 | 13.4 | 8500 | 691 | 3.6 | 3.1 | Non Federally-Regulated | 05/13/2019 |  | 05/28/2019
Enertech Global, LLC | GEOEXCEL | AVS009*9 |  | Ground-Water-Source | WBAHP: Heat Pump Packaged Unit | Heat Pump | 115 | 1 |  |  |  | Single-Speed |  |  |  | 11900 | 538 | 22.1 | 16.2 | 10600 | 706 | 4.4 | 3.6 | Non Federally-Regulated | 05/13/2019 |  | 05/28/2019
Enertech Global, LLC | GEOEXCEL | AVS009*9 |  | Water-Source | WBAHP: Heat Pump Packaged Unit | Heat Pump | 115 | 1 |  |  |  | Single-Speed |  |  |  | 10200 | 680 | 15 | 11.2 | 13000 | 732 | 5.2 | 4.2 | Federally-Regulated Commercial & Industrial Equipment | 05/13/2019 |  | 05/28/2019
Enertech Global, LLC | GEOEXCEL | AZS030******B |  | Ground-Source | WBAHP: Heat Pump Packaged Unit | Heat Pump | 208 | 1 |  |  |  | Single-Speed |  |  |  | 30300 | 1586 | 19.1 | 13.4 | 21900 | 1734 | 3.7 | 3.1 | Non Federally-Regulated | 05/13/2019 |  | 05/28/2019
Enertech Global, LLC | GEOEXCEL | AZS030******B |  | Water-Source | WBAHP: Heat Pump Packaged Unit | Heat Pump | 208 | 1 |  |  |  | Single-Speed |  |  |  | 29000 | 1790 | 16.2 | 11.2 | 33300 | 1841 | 5.3 | 4.2 | Federally-Regulated Commercial & Industrial Equipment | 05/13/2019 |  | 05/28/2019
Enertech Global, LLC | GEOEXCEL | AZT048*2 |  | Ground-Source | WBAHP: Heat Pump Packaged Unit | Heat Pump | 208 | 3 |  |  |  | Single-Speed |  |  |  | 48700 | 2815 | 17.3 | 13.4 | 36900 | 3004 | 3.6 | 3.1 | Non Federally-Regulated | 05/13/2019 |  | 05/28/2019
Enertech Global, LLC | GEOEXCEL | AZT048*2 |  | Ground-Water-Source | WBAHP: Heat Pump Packaged Unit | Heat Pump | 208 | 3 |  |  |  | Single-Speed |  |  |  | 52200 | 2361 | 22.1 | 16.2 | 45900 | 3128 | 4.3 | 3.6 | Non Federally-Regulated | 05/13/2019 |  | 05/28/2019
Enertech Global, LLC | GEOEXCEL | AZT048*2 |  | Water-Source | WBAHP: Heat Pump Packaged Unit | Heat Pump | 208 | 3 |  |  |  | Single-Speed |  |  |  | 46500 | 3079 | 15.1 | 11.2 | 55300 | 3376 | 4.8 | 4.2 | Federally-Regulated Commercial & Industrial Equipment | 05/13/2019 |  | 05/28/2019
Enertech Global, LLC | GEOEXCEL | AZS030*A****B |  | Ground-Source | WBAHP: Heat Pump Packaged Unit | Heat Pump | 265 | 1 |  |  |  | Single-Speed |  |  |  | 30300 | 1586 | 19.1 | 13.4 | 21900 | 1734 | 3.7 | 3.1 | Non Federally-Regulated | 05/13/2019 |  | 05/28/2019
Enertech Global, LLC | GEOEXCEL | AZS030*A****B |  | Water-Source | WBAHP: Heat Pump Packaged Unit | Heat Pump | 265 | 1 |  |  |  | Single-Speed |  |  |  | 29000 | 1790 | 16.2 | 11.2 | 33300 | 1841 | 5.3 | 4.2 | Federally-Regulated Commercial & Industrial Equipment | 05/13/2019 |  | 05/28/2019
Enertech Global, LLC | GEOEXCEL | AZS024*2***1 |  | Ground-Source | WBAHP: Heat Pump Packaged Unit | Heat Pump | 208 | 3 |  |  |  | Single-Speed |  |  |  | 26200 | 1336 | 19.6 | 13.4 | 18000 | 1352 | 3.9 | 3.1 | Non Federally-Regulated | 05/13/2019 |  | 05/28/2019
Enertech Global, LLC | GEOEXCEL | AZS024*2***1 |  | Ground-Water-Source | WBAHP: Heat Pump Packaged Unit | Heat Pump | 208 | 3 |  |  |  | Single-Speed |  |  |  | 27900 | 1060 | 26.3 | 16.2 | 22900 | 1398 | 4.8 | 3.6 | Non Federally-Regulated | 05/13/2019 |  | 05/28/2019
Enertech Global, LLC | GEOEXCEL | AZS024*2***1 |  | Water-Source | WBAHP: Heat Pump Packaged Unit | Heat Pump | 208 | 3 |  |  |  | Single-Speed |  |  |  | 25300 | 1497 | 16.9 | 11.2 | 28500 | 1518 | 5.5 | 4.2 | Federally-Regulated Commercial & Industrial Equipment | 05/13/2019 |  | 05/28/2019
Enertech Global, LLC | GEOEXCEL | AVT024*2 |  | Ground-Source | WBAHP: Heat Pump Packaged Unit | Heat Pump | 208 | 3 |  |  |  | Single-Speed |  |  |  | 25800 | 1387 | 18.6 | 13.4 | 19400 | 1421 | 4 | 3.1 | Non Federally-Regulated | 05/13/2019 |  | 05/28/2019
Enertech Global, LLC | GEOEXCEL | AVT024*2 |  | Ground-Water-Source | WBAHP: Heat Pump Packaged Unit | Heat Pump | 208 | 3 |  |  |  | Single-Speed |  |  |  | 27600 | 1159 | 23.8 | 16.2 | 23900 | 1522 | 4.6 | 3.6 | Non Federally-Regulated | 05/13/2019 |  | 05/28/2019
Enertech Global, LLC | GEOEXCEL | AVT024*2 |  | Water-Source | WBAHP: Heat Pump Packaged Unit | Heat Pump | 208 | 3 |  |  |  | Single-Speed |  |  |  | 24600 | 1527 | 16.1 | 11.2 | 29100 | 1640 | 5.2 | 4.2 | Federally-Regulated Commercial & Industrial Equipment | 05/13/2019 |  | 05/28/2019
Enertech Global, LLC | GEOEXCEL | AST024A | MCD024 | Ground-Source | WBAHP-C: Heat Pump Split Syste | Heat Pump | 208 | 1 | False |  |  | Single-Speed |  |  |  | 25300 | 1497 | 16.9 | 13.4 | 18100 | 1433 | 3.7 | 3.1 | Non Federally-Regulated | 05/13/2019 |  | 05/28/2019
Enertech Global, LLC | GEOEXCEL | AST024A | MCD024 | Ground-Water-Source | WBAHP-C: Heat Pump Split Syste | Heat Pump | 208 | 1 | False |  |  | Single-Speed |  |  |  | 27300 | 1246 | 21.9 | 16.2 | 23100 | 1538 | 4.4 | 3.6 | Non Federally-Regulated | 05/13/2019 |  | 05/28/2019
Enertech Global, LLC | GEOEXCEL | AVS036 |  | Ground-Source | WBAHP: Heat Pump Packaged Unit | Heat Pump | 208 | 1 |  |  |  | Single-Speed |  |  |  | 37800 | 2100 | 18 | 13.4 | 30200 | 2269 | 3.9 | 3.1 | Non Federally-Regulated | 05/13/2019 |  | 05/28/2019
Enertech Global, LLC | GEOEXCEL | AVS036 |  | Ground-Water-Source | WBAHP: Heat Pump Packaged Unit | Heat Pump | 208 | 1 |  |  |  | Single-Speed |  |  |  | 40500 | 1723 | 23.5 | 16.2 | 37600 | 2395 | 4.6 | 3.6 | Non Federally-Regulated | 05/13/2019 |  | 05/28/2019
Enertech Global, LLC | GEOEXCEL | AVS036 |  | Water-Source | WBAHP: Heat Pump Packaged Unit | Heat Pump | 208 | 1 |  |  |  | Single-Speed |  |  |  | 36000 | 2322 | 15.5 | 11.2 | 46500 | 2620 | 5.2 | 4.2 | Federally-Regulated Commercial & Industrial Equipment | 05/13/2019 |  | 05/28/2019
Enertech Global, LLC | GEOEXCEL | AZS015 |  | Ground-Source | WBAHP: Heat Pump Packaged Unit | Heat Pump | 208 | 1 |  |  |  | Single-Speed |  |  |  | 14500 | 847 | 17.1 | 13.4 | 11300 | 849 | 3.9 | 3.1 | Non Federally-Regulated | 05/13/2019 |  | 05/28/2019
Enertech Global, LLC | GEOEXCEL | AZS015 |  | Ground-Water-Source | WBAHP: Heat Pump Packaged Unit | Heat Pump | 208 | 1 |  |  |  | Single-Speed |  |  |  | 16100 | 659 | 24.4 | 16.2 | 14300 | 891 | 4.7 | 3.6 | Non Federally-Regulated | 05/13/2019 |  | 05/28/2019
Enertech Global, LLC | GEOEXCEL | AZS015 |  | Water-Source | WBAHP: Heat Pump Packaged Unit | Heat Pump | 208 | 1 |  |  |  | Single-Speed |  |  |  | 14000 | 952 | 14.7 | 11.2 | 17700 | 926 | 5.6 | 4.2 | Federally-Regulated Commercial & Industrial Equipment | 05/13/2019 |  | 05/28/2019
Enertech Global, LLC | GEOEXCEL | AST048A | ACD060 | Ground-Source | WBAHP-C: Heat Pump Split Syste | Heat Pump | 208 | 1 | False |  |  | Single-Speed |  |  |  | 51900 | 2820 | 18.4 | 13.4 | 36700 | 2757 | 3.9 | 3.1 | Non Federally-Regulated | 05/13/2019 |  | 05/28/2019
Enertech Global, LLC | GEOEXCEL | AST048A | ACD060 | Ground-Water-Source | WBAHP-C: Heat Pump Split Syste | Heat Pump | 208 | 1 | False |  |  | Single-Speed |  |  |  | 54700 | 2347 | 23.3 | 16.2 | 45500 | 2898 | 4.6 | 3.6 | Non Federally-Regulated | 05/13/2019 |  | 05/28/2019
Enertech Global, LLC | GEOEXCEL | AVS006*A |  | Ground-Source | WBAHP: Heat Pump Packaged Unit | Heat Pump | 265 | 1 |  |  |  | Single-Speed |  |  |  | 7200 | 406 | 17.7 | 13.4 | 5500 | 460 | 3.5 | 3.1 | Non Federally-Regulated | 05/13/2019 |  | 05/28/2019
Enertech Global, LLC | GEOEXCEL | AVS006*A |  | Ground-Water-Source | WBAHP: Heat Pump Packaged Unit | Heat Pump | 265 | 1 |  |  |  | Single-Speed |  |  |  | 7900 | 329 | 24 | 16.2 | 7100 | 462 | 4.5 | 3.6 | Non Federally-Regulated | 05/13/2019 |  | 05/28/2019
Enertech Global, LLC | GEOEXCEL | AVS006*A |  | Water-Source | WBAHP: Heat Pump Packaged Unit | Heat Pump | 265 | 1 |  |  |  | Single-Speed |  |  |  | 6800 | 453 | 15 | 11.2 | 8300 | 467 | 5.2 | 4.2 | Federally-Regulated Commercial & Industrial Equipment | 05/13/2019 |  | 05/28/2019
Enertech Global, LLC | GEOEXCEL | AST024A2 | MCD024 | Ground-Source | WBAHP-C: Heat Pump Split Syste | Heat Pump | 208 | 3 | False |  |  | Single-Speed |  |  |  | 25300 | 1497 | 16.9 | 13.4 | 18100 | 1433 | 3.7 | 3.1 | Non Federally-Regulated | 05/13/2019 |  | 05/28/2019
Enertech Global, LLC | GEOEXCEL | AST024A2 | MCD024 | Ground-Water-Source | WBAHP-C: Heat Pump Split Syste | Heat Pump | 208 | 3 | False |  |  | Single-Speed |  |  |  | 27300 | 1246 | 21.9 | 16.2 | 23100 | 1538 | 4.4 | 3.6 | Non Federally-Regulated | 05/13/2019 |  | 05/28/2019
Enertech Global, LLC | GEOEXCEL | AVS024*****1 |  | Ground-Source | WBAHP: Heat Pump Packaged Unit | Heat Pump | 208 | 1 |  |  |  | Single-Speed |  |  |  | 27000 | 1250 | 21.6 | 13.4 | 19300 | 1346 | 4.2 | 3.1 | Non Federally-Regulated | 05/13/2019 |  | 05/28/2019
Enertech Global, LLC | GEOEXCEL | AVS024*****1 |  | Ground-Water-Source | WBAHP: Heat Pump Packaged Unit | Heat Pump | 208 | 1 |  |  |  | Single-Speed |  |  |  | 29400 | 996 | 29.5 | 16.2 | 24000 | 1379 | 5.1 | 3.6 | Non Federally-Regulated | 05/13/2019 |  | 05/28/2019
Enertech Global, LLC | GEOEXCEL | AVS024*****1 |  | Water-Source | WBAHP: Heat Pump Packaged Unit | Heat Pump | 208 | 1 |  |  |  | Single-Speed |  |  |  | 25900 | 1407 | 18.4 | 11.2 | 29800 | 1480 | 5.9 | 4.2 | Federally-Regulated Commercial & Industrial Equipment | 05/13/2019 |  | 05/28/2019
Enertech Global, LLC | GEOEXCEL | AZS018 |  | Ground-Source | WBAHP: Heat Pump Packaged Unit | Heat Pump | 208 | 1 |  |  |  | Single-Speed |  |  |  | 19400 | 1251 | 15.5 | 13.4 | 14800 | 1239 | 3.5 | 3.1 | Non Federally-Regulated | 05/13/2019 |  | 05/28/2019
Enertech Global, LLC | GEOEXCEL | AZS018 |  | Ground-Water-Source | WBAHP: Heat Pump Packaged Unit | Heat Pump | 208 | 1 |  |  |  | Single-Speed |  |  |  | 20900 | 1009 | 20.7 | 16.2 | 18600 | 1297 | 4.2 | 3.6 | Non Federally-Regulated | 05/13/2019 |  | 05/28/2019
Enertech Global, LLC | GEOEXCEL | AZS018 |  | Water-Source | WBAHP: Heat Pump Packaged Unit | Heat Pump | 208 | 1 |  |  |  | Single-Speed |  |  |  | 18500 | 1401 | 13.2 | 11.2 | 23400 | 1428 | 4.8 | 4.2 | Federally-Regulated Commercial & Industrial Equipment | 05/13/2019 |  | 05/28/2019
Enertech Global, LLC | GEOEXCEL | AZS030 |  | Ground-Source | WBAHP: Heat Pump Packaged Unit | Heat Pump | 208 | 1 |  |  |  | Single-Speed |  |  |  | 29700 | 1677 | 17.7 | 13.4 | 22900 | 1864 | 3.6 | 3.1 | Non Federally-Regulated | 05/13/2019 |  | 05/28/2019
Enertech Global, LLC | GEOEXCEL | AZS030 |  | Ground-Water-Source | WBAHP: Heat Pump Packaged Unit | Heat Pump | 208 | 1 |  |  |  | Single-Speed |  |  |  | 31800 | 1358 | 23.4 | 16.2 | 27900 | 1817 | 4.5 | 3.6 | Non Federally-Regulated | 05/13/2019 |  | 05/28/2019
Enertech Global, LLC | GEOEXCEL | AZS030 |  | Water-Source | WBAHP: Heat Pump Packaged Unit | Heat Pump | 208 | 1 |  |  |  | Single-Speed |  |  |  | 28400 | 1856 | 15.3 | 11.2 | 33500 | 1852 | 5.3 | 4.2 | Federally-Regulated Commercial & Industrial Equipment | 05/13/2019 |  | 05/28/2019
Enertech Global, LLC | GEOEXCEL | AZS030*3****B |  | Ground-Source | WBAHP: Heat Pump Packaged Unit | Heat Pump | 460 | 3 |  |  |  | Single-Speed |  |  |  | 30300 | 1586 | 19.1 | 13.4 | 21900 | 1734 | 3.7 | 3.1 | Non Federally-Regulated | 05/13/2019 |  | 05/28/2019
Enertech Global, LLC | GEOEXCEL | AZS030*3****B |  | Water-Source | WBAHP: Heat Pump Packaged Unit | Heat Pump | 460 | 3 |  |  |  | Single-Speed |  |  |  | 29000 | 1790 | 16.2 | 11.2 | 33300 | 1841 | 5.3 | 4.2 | Federally-Regulated Commercial & Industrial Equipment | 05/13/2019 |  | 05/28/2019
Enertech Global, LLC | GEOEXCEL | AZT030*A |  | Ground-Source | WBAHP: Heat Pump Packaged Unit | Heat Pump | 265 | 1 |  |  |  | Single-Speed |  |  |  | 31500 | 1800 | 17.5 | 13.4 | 23300 | 1845 | 3.7 | 3.1 | Non Federally-Regulated | 05/13/2019 |  | 05/28/2019
Enertech Global, LLC | GEOEXCEL | AZT030*A |  | Ground-Water-Source | WBAHP: Heat Pump Packaged Unit | Heat Pump | 265 | 1 |  |  |  | Single-Speed |  |  |  | 32600 | 1509 | 21.6 | 16.2 | 28800 | 1875 | 4.5 | 3.6 | Non Federally-Regulated | 05/13/2019 |  | 05/28/2019
Enertech Global, LLC | GEOEXCEL | AZT030*A |  | Water-Source | WBAHP: Heat Pump Packaged Unit | Heat Pump | 265 | 1 |  |  |  | Single-Speed |  |  |  | 30200 | 2000 | 15.1 | 11.2 | 34800 | 1999 | 5.1 | 4.2 | Federally-Regulated Commercial & Industrial Equipment | 05/13/2019 |  | 05/28/2019
Enertech Global, LLC | GEOEXCEL | AZS048*2****B |  | Ground-Source | WBAHP: Heat Pump Packaged Unit | Heat Pump | 208 | 3 |  |  |  | Single-Speed |  |  |  | 48500 | 2724 | 17.8 | 13.4 | 38500 | 3134 | 3.6 | 3.1 | Non Federally-Regulated | 05/13/2019 |  | 05/28/2019
Enertech Global, LLC | GEOEXCEL | AZS048*2****B |  | Water-Source | WBAHP: Heat Pump Packaged Unit | Heat Pump | 208 | 3 |  |  |  | Single-Speed |  |  |  | 46800 | 3038 | 15.4 | 11.2 | 59300 | 3778 | 4.6 | 4.2 | Federally-Regulated Commercial & Industrial Equipment | 05/13/2019 |  | 05/28/2019
Enertech Global, LLC | GEOEXCEL | AZS048*3***1 |  | Ground-Source | WBAHP: Heat Pump Packaged Unit | Heat Pump | 460 | 3 |  |  |  | Single-Speed |  |  |  | 49300 | 2833 | 17.4 | 13.4 | 36200 | 2947 | 3.6 | 3.1 | Non Federally-Regulated | 05/13/2019 |  | 05/28/2019
Enertech Global, LLC | GEOEXCEL | AZS048*3***1 |  | Ground-Water-Source | WBAHP: Heat Pump Packaged Unit | Heat Pump | 460 | 3 |  |  |  | Single-Speed |  |  |  | 52900 | 2340 | 22.6 | 16.2 | 45600 | 3107 | 4.3 | 3.6 | Non Federally-Regulated | 05/13/2019 |  | 05/28/2019
Enertech Global, LLC | GEOEXCEL | AZS048*3***1 |  | Water-Source | WBAHP: Heat Pump Packaged Unit | Heat Pump | 460 | 3 |  |  |  | Single-Speed |  |  |  | 47300 | 3132 | 15.1 | 11.2 | 56300 | 3367 | 4.9 | 4.2 | Federally-Regulated Commercial & Industrial Equipment | 05/13/2019 |  | 05/28/2019
Enertech Global, LLC | GEOEXCEL | AZT048*A |  | Ground-Source | WBAHP: Heat Pump Packaged Unit | Heat Pump | 265 | 1 |  |  |  | Single-Speed |  |  |  | 48700 | 2815 | 17.3 | 13.4 | 36900 | 3004 | 3.6 | 3.1 | Non Federally-Regulated | 05/13/2019 |  | 05/28/2019
Enertech Global, LLC | GEOEXCEL | AZT048*A |  | Ground-Water-Source | WBAHP: Heat Pump Packaged Unit | Heat Pump | 265 | 1 |  |  |  | Single-Speed |  |  |  | 52200 | 2361 | 22.1 | 16.2 | 45900 | 3128 | 4.3 | 3.6 | Non Federally-Regulated | 05/13/2019 |  | 05/28/2019
Enertech Global, LLC | GEOEXCEL | AZT048*A |  | Water-Source | WBAHP: Heat Pump Packaged Unit | Heat Pump | 265 | 1 |  |  |  | Single-Speed |  |  |  | 46500 | 3079 | 15.1 | 11.2 | 55300 | 3376 | 4.8 | 4.2 | Federally-Regulated Commercial & Industrial Equipment | 05/13/2019 |  | 05/28/2019
Enertech Global, LLC | GEOEXCEL | AST048A | MPD060 | Ground-Source | WBAHP-CB: Heat Pump Split Syst | Heat Pump | 208 | 1 | False |  |  | Single-Speed |  |  |  | 52000 | 2780 | 18.7 | 13.4 | 35900 | 2768 | 3.8 | 3.1 | Non Federally-Regulated | 05/13/2019 |  | 05/28/2019
Enertech Global, LLC | GEOEXCEL | AST048A | MPD060 | Ground-Water-Source | WBAHP-CB: Heat Pump Split Syst | Heat Pump | 208 | 1 | False |  |  | Single-Speed |  |  |  | 55400 | 2308 | 24 | 16.2 | 44400 | 2891 | 4.5 | 3.6 | Non Federally-Regulated | 05/13/2019 |  | 05/28/2019
Enertech Global, LLC | GEOEXCEL | ART048A | MPD060 | Ground-Source | WBAHP-CB: Heat Pump Split Syst | Heat Pump | 208 | 1 | False |  |  | Single-Speed |  |  |  | 50700 | 2816 | 18 | 13.4 | 34200 | 2708 | 3.7 | 3.1 | Non Federally-Regulated | 05/13/2019 |  | 05/28/2019
Enertech Global, LLC | GEOEXCEL | AZT036 |  | Ground-Source | WBAHP: Heat Pump Packaged Unit | Heat Pump | 208 | 1 |  |  |  | Single-Speed |  |  |  | 36700 | 2050 | 17.9 | 13.4 | 27100 | 2090 | 3.8 | 3.1 | Non Federally-Regulated | 05/13/2019 |  | 05/28/2019
Enertech Global, LLC | GEOEXCEL | AZT036 |  | Ground-Water-Source | WBAHP: Heat Pump Packaged Unit | Heat Pump | 208 | 1 |  |  |  | Single-Speed |  |  |  | 39400 | 1669 | 23.6 | 16.2 | 34000 | 2166 | 4.6 | 3.6 | Non Federally-Regulated | 05/13/2019 |  | 05/28/2019
Enertech Global, LLC | GEOEXCEL | AZT036 |  | Water-Source | WBAHP: Heat Pump Packaged Unit | Heat Pump | 208 | 1 |  |  |  | Single-Speed |  |  |  | 35100 | 2264 | 15.5 | 11.2 | 42300 | 2479 | 5 | 4.2 | Federally-Regulated Commercial & Industrial Equipment | 05/13/2019 |  | 05/28/2019
Enertech Global, LLC | GEOEXCEL | AZS036*3***1B |  | Ground-Source | WBAHP: Heat Pump Packaged Unit | Heat Pump | 460 | 3 |  |  |  | Single-Speed |  |  |  | 38400 | 1969 | 19.5 | 13.4 | 27600 | 2022 | 4 | 3.1 | Non Federally-Regulated | 05/13/2019 |  | 05/28/2019
Enertech Global, LLC | GEOEXCEL | AZS036*3***1B |  | Water-Source | WBAHP: Heat Pump Packaged Unit | Heat Pump | 460 | 3 |  |  |  | Single-Speed |  |  |  | 36800 | 2190 | 16.8 | 11.2 | 43300 | 2394 | 5.3 | 4.2 | Federally-Regulated Commercial & Industrial Equipment | 05/13/2019 |  | 05/28/2019
Enertech Global, LLC | GEOEXCEL | AZS060******B |  | Ground-Source | WBAHP: Heat Pump Packaged Unit | Heat Pump | 208 | 1 |  |  |  | Single-Speed |  |  |  | 60500 | 3398 | 17.8 | 13.4 | 49200 | 3794 | 3.8 | 3.1 | Non Federally-Regulated | 05/13/2019 |  | 05/28/2019
Enertech Global, LLC | GEOEXCEL | AZS060******B |  | Water-Source | WBAHP: Heat Pump Packaged Unit | Heat Pump | 208 | 1 |  |  |  | Single-Speed |  |  |  | 58400 | 3792 | 15.4 | 11.2 | 75700 | 4527 | 4.9 | 4.2 | Federally-Regulated Commercial & Industrial Equipment | 05/13/2019 |  | 05/28/2019
Enertech Global, LLC | GEOEXCEL | AZS060*****1 |  | Ground-Source | WBAHP: Heat Pump Packaged Unit | Heat Pump | 208 | 1 |  |  |  | Single-Speed |  |  |  | 57000 | 3257 | 17.5 | 13.4 | 46200 | 3761 | 3.6 | 3.1 | Non Federally-Regulated | 05/13/2019 |  | 05/28/2019
Enertech Global, LLC | GEOEXCEL | AZS060*****1 |  | Ground-Water-Source | WBAHP: Heat Pump Packaged Unit | Heat Pump | 208 | 1 |  |  |  | Single-Speed |  |  |  | 60500 | 2713 | 22.3 | 16.2 | 58600 | 3993 | 4.3 | 3.6 | Non Federally-Regulated | 05/13/2019 |  | 05/28/2019
Enertech Global, LLC | GEOEXCEL | AZS060*****1 |  | Water-Source | WBAHP: Heat Pump Packaged Unit | Heat Pump | 208 | 1 |  |  |  | Single-Speed |  |  |  | 53500 | 3566 | 15 | 11.2 | 71000 | 4246 | 4.9 | 4.2 | Federally-Regulated Commercial & Industrial Equipment | 05/13/2019 |  | 05/28/2019
Enertech Global, LLC | GEOEXCEL | AZS017 |  | Ground-Source | WBAHP: Heat Pump Packaged Unit | Heat Pump | 208 | 1 |  |  |  | Single-Speed |  |  |  | 17900 | 1046 | 17.1 | 13.4 | 13700 | 1085 | 3.7 | 3.1 | Non Federally-Regulated | 05/13/2019 |  | 05/28/2019
Enertech Global, LLC | GEOEXCEL | AZS017 |  | Ground-Water-Source | WBAHP: Heat Pump Packaged Unit | Heat Pump | 208 | 1 |  |  |  | Single-Speed |  |  |  | 19200 | 853 | 22.5 | 16.2 | 16900 | 1100 | 4.5 | 3.6 | Non Federally-Regulated | 05/13/2019 |  | 05/28/2019
Enertech Global, LLC | GEOEXCEL | AZS017 |  | Water-Source | WBAHP: Heat Pump Packaged Unit | Heat Pump | 208 | 1 |  |  |  | Single-Speed |  |  |  | 16900 | 1149 | 14.7 | 11.2 | 20900 | 1155 | 5.3 | 4.2 | Federally-Regulated Commercial & Industrial Equipment | 05/13/2019 |  | 05/28/2019
Enertech Global, LLC | GEOEXCEL | AVS041*2***1 |  | Ground-Source | WBAHP: Heat Pump Packaged Unit | Heat Pump | 208 | 3 |  |  |  | Single-Speed |  |  |  | 39800 | 2235 | 17.8 | 13.4 | 31200 | 2471 | 3.7 | 3.1 | Non Federally-Regulated | 05/13/2019 |  | 05/28/2019
Enertech Global, LLC | GEOEXCEL | AVS041*2***1 |  | Ground-Water-Source | WBAHP: Heat Pump Packaged Unit | Heat Pump | 208 | 3 |  |  |  | Single-Speed |  |  |  | 43000 | 1822 | 23.6 | 16.2 | 39200 | 2611 | 4.4 | 3.6 | Non Federally-Regulated | 05/13/2019 |  | 05/28/2019
Enertech Global, LLC | GEOEXCEL | AVS041*2***1 |  | Water-Source | WBAHP: Heat Pump Packaged Unit | Heat Pump | 208 | 3 |  |  |  | Single-Speed |  |  |  | 38300 | 2487 | 15.4 | 11.2 | 46900 | 2695 | 5.1 | 4.2 | Federally-Regulated Commercial & Industrial Equipment | 05/13/2019 |  | 05/28/2019
Enertech Global, LLC | GEOEXCEL | AZS018******B |  | Ground-Source | WBAHP: Heat Pump Packaged Unit | Heat Pump | 208 | 1 |  |  |  | Single-Speed |  |  |  | 20500 | 1126 | 18.2 | 13.4 | 14400 | 1172 | 3.6 | 3.1 | Non Federally-Regulated | 05/13/2019 |  | 05/28/2019
Enertech Global, LLC | GEOEXCEL | AZS018******B |  | Water-Source | WBAHP: Heat Pump Packaged Unit | Heat Pump | 208 | 1 |  |  |  | Single-Speed |  |  |  | 19400 | 1267 | 15.3 | 11.2 | 23000 | 1348 | 5 | 4.2 | Federally-Regulated Commercial & Industrial Equipment | 05/13/2019 |  | 05/28/2019
Enertech Global, LLC | GEOEXCEL | AVS036*3***1 |  | Ground-Source | WBAHP: Heat Pump Packaged Unit | Heat Pump | 460 | 3 |  |  |  | Single-Speed |  |  |  | 38800 | 2020 | 19.2 | 13.4 | 29600 | 2224 | 3.9 | 3.1 | Non Federally-Regulated | 05/13/2019 |  | 05/28/2019
Enertech Global, LLC | GEOEXCEL | AVS036*3***1 |  | Ground-Water-Source | WBAHP: Heat Pump Packaged Unit | Heat Pump | 460 | 3 |  |  |  | Single-Speed |  |  |  | 41600 | 1631 | 25.5 | 16.2 | 36900 | 2253 | 4.8 | 3.6 | Non Federally-Regulated | 05/13/2019 |  | 05/28/2019
Enertech Global, LLC | GEOEXCEL | AVS036*3***1 |  | Water-Source | WBAHP: Heat Pump Packaged Unit | Heat Pump | 460 | 3 |  |  |  | Single-Speed |  |  |  | 37100 | 2262 | 16.4 | 11.2 | 46200 | 2507 | 5.4 | 4.2 | Federally-Regulated Commercial & Industrial Equipment | 05/13/2019 |  | 05/28/2019
Enertech Global, LLC | GEOEXCEL | AVS018 |  | Ground-Source | WBAHP: Heat Pump Packaged Unit | Heat Pump | 208 | 1 |  |  |  | Single-Speed |  |  |  | 21400 | 1070 | 20 | 13.4 | 16300 | 1224 | 3.9 | 3.1 | Non Federally-Regulated | 05/13/2019 |  | 05/28/2019
Enertech Global, LLC | GEOEXCEL | AVS018 |  | Ground-Water-Source | WBAHP: Heat Pump Packaged Unit | Heat Pump | 208 | 1 |  |  |  | Single-Speed |  |  |  | 23200 | 843 | 27.5 | 16.2 | 20100 | 1178 | 5 | 3.6 | Non Federally-Regulated | 05/13/2019 |  | 05/28/2019
Enertech Global, LLC | GEOEXCEL | AVS018 |  | Water-Source | WBAHP: Heat Pump Packaged Unit | Heat Pump | 208 | 1 |  |  |  | Single-Speed |  |  |  | 20500 | 1213 | 16.9 | 11.2 | 24200 | 1222 | 5.8 | 4.2 | Federally-Regulated Commercial & Industrial Equipment | 05/13/2019 |  | 05/28/2019
Enertech Global, LLC | GEOEXCEL | AVT024*3 |  | Ground-Source | WBAHP: Heat Pump Packaged Unit | Heat Pump | 460 | 3 |  |  |  | Single-Speed |  |  |  | 25800 | 1387 | 18.6 | 13.4 | 19400 | 1421 | 4 | 3.1 | Non Federally-Regulated | 05/13/2019 |  | 05/28/2019
Enertech Global, LLC | GEOEXCEL | AVT024*3 |  | Ground-Water-Source | WBAHP: Heat Pump Packaged Unit | Heat Pump | 460 | 3 |  |  |  | Single-Speed |  |  |  | 27600 | 1159 | 23.8 | 16.2 | 23900 | 1522 | 4.6 | 3.6 | Non Federally-Regulated | 05/13/2019 |  | 05/28/2019
Enertech Global, LLC | GEOEXCEL | AVT024*3 |  | Water-Source | WBAHP: Heat Pump Packaged Unit | Heat Pump | 460 | 3 |  |  |  | Single-Speed |  |  |  | 24600 | 1527 | 16.1 | 11.2 | 29100 | 1640 | 5.2 | 4.2 | Federally-Regulated Commercial & Industrial Equipment | 05/13/2019 |  | 05/28/2019
Enertech Global, LLC | GEOEXCEL | ABT036 | ACD036 | Ground-Source | WBAHP-C: Heat Pump Split Syste | Heat Pump | 208 | 1 | False |  |  | Single-Speed |  |  |  | 33900 | 1948 | 17.4 | 13.4 | 27900 | 2209 | 3.7 | 3.1 | Non Federally-Regulated | 05/13/2019 |  | 05/28/2019
Enertech Global, LLC | GEOEXCEL | ABT036 | ACD036 | Ground-Water-Source | WBAHP-C: Heat Pump Split Syste | Heat Pump | 208 | 1 | False |  |  | Single-Speed |  |  |  | 35000 | 1612 | 21.7 | 16.2 | 35100 | 2449 | 4.2 | 3.6 | Non Federally-Regulated | 05/13/2019 |  | 05/28/2019
Enertech Global, LLC | GEOEXCEL | ABT036 | ACD036 | Water-Source | WBAHP-C: Heat Pump Split Syste | Heat Pump | 208 | 1 | False |  |  | Single-Speed |  |  |  | 33300 | 2162 | 15.4 | 12 | 43400 | 2706 | 4.7 | 4.2 | Federally-Regulated Commercial & Industrial Equipment | 05/13/2019 |  | 05/28/2019
Enertech Global, LLC | GEOEXCEL | AXT036D3 |  | Ground-Source | WBAHP: Heat Pump Packaged Unit | Heat Pump | 460 | 3 |  |  |  | Single-Speed |  |  |  | 38900 | 2125 | 18.3 | 13.4 | 29200 | 2037 | 4.2 | 3.1 | Non Federally-Regulated | 05/13/2019 |  | 05/28/2019
Enertech Global, LLC | GEOEXCEL | AXT036D3 |  | Ground-Water-Source | WBAHP: Heat Pump Packaged Unit | Heat Pump | 460 | 3 |  |  |  | Single-Speed |  |  |  | 42200 | 1758 | 24 | 16.2 | 37000 | 2126 | 5.1 | 3.6 | Non Federally-Regulated | 05/13/2019 |  | 05/28/2019
Enertech Global, LLC | GEOEXCEL | AYT048*3 |  | Ground-Source | WBAHP: Heat Pump Packaged Unit | Heat Pump | 460 | 3 |  |  |  | Single-Speed |  |  |  | 53300 | 2638 | 20.2 | 13.4 | 39900 | 2719 | 4.3 | 3.1 | Non Federally-Regulated | 05/13/2019 |  | 05/28/2019
Enertech Global, LLC | GEOEXCEL | AYT048*3 |  | Ground-Water-Source | WBAHP: Heat Pump Packaged Unit | Heat Pump | 460 | 3 |  |  |  | Single-Speed |  |  |  | 57100 | 2179 | 26.2 | 16.2 | 49500 | 2789 | 5.2 | 3.6 | Non Federally-Regulated | 05/13/2019 |  | 05/28/2019
Enertech Global, LLC | GEOEXCEL | AVS030*A***1 |  | Ground-Source | WBAHP: Heat Pump Packaged Unit | Heat Pump | 265 | 1 |  |  |  | Single-Speed |  |  |  | 31400 | 1539 | 20.4 | 13.4 | 23200 | 1618 | 4.2 | 3.1 | Non Federally-Regulated | 05/13/2019 |  | 05/28/2019
Enertech Global, LLC | GEOEXCEL | AVS030*A***1 |  | Ground-Water-Source | WBAHP: Heat Pump Packaged Unit | Heat Pump | 265 | 1 |  |  |  | Single-Speed |  |  |  | 34000 | 1236 | 27.5 | 16.2 | 29200 | 1677 | 5.1 | 3.6 | Non Federally-Regulated | 05/13/2019 |  | 05/28/2019
Enertech Global, LLC | GEOEXCEL | AVS030*A***1 |  | Water-Source | WBAHP: Heat Pump Packaged Unit | Heat Pump | 265 | 1 |  |  |  | Single-Speed |  |  |  | 30100 | 1710 | 17.6 | 11.2 | 36200 | 1798 | 5.9 | 4.2 | Federally-Regulated Commercial & Industrial Equipment | 05/13/2019 |  | 05/28/2019
Enertech Global, LLC | GEOEXCEL | AZS017*****1B |  | Ground-Source | WBAHP: Heat Pump Packaged Unit | Heat Pump | 208 | 1 |  |  |  | Single-Speed |  |  |  | 18100 | 882 | 20.5 | 13.4 | 13000 | 1002 | 3.8 | 3.1 | Non Federally-Regulated | 05/13/2019 |  | 05/28/2019
Enertech Global, LLC | GEOEXCEL | AZS017*****1B |  | Water-Source | WBAHP: Heat Pump Packaged Unit | Heat Pump | 208 | 1 |  |  |  | Single-Speed |  |  |  | 17300 | 994 | 17.4 | 11.2 | 20400 | 1067 | 5.6 | 4.2 | Federally-Regulated Commercial & Industrial Equipment | 05/13/2019 |  | 05/28/2019
Enertech Global, LLC | GEOEXCEL | AZS024*3***1 |  | Ground-Source | WBAHP: Heat Pump Packaged Unit | Heat Pump | 460 | 3 |  |  |  | Single-Speed |  |  |  | 26200 | 1336 | 19.6 | 13.4 | 18000 | 1352 | 3.9 | 3.1 | Non Federally-Regulated | 05/13/2019 |  | 05/28/2019
Enertech Global, LLC | GEOEXCEL | AZS024*3***1 |  | Ground-Water-Source | WBAHP: Heat Pump Packaged Unit | Heat Pump | 460 | 3 |  |  |  | Single-Speed |  |  |  | 27900 | 1060 | 26.3 | 16.2 | 22900 | 1398 | 4.8 | 3.6 | Non Federally-Regulated | 05/13/2019 |  | 05/28/2019
Enertech Global, LLC | GEOEXCEL | AZS024*3***1 |  | Water-Source | WBAHP: Heat Pump Packaged Unit | Heat Pump | 460 | 3 |  |  |  | Single-Speed |  |  |  | 25300 | 1497 | 16.9 | 11.2 | 28500 | 1518 | 5.5 | 4.2 | Federally-Regulated Commercial & Industrial Equipment | 05/13/2019 |  | 05/28/2019
Enertech Global, LLC | GEOEXCEL | AZS030*4****B |  | Ground-Source | WBAHP: Heat Pump Packaged Unit | Heat Pump | 575 | 3 |  |  |  | Single-Speed |  |  |  | 30300 | 1586 | 19.1 | 13.4 | 21900 | 1734 | 3.7 | 3.1 | Non Federally-Regulated | 05/13/2019 |  | 05/28/2019
Enertech Global, LLC | GEOEXCEL | AZS030*4****B |  | Water-Source | WBAHP: Heat Pump Packaged Unit | Heat Pump | 575 | 3 |  |  |  | Single-Speed |  |  |  | 29000 | 1790 | 16.2 | 11.2 | 33300 | 1841 | 5.3 | 4.2 | Federally-Regulated Commercial & Industrial Equipment | 05/13/2019 |  | 05/28/2019
Enertech Global, LLC | GEOEXCEL | AZT048*3 |  | Ground-Source | WBAHP: Heat Pump Packaged Unit | Heat Pump | 460 | 3 |  |  |  | Single-Speed |  |  |  | 48700 | 2815 | 17.3 | 13.4 | 36900 | 3004 | 3.6 | 3.1 | Non Federally-Regulated | 05/13/2019 |  | 05/28/2019
Enertech Global, LLC | GEOEXCEL | AZT048*3 |  | Ground-Water-Source | WBAHP: Heat Pump Packaged Unit | Heat Pump | 460 | 3 |  |  |  | Single-Speed |  |  |  | 52200 | 2361 | 22.1 | 16.2 | 45900 | 3128 | 4.3 | 3.6 | Non Federally-Regulated | 05/13/2019 |  | 05/28/2019
Enertech Global, LLC | GEOEXCEL | AZT048*3 |  | Water-Source | WBAHP: Heat Pump Packaged Unit | Heat Pump | 460 | 3 |  |  |  | Single-Speed |  |  |  | 46500 | 3079 | 15.1 | 11.2 | 55300 | 3376 | 4.8 | 4.2 | Federally-Regulated Commercial & Industrial Equipment | 05/13/2019 |  | 05/28/2019
Enertech Global, LLC | GEOEXCEL | AZS018*A |  | Ground-Source | WBAHP: Heat Pump Packaged Unit | Heat Pump | 265 | 1 |  |  |  | Single-Speed |  |  |  | 19400 | 1251 | 15.5 | 13.4 | 14800 | 1239 | 3.5 | 3.1 | Non Federally-Regulated | 05/13/2019 |  | 05/28/2019
Enertech Global, LLC | GEOEXCEL | AZS018*A |  | Ground-Water-Source | WBAHP: Heat Pump Packaged Unit | Heat Pump | 265 | 1 |  |  |  | Single-Speed |  |  |  | 20900 | 1009 | 20.7 | 16.2 | 18600 | 1297 | 4.2 | 3.6 | Non Federally-Regulated | 05/13/2019 |  | 05/28/2019
Enertech Global, LLC | GEOEXCEL | AZS018*A |  | Water-Source | WBAHP: Heat Pump Packaged Unit | Heat Pump | 265 | 1 |  |  |  | Single-Speed |  |  |  | 18500 | 1401 | 13.2 | 11.2 | 23400 | 1428 | 4.8 | 4.2 | Federally-Regulated Commercial & Industrial Equipment | 05/13/2019 |  | 05/28/2019
Enertech Global, LLC | GEOEXCEL | AYT036 |  | Ground-Source | WBAHP: Heat Pump Packaged Unit | Heat Pump | 208 | 1 |  |  |  | Single-Speed |  |  |  | 41200 | 1971 | 20.9 | 13.4 | 29100 | 1895 | 4.5 | 3.1 | Non Federally-Regulated | 05/13/2019 |  | 05/28/2019
Enertech Global, LLC | GEOEXCEL | AYT036 |  | Ground-Water-Source | WBAHP: Heat Pump Packaged Unit | Heat Pump | 208 | 1 |  |  |  | Single-Speed |  |  |  | 44300 | 1640 | 27 | 16.2 | 37500 | 1998 | 5.5 | 3.6 | Non Federally-Regulated | 05/13/2019 |  | 05/28/2019
Enertech Global, LLC | GEOEXCEL | AVS036*****1 |  | Ground-Source | WBAHP: Heat Pump Packaged Unit | Heat Pump | 208 | 1 |  |  |  | Single-Speed |  |  |  | 38800 | 2020 | 19.2 | 13.4 | 29600 | 2224 | 3.9 | 3.1 | Non Federally-Regulated | 05/13/2019 |  | 05/28/2019
Enertech Global, LLC | GEOEXCEL | AVS036*****1 |  | Ground-Water-Source | WBAHP: Heat Pump Packaged Unit | Heat Pump | 208 | 1 |  |  |  | Single-Speed |  |  |  | 41600 | 1631 | 25.5 | 16.2 | 36900 | 2253 | 4.8 | 3.6 | Non Federally-Regulated | 05/13/2019 |  | 05/28/2019
Enertech Global, LLC | GEOEXCEL | AVS036*****1 |  | Water-Source | WBAHP: Heat Pump Packaged Unit | Heat Pump | 208 | 1 |  |  |  | Single-Speed |  |  |  | 37100 | 2262 | 16.4 | 11.2 | 46200 | 2507 | 5.4 | 4.2 | Federally-Regulated Commercial & Industrial Equipment | 05/13/2019 |  | 05/28/2019
Enertech Global, LLC | GEOEXCEL | AVT048*A |  | Ground-Source | WBAHP: Heat Pump Packaged Unit | Heat Pump | 265 | 1 |  |  |  | Single-Speed |  |  |  | 51300 | 2714 | 18.9 | 13.4 | 38300 | 2878 | 3.9 | 3.1 | Non Federally-Regulated | 05/13/2019 |  | 05/28/2019
Enertech Global, LLC | GEOEXCEL | AVT048*A |  | Ground-Water-Source | WBAHP: Heat Pump Packaged Unit | Heat Pump | 265 | 1 |  |  |  | Single-Speed |  |  |  | 54700 | 2232 | 24.5 | 16.2 | 46900 | 2988 | 4.6 | 3.6 | Non Federally-Regulated | 05/13/2019 |  | 05/28/2019
Enertech Global, LLC | GEOEXCEL | AVT048*A |  | Water-Source | WBAHP: Heat Pump Packaged Unit | Heat Pump | 265 | 1 |  |  |  | Single-Speed |  |  |  | 49300 | 3043 | 16.2 | 11.2 | 58400 | 3229 | 5.3 | 4.2 | Federally-Regulated Commercial & Industrial Equipment | 05/13/2019 |  | 05/28/2019
Enertech Global, LLC | GEOEXCEL | AST060A | MCD060 | Ground-Source | WBAHP-C: Heat Pump Split Syste | Heat Pump | 208 | 1 | False |  |  | Single-Speed |  |  |  | 60600 | 3607 | 16.8 | 13.4 | 44100 | 3590 | 3.6 | 3.1 | Non Federally-Regulated | 05/13/2019 |  | 05/28/2019
Enertech Global, LLC | GEOEXCEL | AST060A | MCD060 | Ground-Water-Source | WBAHP-C: Heat Pump Split Syste | Heat Pump | 208 | 1 | False |  |  | Single-Speed |  |  |  | 61100 | 3039 | 20.1 | 16.2 | 53300 | 3809 | 4.1 | 3.6 | Non Federally-Regulated | 05/13/2019 |  | 05/28/2019
Enertech Global, LLC | GEOEXCEL | AVS024 |  | Ground-Source | WBAHP: Heat Pump Packaged Unit | Heat Pump | 208 | 1 |  |  |  | Single-Speed |  |  |  | 26000 | 1319 | 19.7 | 13.4 | 19400 | 1421 | 4 | 3.1 | Non Federally-Regulated | 05/13/2019 |  | 05/28/2019
Enertech Global, LLC | GEOEXCEL | AVS024 |  | Ground-Water-Source | WBAHP: Heat Pump Packaged Unit | Heat Pump | 208 | 1 |  |  |  | Single-Speed |  |  |  | 28100 | 1080 | 26 | 16.2 | 24200 | 1447 | 4.9 | 3.6 | Non Federally-Regulated | 05/13/2019 |  | 05/28/2019
Enertech Global, LLC | GEOEXCEL | AVS024 |  | Water-Source | WBAHP: Heat Pump Packaged Unit | Heat Pump | 208 | 1 |  |  |  | Single-Speed |  |  |  | 24800 | 1476 | 16.8 | 11.2 | 30000 | 1570 | 5.6 | 4.2 | Federally-Regulated Commercial & Industrial Equipment | 05/13/2019 |  | 05/28/2019
Enertech Global, LLC | GEOEXCEL | AST036A | ACD036 | Ground-Source | WBAHP-C: Heat Pump Split Syste | Heat Pump | 208 | 1 | False |  |  | Single-Speed |  |  |  | 36700 | 2171 | 16.9 | 13.4 | 28000 | 2159 | 3.8 | 3.1 | Non Federally-Regulated | 05/13/2019 |  | 05/28/2019
Enertech Global, LLC | GEOEXCEL | AST036A | ACD036 | Ground-Water-Source | WBAHP-C: Heat Pump Split Syste | Heat Pump | 208 | 1 | False |  |  | Single-Speed |  |  |  | 38800 | 1813 | 21.4 | 16.2 | 35700 | 2325 | 4.5 | 3.6 | Non Federally-Regulated | 05/13/2019 |  | 05/28/2019
Enertech Global, LLC | GEOEXCEL | AVT060*A |  | Ground-Source | WBAHP: Heat Pump Packaged Unit | Heat Pump | 265 | 1 |  |  |  | Single-Speed |  |  |  | 60900 | 3460 | 17.6 | 13.4 | 46300 | 3570 | 3.8 | 3.1 | Non Federally-Regulated | 05/13/2019 |  | 05/28/2019
Enertech Global, LLC | GEOEXCEL | AVT060*A |  | Ground-Water-Source | WBAHP: Heat Pump Packaged Unit | Heat Pump | 265 | 1 |  |  |  | Single-Speed |  |  |  | 64200 | 2918 | 22 | 16.2 | 57500 | 3744 | 4.5 | 3.6 | Non Federally-Regulated | 05/13/2019 |  | 05/28/2019
Enertech Global, LLC | GEOEXCEL | AVT060*A |  | Water-Source | WBAHP: Heat Pump Packaged Unit | Heat Pump | 265 | 1 |  |  |  | Single-Speed |  |  |  | 58600 | 3805 | 15.4 | 11.2 | 70500 | 4051 | 5.1 | 4.2 | Federally-Regulated Commercial & Industrial Equipment | 05/13/2019 |  | 05/28/2019
Enertech Global, LLC | GEOEXCEL | AZS060*****1B |  | Ground-Source | WBAHP: Heat Pump Packaged Unit | Heat Pump | 208 | 1 |  |  |  | Single-Speed |  |  |  | 60700 | 3112 | 19.5 | 13.4 | 48200 | 3531 | 4 | 3.1 | Non Federally-Regulated | 05/13/2019 |  | 05/28/2019
Enertech Global, LLC | GEOEXCEL | AZS060*****1B |  | Water-Source | WBAHP: Heat Pump Packaged Unit | Heat Pump | 208 | 1 |  |  |  | Single-Speed |  |  |  | 59300 | 3488 | 17 | 11.2 | 74700 | 4130 | 5.3 | 4.2 | Federally-Regulated Commercial & Industrial Equipment | 05/13/2019 |  | 05/28/2019
Enertech Global, LLC | GEOEXCEL | AZS042*****1 |  | Ground-Source | WBAHP: Heat Pump Packaged Unit | Heat Pump | 208 | 1 |  |  |  | Single-Speed |  |  |  | 40700 | 2119 | 19.2 | 13.4 | 30200 | 2329 | 3.8 | 3.1 | Non Federally-Regulated | 05/13/2019 |  | 05/28/2019
Enertech Global, LLC | GEOEXCEL | AZS042*****1 |  | Ground-Water-Source | WBAHP: Heat Pump Packaged Unit | Heat Pump | 208 | 1 |  |  |  | Single-Speed |  |  |  | 43700 | 1707 | 25.6 | 16.2 | 37500 | 2442 | 4.5 | 3.6 | Non Federally-Regulated | 05/13/2019 |  | 05/28/2019
Enertech Global, LLC | GEOEXCEL | AZS042*****1 |  | Water-Source | WBAHP: Heat Pump Packaged Unit | Heat Pump | 208 | 1 |  |  |  | Single-Speed |  |  |  | 39100 | 2384 | 16.4 | 11.2 | 46300 | 2713 | 5 | 4.2 | Federally-Regulated Commercial & Industrial Equipment | 05/13/2019 |  | 05/28/2019
Enertech Global, LLC | GEOEXCEL | AZS009*A |  | Ground-Source | WBAHP: Heat Pump Packaged Unit | Heat Pump | 265 | 1 |  |  |  | Single-Speed |  |  |  | 9200 | 578 | 15.9 | 13.4 | 7100 | 630 | 3.3 | 3.1 | Non Federally-Regulated | 05/13/2019 |  | 05/28/2019
Enertech Global, LLC | GEOEXCEL | AZS009*A |  | Ground-Water-Source | WBAHP: Heat Pump Packaged Unit | Heat Pump | 265 | 1 |  |  |  | Single-Speed |  |  |  | 10000 | 460 | 21.7 | 16.2 | 9000 | 659 | 4 | 3.6 | Non Federally-Regulated | 05/13/2019 |  | 05/28/2019
Enertech Global, LLC | GEOEXCEL | AZS009*A |  | Water-Source | WBAHP: Heat Pump Packaged Unit | Heat Pump | 265 | 1 |  |  |  | Single-Speed |  |  |  | 8700 | 639 | 13.6 | 11.2 | 11100 | 692 | 4.7 | 4.2 | Federally-Regulated Commercial & Industrial Equipment | 05/13/2019 |  | 05/28/2019
Enertech Global, LLC | GEOEXCEL | AZT042*3 |  | Ground-Source | WBAHP: Heat Pump Packaged Unit | Heat Pump | 460 | 3 |  |  |  | Single-Speed |  |  |  | 43000 | 2388 | 18 | 13.4 | 32900 | 2678 | 3.6 | 3.1 | Non Federally-Regulated | 05/13/2019 |  | 05/28/2019
Enertech Global, LLC | GEOEXCEL | AZT042*3 |  | Ground-Water-Source | WBAHP: Heat Pump Packaged Unit | Heat Pump | 460 | 3 |  |  |  | Single-Speed |  |  |  | 46000 | 1965 | 23.4 | 16.2 | 40100 | 2670 | 4.4 | 3.6 | Non Federally-Regulated | 05/13/2019 |  | 05/28/2019
Enertech Global, LLC | GEOEXCEL | AZT042*3 |  | Water-Source | WBAHP: Heat Pump Packaged Unit | Heat Pump | 460 | 3 |  |  |  | Single-Speed |  |  |  | 41200 | 2658 | 15.5 | 11.2 | 49500 | 3086 | 4.7 | 4.2 | Federally-Regulated Commercial & Industrial Equipment | 05/13/2019 |  | 05/28/2019
Enertech Global, LLC | GEOEXCEL | AZS030*A***1 |  | Ground-Source | WBAHP: Heat Pump Packaged Unit | Heat Pump | 265 | 1 |  |  |  | Single-Speed |  |  |  | 29000 | 1542 | 18.8 | 13.4 | 21700 | 1673 | 3.8 | 3.1 | Non Federally-Regulated | 05/13/2019 |  | 05/28/2019
Enertech Global, LLC | GEOEXCEL | AZS030*A***1 |  | Ground-Water-Source | WBAHP: Heat Pump Packaged Unit | Heat Pump | 265 | 1 |  |  |  | Single-Speed |  |  |  | 30900 | 1256 | 24.6 | 16.2 | 26300 | 1639 | 4.7 | 3.6 | Non Federally-Regulated | 05/13/2019 |  | 05/28/2019
Enertech Global, LLC | GEOEXCEL | AZS030*A***1 |  | Water-Source | WBAHP: Heat Pump Packaged Unit | Heat Pump | 265 | 1 |  |  |  | Single-Speed |  |  |  | 27800 | 1716 | 16.2 | 11.2 | 32200 | 1715 | 5.5 | 4.2 | Federally-Regulated Commercial & Industrial Equipment | 05/13/2019 |  | 05/28/2019
Enertech Global, LLC | GEOEXCEL | AZT024*2 |  | Ground-Source | WBAHP: Heat Pump Packaged Unit | Heat Pump | 208 | 3 |  |  |  | Single-Speed |  |  |  | 26400 | 1442 | 18.3 | 13.4 | 18300 | 1375 | 3.9 | 3.1 | Non Federally-Regulated | 05/13/2019 |  | 05/28/2019
Enertech Global, LLC | GEOEXCEL | AZT024*2 |  | Ground-Water-Source | WBAHP: Heat Pump Packaged Unit | Heat Pump | 208 | 3 |  |  |  | Single-Speed |  |  |  | 28200 | 1189 | 23.7 | 16.2 | 22900 | 1459 | 4.6 | 3.6 | Non Federally-Regulated | 05/13/2019 |  | 05/28/2019
Enertech Global, LLC | GEOEXCEL | AZT024*2 |  | Water-Source | WBAHP: Heat Pump Packaged Unit | Heat Pump | 208 | 3 |  |  |  | Single-Speed |  |  |  | 25300 | 1591 | 15.9 | 11.2 | 28800 | 1623 | 5.2 | 4.2 | Federally-Regulated Commercial & Industrial Equipment | 05/13/2019 |  | 05/28/2019
Enertech Global, LLC | GEOEXCEL | AVS024*A |  | Ground-Source | WBAHP: Heat Pump Packaged Unit | Heat Pump | 265 | 1 |  |  |  | Single-Speed |  |  |  | 26000 | 1319 | 19.7 | 13.4 | 19400 | 1421 | 4 | 3.1 | Non Federally-Regulated | 05/13/2019 |  | 05/28/2019
Enertech Global, LLC | GEOEXCEL | AVS024*A |  | Ground-Water-Source | WBAHP: Heat Pump Packaged Unit | Heat Pump | 265 | 1 |  |  |  | Single-Speed |  |  |  | 28100 | 1080 | 26 | 16.2 | 24200 | 1447 | 4.9 | 3.6 | Non Federally-Regulated | 05/13/2019 |  | 05/28/2019
Enertech Global, LLC | GEOEXCEL | AVS024*A |  | Water-Source | WBAHP: Heat Pump Packaged Unit | Heat Pump | 265 | 1 |  |  |  | Single-Speed |  |  |  | 24800 | 1476 | 16.8 | 11.2 | 30000 | 1570 | 5.6 | 4.2 | Federally-Regulated Commercial & Industrial Equipment | 05/13/2019 |  | 05/28/2019
Enertech Global, LLC | GEOEXCEL | AZS030*A***1B |  | Ground-Source | WBAHP: Heat Pump Packaged Unit | Heat Pump | 265 | 1 |  |  |  | Single-Speed |  |  |  | 30700 | 1483 | 20.7 | 13.4 | 21500 | 1575 | 4 | 3.1 | Non Federally-Regulated | 05/13/2019 |  | 05/28/2019
Enertech Global, LLC | GEOEXCEL | AZS030*A***1B |  | Water-Source | WBAHP: Heat Pump Packaged Unit | Heat Pump | 265 | 1 |  |  |  | Single-Speed |  |  |  | 29500 | 1685 | 17.5 | 11.2 | 33000 | 1696 | 5.7 | 4.2 | Federally-Regulated Commercial & Industrial Equipment | 05/13/2019 |  | 05/28/2019
Enertech Global, LLC | GEOEXCEL | AZS015*****1 |  | Ground-Source | WBAHP: Heat Pump Packaged Unit | Heat Pump | 208 | 1 |  |  |  | Single-Speed |  |  |  | 14200 | 806 | 17.6 | 13.4 | 11200 | 841 | 3.9 | 3.1 | Non Federally-Regulated | 05/13/2019 |  | 05/28/2019
Enertech Global, LLC | GEOEXCEL | AZS015*****1 |  | Ground-Water-Source | WBAHP: Heat Pump Packaged Unit | Heat Pump | 208 | 1 |  |  |  | Single-Speed |  |  |  | 15600 | 626 | 24.9 | 16.2 | 14300 | 873 | 4.8 | 3.6 | Non Federally-Regulated | 05/13/2019 |  | 05/28/2019
Enertech Global, LLC | GEOEXCEL | AZS015*****1 |  | Water-Source | WBAHP: Heat Pump Packaged Unit | Heat Pump | 208 | 1 |  |  |  | Single-Speed |  |  |  | 13500 | 918 | 14.7 | 11.2 | 17800 | 915 | 5.7 | 4.2 | Federally-Regulated Commercial & Industrial Equipment | 05/13/2019 |  | 05/28/2019
Enertech Global, LLC | GEOEXCEL | AZT030*A****B |  | Ground-Source | WBAHP: Heat Pump Packaged Unit | Heat Pump | 265 | 1 |  |  |  | Single-Speed |  |  |  | 32000 | 1777 | 18 | 13.4 | 22600 | 1790 | 3.7 | 3.1 | Non Federally-Regulated | 05/13/2019 |  | 05/28/2019
Enertech Global, LLC | GEOEXCEL | AZT030*A****B |  | Water-Source | WBAHP: Heat Pump Packaged Unit | Heat Pump | 265 | 1 |  |  |  | Single-Speed |  |  |  | 30600 | 1987 | 15.4 | 11.2 | 36000 | 2110 | 5 | 4.2 | Federally-Regulated Commercial & Industrial Equipment | 05/13/2019 |  | 05/28/2019
Enertech Global, LLC | GEOEXCEL | AZS017*A****B |  | Ground-Source | WBAHP: Heat Pump Packaged Unit | Heat Pump | 265 | 1 |  |  |  | Single-Speed |  |  |  | 18300 | 983 | 18.6 | 13.4 | 13400 | 1061 | 3.7 | 3.1 | Non Federally-Regulated | 05/13/2019 |  | 05/28/2019
Enertech Global, LLC | GEOEXCEL | AZS017*A****B |  | Water-Source | WBAHP: Heat Pump Packaged Unit | Heat Pump | 265 | 1 |  |  |  | Single-Speed |  |  |  | 17000 | 1075 | 15.8 | 11.2 | 21000 | 1161 | 5.3 | 4.2 | Federally-Regulated Commercial & Industrial Equipment | 05/13/2019 |  | 05/28/2019
Enertech Global, LLC | GEOEXCEL | AZS036*3****B |  | Ground-Source | WBAHP: Heat Pump Packaged Unit | Heat Pump | 460 | 3 |  |  |  | Single-Speed |  |  |  | 37600 | 2077 | 18.1 | 13.4 | 27800 | 2202 | 3.7 | 3.1 | Non Federally-Regulated | 05/13/2019 |  | 05/28/2019
Enertech Global, LLC | GEOEXCEL | AZS036*3****B |  | Water-Source | WBAHP: Heat Pump Packaged Unit | Heat Pump | 460 | 3 |  |  |  | Single-Speed |  |  |  | 35900 | 2301 | 15.6 | 11.2 | 43400 | 2595 | 4.9 | 4.2 | Federally-Regulated Commercial & Industrial Equipment | 05/13/2019 |  | 05/28/2019
Enertech Global, LLC | GEOEXCEL | AZS060*3****B |  | Ground-Source | WBAHP: Heat Pump Packaged Unit | Heat Pump | 460 | 3 |  |  |  | Single-Speed |  |  |  | 60500 | 3398 | 17.8 | 13.4 | 49200 | 3794 | 3.8 | 3.1 | Non Federally-Regulated | 05/13/2019 |  | 05/28/2019
Enertech Global, LLC | GEOEXCEL | AZS060*3****B |  | Water-Source | WBAHP: Heat Pump Packaged Unit | Heat Pump | 460 | 3 |  |  |  | Single-Speed |  |  |  | 58400 | 3792 | 15.4 | 11.2 | 75700 | 4527 | 4.9 | 4.2 | Federally-Regulated Commercial & Industrial Equipment | 05/13/2019 |  | 05/28/2019
Enertech Global, LLC | GEOEXCEL | AZS048*3****B |  | Ground-Source | WBAHP: Heat Pump Packaged Unit | Heat Pump | 460 | 3 |  |  |  | Single-Speed |  |  |  | 48500 | 2724 | 17.8 | 13.4 | 38500 | 3134 | 3.6 | 3.1 | Non Federally-Regulated | 05/13/2019 |  | 05/28/2019
Enertech Global, LLC | GEOEXCEL | AZS048*3****B |  | Water-Source | WBAHP: Heat Pump Packaged Unit | Heat Pump | 460 | 3 |  |  |  | Single-Speed |  |  |  | 46800 | 3038 | 15.4 | 11.2 | 59300 | 3778 | 4.6 | 4.2 | Federally-Regulated Commercial & Industrial Equipment | 05/13/2019 |  | 05/28/2019
Enertech Global, LLC | GEOEXCEL | AZS030*3 |  | Ground-Source | WBAHP: Heat Pump Packaged Unit | Heat Pump | 460 | 3 |  |  |  | Single-Speed |  |  |  | 29700 | 1677 | 17.7 | 13.4 | 22900 | 1864 | 3.6 | 3.1 | Non Federally-Regulated | 05/13/2019 |  | 05/28/2019
Enertech Global, LLC | GEOEXCEL | AZS030*3 |  | Ground-Water-Source | WBAHP: Heat Pump Packaged Unit | Heat Pump | 460 | 3 |  |  |  | Single-Speed |  |  |  | 31800 | 1358 | 23.4 | 16.2 | 27900 | 1817 | 4.5 | 3.6 | Non Federally-Regulated | 05/13/2019 |  | 05/28/2019
Enertech Global, LLC | GEOEXCEL | AZS030*3 |  | Water-Source | WBAHP: Heat Pump Packaged Unit | Heat Pump | 460 | 3 |  |  |  | Single-Speed |  |  |  | 28400 | 1856 | 15.3 | 11.2 | 33500 | 1852 | 5.3 | 4.2 | Federally-Regulated Commercial & Industrial Equipment | 05/13/2019 |  | 05/28/2019
Enertech Global, LLC | GEOEXCEL | AVT024*A |  | Ground-Source | WBAHP: Heat Pump Packaged Unit | Heat Pump | 265 | 1 |  |  |  | Single-Speed |  |  |  | 25800 | 1387 | 18.6 | 13.4 | 19400 | 1421 | 4 | 3.1 | Non Federally-Regulated | 05/13/2019 |  | 05/28/2019
Enertech Global, LLC | GEOEXCEL | AVT024*A |  | Ground-Water-Source | WBAHP: Heat Pump Packaged Unit | Heat Pump | 265 | 1 |  |  |  | Single-Speed |  |  |  | 27600 | 1159 | 23.8 | 16.2 | 23900 | 1522 | 4.6 | 3.6 | Non Federally-Regulated | 05/13/2019 |  | 05/28/2019
Enertech Global, LLC | GEOEXCEL | AVT024*A |  | Water-Source | WBAHP: Heat Pump Packaged Unit | Heat Pump | 265 | 1 |  |  |  | Single-Speed |  |  |  | 24600 | 1527 | 16.1 | 11.2 | 29100 | 1640 | 5.2 | 4.2 | Federally-Regulated Commercial & Industrial Equipment | 05/13/2019 |  | 05/28/2019
Enertech Global, LLC | GEOEXCEL | AZS030*2***1B |  | Ground-Source | WBAHP: Heat Pump Packaged Unit | Heat Pump | 208 | 3 |  |  |  | Single-Speed |  |  |  | 30700 | 1483 | 20.7 | 13.4 | 21500 | 1575 | 4 | 3.1 | Non Federally-Regulated | 05/13/2019 |  | 05/28/2019
Enertech Global, LLC | GEOEXCEL | AZS030*2***1B |  | Water-Source | WBAHP: Heat Pump Packaged Unit | Heat Pump | 208 | 3 |  |  |  | Single-Speed |  |  |  | 29500 | 1685 | 17.5 | 11.2 | 33000 | 1696 | 5.7 | 4.2 | Federally-Regulated Commercial & Industrial Equipment | 05/13/2019 |  | 05/28/2019
Enertech Global, LLC | GEOEXCEL | AVT060*3 |  | Ground-Source | WBAHP: Heat Pump Packaged Unit | Heat Pump | 460 | 3 |  |  |  | Single-Speed |  |  |  | 60900 | 3460 | 17.6 | 13.4 | 46300 | 3570 | 3.8 | 3.1 | Non Federally-Regulated | 05/13/2019 |  | 05/28/2019
Enertech Global, LLC | GEOEXCEL | AVT060*3 |  | Ground-Water-Source | WBAHP: Heat Pump Packaged Unit | Heat Pump | 460 | 3 |  |  |  | Single-Speed |  |  |  | 64200 | 2918 | 22 | 16.2 | 57500 | 3744 | 4.5 | 3.6 | Non Federally-Regulated | 05/13/2019 |  | 05/28/2019
Enertech Global, LLC | GEOEXCEL | AVT060*3 |  | Water-Source | WBAHP: Heat Pump Packaged Unit | Heat Pump | 460 | 3 |  |  |  | Single-Speed |  |  |  | 58600 | 3805 | 15.4 | 11.2 | 70500 | 4051 | 5.1 | 4.2 | Federally-Regulated Commercial & Industrial Equipment | 05/13/2019 |  | 05/28/2019
Enertech Global, LLC | GEOEXCEL | AZT024*3****B |  | Ground-Source | WBAHP: Heat Pump Packaged Unit | Heat Pump | 460 | 3 |  |  |  | Single-Speed |  |  |  | 26800 | 1353 | 19.8 | 13.4 | 18100 | 1326 | 4 | 3.1 | Non Federally-Regulated | 05/13/2019 |  | 05/28/2019
Enertech Global, LLC | GEOEXCEL | AZT024*3****B |  | Water-Source | WBAHP: Heat Pump Packaged Unit | Heat Pump | 460 | 3 |  |  |  | Single-Speed |  |  |  | 25600 | 1505 | 17 | 11.2 | 30000 | 1598 | 5.5 | 4.2 | Federally-Regulated Commercial & Industrial Equipment | 05/13/2019 |  | 05/28/2019
Enertech Global, LLC | GEOEXCEL | ART024A | ACD024 | Ground-Source | WBAHP-C: Heat Pump Split Syste | Heat Pump | 208 | 1 | False |  |  | Single-Speed |  |  |  | 24700 | 1506 | 16.4 | 13.4 | 17600 | 1473 | 3.5 | 3.1 | Non Federally-Regulated | 05/13/2019 |  | 05/28/2019
Enertech Global, LLC | GEOEXCEL | AZS036*3***1 |  | Ground-Source | WBAHP: Heat Pump Packaged Unit | Heat Pump | 460 | 3 |  |  |  | Single-Speed |  |  |  | 37200 | 1978 | 18.8 | 13.4 | 27500 | 2066 | 3.9 | 3.1 | Non Federally-Regulated | 05/13/2019 |  | 05/28/2019
Enertech Global, LLC | GEOEXCEL | AZS036*3***1 |  | Ground-Water-Source | WBAHP: Heat Pump Packaged Unit | Heat Pump | 460 | 3 |  |  |  | Single-Speed |  |  |  | 39500 | 1599 | 24.7 | 16.2 | 33600 | 2140 | 4.6 | 3.6 | Non Federally-Regulated | 05/13/2019 |  | 05/28/2019
Enertech Global, LLC | GEOEXCEL | AZS036*3***1 |  | Water-Source | WBAHP: Heat Pump Packaged Unit | Heat Pump | 460 | 3 |  |  |  | Single-Speed |  |  |  | 35300 | 2206 | 16 | 11.2 | 42600 | 2448 | 5.1 | 4.2 | Federally-Regulated Commercial & Industrial Equipment | 05/13/2019 |  | 05/28/2019
Enertech Global, LLC | GEOEXCEL | AZS012*9 |  | Ground-Source | WBAHP: Heat Pump Packaged Unit | Heat Pump | 115 | 1 |  |  |  | Single-Speed |  |  |  | 11300 | 801 | 14.1 | 13.4 | 9500 | 870 | 3.2 | 3.1 | Non Federally-Regulated | 05/13/2019 |  | 05/28/2019
Enertech Global, LLC | GEOEXCEL | AZS012*9 |  | Ground-Water-Source | WBAHP: Heat Pump Packaged Unit | Heat Pump | 115 | 1 |  |  |  | Single-Speed |  |  |  | 12400 | 663 | 18.7 | 16.2 | 11700 | 926 | 3.7 | 3.6 | Non Federally-Regulated | 05/13/2019 |  | 05/28/2019
Enertech Global, LLC | GEOEXCEL | AZS012*9 |  | Water-Source | WBAHP: Heat Pump Packaged Unit | Heat Pump | 115 | 1 |  |  |  | Single-Speed |  |  |  | 11000 | 880 | 12.5 | 11.2 | 13600 | 926 | 4.3 | 4.2 | Federally-Regulated Commercial & Industrial Equipment | 05/13/2019 |  | 05/28/2019
Enertech Global, LLC | GEOEXCEL | AZS015******B |  | Ground-Source | WBAHP: Heat Pump Packaged Unit | Heat Pump | 208 | 1 |  |  |  | Single-Speed |  |  |  | 15300 | 796 | 19.2 | 13.4 | 11100 | 856 | 3.8 | 3.1 | Non Federally-Regulated | 05/13/2019 |  | 05/28/2019
Enertech Global, LLC | GEOEXCEL | AZS015******B |  | Water-Source | WBAHP: Heat Pump Packaged Unit | Heat Pump | 208 | 1 |  |  |  | Single-Speed |  |  |  | 14600 | 895 | 16.3 | 11.2 | 17100 | 928 | 5.4 | 4.2 | Federally-Regulated Commercial & Industrial Equipment | 05/13/2019 |  | 05/28/2019
Enertech Global, LLC | GEOEXCEL | AYT048 |  | Ground-Source | WBAHP: Heat Pump Packaged Unit | Heat Pump | 208 | 1 |  |  |  | Single-Speed |  |  |  | 53300 | 2638 | 20.2 | 13.4 | 39900 | 2719 | 4.3 | 3.1 | Non Federally-Regulated | 05/13/2019 |  | 05/28/2019
Enertech Global, LLC | GEOEXCEL | AYT048 |  | Ground-Water-Source | WBAHP: Heat Pump Packaged Unit | Heat Pump | 208 | 1 |  |  |  | Single-Speed |  |  |  | 57100 | 2179 | 26.2 | 16.2 | 49500 | 2789 | 5.2 | 3.6 | Non Federally-Regulated | 05/13/2019 |  | 05/28/2019
Enertech Global, LLC | GEOEXCEL | AZS012 |  | Ground-Source | WBAHP: Heat Pump Packaged Unit | Heat Pump | 208 | 1 |  |  |  | Single-Speed |  |  |  | 11300 | 801 | 14.1 | 13.4 | 9500 | 870 | 3.2 | 3.1 | Non Federally-Regulated | 05/13/2019 |  | 05/28/2019
Enertech Global, LLC | GEOEXCEL | AZS012 |  | Ground-Water-Source | WBAHP: Heat Pump Packaged Unit | Heat Pump | 208 | 1 |  |  |  | Single-Speed |  |  |  | 12400 | 663 | 18.7 | 16.2 | 11700 | 926 | 3.7 | 3.6 | Non Federally-Regulated | 05/13/2019 |  | 05/28/2019
Enertech Global, LLC | GEOEXCEL | AZS012 |  | Water-Source | WBAHP: Heat Pump Packaged Unit | Heat Pump | 208 | 1 |  |  |  | Single-Speed |  |  |  | 11000 | 880 | 12.5 | 11.2 | 13600 | 926 | 4.3 | 4.2 | Federally-Regulated Commercial & Industrial Equipment | 05/13/2019 |  | 05/28/2019
Enertech Global, LLC | GEOEXCEL | AVS048 |  | Ground-Source | WBAHP: Heat Pump Packaged Unit | Heat Pump | 208 | 1 |  |  |  | Single-Speed |  |  |  | 50500 | 2869 | 17.6 | 13.4 | 39600 | 3223 | 3.6 | 3.1 | Non Federally-Regulated | 05/13/2019 |  | 05/28/2019
Enertech Global, LLC | GEOEXCEL | AVS048 |  | Ground-Water-Source | WBAHP: Heat Pump Packaged Unit | Heat Pump | 208 | 1 |  |  |  | Single-Speed |  |  |  | 53400 | 2362 | 22.6 | 16.2 | 48100 | 3203 | 4.4 | 3.6 | Non Federally-Regulated | 05/13/2019 |  | 05/28/2019
Enertech Global, LLC | GEOEXCEL | AVS048 |  | Water-Source | WBAHP: Heat Pump Packaged Unit | Heat Pump | 208 | 1 |  |  |  | Single-Speed |  |  |  | 48500 | 3190 | 15.2 | 11.2 | 58900 | 3452 | 5 | 4.2 | Federally-Regulated Commercial & Industrial Equipment | 05/13/2019 |  | 05/28/2019
Enertech Global, LLC | GEOEXCEL | AVS036*4 |  | Ground-Source | WBAHP: Heat Pump Packaged Unit | Heat Pump | 575 | 3 |  |  |  | Single-Speed |  |  |  | 37800 | 2100 | 18 | 13.4 | 30200 | 2269 | 3.9 | 3.1 | Non Federally-Regulated | 05/13/2019 |  | 05/28/2019
Enertech Global, LLC | GEOEXCEL | AVS036*4 |  | Ground-Water-Source | WBAHP: Heat Pump Packaged Unit | Heat Pump | 575 | 3 |  |  |  | Single-Speed |  |  |  | 40500 | 1723 | 23.5 | 16.2 | 37600 | 2395 | 4.6 | 3.6 | Non Federally-Regulated | 05/13/2019 |  | 05/28/2019
Enertech Global, LLC | GEOEXCEL | AVS036*4 |  | Water-Source | WBAHP: Heat Pump Packaged Unit | Heat Pump | 575 | 3 |  |  |  | Single-Speed |  |  |  | 36000 | 2322 | 15.5 | 11.2 | 46500 | 2620 | 5.2 | 4.2 | Federally-Regulated Commercial & Industrial Equipment | 05/13/2019 |  | 05/28/2019
Enertech Global, LLC | GEOEXCEL | AVS018*****1 |  | Ground-Source | WBAHP: Heat Pump Packaged Unit | Heat Pump | 208 | 1 |  |  |  | Single-Speed |  |  |  | 21700 | 977 | 22.2 | 13.4 | 15700 | 1122 | 4.1 | 3.1 | Non Federally-Regulated | 05/13/2019 |  | 05/28/2019
Enertech Global, LLC | GEOEXCEL | AVS018*****1 |  | Ground-Water-Source | WBAHP: Heat Pump Packaged Unit | Heat Pump | 208 | 1 |  |  |  | Single-Speed |  |  |  | 23200 | 760 | 30.5 | 16.2 | 19600 | 1083 | 5.3 | 3.6 | Non Federally-Regulated | 05/13/2019 |  | 05/28/2019
Enertech Global, LLC | GEOEXCEL | AVS018*****1 |  | Water-Source | WBAHP: Heat Pump Packaged Unit | Heat Pump | 208 | 1 |  |  |  | Single-Speed |  |  |  | 20700 | 1101 | 18.8 | 11.2 | 23700 | 1120 | 6.2 | 4.2 | Federally-Regulated Commercial & Industrial Equipment | 05/13/2019 |  | 05/28/2019
Enertech Global, LLC | GEOEXCEL | AST036A2 | ACD036 | Ground-Source | WBAHP-C: Heat Pump Split Syste | Heat Pump | 208 | 3 | False |  |  | Single-Speed |  |  |  | 36700 | 2171 | 16.9 | 13.4 | 28000 | 2159 | 3.8 | 3.1 | Non Federally-Regulated | 05/13/2019 |  | 05/28/2019
Enertech Global, LLC | GEOEXCEL | AST036A2 | ACD036 | Ground-Water-Source | WBAHP-C: Heat Pump Split Syste | Heat Pump | 208 | 3 | False |  |  | Single-Speed |  |  |  | 38800 | 1813 | 21.4 | 16.2 | 35700 | 2325 | 4.5 | 3.6 | Non Federally-Regulated | 05/13/2019 |  | 05/28/2019
Enertech Global, LLC | GEOEXCEL | AST048A2 | ACD060 | Ground-Source | WBAHP-C: Heat Pump Split Syste | Heat Pump | 208 | 3 | False |  |  | Single-Speed |  |  |  | 51900 | 2820 | 18.4 | 13.4 | 36700 | 2757 | 3.9 | 3.1 | Non Federally-Regulated | 05/13/2019 |  | 05/28/2019
Enertech Global, LLC | GEOEXCEL | AST048A2 | ACD060 | Ground-Water-Source | WBAHP-C: Heat Pump Split Syste | Heat Pump | 208 | 3 | False |  |  | Single-Speed |  |  |  | 54700 | 2347 | 23.3 | 16.2 | 45500 | 2898 | 4.6 | 3.6 | Non Federally-Regulated | 05/13/2019 |  | 05/28/2019
Enertech Global, LLC | GEOEXCEL | AZT042*3****B |  | Ground-Source | WBAHP: Heat Pump Packaged Unit | Heat Pump | 460 | 3 |  |  |  | Single-Speed |  |  |  | 42600 | 2230 | 19.1 | 13.4 | 31500 | 2495 | 3.7 | 3.1 | Non Federally-Regulated | 05/13/2019 |  | 05/28/2019
Enertech Global, LLC | GEOEXCEL | AZT042*3****B |  | Water-Source | WBAHP: Heat Pump Packaged Unit | Heat Pump | 460 | 3 |  |  |  | Single-Speed |  |  |  | 41000 | 2484 | 16.5 | 11.2 | 48400 | 3083 | 4.6 | 4.2 | Federally-Regulated Commercial & Industrial Equipment | 05/13/2019 |  | 05/28/2019
Enertech Global, LLC | GEOEXCEL | AZS024*A****B |  | Ground-Source | WBAHP: Heat Pump Packaged Unit | Heat Pump | 265 | 1 |  |  |  | Single-Speed |  |  |  | 25200 | 1347 | 18.7 | 13.4 | 18600 | 1473 | 3.7 | 3.1 | Non Federally-Regulated | 05/13/2019 |  | 05/28/2019
Enertech Global, LLC | GEOEXCEL | AZS024*A****B |  | Water-Source | WBAHP: Heat Pump Packaged Unit | Heat Pump | 265 | 1 |  |  |  | Single-Speed |  |  |  | 24100 | 1525 | 15.8 | 11.2 | 29700 | 1740 | 5 | 4.2 | Federally-Regulated Commercial & Industrial Equipment | 05/13/2019 |  | 05/28/2019
Enertech Global, LLC | GEOEXCEL | AVS030*3***1 |  | Ground-Source | WBAHP: Heat Pump Packaged Unit | Heat Pump | 460 | 3 |  |  |  | Single-Speed |  |  |  | 31400 | 1539 | 20.4 | 13.4 | 23200 | 1618 | 4.2 | 3.1 | Non Federally-Regulated | 05/13/2019 |  | 05/28/2019
Enertech Global, LLC | GEOEXCEL | AVS030*3***1 |  | Ground-Water-Source | WBAHP: Heat Pump Packaged Unit | Heat Pump | 460 | 3 |  |  |  | Single-Speed |  |  |  | 34000 | 1236 | 27.5 | 16.2 | 29200 | 1677 | 5.1 | 3.6 | Non Federally-Regulated | 05/13/2019 |  | 05/28/2019
Enertech Global, LLC | GEOEXCEL | AVS030*3***1 |  | Water-Source | WBAHP: Heat Pump Packaged Unit | Heat Pump | 460 | 3 |  |  |  | Single-Speed |  |  |  | 30100 | 1710 | 17.6 | 11.2 | 36200 | 1798 | 5.9 | 4.2 | Federally-Regulated Commercial & Industrial Equipment | 05/13/2019 |  | 05/28/2019
Enertech Global, LLC | GEOEXCEL | AZS042*4****B |  | Ground-Source | WBAHP: Heat Pump Packaged Unit | Heat Pump | 575 | 3 |  |  |  | Single-Speed |  |  |  | 43400 | 2191 | 19.8 | 13.4 | 32800 | 2464 | 3.9 | 3.1 | Non Federally-Regulated | 05/13/2019 |  | 05/28/2019
Enertech Global, LLC | GEOEXCEL | AZS042*4****B |  | Water-Source | WBAHP: Heat Pump Packaged Unit | Heat Pump | 575 | 3 |  |  |  | Single-Speed |  |  |  | 41700 | 2467 | 16.9 | 11.2 | 50400 | 2735 | 5.4 | 4.2 | Federally-Regulated Commercial & Industrial Equipment | 05/13/2019 |  | 05/28/2019
Enertech Global, LLC | GEOEXCEL | AZT048*2****B |  | Ground-Source | WBAHP: Heat Pump Packaged Unit | Heat Pump | 208 | 3 |  |  |  | Single-Speed |  |  |  | 49800 | 2721 | 18.3 | 13.4 | 37900 | 2848 | 3.9 | 3.1 | Non Federally-Regulated | 05/13/2019 |  | 05/28/2019
Enertech Global, LLC | GEOEXCEL | AZT048*2****B |  | Water-Source | WBAHP: Heat Pump Packaged Unit | Heat Pump | 208 | 3 |  |  |  | Single-Speed |  |  |  | 47600 | 3012 | 15.8 | 11.2 | 58300 | 3486 | 4.9 | 4.2 | Federally-Regulated Commercial & Industrial Equipment | 05/13/2019 |  | 05/28/2019
Enertech Global, LLC | GEOEXCEL | AZT060*3****B |  | Ground-Source | WBAHP: Heat Pump Packaged Unit | Heat Pump | 460 | 3 |  |  |  | Single-Speed |  |  |  | 61200 | 3272 | 18.7 | 13.4 | 48100 | 3614 | 3.9 | 3.1 | Non Federally-Regulated | 05/13/2019 |  | 05/28/2019
Enertech Global, LLC | GEOEXCEL | AZT060*3****B |  | Water-Source | WBAHP: Heat Pump Packaged Unit | Heat Pump | 460 | 3 |  |  |  | Single-Speed |  |  |  | 59400 | 3644 | 16.3 | 11.2 | 74600 | 4286 | 5.1 | 4.2 | Federally-Regulated Commercial & Industrial Equipment | 05/13/2019 |  | 05/28/2019
Enertech Global, LLC | GEOEXCEL | AZS048*3 |  | Ground-Source | WBAHP: Heat Pump Packaged Unit | Heat Pump | 460 | 3 |  |  |  | Single-Speed |  |  |  | 48600 | 2858 | 17 | 13.4 | 37800 | 3165 | 3.5 | 3.1 | Non Federally-Regulated | 05/13/2019 |  | 05/28/2019
Enertech Global, LLC | GEOEXCEL | AZS048*3 |  | Ground-Water-Source | WBAHP: Heat Pump Packaged Unit | Heat Pump | 460 | 3 |  |  |  | Single-Speed |  |  |  | 52100 | 2325 | 22.4 | 16.2 | 46800 | 3265 | 4.2 | 3.6 | Non Federally-Regulated | 05/13/2019 |  | 05/28/2019
Enertech Global, LLC | GEOEXCEL | AZS048*3 |  | Water-Source | WBAHP: Heat Pump Packaged Unit | Heat Pump | 460 | 3 |  |  |  | Single-Speed |  |  |  | 46600 | 3170 | 14.7 | 11.2 | 57100 | 3560 | 4.7 | 4.2 | Federally-Regulated Commercial & Industrial Equipment | 05/13/2019 |  | 05/28/2019
Enertech Global, LLC | GEOEXCEL | AVT036*2 |  | Ground-Source | WBAHP: Heat Pump Packaged Unit | Heat Pump | 208 | 3 |  |  |  | Single-Speed |  |  |  | 37400 | 2112 | 17.7 | 13.4 | 29500 | 2216 | 3.9 | 3.1 | Non Federally-Regulated | 05/13/2019 |  | 05/28/2019
Enertech Global, LLC | GEOEXCEL | AVT036*2 |  | Ground-Water-Source | WBAHP: Heat Pump Packaged Unit | Heat Pump | 208 | 3 |  |  |  | Single-Speed |  |  |  | 40000 | 1754 | 22.8 | 16.2 | 36900 | 2350 | 4.6 | 3.6 | Non Federally-Regulated | 05/13/2019 |  | 05/28/2019
Enertech Global, LLC | GEOEXCEL | AVT036*2 |  | Water-Source | WBAHP: Heat Pump Packaged Unit | Heat Pump | 208 | 3 |  |  |  | Single-Speed |  |  |  | 35800 | 2324 | 15.4 | 11.2 | 45500 | 2614 | 5.1 | 4.2 | Federally-Regulated Commercial & Industrial Equipment | 05/13/2019 |  | 05/28/2019
Enertech Global, LLC | GEOEXCEL | AVS048*****1 |  | Ground-Source | WBAHP: Heat Pump Packaged Unit | Heat Pump | 208 | 1 |  |  |  | Single-Speed |  |  |  | 51600 | 2567 | 20.1 | 13.4 | 38700 | 2908 | 3.9 | 3.1 | Non Federally-Regulated | 05/13/2019 |  | 05/28/2019
Enertech Global, LLC | GEOEXCEL | AVS048*****1 |  | Ground-Water-Source | WBAHP: Heat Pump Packaged Unit | Heat Pump | 208 | 1 |  |  |  | Single-Speed |  |  |  | 54900 | 2079 | 26.4 | 16.2 | 47500 | 2900 | 4.8 | 3.6 | Non Federally-Regulated | 05/13/2019 |  | 05/28/2019
Enertech Global, LLC | GEOEXCEL | AVS048*****1 |  | Water-Source | WBAHP: Heat Pump Packaged Unit | Heat Pump | 208 | 1 |  |  |  | Single-Speed |  |  |  | 49900 | 2884 | 17.3 | 11.2 | 58400 | 3111 | 5.5 | 4.2 | Federally-Regulated Commercial & Industrial Equipment | 05/13/2019 |  | 05/28/2019
Enertech Global, LLC | GEOEXCEL | AZS024 |  | Ground-Source | WBAHP: Heat Pump Packaged Unit | Heat Pump | 208 | 1 |  |  |  | Single-Speed |  |  |  | 25700 | 1477 | 17.4 | 13.4 | 18500 | 1506 | 3.6 | 3.1 | Non Federally-Regulated | 05/13/2019 |  | 05/28/2019
Enertech Global, LLC | GEOEXCEL | AZS024 |  | Ground-Water-Source | WBAHP: Heat Pump Packaged Unit | Heat Pump | 208 | 1 |  |  |  | Single-Speed |  |  |  | 27400 | 1196 | 22.9 | 16.2 | 23700 | 1615 | 4.3 | 3.6 | Non Federally-Regulated | 05/13/2019 |  | 05/28/2019
Enertech Global, LLC | GEOEXCEL | AZS024 |  | Water-Source | WBAHP: Heat Pump Packaged Unit | Heat Pump | 208 | 1 |  |  |  | Single-Speed |  |  |  | 24600 | 1651 | 14.9 | 11.2 | 29300 | 1752 | 4.9 | 4.2 | Federally-Regulated Commercial & Industrial Equipment | 05/13/2019 |  | 05/28/2019
Enertech Global, LLC | GEOEXCEL | ABT024*2 | ACD024 | Ground-Source | WBAHP-C: Heat Pump Split Syste | Heat Pump | 208 | 3 | False |  |  | Dual-Speed |  |  |  | 24500 | 1392 | 17.6 | 13.4 | 17800 | 1449 | 3.6 | 3.1 | Non Federally-Regulated | 05/13/2019 |  | 05/28/2019
Enertech Global, LLC | GEOEXCEL | ABT024*2 | ACD024 | Ground-Water-Source | WBAHP-C: Heat Pump Split Syste | Heat Pump | 208 | 3 | False |  |  | Dual-Speed |  |  |  | 26000 | 1135 | 22.9 | 16.2 | 22700 | 1547 | 4.3 | 3.6 | Non Federally-Regulated | 05/13/2019 |  | 05/28/2019
Enertech Global, LLC | GEOEXCEL | ABT024*2 | ACD024 | Water-Source | WBAHP-C: Heat Pump Split Syste | Heat Pump | 208 | 3 | False |  |  | Dual-Speed |  |  |  | 23500 | 1556 | 15.1 | 12 | 27500 | 1714 | 4.7 | 4.2 | Federally-Regulated Commercial & Industrial Equipment | 05/13/2019 |  | 05/28/2019
Enertech Global, LLC | GEOEXCEL | AZS048 |  | Ground-Source | WBAHP: Heat Pump Packaged Unit | Heat Pump | 208 | 1 |  |  |  | Single-Speed |  |  |  | 48600 | 2858 | 17 | 13.4 | 37800 | 3165 | 3.5 | 3.1 | Non Federally-Regulated | 05/13/2019 |  | 05/28/2019
Enertech Global, LLC | GEOEXCEL | AZS048 |  | Ground-Water-Source | WBAHP: Heat Pump Packaged Unit | Heat Pump | 208 | 1 |  |  |  | Single-Speed |  |  |  | 52100 | 2325 | 22.4 | 16.2 | 46800 | 3265 | 4.2 | 3.6 | Non Federally-Regulated | 05/13/2019 |  | 05/28/2019
Enertech Global, LLC | GEOEXCEL | AZS048 |  | Water-Source | WBAHP: Heat Pump Packaged Unit | Heat Pump | 208 | 1 |  |  |  | Single-Speed |  |  |  | 46600 | 3170 | 14.7 | 11.2 | 57100 | 3560 | 4.7 | 4.2 | Federally-Regulated Commercial & Industrial Equipment | 05/13/2019 |  | 05/28/2019
Enertech Global, LLC | GEOEXCEL | AVS009*A |  | Ground-Source | WBAHP: Heat Pump Packaged Unit | Heat Pump | 265 | 1 |  |  |  | Single-Speed |  |  |  | 10900 | 626 | 17.4 | 13.4 | 8500 | 691 | 3.6 | 3.1 | Non Federally-Regulated | 05/13/2019 |  | 05/28/2019
Enertech Global, LLC | GEOEXCEL | AVS009*A |  | Ground-Water-Source | WBAHP: Heat Pump Packaged Unit | Heat Pump | 265 | 1 |  |  |  | Single-Speed |  |  |  | 11900 | 538 | 22.1 | 16.2 | 10600 | 706 | 4.4 | 3.6 | Non Federally-Regulated | 05/13/2019 |  | 05/28/2019
Enertech Global, LLC | GEOEXCEL | AVS009*A |  | Water-Source | WBAHP: Heat Pump Packaged Unit | Heat Pump | 265 | 1 |  |  |  | Single-Speed |  |  |  | 10200 | 680 | 15 | 11.2 | 13000 | 732 | 5.2 | 4.2 | Federally-Regulated Commercial & Industrial Equipment | 05/13/2019 |  | 05/28/2019
Enertech Global, LLC | GEOEXCEL | AVT048*3 |  | Ground-Source | WBAHP: Heat Pump Packaged Unit | Heat Pump | 460 | 3 |  |  |  | Single-Speed |  |  |  | 51300 | 2714 | 18.9 | 13.4 | 38300 | 2878 | 3.9 | 3.1 | Non Federally-Regulated | 05/13/2019 |  | 05/28/2019
Enertech Global, LLC | GEOEXCEL | AVT048*3 |  | Ground-Water-Source | WBAHP: Heat Pump Packaged Unit | Heat Pump | 460 | 3 |  |  |  | Single-Speed |  |  |  | 54700 | 2232 | 24.5 | 16.2 | 46900 | 2988 | 4.6 | 3.6 | Non Federally-Regulated | 05/13/2019 |  | 05/28/2019
Enertech Global, LLC | GEOEXCEL | AVT048*3 |  | Water-Source | WBAHP: Heat Pump Packaged Unit | Heat Pump | 460 | 3 |  |  |  | Single-Speed |  |  |  | 49300 | 3043 | 16.2 | 11.2 | 58400 | 3229 | 5.3 | 4.2 | Federally-Regulated Commercial & Industrial Equipment | 05/13/2019 |  | 05/28/2019
Enertech Global, LLC | GEOEXCEL | AZS042*3 |  | Ground-Source | WBAHP: Heat Pump Packaged Unit | Heat Pump | 460 | 3 |  |  |  | Single-Speed |  |  |  | 41100 | 2296 | 17.9 | 13.4 | 31700 | 2510 | 3.7 | 3.1 | Non Federally-Regulated | 05/13/2019 |  | 05/28/2019
Enertech Global, LLC | GEOEXCEL | AZS042*3 |  | Ground-Water-Source | WBAHP: Heat Pump Packaged Unit | Heat Pump | 460 | 3 |  |  |  | Single-Speed |  |  |  | 44200 | 1864 | 23.7 | 16.2 | 38900 | 2533 | 4.5 | 3.6 | Non Federally-Regulated | 05/13/2019 |  | 05/28/2019
Enertech Global, LLC | GEOEXCEL | AZS042*3 |  | Water-Source | WBAHP: Heat Pump Packaged Unit | Heat Pump | 460 | 3 |  |  |  | Single-Speed |  |  |  | 39500 | 2564 | 15.4 | 11.2 | 47900 | 2699 | 5.2 | 4.2 | Federally-Regulated Commercial & Industrial Equipment | 05/13/2019 |  | 05/28/2019
Enertech Global, LLC | GEOEXCEL | AZS024*2***1B |  | Ground-Source | WBAHP: Heat Pump Packaged Unit | Heat Pump | 208 | 3 |  |  |  | Single-Speed |  |  |  | 26100 | 1213 | 21.5 | 13.4 | 18600 | 1397 | 3.9 | 3.1 | Non Federally-Regulated | 05/13/2019 |  | 05/28/2019
Enertech Global, LLC | GEOEXCEL | AZS024*2***1B |  | Water-Source | WBAHP: Heat Pump Packaged Unit | Heat Pump | 208 | 3 |  |  |  | Single-Speed |  |  |  | 25000 | 1396 | 17.9 | 11.2 | 29300 | 1533 | 5.6 | 4.2 | Federally-Regulated Commercial & Industrial Equipment | 05/13/2019 |  | 05/28/2019
Enertech Global, LLC | GEOEXCEL | AST024A | MPD024 | Ground-Source | WBAHP-CB: Heat Pump Split Syst | Heat Pump | 208 | 1 | False |  |  | Single-Speed |  |  |  | 24900 | 1616 | 15.4 | 13.4 | 17800 | 1534 | 3.4 | 3.1 | Non Federally-Regulated | 05/13/2019 |  | 05/28/2019
Enertech Global, LLC | GEOEXCEL | AST024A | MPD024 | Ground-Water-Source | WBAHP-CB: Heat Pump Split Syst | Heat Pump | 208 | 1 | False |  |  | Single-Speed |  |  |  | 26800 | 1326 | 20.2 | 16.2 | 23100 | 1611 | 4.2 | 3.6 | Non Federally-Regulated | 05/13/2019 |  | 05/28/2019
Enertech Global, LLC | GEOEXCEL | AZS036*A***1 |  | Ground-Source | WBAHP: Heat Pump Packaged Unit | Heat Pump | 265 | 1 |  |  |  | Single-Speed |  |  |  | 37200 | 1978 | 18.8 | 13.4 | 27500 | 2066 | 3.9 | 3.1 | Non Federally-Regulated | 05/13/2019 |  | 05/28/2019
Enertech Global, LLC | GEOEXCEL | AZS036*A***1 |  | Ground-Water-Source | WBAHP: Heat Pump Packaged Unit | Heat Pump | 265 | 1 |  |  |  | Single-Speed |  |  |  | 39500 | 1599 | 24.7 | 16.2 | 33600 | 2140 | 4.6 | 3.6 | Non Federally-Regulated | 05/13/2019 |  | 05/28/2019
Enertech Global, LLC | GEOEXCEL | AZS036*A***1 |  | Water-Source | WBAHP: Heat Pump Packaged Unit | Heat Pump | 265 | 1 |  |  |  | Single-Speed |  |  |  | 35300 | 2206 | 16 | 11.2 | 42600 | 2448 | 5.1 | 4.2 | Federally-Regulated Commercial & Industrial Equipment | 05/13/2019 |  | 05/28/2019
Enertech Global, LLC | GEOEXCEL | AVS024*4 |  | Ground-Source | WBAHP: Heat Pump Packaged Unit | Heat Pump | 575 | 3 |  |  |  | Single-Speed |  |  |  | 26000 | 1319 | 19.7 | 13.4 | 19400 | 1421 | 4 | 3.1 | Non Federally-Regulated | 05/13/2019 |  | 05/28/2019
Enertech Global, LLC | GEOEXCEL | ABT060 | MCD060 | Ground-Source | WBAHP-C: Heat Pump Split Syste | Heat Pump | 208 | 1 | False |  |  | Single-Speed |  |  |  | 61000 | 3465 | 17.6 | 13.4 | 45500 | 3604 | 3.7 | 3.1 | Non Federally-Regulated | 05/13/2019 |  | 05/28/2019
Enertech Global, LLC | GEOEXCEL | ABT060 | MCD060 | Water-Source | WBAHP-C: Heat Pump Split Syste | Heat Pump | 208 | 1 | False |  |  | Single-Speed |  |  |  | 58700 | 3787 | 15.5 | 12 | 67400 | 4115 | 4.8 | 4.2 | Federally-Regulated Commercial & Industrial Equipment | 05/13/2019 |  | 05/28/2019
Enertech Global, LLC | GEOEXCEL | ABT060 | MPD060 | Ground-Source | WBAHP-CB: Heat Pump Split Syst | Heat Pump | 208 | 1 | False |  |  | Single-Speed |  |  |  | 62300 | 3539 | 17.6 | 13.4 | 45900 | 3635 | 3.7 | 3.1 | Non Federally-Regulated | 05/13/2019 |  | 05/28/2019
Enertech Global, LLC | GEOEXCEL | ABT060 | MPD060 | Water-Source | WBAHP-CB: Heat Pump Split Syst | Heat Pump | 208 | 1 | False |  |  | Single-Speed |  |  |  | 59900 | 3889 | 15.4 | 12 | 67600 | 4306 | 4.6 | 4.2 | Federally-Regulated Commercial & Industrial Equipment | 05/13/2019 |  | 05/28/2019
Enertech Global, LLC | GEOEXCEL | ABT060*2 | MCD060 | Ground-Source | WBAHP-C: Heat Pump Split Syste | Heat Pump | 208 | 3 | False |  |  | Single-Speed |  |  |  | 61000 | 3465 | 17.6 | 13.4 | 45500 | 3604 | 3.7 | 3.1 | Non Federally-Regulated | 05/13/2019 |  | 05/28/2019
Enertech Global, LLC | GEOEXCEL | ABT060*2 | MCD060 | Water-Source | WBAHP-C: Heat Pump Split Syste | Heat Pump | 208 | 3 | False |  |  | Single-Speed |  |  |  | 58700 | 3787 | 15.5 | 12 | 67400 | 4115 | 4.8 | 4.2 | Federally-Regulated Commercial & Industrial Equipment | 05/13/2019 |  | 05/28/2019
Enertech Global, LLC | GEOEXCEL | ABT060*2 | MPD060 | Ground-Source | WBAHP-CB: Heat Pump Split Syst | Heat Pump | 208 | 3 | False |  |  | Single-Speed |  |  |  | 62300 | 3539 | 17.6 | 13.4 | 45900 | 3635 | 3.7 | 3.1 | Non Federally-Regulated | 05/13/2019 |  | 05/28/2019
Enertech Global, LLC | GEOEXCEL | ABT060*2 | MPD060 | Water-Source | WBAHP-CB: Heat Pump Split Syst | Heat Pump | 208 | 3 | False |  |  | Single-Speed |  |  |  | 59900 | 3889 | 15.4 | 12 | 67600 | 4306 | 4.6 | 4.2 | Federally-Regulated Commercial & Industrial Equipment | 05/13/2019 |  | 05/28/2019
Enertech Global, LLC | GEOEXCEL | AST060A2 | MPD060 | Ground-Source | WBAHP-CB: Heat Pump Split Syst | Heat Pump | 208 | 3 | False |  |  | Single-Speed |  |  |  | 62200 | 3702 | 16.8 | 13.4 | 44200 | 3701 | 3.5 | 3.1 | Non Federally-Regulated | 05/13/2019 |  | 05/28/2019
Enertech Global, LLC | GEOEXCEL | AST060A2 | ACD060 | Ground-Source | WBAHP-C: Heat Pump Split Syste | Heat Pump | 208 | 3 | False |  |  | Single-Speed |  |  |  | 60600 | 3607 | 16.8 | 13.4 | 44100 | 3590 | 3.6 | 3.1 | Non Federally-Regulated | 05/13/2019 |  | 05/28/2019
Enertech Global, LLC | GEOEXCEL | AST060A2 | ACD060 | Ground-Water-Source | WBAHP-C: Heat Pump Split Syste | Heat Pump | 208 | 3 | False |  |  | Single-Speed |  |  |  | 61100 | 3039 | 20.1 | 16.2 | 53300 | 3809 | 4.1 | 3.6 | Non Federally-Regulated | 05/13/2019 |  | 05/28/2019
Enertech Global, LLC | GEOEXCEL | AST060A2 | MCD060 | Ground-Source | WBAHP-C: Heat Pump Split Syste | Heat Pump | 208 | 3 | False |  |  | Single-Speed |  |  |  | 60600 | 3607 | 16.8 | 13.4 | 44100 | 3590 | 3.6 | 3.1 | Non Federally-Regulated | 05/13/2019 |  | 05/28/2019
Enertech Global, LLC | GEOEXCEL | AST060A2 | MCD060 | Ground-Water-Source | WBAHP-C: Heat Pump Split Syste | Heat Pump | 208 | 3 | False |  |  | Single-Speed |  |  |  | 61100 | 3039 | 20.1 | 16.2 | 53300 | 3809 | 4.1 | 3.6 | Non Federally-Regulated | 05/13/2019 |  | 05/28/2019
Enertech Global, LLC | GEOEXCEL | AVS060*****1 |  | Ground-Source | WBAHP: Heat Pump Packaged Unit | Heat Pump | 208 | 1 |  |  |  | Single-Speed |  |  |  | 61500 | 3379 | 18.2 | 13.4 | 46300 | 3570 | 3.8 | 3.1 | Non Federally-Regulated | 05/13/2019 |  | 05/28/2019
Enertech Global, LLC | GEOEXCEL | AVS060*****1 |  | Water-Source | WBAHP: Heat Pump Packaged Unit | Heat Pump | 208 | 1 |  |  |  | Single-Speed |  |  |  | 58800 | 3721 | 15.8 | 11.2 | 70900 | 3995 | 5.2 | 4.2 | Federally-Regulated Commercial & Industrial Equipment | 05/13/2019 |  | 05/28/2019
Enertech Global, LLC | GEOEXCEL | AVS060*2***1 |  | Ground-Source | WBAHP: Heat Pump Packaged Unit | Heat Pump | 208 | 3 |  |  |  | Single-Speed |  |  |  | 61500 | 3379 | 18.2 | 13.4 | 46300 | 3570 | 3.8 | 3.1 | Non Federally-Regulated | 05/13/2019 |  | 05/28/2019
Enertech Global, LLC | GEOEXCEL | AVS060*2***1 |  | Water-Source | WBAHP: Heat Pump Packaged Unit | Heat Pump | 208 | 3 |  |  |  | Single-Speed |  |  |  | 58800 | 3721 | 15.8 | 11.2 | 70900 | 3995 | 5.2 | 4.2 | Federally-Regulated Commercial & Industrial Equipment | 05/13/2019 |  | 05/28/2019
Enertech Global, LLC | GEOEXCEL | AXT060D2 |  | Ground-Source | WBAHP: Heat Pump Packaged Unit | Heat Pump | 208 | 3 |  |  |  | Single-Speed |  |  |  | 63000 | 3539 | 17.8 | 13.4 | 47700 | 3778 | 3.7 | 3.1 | Non Federally-Regulated | 05/13/2019 |  | 05/28/2019
Enertech Global, LLC | GEOEXCEL | AXT060D3 |  | Ground-Source | WBAHP: Heat Pump Packaged Unit | Heat Pump | 460 | 3 |  |  |  | Single-Speed |  |  |  | 63000 | 3539 | 17.8 | 13.4 | 47700 | 3778 | 3.7 | 3.1 | Non Federally-Regulated | 05/13/2019 |  | 05/28/2019
Enertech Global, LLC | GEOEXCEL | AYT060 |  | Ground-Source | WBAHP: Heat Pump Packaged Unit | Heat Pump | 208 | 1 |  |  |  | Single-Speed |  |  |  | 64300 | 3331 | 19.3 | 13.4 | 49200 | 3516 | 4.1 | 3.1 | Non Federally-Regulated | 05/13/2019 |  | 05/28/2019
Enertech Global, LLC | GEOEXCEL | AYT060*2 |  | Ground-Source | WBAHP: Heat Pump Packaged Unit | Heat Pump | 208 | 3 |  |  |  | Single-Speed |  |  |  | 64300 | 3331 | 19.3 | 13.4 | 49200 | 3516 | 4.1 | 3.1 | Non Federally-Regulated | 05/13/2019 |  | 05/28/2019
Waterfurnace International, Inc. | YORK BY JOHNSON CONTROLS | YAST072**1 | SAH060* | Ground-Source | WBAHP-CB: Heat Pump Split Syst | Heat Pump | 208 | 1 | False |  |  | Dual-Speed |  |  |  | 62800 | 3925 | 16 | 13.4 | 53500 | 4479 | 3.5 | 3.1 | Non Federally-Regulated | 11/14/2018 |  | 05/28/2019
Waterfurnace International, Inc. | YORK BY JOHNSON CONTROLS | YAST072**1 | SAH060* | Ground-Water-Source | WBAHP-CB: Heat Pump Split Syst | Heat Pump | 208 | 1 | False |  |  | Dual-Speed | 3467 | 450 | 0 | 70000 | 3181 | 22 | 16.2 | 67500 | 4825 | 4.1 | 3.6 | Non Federally-Regulated | 06/26/2017 |  | 05/28/2019
Waterfurnace International, Inc. | YORK BY JOHNSON CONTROLS | YAST072**1 | SAH060* | Water-Source | WBAHP-CB: Heat Pump Split Syst | Heat Pump | 208 | 1 | False |  |  | Dual-Speed |  |  |  | 60400 | 4314 | 14 | 12 | 81000 | 5275 | 4.5 | 4.2 | Federally-Regulated Commercial & Industrial Equipment | 06/26/2017 |  | 05/28/2019
Waterfurnace International, Inc. | YORK BY JOHNSON CONTROLS | YAZS070**1 | SAH060* | Ground-Source | WBAHP-CB: Heat Pump Split Syst | Heat Pump | 208 | 1 | False |  |  | Single-Speed |  |  |  | 60500 | 3538 | 17.1 | 13.4 | 50700 | 4127 | 3.6 | 3.1 | Non Federally-Regulated | 11/14/2018 |  | 05/28/2019
Waterfurnace International, Inc. | YORK BY JOHNSON CONTROLS | YAZT072**1 | SAH060* | Ground-Source | WBAHP-CB: Heat Pump Split Syst | Heat Pump | 208 | 1 | False |  |  | Dual-Speed |  |  |  | 62800 | 3925 | 16 | 13.4 | 53500 | 4479 | 3.5 | 3.1 | Non Federally-Regulated | 11/14/2018 |  | 05/28/2019
Waterfurnace International, Inc. | YORK BY JOHNSON CONTROLS | YAZT072**1 | SAH060* | Ground-Water-Source | WBAHP-CB: Heat Pump Split Syst | Heat Pump | 208 | 1 | False |  |  | Dual-Speed | 3467 | 450 | 0 | 70000 | 3181 | 22 | 16.2 | 67500 | 4825 | 4.1 | 3.6 | Non Federally-Regulated | 06/26/2017 |  | 05/28/2019
Waterfurnace International, Inc. | YORK BY JOHNSON CONTROLS | YAZT072**1 | SAH060* | Water-Source | WBAHP-CB: Heat Pump Split Syst | Heat Pump | 208 | 1 | False |  |  | Dual-Speed |  |  |  | 60400 | 4314 | 14 | 12 | 81000 | 5275 | 4.5 | 4.2 | Federally-Regulated Commercial & Industrial Equipment | 06/26/2017 |  | 05/28/2019
Waterfurnace International, Inc. | YORK BY JOHNSON CONTROLS | YBSV041**4*0 |  | Ground-Source | WBAHP: Heat Pump Packaged Unit | Heat Pump | 460 | 3 |  |  |  | Single-Speed |  |  |  | 40000 | 2666 | 15 | 13.4 | 28500 | 2610 | 3.2 | 3.1 | Non Federally-Regulated | 05/13/2019 |  | 05/28/2019
Waterfurnace International, Inc. | YORK BY JOHNSON CONTROLS | YBSV041**4*0 |  | Ground-Water-Source | WBAHP: Heat Pump Packaged Unit | Heat Pump | 460 | 3 |  |  |  | Single-Speed |  |  |  | 44500 | 2181 | 20.4 | 16.2 | 38500 | 2969 | 3.8 | 3.6 | Non Federally-Regulated | 05/13/2019 |  | 05/28/2019
Waterfurnace International, Inc. | YORK BY JOHNSON CONTROLS | YBSV041**4*0 |  | Water-Source | WBAHP: Heat Pump Packaged Unit | Heat Pump | 460 | 3 |  |  |  | Single-Speed |  |  |  | 37600 | 2785 | 13.5 | 11.2 | 48000 | 3271 | 4.3 | 4.2 | Federally-Regulated Commercial & Industrial Equipment | 05/13/2019 |  | 05/28/2019
Waterfurnace International, Inc. | YORK BY JOHNSON CONTROLS | YBSV041**4*1 |  | Ground-Source | WBAHP: Heat Pump Packaged Unit | Heat Pump | 460 | 3 |  |  |  | Single-Speed |  |  |  | 41000 | 2562 | 16 | 13.4 | 28500 | 2456 | 3.4 | 3.1 | Non Federally-Regulated | 05/13/2019 |  | 05/28/2019
Waterfurnace International, Inc. | YORK BY JOHNSON CONTROLS | YBSV041**4*1 |  | Ground-Water-Source | WBAHP: Heat Pump Packaged Unit | Heat Pump | 460 | 3 |  |  |  | Single-Speed |  |  |  | 45000 | 2142 | 21 | 16.2 | 38500 | 2752 | 4.1 | 3.6 | Non Federally-Regulated | 05/13/2019 |  | 05/28/2019
Waterfurnace International, Inc. | YORK BY JOHNSON CONTROLS | YBSV041**4*1 |  | Water-Source | WBAHP: Heat Pump Packaged Unit | Heat Pump | 460 | 3 |  |  |  | Single-Speed |  |  |  | 39000 | 2805 | 13.9 | 11.2 | 48500 | 3024 | 4.7 | 4.2 | Federally-Regulated Commercial & Industrial Equipment | 05/13/2019 |  | 05/28/2019
Waterfurnace International, Inc. | YORK BY JOHNSON CONTROLS | YBSV041**4*4 |  | Ground-Source | WBAHP: Heat Pump Packaged Unit | Heat Pump | 460 | 3 |  |  |  | Single-Speed |  |  |  | 41000 | 2562 | 16 | 13.4 | 28500 | 2456 | 3.4 | 3.1 | Non Federally-Regulated | 05/13/2019 |  | 05/28/2019
Waterfurnace International, Inc. | YORK BY JOHNSON CONTROLS | YBSV041**4*4 |  | Ground-Water-Source | WBAHP: Heat Pump Packaged Unit | Heat Pump | 460 | 3 |  |  |  | Single-Speed |  |  |  | 45000 | 2142 | 21 | 16.2 | 38500 | 2752 | 4.1 | 3.6 | Non Federally-Regulated | 05/13/2019 |  | 05/28/2019
Waterfurnace International, Inc. | YORK BY JOHNSON CONTROLS | YBSV041**4*4 |  | Water-Source | WBAHP: Heat Pump Packaged Unit | Heat Pump | 460 | 3 |  |  |  | Single-Speed |  |  |  | 39000 | 2805 | 13.9 | 11.2 | 48500 | 3024 | 4.7 | 4.2 | Federally-Regulated Commercial & Industrial Equipment | 05/13/2019 |  | 05/28/2019
Enertech Global, LLC | GEOEXCEL | AVS024*4 |  | Ground-Water-Source | WBAHP: Heat Pump Packaged Unit | Heat Pump | 575 | 3 |  |  |  | Single-Speed |  |  |  | 28100 | 1080 | 26 | 16.2 | 24200 | 1447 | 4.9 | 3.6 | Non Federally-Regulated | 05/13/2019 |  | 05/28/2019
Enertech Global, LLC | GEOEXCEL | AVS024*4 |  | Water-Source | WBAHP: Heat Pump Packaged Unit | Heat Pump | 575 | 3 |  |  |  | Single-Speed |  |  |  | 24800 | 1476 | 16.8 | 11.2 | 30000 | 1570 | 5.6 | 4.2 | Federally-Regulated Commercial & Industrial Equipment | 05/13/2019 |  | 05/28/2019
Enertech Global, LLC | GEOEXCEL | AZS042*2***1 |  | Ground-Source | WBAHP: Heat Pump Packaged Unit | Heat Pump | 208 | 3 |  |  |  | Single-Speed |  |  |  | 40700 | 2119 | 19.2 | 13.4 | 30200 | 2329 | 3.8 | 3.1 | Non Federally-Regulated | 05/13/2019 |  | 05/28/2019
Enertech Global, LLC | GEOEXCEL | AZS042*2***1 |  | Ground-Water-Source | WBAHP: Heat Pump Packaged Unit | Heat Pump | 208 | 3 |  |  |  | Single-Speed |  |  |  | 43700 | 1707 | 25.6 | 16.2 | 37500 | 2442 | 4.5 | 3.6 | Non Federally-Regulated | 05/13/2019 |  | 05/28/2019
Enertech Global, LLC | GEOEXCEL | AZS042*2***1 |  | Water-Source | WBAHP: Heat Pump Packaged Unit | Heat Pump | 208 | 3 |  |  |  | Single-Speed |  |  |  | 39100 | 2384 | 16.4 | 11.2 | 46300 | 2713 | 5 | 4.2 | Federally-Regulated Commercial & Industrial Equipment | 05/13/2019 |  | 05/28/2019
Enertech Global, LLC | GEOEXCEL | AVS041*****1 |  | Ground-Source | WBAHP: Heat Pump Packaged Unit | Heat Pump | 208 | 1 |  |  |  | Single-Speed |  |  |  | 39800 | 2235 | 17.8 | 13.4 | 31200 | 2471 | 3.7 | 3.1 | Non Federally-Regulated | 05/13/2019 |  | 05/28/2019
Enertech Global, LLC | GEOEXCEL | AVS041*****1 |  | Ground-Water-Source | WBAHP: Heat Pump Packaged Unit | Heat Pump | 208 | 1 |  |  |  | Single-Speed |  |  |  | 43000 | 1822 | 23.6 | 16.2 | 39200 | 2611 | 4.4 | 3.6 | Non Federally-Regulated | 05/13/2019 |  | 05/28/2019
Enertech Global, LLC | GEOEXCEL | AVS041*****1 |  | Water-Source | WBAHP: Heat Pump Packaged Unit | Heat Pump | 208 | 1 |  |  |  | Single-Speed |  |  |  | 38300 | 2487 | 15.4 | 11.2 | 46900 | 2695 | 5.1 | 4.2 | Federally-Regulated Commercial & Industrial Equipment | 05/13/2019 |  | 05/28/2019
Enertech Global, LLC | GEOEXCEL | AZS017******B |  | Ground-Source | WBAHP: Heat Pump Packaged Unit | Heat Pump | 208 | 1 |  |  |  | Single-Speed |  |  |  | 18300 | 983 | 18.6 | 13.4 | 13400 | 1061 | 3.7 | 3.1 | Non Federally-Regulated | 05/13/2019 |  | 05/28/2019
Enertech Global, LLC | GEOEXCEL | AZS017******B |  | Water-Source | WBAHP: Heat Pump Packaged Unit | Heat Pump | 208 | 1 |  |  |  | Single-Speed |  |  |  | 17000 | 1075 | 15.8 | 11.2 | 21000 | 1161 | 5.3 | 4.2 | Federally-Regulated Commercial & Industrial Equipment | 05/13/2019 |  | 05/28/2019
Enertech Global, LLC | GEOEXCEL | AZT036*3 |  | Ground-Source | WBAHP: Heat Pump Packaged Unit | Heat Pump | 460 | 3 |  |  |  | Single-Speed |  |  |  | 36700 | 2050 | 17.9 | 13.4 | 27100 | 2090 | 3.8 | 3.1 | Non Federally-Regulated | 05/13/2019 |  | 05/28/2019
Enertech Global, LLC | GEOEXCEL | AZT036*3 |  | Ground-Water-Source | WBAHP: Heat Pump Packaged Unit | Heat Pump | 460 | 3 |  |  |  | Single-Speed |  |  |  | 39400 | 1669 | 23.6 | 16.2 | 34000 | 2166 | 4.6 | 3.6 | Non Federally-Regulated | 05/13/2019 |  | 05/28/2019
Enertech Global, LLC | GEOEXCEL | AZT036*3 |  | Water-Source | WBAHP: Heat Pump Packaged Unit | Heat Pump | 460 | 3 |  |  |  | Single-Speed |  |  |  | 35100 | 2264 | 15.5 | 11.2 | 42300 | 2479 | 5 | 4.2 | Federally-Regulated Commercial & Industrial Equipment | 05/13/2019 |  | 05/28/2019
Enertech Global, LLC | GEOEXCEL | AZS060*4****B |  | Ground-Source | WBAHP: Heat Pump Packaged Unit | Heat Pump | 575 | 3 |  |  |  | Single-Speed |  |  |  | 60500 | 3398 | 17.8 | 13.4 | 49200 | 3794 | 3.8 | 3.1 | Non Federally-Regulated | 05/13/2019 |  | 05/28/2019
Enertech Global, LLC | GEOEXCEL | AZS060*4****B |  | Water-Source | WBAHP: Heat Pump Packaged Unit | Heat Pump | 575 | 3 |  |  |  | Single-Speed |  |  |  | 58400 | 3792 | 15.4 | 11.2 | 75700 | 4527 | 4.9 | 4.2 | Federally-Regulated Commercial & Industrial Equipment | 05/13/2019 |  | 05/28/2019
Enertech Global, LLC | GEOEXCEL | AZS015*****1B |  | Ground-Source | WBAHP: Heat Pump Packaged Unit | Heat Pump | 208 | 1 |  |  |  | Single-Speed |  |  |  | 15200 | 748 | 20.3 | 13.4 | 10900 | 819 | 3.9 | 3.1 | Non Federally-Regulated | 05/13/2019 |  | 05/28/2019
Enertech Global, LLC | GEOEXCEL | AZS015*****1B |  | Water-Source | WBAHP: Heat Pump Packaged Unit | Heat Pump | 208 | 1 |  |  |  | Single-Speed |  |  |  | 14600 | 843 | 17.3 | 11.2 | 16700 | 889 | 5.5 | 4.2 | Federally-Regulated Commercial & Industrial Equipment | 05/13/2019 |  | 05/28/2019
Enertech Global, LLC | GEOEXCEL | AZS006*A |  | Ground-Source | WBAHP: Heat Pump Packaged Unit | Heat Pump | 265 | 1 |  |  |  | Single-Speed |  |  |  | 6500 | 401 | 16.2 | 13.4 | 5000 | 444 | 3.3 | 3.1 | Non Federally-Regulated | 05/13/2019 |  | 05/28/2019
Enertech Global, LLC | GEOEXCEL | AZS006*A |  | Ground-Water-Source | WBAHP: Heat Pump Packaged Unit | Heat Pump | 265 | 1 |  |  |  | Single-Speed |  |  |  | 7200 | 327 | 22 | 16.2 | 6100 | 436 | 4.1 | 3.6 | Non Federally-Regulated | 05/13/2019 |  | 05/28/2019
Enertech Global, LLC | GEOEXCEL | AZS006*A |  | Water-Source | WBAHP: Heat Pump Packaged Unit | Heat Pump | 265 | 1 |  |  |  | Single-Speed |  |  |  | 6200 | 446 | 13.9 | 11.2 | 7400 | 442 | 4.9 | 4.2 | Federally-Regulated Commercial & Industrial Equipment | 05/13/2019 |  | 05/28/2019
Enertech Global, LLC | GEOEXCEL | AZS036*2****B |  | Ground-Source | WBAHP: Heat Pump Packaged Unit | Heat Pump | 208 | 3 |  |  |  | Single-Speed |  |  |  | 37600 | 2077 | 18.1 | 13.4 | 27800 | 2202 | 3.7 | 3.1 | Non Federally-Regulated | 05/13/2019 |  | 05/28/2019
Enertech Global, LLC | GEOEXCEL | AZS036*2****B |  | Water-Source | WBAHP: Heat Pump Packaged Unit | Heat Pump | 208 | 3 |  |  |  | Single-Speed |  |  |  | 35900 | 2301 | 15.6 | 11.2 | 43400 | 2595 | 4.9 | 4.2 | Federally-Regulated Commercial & Industrial Equipment | 05/13/2019 |  | 05/28/2019
Enertech Global, LLC | GEOEXCEL | AZS048*****1B |  | Ground-Source | WBAHP: Heat Pump Packaged Unit | Heat Pump | 208 | 1 |  |  |  | Single-Speed |  |  |  | 50400 | 2638 | 19.1 | 13.4 | 37800 | 2915 | 3.8 | 3.1 | Non Federally-Regulated | 05/13/2019 |  | 05/28/2019
Enertech Global, LLC | GEOEXCEL | AZS048*****1B |  | Water-Source | WBAHP: Heat Pump Packaged Unit | Heat Pump | 208 | 1 |  |  |  | Single-Speed |  |  |  | 48100 | 2950 | 16.3 | 11.2 | 58100 | 3475 | 4.9 | 4.2 | Federally-Regulated Commercial & Industrial Equipment | 05/13/2019 |  | 05/28/2019
Enertech Global, LLC | GEOEXCEL | AZS036*****1 |  | Ground-Source | WBAHP: Heat Pump Packaged Unit | Heat Pump | 208 | 1 |  |  |  | Single-Speed |  |  |  | 37200 | 1978 | 18.8 | 13.4 | 27500 | 2066 | 3.9 | 3.1 | Non Federally-Regulated | 05/13/2019 |  | 05/28/2019
Enertech Global, LLC | GEOEXCEL | AZS036*****1 |  | Ground-Water-Source | WBAHP: Heat Pump Packaged Unit | Heat Pump | 208 | 1 |  |  |  | Single-Speed |  |  |  | 39500 | 1599 | 24.7 | 16.2 | 33600 | 2140 | 4.6 | 3.6 | Non Federally-Regulated | 05/13/2019 |  | 05/28/2019
Enertech Global, LLC | GEOEXCEL | AZS036*****1 |  | Water-Source | WBAHP: Heat Pump Packaged Unit | Heat Pump | 208 | 1 |  |  |  | Single-Speed |  |  |  | 35300 | 2206 | 16 | 11.2 | 42600 | 2448 | 5.1 | 4.2 | Federally-Regulated Commercial & Industrial Equipment | 05/13/2019 |  | 05/28/2019
Enertech Global, LLC | GEOEXCEL | AZS048*3***1B |  | Ground-Source | WBAHP: Heat Pump Packaged Unit | Heat Pump | 460 | 3 |  |  |  | Single-Speed |  |  |  | 50400 | 2638 | 19.1 | 13.4 | 37800 | 2915 | 3.8 | 3.1 | Non Federally-Regulated | 05/13/2019 |  | 05/28/2019
Enertech Global, LLC | GEOEXCEL | AZS048*3***1B |  | Water-Source | WBAHP: Heat Pump Packaged Unit | Heat Pump | 460 | 3 |  |  |  | Single-Speed |  |  |  | 48100 | 2950 | 16.3 | 11.2 | 58100 | 3475 | 4.9 | 4.2 | Federally-Regulated Commercial & Industrial Equipment | 05/13/2019 |  | 05/28/2019
Enertech Global, LLC | GEOEXCEL | AZS030*****1 |  | Ground-Source | WBAHP: Heat Pump Packaged Unit | Heat Pump | 208 | 1 |  |  |  | Single-Speed |  |  |  | 29000 | 1542 | 18.8 | 13.4 | 21700 | 1673 | 3.8 | 3.1 | Non Federally-Regulated | 05/13/2019 |  | 05/28/2019
Enertech Global, LLC | GEOEXCEL | AZS030*****1 |  | Ground-Water-Source | WBAHP: Heat Pump Packaged Unit | Heat Pump | 208 | 1 |  |  |  | Single-Speed |  |  |  | 30900 | 1256 | 24.6 | 16.2 | 26300 | 1639 | 4.7 | 3.6 | Non Federally-Regulated | 05/13/2019 |  | 05/28/2019
Enertech Global, LLC | GEOEXCEL | AZS030*****1 |  | Water-Source | WBAHP: Heat Pump Packaged Unit | Heat Pump | 208 | 1 |  |  |  | Single-Speed |  |  |  | 27800 | 1716 | 16.2 | 11.2 | 32200 | 1715 | 5.5 | 4.2 | Federally-Regulated Commercial & Industrial Equipment | 05/13/2019 |  | 05/28/2019
Enertech Global, LLC | GEOEXCEL | AZS048*4 |  | Ground-Source | WBAHP: Heat Pump Packaged Unit | Heat Pump | 575 | 3 |  |  |  | Single-Speed |  |  |  | 48600 | 2858 | 17 | 13.4 | 37800 | 3165 | 3.5 | 3.1 | Non Federally-Regulated | 05/13/2019 |  | 05/28/2019
Enertech Global, LLC | GEOEXCEL | AZS048*4 |  | Ground-Water-Source | WBAHP: Heat Pump Packaged Unit | Heat Pump | 575 | 3 |  |  |  | Single-Speed |  |  |  | 52100 | 2325 | 22.4 | 16.2 | 46800 | 3265 | 4.2 | 3.6 | Non Federally-Regulated | 05/13/2019 |  | 05/28/2019
Enertech Global, LLC | GEOEXCEL | AZS048*4 |  | Water-Source | WBAHP: Heat Pump Packaged Unit | Heat Pump | 575 | 3 |  |  |  | Single-Speed |  |  |  | 46600 | 3170 | 14.7 | 11.2 | 57100 | 3560 | 4.7 | 4.2 | Federally-Regulated Commercial & Industrial Equipment | 05/13/2019 |  | 05/28/2019
Enertech Global, LLC | GEOEXCEL | AZS036*2***1 |  | Ground-Source | WBAHP: Heat Pump Packaged Unit | Heat Pump | 208 | 3 |  |  |  | Single-Speed |  |  |  | 37200 | 1978 | 18.8 | 13.4 | 27500 | 2066 | 3.9 | 3.1 | Non Federally-Regulated | 05/13/2019 |  | 05/28/2019
Enertech Global, LLC | GEOEXCEL | AZS036*2***1 |  | Ground-Water-Source | WBAHP: Heat Pump Packaged Unit | Heat Pump | 208 | 3 |  |  |  | Single-Speed |  |  |  | 39500 | 1599 | 24.7 | 16.2 | 33600 | 2140 | 4.6 | 3.6 | Non Federally-Regulated | 05/13/2019 |  | 05/28/2019
Enertech Global, LLC | GEOEXCEL | AVS042*3***1 |  | Ground-Source | WBAHP: Heat Pump Packaged Unit | Heat Pump | 460 | 3 |  |  |  | Single-Speed |  |  |  | 44400 | 2094 | 21.2 | 13.4 | 31100 | 2223 | 4.1 | 3.1 | Non Federally-Regulated | 05/13/2019 |  | 05/28/2019
Enertech Global, LLC | GEOEXCEL | AVS042*3***1 |  | Ground-Water-Source | WBAHP: Heat Pump Packaged Unit | Heat Pump | 460 | 3 |  |  |  | Single-Speed |  |  |  | 47700 | 1679 | 28.4 | 16.2 | 38300 | 2244 | 5 | 3.6 | Non Federally-Regulated | 05/13/2019 |  | 05/28/2019
Enertech Global, LLC | GEOEXCEL | AVS042*3***1 |  | Water-Source | WBAHP: Heat Pump Packaged Unit | Heat Pump | 460 | 3 |  |  |  | Single-Speed |  |  |  | 42900 | 2344 | 18.3 | 11.2 | 47800 | 2374 | 5.9 | 4.2 | Federally-Regulated Commercial & Industrial Equipment | 05/13/2019 |  | 05/28/2019
Enertech Global, LLC | GEOEXCEL | AZS017*****1 |  | Ground-Source | WBAHP: Heat Pump Packaged Unit | Heat Pump | 208 | 1 |  |  |  | Single-Speed |  |  |  | 17800 | 978 | 18.2 | 13.4 | 13500 | 1014 | 3.9 | 3.1 | Non Federally-Regulated | 05/13/2019 |  | 05/28/2019
Enertech Global, LLC | GEOEXCEL | AZS017*****1 |  | Ground-Water-Source | WBAHP: Heat Pump Packaged Unit | Heat Pump | 208 | 1 |  |  |  | Single-Speed |  |  |  | 19400 | 779 | 24.9 | 16.2 | 16700 | 1041 | 4.7 | 3.6 | Non Federally-Regulated | 05/13/2019 |  | 05/28/2019
Enertech Global, LLC | GEOEXCEL | AZS017*****1 |  | Water-Source | WBAHP: Heat Pump Packaged Unit | Heat Pump | 208 | 1 |  |  |  | Single-Speed |  |  |  | 17000 | 1089 | 15.6 | 11.2 | 20600 | 1097 | 5.5 | 4.2 | Federally-Regulated Commercial & Industrial Equipment | 05/13/2019 |  | 05/28/2019
Enertech Global, LLC | GEOEXCEL | AZT024*2****B |  | Ground-Source | WBAHP: Heat Pump Packaged Unit | Heat Pump | 208 | 3 |  |  |  | Single-Speed |  |  |  | 26800 | 1353 | 19.8 | 13.4 | 18100 | 1326 | 4 | 3.1 | Non Federally-Regulated | 05/13/2019 |  | 05/28/2019
Enertech Global, LLC | GEOEXCEL | AZT024*2****B |  | Water-Source | WBAHP: Heat Pump Packaged Unit | Heat Pump | 208 | 3 |  |  |  | Single-Speed |  |  |  | 25600 | 1505 | 17 | 11.2 | 30000 | 1598 | 5.5 | 4.2 | Federally-Regulated Commercial & Industrial Equipment | 05/13/2019 |  | 05/28/2019
Enertech Global, LLC | GEOEXCEL | AVS012*A |  | Ground-Source | WBAHP: Heat Pump Packaged Unit | Heat Pump | 265 | 1 |  |  |  | Single-Speed |  |  |  | 11900 | 657 | 18.1 | 13.4 | 9400 | 765 | 3.6 | 3.1 | Non Federally-Regulated | 05/13/2019 |  | 05/28/2019
Enertech Global, LLC | GEOEXCEL | AVS012*A |  | Ground-Water-Source | WBAHP: Heat Pump Packaged Unit | Heat Pump | 265 | 1 |  |  |  | Single-Speed |  |  |  | 13400 | 556 | 24.1 | 16.2 | 12100 | 824 | 4.3 | 3.6 | Non Federally-Regulated | 05/13/2019 |  | 05/28/2019
Enertech Global, LLC | GEOEXCEL | AVS012*A |  | Water-Source | WBAHP: Heat Pump Packaged Unit | Heat Pump | 265 | 1 |  |  |  | Single-Speed |  |  |  | 11400 | 735 | 15.5 | 11.2 | 14600 | 855 | 5 | 4.2 | Federally-Regulated Commercial & Industrial Equipment | 05/13/2019 |  | 05/28/2019
Enertech Global, LLC | GEOEXCEL | AZS024*A***1 |  | Ground-Source | WBAHP: Heat Pump Packaged Unit | Heat Pump | 265 | 1 |  |  |  | Single-Speed |  |  |  | 26200 | 1336 | 19.6 | 13.4 | 18000 | 1352 | 3.9 | 3.1 | Non Federally-Regulated | 05/13/2019 |  | 05/28/2019
Enertech Global, LLC | GEOEXCEL | AZS024*A***1 |  | Ground-Water-Source | WBAHP: Heat Pump Packaged Unit | Heat Pump | 265 | 1 |  |  |  | Single-Speed |  |  |  | 27900 | 1060 | 26.3 | 16.2 | 22900 | 1398 | 4.8 | 3.6 | Non Federally-Regulated | 05/13/2019 |  | 05/28/2019
Enertech Global, LLC | GEOEXCEL | AVS024*A***1 |  | Ground-Source | WBAHP: Heat Pump Packaged Unit | Heat Pump | 265 | 1 |  |  |  | Single-Speed |  |  |  | 27000 | 1250 | 21.6 | 13.4 | 19300 | 1346 | 4.2 | 3.1 | Non Federally-Regulated | 05/13/2019 |  | 05/28/2019
Enertech Global, LLC | GEOEXCEL | AVS024*A***1 |  | Ground-Water-Source | WBAHP: Heat Pump Packaged Unit | Heat Pump | 265 | 1 |  |  |  | Single-Speed |  |  |  | 29400 | 996 | 29.5 | 16.2 | 24000 | 1379 | 5.1 | 3.6 | Non Federally-Regulated | 05/13/2019 |  | 05/28/2019
Enertech Global, LLC | GEOEXCEL | AVS024*A***1 |  | Water-Source | WBAHP: Heat Pump Packaged Unit | Heat Pump | 265 | 1 |  |  |  | Single-Speed |  |  |  | 25900 | 1407 | 18.4 | 11.2 | 29800 | 1480 | 5.9 | 4.2 | Federally-Regulated Commercial & Industrial Equipment | 05/13/2019 |  | 05/28/2019
Enertech Global, LLC | GEOEXCEL | ABS018 | MCD024 | Ground-Source | WBAHP-C: Heat Pump Split Syste | Heat Pump | 208 | 1 | False |  |  | Single-Speed |  |  |  | 20100 | 1080 | 18.6 | 13.4 | 14700 | 1196 | 3.6 | 3.1 | Non Federally-Regulated | 05/13/2019 |  | 05/28/2019
Enertech Global, LLC | GEOEXCEL | ABS018 | MCD024 | Ground-Water-Source | WBAHP-C: Heat Pump Split Syste | Heat Pump | 208 | 1 | False |  |  | Single-Speed |  |  |  | 21700 | 850 | 25.5 | 16.2 | 18500 | 1204 | 4.5 | 3.6 | Non Federally-Regulated | 05/13/2019 |  | 05/28/2019
Enertech Global, LLC | GEOEXCEL | ABS018 | MCD024 | Water-Source | WBAHP-C: Heat Pump Split Syste | Heat Pump | 208 | 1 | False |  |  | Single-Speed |  |  |  | 19200 | 1222 | 15.7 | 12 | 22300 | 1210 | 5.4 | 4.2 | Federally-Regulated Commercial & Industrial Equipment | 05/13/2019 |  | 05/28/2019
Enertech Global, LLC | GEOEXCEL | ABT048 | MCD060 | Ground-Source | WBAHP-C: Heat Pump Split Syste | Heat Pump | 208 | 1 | False |  |  | Single-Speed |  |  |  | 50800 | 2645 | 19.2 | 13.4 | 37200 | 2725 | 4 | 3.1 | Non Federally-Regulated | 05/13/2019 |  | 05/28/2019
Enertech Global, LLC | GEOEXCEL | ABT048 | MCD060 | Ground-Water-Source | WBAHP-C: Heat Pump Split Syste | Heat Pump | 208 | 1 | False |  |  | Single-Speed |  |  |  | 54100 | 2172 | 24.9 | 16.2 | 46500 | 2962 | 4.6 | 3.6 | Non Federally-Regulated | 05/13/2019 |  | 05/28/2019
Enertech Global, LLC | GEOEXCEL | ABT048 | MCD060 | Water-Source | WBAHP-C: Heat Pump Split Syste | Heat Pump | 208 | 1 | False |  |  | Single-Speed |  |  |  | 48600 | 2945 | 16.5 | 12 | 55000 | 3099 | 5.2 | 4.2 | Federally-Regulated Commercial & Industrial Equipment | 05/13/2019 |  | 05/28/2019
Enertech Global, LLC | GEOEXCEL | AZS060*3***1 |  | Ground-Source | WBAHP: Heat Pump Packaged Unit | Heat Pump | 460 | 3 |  |  |  | Single-Speed |  |  |  | 57000 | 3257 | 17.5 | 13.4 | 46200 | 3761 | 3.6 | 3.1 | Non Federally-Regulated | 05/13/2019 |  | 05/28/2019
Enertech Global, LLC | GEOEXCEL | AZS060*3***1 |  | Ground-Water-Source | WBAHP: Heat Pump Packaged Unit | Heat Pump | 460 | 3 |  |  |  | Single-Speed |  |  |  | 60500 | 2713 | 22.3 | 16.2 | 58600 | 3993 | 4.3 | 3.6 | Non Federally-Regulated | 05/13/2019 |  | 05/28/2019
Enertech Global, LLC | GEOEXCEL | AZS060*3***1 |  | Water-Source | WBAHP: Heat Pump Packaged Unit | Heat Pump | 460 | 3 |  |  |  | Single-Speed |  |  |  | 53500 | 3566 | 15 | 11.2 | 71000 | 4246 | 4.9 | 4.2 | Federally-Regulated Commercial & Industrial Equipment | 05/13/2019 |  | 05/28/2019
Enertech Global, LLC | GEOEXCEL | AZT024 |  | Ground-Source | WBAHP: Heat Pump Packaged Unit | Heat Pump | 208 | 1 |  |  |  | Single-Speed |  |  |  | 26400 | 1442 | 18.3 | 13.4 | 18300 | 1375 | 3.9 | 3.1 | Non Federally-Regulated | 05/13/2019 |  | 05/28/2019
Enertech Global, LLC | GEOEXCEL | AZT024 |  | Ground-Water-Source | WBAHP: Heat Pump Packaged Unit | Heat Pump | 208 | 1 |  |  |  | Single-Speed |  |  |  | 28200 | 1189 | 23.7 | 16.2 | 22900 | 1459 | 4.6 | 3.6 | Non Federally-Regulated | 05/13/2019 |  | 05/28/2019
Enertech Global, LLC | GEOEXCEL | AZT024 |  | Water-Source | WBAHP: Heat Pump Packaged Unit | Heat Pump | 208 | 1 |  |  |  | Single-Speed |  |  |  | 25300 | 1591 | 15.9 | 11.2 | 28800 | 1623 | 5.2 | 4.2 | Federally-Regulated Commercial & Industrial Equipment | 05/13/2019 |  | 05/28/2019
Enertech Global, LLC | GEOEXCEL | ABT048 | MPD060 | Ground-Source | WBAHP-CB: Heat Pump Split Syst | Heat Pump | 208 | 1 | False |  |  | Single-Speed |  |  |  | 51500 | 2587 | 19.9 | 13.4 | 37300 | 2802 | 3.9 | 3.1 | Non Federally-Regulated | 05/13/2019 |  | 05/28/2019
Enertech Global, LLC | GEOEXCEL | ABT048 | MPD060 | Ground-Water-Source | WBAHP-CB: Heat Pump Split Syst | Heat Pump | 208 | 1 | False |  |  | Single-Speed |  |  |  | 55700 | 2125 | 26.2 | 16.2 | 45700 | 2911 | 4.6 | 3.6 | Non Federally-Regulated | 05/13/2019 |  | 05/28/2019
Enertech Global, LLC | GEOEXCEL | ABT048 | MPD060 | Water-Source | WBAHP-CB: Heat Pump Split Syst | Heat Pump | 208 | 1 | False |  |  | Single-Speed |  |  |  | 49200 | 2894 | 17 | 12 | 54000 | 3103 | 5.1 | 4.2 | Federally-Regulated Commercial & Industrial Equipment | 05/13/2019 |  | 05/28/2019
Enertech Global, LLC | GEOEXCEL | AST036A | MCD036 | Ground-Source | WBAHP-C: Heat Pump Split Syste | Heat Pump | 208 | 1 | False |  |  | Single-Speed |  |  |  | 36700 | 2171 | 16.9 | 13.4 | 28000 | 2159 | 3.8 | 3.1 | Non Federally-Regulated | 05/13/2019 |  | 05/28/2019
Enertech Global, LLC | GEOEXCEL | AST036A | MCD036 | Ground-Water-Source | WBAHP-C: Heat Pump Split Syste | Heat Pump | 208 | 1 | False |  |  | Single-Speed |  |  |  | 38800 | 1813 | 21.4 | 16.2 | 35700 | 2325 | 4.5 | 3.6 | Non Federally-Regulated | 05/13/2019 |  | 05/28/2019
Enertech Global, LLC | GEOEXCEL | AVS060*4 |  | Ground-Source | WBAHP: Heat Pump Packaged Unit | Heat Pump | 575 | 3 |  |  |  | Single-Speed |  |  |  | 60000 | 3550 | 16.9 | 13.4 | 46900 | 3818 | 3.6 | 3.1 | Non Federally-Regulated | 05/13/2019 |  | 05/28/2019
Enertech Global, LLC | GEOEXCEL | AVS060*4 |  | Ground-Water-Source | WBAHP: Heat Pump Packaged Unit | Heat Pump | 575 | 3 |  |  |  | Single-Speed |  |  |  | 63300 | 2971 | 21.3 | 16.2 | 58700 | 4000 | 4.3 | 3.6 | Non Federally-Regulated | 05/13/2019 |  | 05/28/2019
Enertech Global, LLC | GEOEXCEL | AVS060*4 |  | Water-Source | WBAHP: Heat Pump Packaged Unit | Heat Pump | 575 | 3 |  |  |  | Single-Speed |  |  |  | 57700 | 3898 | 14.8 | 11.2 | 71400 | 4270 | 4.9 | 4.2 | Federally-Regulated Commercial & Industrial Equipment | 05/13/2019 |  | 05/28/2019
Enertech Global, LLC | GEOEXCEL | AZS024*4****B |  | Ground-Source | WBAHP: Heat Pump Packaged Unit | Heat Pump | 575 | 3 |  |  |  | Single-Speed |  |  |  | 25200 | 1347 | 18.7 | 13.4 | 18600 | 1473 | 3.7 | 3.1 | Non Federally-Regulated | 05/13/2019 |  | 05/28/2019
Enertech Global, LLC | GEOEXCEL | AZS024*4****B |  | Water-Source | WBAHP: Heat Pump Packaged Unit | Heat Pump | 575 | 3 |  |  |  | Single-Speed |  |  |  | 24100 | 1525 | 15.8 | 11.2 | 29700 | 1740 | 5 | 4.2 | Federally-Regulated Commercial & Industrial Equipment | 05/13/2019 |  | 05/28/2019
Enertech Global, LLC | GEOEXCEL | AYT036*3 |  | Ground-Source | WBAHP: Heat Pump Packaged Unit | Heat Pump | 460 | 3 |  |  |  | Single-Speed |  |  |  | 41200 | 1971 | 20.9 | 13.4 | 29100 | 1895 | 4.5 | 3.1 | Non Federally-Regulated | 05/13/2019 |  | 05/28/2019
Enertech Global, LLC | GEOEXCEL | AYT036*3 |  | Ground-Water-Source | WBAHP: Heat Pump Packaged Unit | Heat Pump | 460 | 3 |  |  |  | Single-Speed |  |  |  | 44300 | 1640 | 27 | 16.2 | 37500 | 1998 | 5.5 | 3.6 | Non Federally-Regulated | 05/13/2019 |  | 05/28/2019
Enertech Global, LLC | GEOEXCEL | AZS030*2 |  | Ground-Source | WBAHP: Heat Pump Packaged Unit | Heat Pump | 208 | 3 |  |  |  | Single-Speed |  |  |  | 29700 | 1677 | 17.7 | 13.4 | 22900 | 1864 | 3.6 | 3.1 | Non Federally-Regulated | 05/13/2019 |  | 05/28/2019
Enertech Global, LLC | GEOEXCEL | AZS030*2 |  | Ground-Water-Source | WBAHP: Heat Pump Packaged Unit | Heat Pump | 208 | 3 |  |  |  | Single-Speed |  |  |  | 31800 | 1358 | 23.4 | 16.2 | 27900 | 1817 | 4.5 | 3.6 | Non Federally-Regulated | 05/13/2019 |  | 05/28/2019
Enertech Global, LLC | GEOEXCEL | AZS030*2 |  | Water-Source | WBAHP: Heat Pump Packaged Unit | Heat Pump | 208 | 3 |  |  |  | Single-Speed |  |  |  | 28400 | 1856 | 15.3 | 11.2 | 33500 | 1852 | 5.3 | 4.2 | Federally-Regulated Commercial & Industrial Equipment | 05/13/2019 |  | 05/28/2019
Enertech Global, LLC | GEOEXCEL | AZS030*2****B |  | Ground-Source | WBAHP: Heat Pump Packaged Unit | Heat Pump | 208 | 3 |  |  |  | Single-Speed |  |  |  | 30300 | 1586 | 19.1 | 13.4 | 21900 | 1734 | 3.7 | 3.1 | Non Federally-Regulated | 05/13/2019 |  | 05/28/2019
Enertech Global, LLC | GEOEXCEL | AZS030*2****B |  | Water-Source | WBAHP: Heat Pump Packaged Unit | Heat Pump | 208 | 3 |  |  |  | Single-Speed |  |  |  | 29000 | 1790 | 16.2 | 11.2 | 33300 | 1841 | 5.3 | 4.2 | Federally-Regulated Commercial & Industrial Equipment | 05/13/2019 |  | 05/28/2019
Enertech Global, LLC | GEOEXCEL | AZS024*4 |  | Ground-Source | WBAHP: Heat Pump Packaged Unit | Heat Pump | 575 | 3 |  |  |  | Single-Speed |  |  |  | 25700 | 1477 | 17.4 | 13.4 | 18500 | 1506 | 3.6 | 3.1 | Non Federally-Regulated | 05/13/2019 |  | 05/28/2019
Enertech Global, LLC | GEOEXCEL | AZS024*4 |  | Ground-Water-Source | WBAHP: Heat Pump Packaged Unit | Heat Pump | 575 | 3 |  |  |  | Single-Speed |  |  |  | 27400 | 1196 | 22.9 | 16.2 | 23700 | 1615 | 4.3 | 3.6 | Non Federally-Regulated | 05/13/2019 |  | 05/28/2019
Enertech Global, LLC | GEOEXCEL | AZS024*4 |  | Water-Source | WBAHP: Heat Pump Packaged Unit | Heat Pump | 575 | 3 |  |  |  | Single-Speed |  |  |  | 24600 | 1651 | 14.9 | 11.2 | 29300 | 1752 | 4.9 | 4.2 | Federally-Regulated Commercial & Industrial Equipment | 05/13/2019 |  | 05/28/2019
Enertech Global, LLC | GEOEXCEL | AVT060*2 |  | Ground-Source | WBAHP: Heat Pump Packaged Unit | Heat Pump | 208 | 3 |  |  |  | Single-Speed |  |  |  | 60900 | 3460 | 17.6 | 13.4 | 46300 | 3570 | 3.8 | 3.1 | Non Federally-Regulated | 05/13/2019 |  | 05/28/2019
Enertech Global, LLC | GEOEXCEL | AVT060*2 |  | Ground-Water-Source | WBAHP: Heat Pump Packaged Unit | Heat Pump | 208 | 3 |  |  |  | Single-Speed |  |  |  | 64200 | 2918 | 22 | 16.2 | 57500 | 3744 | 4.5 | 3.6 | Non Federally-Regulated | 05/13/2019 |  | 05/28/2019
Enertech Global, LLC | GEOEXCEL | AVT060*2 |  | Water-Source | WBAHP: Heat Pump Packaged Unit | Heat Pump | 208 | 3 |  |  |  | Single-Speed |  |  |  | 58600 | 3805 | 15.4 | 11.2 | 70500 | 4051 | 5.1 | 4.2 | Federally-Regulated Commercial & Industrial Equipment | 05/13/2019 |  | 05/28/2019
Enertech Global, LLC | GEOEXCEL | AVS009 |  | Ground-Source | WBAHP: Heat Pump Packaged Unit | Heat Pump | 208 | 1 |  |  |  | Single-Speed |  |  |  | 10900 | 626 | 17.4 | 13.4 | 8500 | 691 | 3.6 | 3.1 | Non Federally-Regulated | 05/13/2019 |  | 05/28/2019
Enertech Global, LLC | GEOEXCEL | AVS009 |  | Ground-Water-Source | WBAHP: Heat Pump Packaged Unit | Heat Pump | 208 | 1 |  |  |  | Single-Speed |  |  |  | 11900 | 538 | 22.1 | 16.2 | 10600 | 706 | 4.4 | 3.6 | Non Federally-Regulated | 05/13/2019 |  | 05/28/2019
Enertech Global, LLC | GEOEXCEL | AVS009 |  | Water-Source | WBAHP: Heat Pump Packaged Unit | Heat Pump | 208 | 1 |  |  |  | Single-Speed |  |  |  | 10200 | 680 | 15 | 11.2 | 13000 | 732 | 5.2 | 4.2 | Federally-Regulated Commercial & Industrial Equipment | 05/13/2019 |  | 05/28/2019
Enertech Global, LLC | GEOEXCEL | AVS015 |  | Ground-Source | WBAHP: Heat Pump Packaged Unit | Heat Pump | 208 | 1 |  |  |  | Single-Speed |  |  |  | 16000 | 808 | 19.8 | 13.4 | 11600 | 829 | 4.1 | 3.1 | Non Federally-Regulated | 05/13/2019 |  | 05/28/2019
Enertech Global, LLC | GEOEXCEL | AVS015 |  | Ground-Water-Source | WBAHP: Heat Pump Packaged Unit | Heat Pump | 208 | 1 |  |  |  | Single-Speed |  |  |  | 17500 | 607 | 28.8 | 16.2 | 14600 | 838 | 5.1 | 3.6 | Non Federally-Regulated | 05/13/2019 |  | 05/28/2019
Enertech Global, LLC | GEOEXCEL | AZS015*A***1 |  | Ground-Source | WBAHP: Heat Pump Packaged Unit | Heat Pump | 265 | 1 |  |  |  | Single-Speed |  |  |  | 14200 | 806 | 17.6 | 13.4 | 11200 | 841 | 3.9 | 3.1 | Non Federally-Regulated | 05/13/2019 |  | 05/28/2019
Enertech Global, LLC | GEOEXCEL | AZS015*A***1 |  | Ground-Water-Source | WBAHP: Heat Pump Packaged Unit | Heat Pump | 265 | 1 |  |  |  | Single-Speed |  |  |  | 15600 | 626 | 24.9 | 16.2 | 14300 | 873 | 4.8 | 3.6 | Non Federally-Regulated | 05/13/2019 |  | 05/28/2019
Enertech Global, LLC | GEOEXCEL | AZS015*A***1 |  | Water-Source | WBAHP: Heat Pump Packaged Unit | Heat Pump | 265 | 1 |  |  |  | Single-Speed |  |  |  | 13500 | 918 | 14.7 | 11.2 | 17800 | 915 | 5.7 | 4.2 | Federally-Regulated Commercial & Industrial Equipment | 05/13/2019 |  | 05/28/2019
Enertech Global, LLC | GEOEXCEL | AVS024*2 |  | Ground-Source | WBAHP: Heat Pump Packaged Unit | Heat Pump | 208 | 3 |  |  |  | Single-Speed |  |  |  | 26000 | 1319 | 19.7 | 13.4 | 19400 | 1421 | 4 | 3.1 | Non Federally-Regulated | 05/13/2019 |  | 05/28/2019
Enertech Global, LLC | GEOEXCEL | AVS024*2 |  | Ground-Water-Source | WBAHP: Heat Pump Packaged Unit | Heat Pump | 208 | 3 |  |  |  | Single-Speed |  |  |  | 28100 | 1080 | 26 | 16.2 | 24200 | 1447 | 4.9 | 3.6 | Non Federally-Regulated | 05/13/2019 |  | 05/28/2019
Enertech Global, LLC | GEOEXCEL | AVS024*2 |  | Water-Source | WBAHP: Heat Pump Packaged Unit | Heat Pump | 208 | 3 |  |  |  | Single-Speed |  |  |  | 24800 | 1476 | 16.8 | 11.2 | 30000 | 1570 | 5.6 | 4.2 | Federally-Regulated Commercial & Industrial Equipment | 05/13/2019 |  | 05/28/2019
Enertech Global, LLC | GEOEXCEL | AZT024*A |  | Ground-Source | WBAHP: Heat Pump Packaged Unit | Heat Pump | 265 | 1 |  |  |  | Single-Speed |  |  |  | 26400 | 1442 | 18.3 | 13.4 | 18300 | 1375 | 3.9 | 3.1 | Non Federally-Regulated | 05/13/2019 |  | 05/28/2019
Enertech Global, LLC | GEOEXCEL | AZT024*A |  | Ground-Water-Source | WBAHP: Heat Pump Packaged Unit | Heat Pump | 265 | 1 |  |  |  | Single-Speed |  |  |  | 28200 | 1189 | 23.7 | 16.2 | 22900 | 1459 | 4.6 | 3.6 | Non Federally-Regulated | 05/13/2019 |  | 05/28/2019
Enertech Global, LLC | GEOEXCEL | AZT024*A |  | Water-Source | WBAHP: Heat Pump Packaged Unit | Heat Pump | 265 | 1 |  |  |  | Single-Speed |  |  |  | 25300 | 1591 | 15.9 | 11.2 | 28800 | 1623 | 5.2 | 4.2 | Federally-Regulated Commercial & Industrial Equipment | 05/13/2019 |  | 05/28/2019
Enertech Global, LLC | GEOEXCEL | AZS060*3 |  | Ground-Source | WBAHP: Heat Pump Packaged Unit | Heat Pump | 460 | 3 |  |  |  | Single-Speed |  |  |  | 57000 | 3540 | 16.1 | 13.4 | 48400 | 4052 | 3.5 | 3.1 | Non Federally-Regulated | 05/13/2019 |  | 05/28/2019
Enertech Global, LLC | GEOEXCEL | AZS060*3 |  | Ground-Water-Source | WBAHP: Heat Pump Packaged Unit | Heat Pump | 460 | 3 |  |  |  | Single-Speed |  |  |  | 62000 | 2952 | 21 | 16.2 | 59600 | 4158 | 4.2 | 3.6 | Non Federally-Regulated | 05/13/2019 |  | 05/28/2019
Enertech Global, LLC | GEOEXCEL | AZS060*3 |  | Water-Source | WBAHP: Heat Pump Packaged Unit | Heat Pump | 460 | 3 |  |  |  | Single-Speed |  |  |  | 56400 | 3889 | 14.5 | 11.2 | 72800 | 4539 | 4.7 | 4.2 | Federally-Regulated Commercial & Industrial Equipment | 05/13/2019 |  | 05/28/2019
Enertech Global, LLC | GEOEXCEL | AXT036D |  | Ground-Source | WBAHP: Heat Pump Packaged Unit | Heat Pump | 208 | 1 |  |  |  | Single-Speed |  |  |  | 38900 | 2125 | 18.3 | 13.4 | 29200 | 2037 | 4.2 | 3.1 | Non Federally-Regulated | 05/13/2019 |  | 05/28/2019
Enertech Global, LLC | GEOEXCEL | AXT036D |  | Ground-Water-Source | WBAHP: Heat Pump Packaged Unit | Heat Pump | 208 | 1 |  |  |  | Single-Speed |  |  |  | 42200 | 1758 | 24 | 16.2 | 37000 | 2126 | 5.1 | 3.6 | Non Federally-Regulated | 05/13/2019 |  | 05/28/2019
Enertech Global, LLC | GEOEXCEL | ART060A | ACD060 | Ground-Source | WBAHP-C: Heat Pump Split Syste | Heat Pump | 208 | 1 | False |  |  | Single-Speed |  |  |  | 61300 | 3584 | 17.1 | 13.4 | 45600 | 3712 | 3.6 | 3.1 | Non Federally-Regulated | 05/13/2019 |  | 05/28/2019
Enertech Global, LLC | GEOEXCEL | AVS024*2***1 |  | Ground-Source | WBAHP: Heat Pump Packaged Unit | Heat Pump | 208 | 3 |  |  |  | Single-Speed |  |  |  | 27000 | 1250 | 21.6 | 13.4 | 19300 | 1346 | 4.2 | 3.1 | Non Federally-Regulated | 05/13/2019 |  | 05/28/2019
Enertech Global, LLC | GEOEXCEL | AVS024*2***1 |  | Ground-Water-Source | WBAHP: Heat Pump Packaged Unit | Heat Pump | 208 | 3 |  |  |  | Single-Speed |  |  |  | 29400 | 996 | 29.5 | 16.2 | 24000 | 1379 | 5.1 | 3.6 | Non Federally-Regulated | 05/13/2019 |  | 05/28/2019
Enertech Global, LLC | GEOEXCEL | AVT048*2 |  | Ground-Source | WBAHP: Heat Pump Packaged Unit | Heat Pump | 208 | 3 |  |  |  | Single-Speed |  |  |  | 51300 | 2714 | 18.9 | 13.4 | 38300 | 2878 | 3.9 | 3.1 | Non Federally-Regulated | 05/13/2019 |  | 05/28/2019
Enertech Global, LLC | GEOEXCEL | AVT048*2 |  | Ground-Water-Source | WBAHP: Heat Pump Packaged Unit | Heat Pump | 208 | 3 |  |  |  | Single-Speed |  |  |  | 54700 | 2232 | 24.5 | 16.2 | 46900 | 2988 | 4.6 | 3.6 | Non Federally-Regulated | 05/13/2019 |  | 05/28/2019
Enertech Global, LLC | GEOEXCEL | AVT048*2 |  | Water-Source | WBAHP: Heat Pump Packaged Unit | Heat Pump | 208 | 3 |  |  |  | Single-Speed |  |  |  | 49300 | 3043 | 16.2 | 11.2 | 58400 | 3229 | 5.3 | 4.2 | Federally-Regulated Commercial & Industrial Equipment | 05/13/2019 |  | 05/28/2019
Enertech Global, LLC | GEOEXCEL | AZS042*2 |  | Ground-Source | WBAHP: Heat Pump Packaged Unit | Heat Pump | 208 | 3 |  |  |  | Single-Speed |  |  |  | 41100 | 2296 | 17.9 | 13.4 | 31700 | 2510 | 3.7 | 3.1 | Non Federally-Regulated | 05/13/2019 |  | 05/28/2019
Enertech Global, LLC | GEOEXCEL | AZS042*2 |  | Ground-Water-Source | WBAHP: Heat Pump Packaged Unit | Heat Pump | 208 | 3 |  |  |  | Single-Speed |  |  |  | 44200 | 1864 | 23.7 | 16.2 | 38900 | 2533 | 4.5 | 3.6 | Non Federally-Regulated | 05/13/2019 |  | 05/28/2019
Enertech Global, LLC | GEOEXCEL | AZS042*2 |  | Water-Source | WBAHP: Heat Pump Packaged Unit | Heat Pump | 208 | 3 |  |  |  | Single-Speed |  |  |  | 39500 | 2564 | 15.4 | 11.2 | 47900 | 2699 | 5.2 | 4.2 | Federally-Regulated Commercial & Industrial Equipment | 05/13/2019 |  | 05/28/2019
Enertech Global, LLC | GEOEXCEL | ART024A | MPD024 | Ground-Source | WBAHP-CB: Heat Pump Split Syst | Heat Pump | 208 | 1 | False |  |  | Single-Speed |  |  |  | 24600 | 1556 | 15.8 | 13.4 | 18000 | 1598 | 3.3 | 3.1 | Non Federally-Regulated | 05/13/2019 |  | 05/28/2019
Enertech Global, LLC | GEOEXCEL | AVS048*3***1 |  | Ground-Source | WBAHP: Heat Pump Packaged Unit | Heat Pump | 460 | 3 |  |  |  | Single-Speed |  |  |  | 51600 | 2567 | 20.1 | 13.4 | 38700 | 2908 | 3.9 | 3.1 | Non Federally-Regulated | 05/13/2019 |  | 05/28/2019
Enertech Global, LLC | GEOEXCEL | AVS048*3***1 |  | Ground-Water-Source | WBAHP: Heat Pump Packaged Unit | Heat Pump | 460 | 3 |  |  |  | Single-Speed |  |  |  | 54900 | 2079 | 26.4 | 16.2 | 47500 | 2900 | 4.8 | 3.6 | Non Federally-Regulated | 05/13/2019 |  | 05/28/2019
Enertech Global, LLC | GEOEXCEL | AVS048*3***1 |  | Water-Source | WBAHP: Heat Pump Packaged Unit | Heat Pump | 460 | 3 |  |  |  | Single-Speed |  |  |  | 49900 | 2884 | 17.3 | 11.2 | 58400 | 3111 | 5.5 | 4.2 | Federally-Regulated Commercial & Industrial Equipment | 05/13/2019 |  | 05/28/2019
Enertech Global, LLC | GEOEXCEL | AZS060 |  | Ground-Source | WBAHP: Heat Pump Packaged Unit | Heat Pump | 208 | 1 |  |  |  | Single-Speed |  |  |  | 57000 | 3540 | 16.1 | 13.4 | 48400 | 4052 | 3.5 | 3.1 | Non Federally-Regulated | 05/13/2019 |  | 05/28/2019
Enertech Global, LLC | GEOEXCEL | AZS060 |  | Ground-Water-Source | WBAHP: Heat Pump Packaged Unit | Heat Pump | 208 | 1 |  |  |  | Single-Speed |  |  |  | 62000 | 2952 | 21 | 16.2 | 59600 | 4158 | 4.2 | 3.6 | Non Federally-Regulated | 05/13/2019 |  | 05/28/2019
Enertech Global, LLC | GEOEXCEL | AZS060 |  | Water-Source | WBAHP: Heat Pump Packaged Unit | Heat Pump | 208 | 1 |  |  |  | Single-Speed |  |  |  | 56400 | 3889 | 14.5 | 11.2 | 72800 | 4539 | 4.7 | 4.2 | Federally-Regulated Commercial & Industrial Equipment | 05/13/2019 |  | 05/28/2019
Enertech Global, LLC | GEOEXCEL | AVS060 |  | Ground-Source | WBAHP: Heat Pump Packaged Unit | Heat Pump | 208 | 1 |  |  |  | Single-Speed |  |  |  | 60000 | 3550 | 16.9 | 13.4 | 46900 | 3818 | 3.6 | 3.1 | Non Federally-Regulated | 05/13/2019 |  | 05/28/2019
Enertech Global, LLC | GEOEXCEL | AVS060 |  | Ground-Water-Source | WBAHP: Heat Pump Packaged Unit | Heat Pump | 208 | 1 |  |  |  | Single-Speed |  |  |  | 63300 | 2971 | 21.3 | 16.2 | 58700 | 4000 | 4.3 | 3.6 | Non Federally-Regulated | 05/13/2019 |  | 05/28/2019
Enertech Global, LLC | GEOEXCEL | AVS060 |  | Water-Source | WBAHP: Heat Pump Packaged Unit | Heat Pump | 208 | 1 |  |  |  | Single-Speed |  |  |  | 57700 | 3898 | 14.8 | 11.2 | 71400 | 4270 | 4.9 | 4.2 | Federally-Regulated Commercial & Industrial Equipment | 05/13/2019 |  | 05/28/2019
Enertech Global, LLC | GEOEXCEL | AZS060*4 |  | Ground-Source | WBAHP: Heat Pump Packaged Unit | Heat Pump | 575 | 3 |  |  |  | Single-Speed |  |  |  | 57000 | 3540 | 16.1 | 13.4 | 48400 | 4052 | 3.5 | 3.1 | Non Federally-Regulated | 05/13/2019 |  | 05/28/2019
Enertech Global, LLC | GEOEXCEL | AZS060*4 |  | Ground-Water-Source | WBAHP: Heat Pump Packaged Unit | Heat Pump | 575 | 3 |  |  |  | Single-Speed |  |  |  | 62000 | 2952 | 21 | 16.2 | 59600 | 4158 | 4.2 | 3.6 | Non Federally-Regulated | 05/13/2019 |  | 05/28/2019
Enertech Global, LLC | GEOEXCEL | AZS060*4 |  | Water-Source | WBAHP: Heat Pump Packaged Unit | Heat Pump | 575 | 3 |  |  |  | Single-Speed |  |  |  | 56400 | 3889 | 14.5 | 11.2 | 72800 | 4539 | 4.7 | 4.2 | Federally-Regulated Commercial & Industrial Equipment | 05/13/2019 |  | 05/28/2019
Enertech Global, LLC | GEOEXCEL | AZT030*3 |  | Ground-Source | WBAHP: Heat Pump Packaged Unit | Heat Pump | 460 | 3 |  |  |  | Single-Speed |  |  |  | 31500 | 1800 | 17.5 | 13.4 | 23300 | 1845 | 3.7 | 3.1 | Non Federally-Regulated | 05/13/2019 |  | 05/28/2019
Enertech Global, LLC | GEOEXCEL | AZT030*3 |  | Ground-Water-Source | WBAHP: Heat Pump Packaged Unit | Heat Pump | 460 | 3 |  |  |  | Single-Speed |  |  |  | 32600 | 1509 | 21.6 | 16.2 | 28800 | 1875 | 4.5 | 3.6 | Non Federally-Regulated | 05/13/2019 |  | 05/28/2019
Enertech Global, LLC | GEOEXCEL | AZT030*3 |  | Water-Source | WBAHP: Heat Pump Packaged Unit | Heat Pump | 460 | 3 |  |  |  | Single-Speed |  |  |  | 30200 | 2000 | 15.1 | 11.2 | 34800 | 1999 | 5.1 | 4.2 | Federally-Regulated Commercial & Industrial Equipment | 05/13/2019 |  | 05/28/2019
Enertech Global, LLC | GEOEXCEL | AZT036*2****B |  | Ground-Source | WBAHP: Heat Pump Packaged Unit | Heat Pump | 208 | 3 |  |  |  | Single-Speed |  |  |  | 38200 | 1919 | 19.9 | 13.4 | 27600 | 1972 | 4.1 | 3.1 | Non Federally-Regulated | 05/13/2019 |  | 05/28/2019
Enertech Global, LLC | GEOEXCEL | AZT036*2****B |  | Water-Source | WBAHP: Heat Pump Packaged Unit | Heat Pump | 208 | 3 |  |  |  | Single-Speed |  |  |  | 36500 | 2147 | 17 | 11.2 | 43300 | 2394 | 5.3 | 4.2 | Federally-Regulated Commercial & Industrial Equipment | 05/13/2019 |  | 05/28/2019
Enertech Global, LLC | GEOEXCEL | AZT060*2****B |  | Ground-Source | WBAHP: Heat Pump Packaged Unit | Heat Pump | 208 | 3 |  |  |  | Single-Speed |  |  |  | 61200 | 3272 | 18.7 | 13.4 | 48100 | 3614 | 3.9 | 3.1 | Non Federally-Regulated | 05/13/2019 |  | 05/28/2019
Enertech Global, LLC | GEOEXCEL | AZT060*2****B |  | Water-Source | WBAHP: Heat Pump Packaged Unit | Heat Pump | 208 | 3 |  |  |  | Single-Speed |  |  |  | 59400 | 3644 | 16.3 | 11.2 | 74600 | 4286 | 5.1 | 4.2 | Federally-Regulated Commercial & Industrial Equipment | 05/13/2019 |  | 05/28/2019
Enertech Global, LLC | GEOEXCEL | ABT036*2 | MPD036 | Ground-Source | WBAHP-CB: Heat Pump Split Syst | Heat Pump | 208 | 3 | False |  |  | Single-Speed |  |  |  | 35200 | 2058 | 17.1 | 13.4 | 28700 | 2213 | 3.8 | 3.1 | Non Federally-Regulated | 05/13/2019 |  | 05/28/2019
Enertech Global, LLC | GEOEXCEL | ABT036*2 | MPD036 | Ground-Water-Source | WBAHP-CB: Heat Pump Split Syst | Heat Pump | 208 | 3 | False |  |  | Single-Speed |  |  |  | 35400 | 1685 | 21 | 16.2 | 36200 | 2357 | 4.5 | 3.6 | Non Federally-Regulated | 05/13/2019 |  | 05/28/2019
Enertech Global, LLC | GEOEXCEL | ABT036*2 | MPD036 | Water-Source | WBAHP-CB: Heat Pump Split Syst | Heat Pump | 208 | 3 | False |  |  | Single-Speed |  |  |  | 34100 | 2304 | 14.8 | 12 | 44600 | 2614 | 5 | 4.2 | Federally-Regulated Commercial & Industrial Equipment | 05/13/2019 |  | 05/28/2019
Enertech Global, LLC | GEOEXCEL | AZS030*2***1 |  | Ground-Source | WBAHP: Heat Pump Packaged Unit | Heat Pump | 208 | 3 |  |  |  | Single-Speed |  |  |  | 29000 | 1542 | 18.8 | 13.4 | 21700 | 1673 | 3.8 | 3.1 | Non Federally-Regulated | 05/13/2019 |  | 05/28/2019
Enertech Global, LLC | GEOEXCEL | AZS030*2***1 |  | Ground-Water-Source | WBAHP: Heat Pump Packaged Unit | Heat Pump | 208 | 3 |  |  |  | Single-Speed |  |  |  | 30900 | 1256 | 24.6 | 16.2 | 26300 | 1639 | 4.7 | 3.6 | Non Federally-Regulated | 05/13/2019 |  | 05/28/2019
Enertech Global, LLC | GEOEXCEL | AZS030*2***1 |  | Water-Source | WBAHP: Heat Pump Packaged Unit | Heat Pump | 208 | 3 |  |  |  | Single-Speed |  |  |  | 27800 | 1716 | 16.2 | 11.2 | 32200 | 1715 | 5.5 | 4.2 | Federally-Regulated Commercial & Industrial Equipment | 05/13/2019 |  | 05/28/2019
Enertech Global, LLC | GEOEXCEL | AST036A2 | MPD036 | Ground-Source | WBAHP-CB: Heat Pump Split Syst | Heat Pump | 208 | 3 | False |  |  | Single-Speed |  |  |  | 37400 | 2294 | 16.3 | 13.4 | 28000 | 2279 | 3.6 | 3.1 | Non Federally-Regulated | 05/13/2019 |  | 05/28/2019
Enertech Global, LLC | GEOEXCEL | AST036A2 | MPD036 | Ground-Water-Source | WBAHP-CB: Heat Pump Split Syst | Heat Pump | 208 | 3 | False |  |  | Single-Speed |  |  |  | 40000 | 1851 | 21.6 | 16.2 | 35800 | 2440 | 4.3 | 3.6 | Non Federally-Regulated | 05/13/2019 |  | 05/28/2019
Enertech Global, LLC | GEOEXCEL | AZS060*2****B |  | Ground-Source | WBAHP: Heat Pump Packaged Unit | Heat Pump | 208 | 3 |  |  |  | Single-Speed |  |  |  | 60500 | 3398 | 17.8 | 13.4 | 49200 | 3794 | 3.8 | 3.1 | Non Federally-Regulated | 05/13/2019 |  | 05/28/2019
Enertech Global, LLC | GEOEXCEL | AVS042*2 |  | Ground-Source | WBAHP: Heat Pump Packaged Unit | Heat Pump | 208 | 3 |  |  |  | Single-Speed |  |  |  | 43600 | 2344 | 18.6 | 13.4 | 32000 | 2467 | 3.8 | 3.1 | Non Federally-Regulated | 05/13/2019 |  | 05/28/2019
Enertech Global, LLC | GEOEXCEL | AVS042*2 |  | Ground-Water-Source | WBAHP: Heat Pump Packaged Unit | Heat Pump | 208 | 3 |  |  |  | Single-Speed |  |  |  | 46700 | 1913 | 24.4 | 16.2 | 39200 | 2444 | 4.7 | 3.6 | Non Federally-Regulated | 05/13/2019 |  | 05/28/2019
Enertech Global, LLC | GEOEXCEL | ABT024*2 | MPD024 | Ground-Source | WBAHP-CB: Heat Pump Split Syst | Heat Pump | 208 | 3 | False |  |  | Dual-Speed |  |  |  | 24900 | 1439 | 17.3 | 13.4 | 18200 | 1568 | 3.4 | 3.1 | Non Federally-Regulated | 05/13/2019 |  | 05/28/2019
Enertech Global, LLC | GEOEXCEL | ABT024*2 | MPD024 | Ground-Water-Source | WBAHP-CB: Heat Pump Split Syst | Heat Pump | 208 | 3 | False |  |  | Dual-Speed |  |  |  | 26800 | 1180 | 22.7 | 16.2 | 23000 | 1604 | 4.2 | 3.6 | Non Federally-Regulated | 05/13/2019 |  | 05/28/2019
Enertech Global, LLC | GEOEXCEL | ABT024*2 | MPD024 | Water-Source | WBAHP-CB: Heat Pump Split Syst | Heat Pump | 208 | 3 | False |  |  | Dual-Speed |  |  |  | 23600 | 1616 | 14.6 | 12 | 28000 | 1783 | 4.6 | 4.2 | Federally-Regulated Commercial & Industrial Equipment | 05/13/2019 |  | 05/28/2019
Enertech Global, LLC | GEOEXCEL | AZS042*3***1B |  | Ground-Source | WBAHP: Heat Pump Packaged Unit | Heat Pump | 460 | 3 |  |  |  | Single-Speed |  |  |  | 44100 | 2090 | 21.1 | 13.4 | 32200 | 2301 | 4.1 | 3.1 | Non Federally-Regulated | 05/13/2019 |  | 05/28/2019
Enertech Global, LLC | GEOEXCEL | AZS042*3***1B |  | Water-Source | WBAHP: Heat Pump Packaged Unit | Heat Pump | 460 | 3 |  |  |  | Single-Speed |  |  |  | 42500 | 2401 | 17.7 | 11.2 | 49600 | 2691 | 5.4 | 4.2 | Federally-Regulated Commercial & Industrial Equipment | 05/13/2019 |  | 05/28/2019
Enertech Global, LLC | GEOEXCEL | AVT060 |  | Ground-Source | WBAHP: Heat Pump Packaged Unit | Heat Pump | 208 | 1 |  |  |  | Single-Speed |  |  |  | 60900 | 3460 | 17.6 | 13.4 | 46300 | 3570 | 3.8 | 3.1 | Non Federally-Regulated | 05/13/2019 |  | 05/28/2019
Enertech Global, LLC | GEOEXCEL | AVT060 |  | Ground-Water-Source | WBAHP: Heat Pump Packaged Unit | Heat Pump | 208 | 1 |  |  |  | Single-Speed |  |  |  | 64200 | 2918 | 22 | 16.2 | 57500 | 3744 | 4.5 | 3.6 | Non Federally-Regulated | 05/13/2019 |  | 05/28/2019
Enertech Global, LLC | GEOEXCEL | AYT048*2 |  | Ground-Source | WBAHP: Heat Pump Packaged Unit | Heat Pump | 208 | 3 |  |  |  | Single-Speed |  |  |  | 53300 | 2638 | 20.2 | 13.4 | 39900 | 2719 | 4.3 | 3.1 | Non Federally-Regulated | 05/13/2019 |  | 05/28/2019
Enertech Global, LLC | GEOEXCEL | AYT048*2 |  | Ground-Water-Source | WBAHP: Heat Pump Packaged Unit | Heat Pump | 208 | 3 |  |  |  | Single-Speed |  |  |  | 57100 | 2179 | 26.2 | 16.2 | 49500 | 2789 | 5.2 | 3.6 | Non Federally-Regulated | 05/13/2019 |  | 05/28/2019
Enertech Global, LLC | GEOEXCEL | AVS036*A***1 |  | Ground-Source | WBAHP: Heat Pump Packaged Unit | Heat Pump | 265 | 1 |  |  |  | Single-Speed |  |  |  | 38800 | 2020 | 19.2 | 13.4 | 29600 | 2224 | 3.9 | 3.1 | Non Federally-Regulated | 05/13/2019 |  | 05/28/2019
Enertech Global, LLC | GEOEXCEL | AVS036*A***1 |  | Ground-Water-Source | WBAHP: Heat Pump Packaged Unit | Heat Pump | 265 | 1 |  |  |  | Single-Speed |  |  |  | 41600 | 1631 | 25.5 | 16.2 | 36900 | 2253 | 4.8 | 3.6 | Non Federally-Regulated | 05/13/2019 |  | 05/28/2019
Enertech Global, LLC | GEOEXCEL | AVS036*A***1 |  | Water-Source | WBAHP: Heat Pump Packaged Unit | Heat Pump | 265 | 1 |  |  |  | Single-Speed |  |  |  | 37100 | 2262 | 16.4 | 11.2 | 46200 | 2507 | 5.4 | 4.2 | Federally-Regulated Commercial & Industrial Equipment | 05/13/2019 |  | 05/28/2019
Enertech Global, LLC | GEOEXCEL | AXT048D2 |  | Ground-Source | WBAHP: Heat Pump Packaged Unit | Heat Pump | 208 | 3 |  |  |  | Single-Speed |  |  |  | 49000 | 2865 | 17.1 | 13.4 | 38200 | 2870 | 3.9 | 3.1 | Non Federally-Regulated | 05/13/2019 |  | 05/28/2019
Enertech Global, LLC | GEOEXCEL | AXT048D2 |  | Ground-Water-Source | WBAHP: Heat Pump Packaged Unit | Heat Pump | 208 | 3 |  |  |  | Single-Speed |  |  |  | 53100 | 2402 | 22.1 | 16.2 | 47400 | 3019 | 4.6 | 3.6 | Non Federally-Regulated | 05/13/2019 |  | 05/28/2019
Enertech Global, LLC | GEOEXCEL | AZS018*A***1B |  | Ground-Source | WBAHP: Heat Pump Packaged Unit | Heat Pump | 265 | 1 |  |  |  | Single-Speed |  |  |  | 20800 | 1014 | 20.5 | 13.4 | 14200 | 1095 | 3.8 | 3.1 | Non Federally-Regulated | 05/13/2019 |  | 05/28/2019
Enertech Global, LLC | GEOEXCEL | AZS018*A***1B |  | Water-Source | WBAHP: Heat Pump Packaged Unit | Heat Pump | 265 | 1 |  |  |  | Single-Speed |  |  |  | 19900 | 1150 | 17.3 | 11.2 | 22600 | 1226 | 5.4 | 4.2 | Federally-Regulated Commercial & Industrial Equipment | 05/13/2019 |  | 05/28/2019
Enertech Global, LLC | GEOEXCEL | AZS042*****1B |  | Ground-Source | WBAHP: Heat Pump Packaged Unit | Heat Pump | 208 | 1 |  |  |  | Single-Speed |  |  |  | 44100 | 2090 | 21.1 | 13.4 | 32200 | 2301 | 4.1 | 3.1 | Non Federally-Regulated | 05/13/2019 |  | 05/28/2019
Enertech Global, LLC | GEOEXCEL | AZS042*****1B |  | Water-Source | WBAHP: Heat Pump Packaged Unit | Heat Pump | 208 | 1 |  |  |  | Single-Speed |  |  |  | 42500 | 2401 | 17.7 | 11.2 | 49600 | 2691 | 5.4 | 4.2 | Federally-Regulated Commercial & Industrial Equipment | 05/13/2019 |  | 05/28/2019
Enertech Global, LLC | GEOEXCEL | AZT060*3 |  | Ground-Source | WBAHP: Heat Pump Packaged Unit | Heat Pump | 460 | 3 |  |  |  | Single-Speed |  |  |  | 59000 | 3491 | 16.9 | 13.4 | 46800 | 3809 | 3.6 | 3.1 | Non Federally-Regulated | 05/13/2019 |  | 05/28/2019
Enertech Global, LLC | GEOEXCEL | AZT060*3 |  | Ground-Water-Source | WBAHP: Heat Pump Packaged Unit | Heat Pump | 460 | 3 |  |  |  | Single-Speed |  |  |  | 62000 | 2924 | 21.2 | 16.2 | 58500 | 4082 | 4.2 | 3.6 | Non Federally-Regulated | 05/13/2019 |  | 05/28/2019
Enertech Global, LLC | GEOEXCEL | AZT060*3 |  | Water-Source | WBAHP: Heat Pump Packaged Unit | Heat Pump | 460 | 3 |  |  |  | Single-Speed |  |  |  | 55100 | 3773 | 14.6 | 11.2 | 70700 | 4408 | 4.7 | 4.2 | Federally-Regulated Commercial & Industrial Equipment | 05/13/2019 |  | 05/28/2019
Enertech Global, LLC | GEOEXCEL | ABT036*2 | MCD036 | Ground-Source | WBAHP-C: Heat Pump Split Syste | Heat Pump | 208 | 3 | False |  |  | Single-Speed |  |  |  | 33900 | 1948 | 17.4 | 13.4 | 27900 | 2209 | 3.7 | 3.1 | Non Federally-Regulated | 05/13/2019 |  | 05/28/2019
Enertech Global, LLC | GEOEXCEL | ABT036*2 | MCD036 | Ground-Water-Source | WBAHP-C: Heat Pump Split Syste | Heat Pump | 208 | 3 | False |  |  | Single-Speed |  |  |  | 35000 | 1612 | 21.7 | 16.2 | 35100 | 2449 | 4.2 | 3.6 | Non Federally-Regulated | 05/13/2019 |  | 05/28/2019
Enertech Global, LLC | GEOEXCEL | ABT036*2 | MCD036 | Water-Source | WBAHP-C: Heat Pump Split Syste | Heat Pump | 208 | 3 | False |  |  | Single-Speed |  |  |  | 33300 | 2162 | 15.4 | 12 | 43400 | 2706 | 4.7 | 4.2 | Federally-Regulated Commercial & Industrial Equipment | 05/13/2019 |  | 05/28/2019
Enertech Global, LLC | GEOEXCEL | AZT036*A****B |  | Ground-Source | WBAHP: Heat Pump Packaged Unit | Heat Pump | 265 | 1 |  |  |  | Single-Speed |  |  |  | 38200 | 1919 | 19.9 | 13.4 | 27600 | 1972 | 4.1 | 3.1 | Non Federally-Regulated | 05/13/2019 |  | 05/28/2019
Enertech Global, LLC | GEOEXCEL | AZT036*A****B |  | Water-Source | WBAHP: Heat Pump Packaged Unit | Heat Pump | 265 | 1 |  |  |  | Single-Speed |  |  |  | 36500 | 2147 | 17 | 11.2 | 43300 | 2394 | 5.3 | 4.2 | Federally-Regulated Commercial & Industrial Equipment | 05/13/2019 |  | 05/28/2019
Enertech Global, LLC | GEOEXCEL | AZS006 |  | Ground-Source | WBAHP: Heat Pump Packaged Unit | Heat Pump | 208 | 1 |  |  |  | Single-Speed |  |  |  | 6900 | 403 | 17.1 | 13.4 | 5200 | 435 | 3.5 | 3.1 | Non Federally-Regulated | 05/13/2019 |  | 05/28/2019
Enertech Global, LLC | GEOEXCEL | AZS006 |  | Ground-Water-Source | WBAHP: Heat Pump Packaged Unit | Heat Pump | 208 | 1 |  |  |  | Single-Speed |  |  |  | 7600 | 327 | 23.2 | 16.2 | 6400 | 436 | 4.3 | 3.6 | Non Federally-Regulated | 05/13/2019 |  | 05/28/2019
Enertech Global, LLC | GEOEXCEL | AZS006 |  | Water-Source | WBAHP: Heat Pump Packaged Unit | Heat Pump | 208 | 1 |  |  |  | Single-Speed |  |  |  | 6500 | 445 | 14.6 | 11.2 | 7800 | 439 | 5.2 | 4.2 | Federally-Regulated Commercial & Industrial Equipment | 05/13/2019 |  | 05/28/2019
Enertech Global, LLC | GEOEXCEL | AVS024*3***1 |  | Ground-Source | WBAHP: Heat Pump Packaged Unit | Heat Pump | 460 | 3 |  |  |  | Single-Speed |  |  |  | 27000 | 1250 | 21.6 | 13.4 | 19300 | 1346 | 4.2 | 3.1 | Non Federally-Regulated | 05/13/2019 |  | 05/28/2019
Enertech Global, LLC | GEOEXCEL | AVS024*3***1 |  | Ground-Water-Source | WBAHP: Heat Pump Packaged Unit | Heat Pump | 460 | 3 |  |  |  | Single-Speed |  |  |  | 29400 | 996 | 29.5 | 16.2 | 24000 | 1379 | 5.1 | 3.6 | Non Federally-Regulated | 05/13/2019 |  | 05/28/2019
Enertech Global, LLC | GEOEXCEL | AVS024*3***1 |  | Water-Source | WBAHP: Heat Pump Packaged Unit | Heat Pump | 460 | 3 |  |  |  | Single-Speed |  |  |  | 25900 | 1407 | 18.4 | 11.2 | 29800 | 1480 | 5.9 | 4.2 | Federally-Regulated Commercial & Industrial Equipment | 05/13/2019 |  | 05/28/2019
Enertech Global, LLC | GEOEXCEL | AZS018*A***1 |  | Ground-Source | WBAHP: Heat Pump Packaged Unit | Heat Pump | 265 | 1 |  |  |  | Single-Speed |  |  |  | 20100 | 1074 | 18.7 | 13.4 | 14100 | 1116 | 3.7 | 3.1 | Non Federally-Regulated | 05/13/2019 |  | 05/28/2019
Enertech Global, LLC | GEOEXCEL | AZS018*A***1 |  | Ground-Water-Source | WBAHP: Heat Pump Packaged Unit | Heat Pump | 265 | 1 |  |  |  | Single-Speed |  |  |  | 21400 | 823 | 26 | 16.2 | 17500 | 1091 | 4.7 | 3.6 | Non Federally-Regulated | 05/13/2019 |  | 05/28/2019
Enertech Global, LLC | GEOEXCEL | AZS018*A***1 |  | Water-Source | WBAHP: Heat Pump Packaged Unit | Heat Pump | 265 | 1 |  |  |  | Single-Speed |  |  |  | 19100 | 1240 | 15.4 | 11.2 | 21900 | 1166 | 5.5 | 4.2 | Federally-Regulated Commercial & Industrial Equipment | 05/13/2019 |  | 05/28/2019
Enertech Global, LLC | GEOEXCEL | AZT030 |  | Ground-Source | WBAHP: Heat Pump Packaged Unit | Heat Pump | 208 | 1 |  |  |  | Single-Speed |  |  |  | 31500 | 1800 | 17.5 | 13.4 | 23300 | 1845 | 3.7 | 3.1 | Non Federally-Regulated | 05/13/2019 |  | 05/28/2019
Enertech Global, LLC | GEOEXCEL | AZT030 |  | Ground-Water-Source | WBAHP: Heat Pump Packaged Unit | Heat Pump | 208 | 1 |  |  |  | Single-Speed |  |  |  | 32600 | 1509 | 21.6 | 16.2 | 28800 | 1875 | 4.5 | 3.6 | Non Federally-Regulated | 05/13/2019 |  | 05/28/2019
Enertech Global, LLC | GEOEXCEL | AZS036*****1B |  | Ground-Source | WBAHP: Heat Pump Packaged Unit | Heat Pump | 208 | 1 |  |  |  | Single-Speed |  |  |  | 38400 | 1969 | 19.5 | 13.4 | 27600 | 2022 | 4 | 3.1 | Non Federally-Regulated | 05/13/2019 |  | 05/28/2019
Enertech Global, LLC | GEOEXCEL | AVS036*2 |  | Ground-Source | WBAHP: Heat Pump Packaged Unit | Heat Pump | 208 | 3 |  |  |  | Single-Speed |  |  |  | 37800 | 2100 | 18 | 13.4 | 30200 | 2269 | 3.9 | 3.1 | Non Federally-Regulated | 05/13/2019 |  | 05/28/2019
Enertech Global, LLC | GEOEXCEL | AVS036*2 |  | Ground-Water-Source | WBAHP: Heat Pump Packaged Unit | Heat Pump | 208 | 3 |  |  |  | Single-Speed |  |  |  | 40500 | 1723 | 23.5 | 16.2 | 37600 | 2395 | 4.6 | 3.6 | Non Federally-Regulated | 05/13/2019 |  | 05/28/2019
Enertech Global, LLC | GEOEXCEL | AVS036*2 |  | Water-Source | WBAHP: Heat Pump Packaged Unit | Heat Pump | 208 | 3 |  |  |  | Single-Speed |  |  |  | 36000 | 2322 | 15.5 | 11.2 | 46500 | 2620 | 5.2 | 4.2 | Federally-Regulated Commercial & Industrial Equipment | 05/13/2019 |  | 05/28/2019
Enertech Global, LLC | GEOEXCEL | AVT036*A |  | Ground-Source | WBAHP: Heat Pump Packaged Unit | Heat Pump | 265 | 1 |  |  |  | Single-Speed |  |  |  | 37400 | 2112 | 17.7 | 13.4 | 29500 | 2216 | 3.9 | 3.1 | Non Federally-Regulated | 05/13/2019 |  | 05/28/2019
Enertech Global, LLC | GEOEXCEL | AVT036*A |  | Ground-Water-Source | WBAHP: Heat Pump Packaged Unit | Heat Pump | 265 | 1 |  |  |  | Single-Speed |  |  |  | 40000 | 1754 | 22.8 | 16.2 | 36900 | 2350 | 4.6 | 3.6 | Non Federally-Regulated | 05/13/2019 |  | 05/28/2019
Enertech Global, LLC | GEOEXCEL | AVT036*A |  | Water-Source | WBAHP: Heat Pump Packaged Unit | Heat Pump | 265 | 1 |  |  |  | Single-Speed |  |  |  | 35800 | 2324 | 15.4 | 11.2 | 45500 | 2614 | 5.1 | 4.2 | Federally-Regulated Commercial & Industrial Equipment | 05/13/2019 |  | 05/28/2019
Enertech Global, LLC | GEOEXCEL | ABT024 | ACD024 | Ground-Source | WBAHP-C: Heat Pump Split Syste | Heat Pump | 208 | 1 | False |  |  | Dual-Speed |  |  |  | 24500 | 1392 | 17.6 | 13.4 | 17800 | 1449 | 3.6 | 3.1 | Non Federally-Regulated | 05/13/2019 |  | 05/28/2019
Enertech Global, LLC | GEOEXCEL | ABT024 | ACD024 | Ground-Water-Source | WBAHP-C: Heat Pump Split Syste | Heat Pump | 208 | 1 | False |  |  | Dual-Speed |  |  |  | 26000 | 1135 | 22.9 | 16.2 | 22700 | 1547 | 4.3 | 3.6 | Non Federally-Regulated | 05/13/2019 |  | 05/28/2019
Enertech Global, LLC | GEOEXCEL | ABT024 | ACD024 | Water-Source | WBAHP-C: Heat Pump Split Syste | Heat Pump | 208 | 1 | False |  |  | Dual-Speed |  |  |  | 23500 | 1556 | 15.1 | 12 | 27500 | 1714 | 4.7 | 4.2 | Federally-Regulated Commercial & Industrial Equipment | 05/13/2019 |  | 05/28/2019
Enertech Global, LLC | GEOEXCEL | AXT024D3 |  | Ground-Source | WBAHP: Heat Pump Packaged Unit | Heat Pump | 460 | 3 |  |  |  | Single-Speed |  |  |  | 27200 | 1339 | 20.3 | 13.4 | 19800 | 1349 | 4.3 | 3.1 | Non Federally-Regulated | 05/13/2019 |  | 05/28/2019
Enertech Global, LLC | GEOEXCEL | AYT024 |  | Ground-Source | WBAHP: Heat Pump Packaged Unit | Heat Pump | 208 | 1 |  |  |  | Single-Speed |  |  |  | 27100 | 1361 | 19.9 | 13.4 | 19000 | 1294 | 4.3 | 3.1 | Non Federally-Regulated | 05/13/2019 |  | 05/28/2019
Enertech Global, LLC | GEOEXCEL | AVS015*A |  | Ground-Source | WBAHP: Heat Pump Packaged Unit | Heat Pump | 265 | 1 |  |  |  | Single-Speed |  |  |  | 16000 | 808 | 19.8 | 13.4 | 11600 | 829 | 4.1 | 3.1 | Non Federally-Regulated | 05/13/2019 |  | 05/28/2019
Enertech Global, LLC | GEOEXCEL | AVS015*A |  | Ground-Water-Source | WBAHP: Heat Pump Packaged Unit | Heat Pump | 265 | 1 |  |  |  | Single-Speed |  |  |  | 17500 | 607 | 28.8 | 16.2 | 14600 | 838 | 5.1 | 3.6 | Non Federally-Regulated | 05/13/2019 |  | 05/28/2019
Enertech Global, LLC | GEOEXCEL | AVS015*A |  | Water-Source | WBAHP: Heat Pump Packaged Unit | Heat Pump | 265 | 1 |  |  |  | Single-Speed |  |  |  | 15100 | 862 | 17.5 | 11.2 | 17900 | 874 | 6 | 4.2 | Federally-Regulated Commercial & Industrial Equipment | 05/13/2019 |  | 05/28/2019
Enertech Global, LLC | GEOEXCEL | AZS006*9 |  | Ground-Source | WBAHP: Heat Pump Packaged Unit | Heat Pump | 115 | 1 |  |  |  | Single-Speed |  |  |  | 6500 | 401 | 16.2 | 13.4 | 5000 | 444 | 3.3 | 3.1 | Non Federally-Regulated | 05/13/2019 |  | 05/28/2019
Enertech Global, LLC | GEOEXCEL | AZS006*9 |  | Ground-Water-Source | WBAHP: Heat Pump Packaged Unit | Heat Pump | 115 | 1 |  |  |  | Single-Speed |  |  |  | 7200 | 327 | 22 | 16.2 | 6100 | 436 | 4.1 | 3.6 | Non Federally-Regulated | 05/13/2019 |  | 05/28/2019
Enertech Global, LLC | GEOEXCEL | AZS006*9 |  | Water-Source | WBAHP: Heat Pump Packaged Unit | Heat Pump | 115 | 1 |  |  |  | Single-Speed |  |  |  | 6200 | 446 | 13.9 | 11.2 | 7400 | 442 | 4.9 | 4.2 | Federally-Regulated Commercial & Industrial Equipment | 05/13/2019 |  | 05/28/2019
Enertech Global, LLC | GEOEXCEL | AZS024*3****B |  | Ground-Source | WBAHP: Heat Pump Packaged Unit | Heat Pump | 460 | 3 |  |  |  | Single-Speed |  |  |  | 25200 | 1347 | 18.7 | 13.4 | 18600 | 1473 | 3.7 | 3.1 | Non Federally-Regulated | 05/13/2019 |  | 05/28/2019
Enertech Global, LLC | GEOEXCEL | AZS024*3****B |  | Water-Source | WBAHP: Heat Pump Packaged Unit | Heat Pump | 460 | 3 |  |  |  | Single-Speed |  |  |  | 24100 | 1525 | 15.8 | 11.2 | 29700 | 1740 | 5 | 4.2 | Federally-Regulated Commercial & Industrial Equipment | 05/13/2019 |  | 05/28/2019
Enertech Global, LLC | GEOEXCEL | AVS036*3 |  | Ground-Source | WBAHP: Heat Pump Packaged Unit | Heat Pump | 460 | 3 |  |  |  | Single-Speed |  |  |  | 37800 | 2100 | 18 | 13.4 | 30200 | 2269 | 3.9 | 3.1 | Non Federally-Regulated | 05/13/2019 |  | 05/28/2019
Enertech Global, LLC | GEOEXCEL | AVS036*3 |  | Ground-Water-Source | WBAHP: Heat Pump Packaged Unit | Heat Pump | 460 | 3 |  |  |  | Single-Speed |  |  |  | 40500 | 1723 | 23.5 | 16.2 | 37600 | 2395 | 4.6 | 3.6 | Non Federally-Regulated | 05/13/2019 |  | 05/28/2019
Enertech Global, LLC | GEOEXCEL | AVS036*3 |  | Water-Source | WBAHP: Heat Pump Packaged Unit | Heat Pump | 460 | 3 |  |  |  | Single-Speed |  |  |  | 36000 | 2322 | 15.5 | 11.2 | 46500 | 2620 | 5.2 | 4.2 | Federally-Regulated Commercial & Industrial Equipment | 05/13/2019 |  | 05/28/2019
Enertech Global, LLC | GEOEXCEL | AVS006 |  | Ground-Source | WBAHP: Heat Pump Packaged Unit | Heat Pump | 208 | 1 |  |  |  | Single-Speed |  |  |  | 7200 | 387 | 18.6 | 13.4 | 5600 | 443 | 3.7 | 3.1 | Non Federally-Regulated | 05/13/2019 |  | 05/28/2019
Enertech Global, LLC | GEOEXCEL | AVS006 |  | Ground-Water-Source | WBAHP: Heat Pump Packaged Unit | Heat Pump | 208 | 1 |  |  |  | Single-Speed |  |  |  | 7800 | 302 | 25.8 | 16.2 | 7000 | 445 | 4.6 | 3.6 | Non Federally-Regulated | 05/13/2019 |  | 05/28/2019
Enertech Global, LLC | GEOEXCEL | AVS006 |  | Water-Source | WBAHP: Heat Pump Packaged Unit | Heat Pump | 208 | 1 |  |  |  | Single-Speed |  |  |  | 6800 | 425 | 16 | 11.2 | 8400 | 447 | 5.5 | 4.2 | Federally-Regulated Commercial & Industrial Equipment | 05/13/2019 |  | 05/28/2019
Enertech Global, LLC | GEOEXCEL | AVS060*3 |  | Ground-Source | WBAHP: Heat Pump Packaged Unit | Heat Pump | 460 | 3 |  |  |  | Single-Speed |  |  |  | 60000 | 3550 | 16.9 | 13.4 | 46900 | 3818 | 3.6 | 3.1 | Non Federally-Regulated | 05/13/2019 |  | 05/28/2019
Enertech Global, LLC | GEOEXCEL | AVS060*3 |  | Ground-Water-Source | WBAHP: Heat Pump Packaged Unit | Heat Pump | 460 | 3 |  |  |  | Single-Speed |  |  |  | 63300 | 2971 | 21.3 | 16.2 | 58700 | 4000 | 4.3 | 3.6 | Non Federally-Regulated | 05/13/2019 |  | 05/28/2019
Enertech Global, LLC | GEOEXCEL | AVS060*3 |  | Water-Source | WBAHP: Heat Pump Packaged Unit | Heat Pump | 460 | 3 |  |  |  | Single-Speed |  |  |  | 57700 | 3898 | 14.8 | 11.2 | 71400 | 4270 | 4.9 | 4.2 | Federally-Regulated Commercial & Industrial Equipment | 05/13/2019 |  | 05/28/2019
Enertech Global, LLC | GEOEXCEL | AZT060*A |  | Ground-Source | WBAHP: Heat Pump Packaged Unit | Heat Pump | 265 | 1 |  |  |  | Single-Speed |  |  |  | 59000 | 3491 | 16.9 | 13.4 | 46800 | 3809 | 3.6 | 3.1 | Non Federally-Regulated | 05/13/2019 |  | 05/28/2019
Enertech Global, LLC | GEOEXCEL | AZT060*A |  | Ground-Water-Source | WBAHP: Heat Pump Packaged Unit | Heat Pump | 265 | 1 |  |  |  | Single-Speed |  |  |  | 62000 | 2924 | 21.2 | 16.2 | 58500 | 4082 | 4.2 | 3.6 | Non Federally-Regulated | 05/13/2019 |  | 05/28/2019
Enertech Global, LLC | GEOEXCEL | AZT060*A |  | Water-Source | WBAHP: Heat Pump Packaged Unit | Heat Pump | 265 | 1 |  |  |  | Single-Speed |  |  |  | 55100 | 3773 | 14.6 | 11.2 | 70700 | 4408 | 4.7 | 4.2 | Federally-Regulated Commercial & Industrial Equipment | 05/13/2019 |  | 05/28/2019
Enertech Global, LLC | GEOEXCEL | AVS018*A***1 |  | Ground-Source | WBAHP: Heat Pump Packaged Unit | Heat Pump | 265 | 1 |  |  |  | Single-Speed |  |  |  | 21700 | 977 | 22.2 | 13.4 | 15700 | 1122 | 4.1 | 3.1 | Non Federally-Regulated | 05/13/2019 |  | 05/28/2019
Enertech Global, LLC | GEOEXCEL | AVS018*A***1 |  | Ground-Water-Source | WBAHP: Heat Pump Packaged Unit | Heat Pump | 265 | 1 |  |  |  | Single-Speed |  |  |  | 23200 | 760 | 30.5 | 16.2 | 19600 | 1083 | 5.3 | 3.6 | Non Federally-Regulated | 05/13/2019 |  | 05/28/2019
Enertech Global, LLC | GEOEXCEL | AVS018*A***1 |  | Water-Source | WBAHP: Heat Pump Packaged Unit | Heat Pump | 265 | 1 |  |  |  | Single-Speed |  |  |  | 20700 | 1101 | 18.8 | 11.2 | 23700 | 1120 | 6.2 | 4.2 | Federally-Regulated Commercial & Industrial Equipment | 05/13/2019 |  | 05/28/2019
Enertech Global, LLC | GEOEXCEL | AST036A | MPD036 | Ground-Source | WBAHP-CB: Heat Pump Split Syst | Heat Pump | 208 | 1 | False |  |  | Single-Speed |  |  |  | 37400 | 2294 | 16.3 | 13.4 | 28000 | 2279 | 3.6 | 3.1 | Non Federally-Regulated | 05/13/2019 |  | 05/28/2019
Enertech Global, LLC | GEOEXCEL | AST036A | MPD036 | Ground-Water-Source | WBAHP-CB: Heat Pump Split Syst | Heat Pump | 208 | 1 | False |  |  | Single-Speed |  |  |  | 40000 | 1851 | 21.6 | 16.2 | 35800 | 2440 | 4.3 | 3.6 | Non Federally-Regulated | 05/13/2019 |  | 05/28/2019
Enertech Global, LLC | GEOEXCEL | AZT048*A****B |  | Ground-Source | WBAHP: Heat Pump Packaged Unit | Heat Pump | 265 | 1 |  |  |  | Single-Speed |  |  |  | 49800 | 2721 | 18.3 | 13.4 | 37900 | 2848 | 3.9 | 3.1 | Non Federally-Regulated | 05/13/2019 |  | 05/28/2019
Enertech Global, LLC | GEOEXCEL | AZS060*2***1B |  | Ground-Source | WBAHP: Heat Pump Packaged Unit | Heat Pump | 208 | 3 |  |  |  | Single-Speed |  |  |  | 60700 | 3112 | 19.5 | 13.4 | 48200 | 3531 | 4 | 3.1 | Non Federally-Regulated | 05/13/2019 |  | 05/28/2019
Enertech Global, LLC | GEOEXCEL | AZS060*2***1B |  | Water-Source | WBAHP: Heat Pump Packaged Unit | Heat Pump | 208 | 3 |  |  |  | Single-Speed |  |  |  | 59300 | 3488 | 17 | 11.2 | 74700 | 4130 | 5.3 | 4.2 | Federally-Regulated Commercial & Industrial Equipment | 05/13/2019 |  | 05/28/2019
Enertech Global, LLC | GEOEXCEL | AZT036******B |  | Ground-Source | WBAHP: Heat Pump Packaged Unit | Heat Pump | 208 | 1 |  |  |  | Single-Speed |  |  |  | 38200 | 1919 | 19.9 | 13.4 | 27600 | 1972 | 4.1 | 3.1 | Non Federally-Regulated | 05/13/2019 |  | 05/28/2019
Enertech Global, LLC | GEOEXCEL | AZT036******B |  | Water-Source | WBAHP: Heat Pump Packaged Unit | Heat Pump | 208 | 1 |  |  |  | Single-Speed |  |  |  | 36500 | 2147 | 17 | 11.2 | 43300 | 2394 | 5.3 | 4.2 | Federally-Regulated Commercial & Industrial Equipment | 05/13/2019 |  | 05/28/2019
Enertech Global, LLC | GEOEXCEL | AZS042 |  | Ground-Source | WBAHP: Heat Pump Packaged Unit | Heat Pump | 208 | 1 |  |  |  | Single-Speed |  |  |  | 41100 | 2296 | 17.9 | 13.4 | 31700 | 2510 | 3.7 | 3.1 | Non Federally-Regulated | 05/13/2019 |  | 05/28/2019
Enertech Global, LLC | GEOEXCEL | AZS042 |  | Ground-Water-Source | WBAHP: Heat Pump Packaged Unit | Heat Pump | 208 | 1 |  |  |  | Single-Speed |  |  |  | 44200 | 1864 | 23.7 | 16.2 | 38900 | 2533 | 4.5 | 3.6 | Non Federally-Regulated | 05/13/2019 |  | 05/28/2019
Enertech Global, LLC | GEOEXCEL | AZS042 |  | Water-Source | WBAHP: Heat Pump Packaged Unit | Heat Pump | 208 | 1 |  |  |  | Single-Speed |  |  |  | 39500 | 2564 | 15.4 | 11.2 | 47900 | 2699 | 5.2 | 4.2 | Federally-Regulated Commercial & Industrial Equipment | 05/13/2019 |  | 05/28/2019
Enertech Global, LLC | GEOEXCEL | AZT048 |  | Ground-Source | WBAHP: Heat Pump Packaged Unit | Heat Pump | 208 | 1 |  |  |  | Single-Speed |  |  |  | 48700 | 2815 | 17.3 | 13.4 | 36900 | 3004 | 3.6 | 3.1 | Non Federally-Regulated | 05/13/2019 |  | 05/28/2019
Enertech Global, LLC | GEOEXCEL | AZT048 |  | Ground-Water-Source | WBAHP: Heat Pump Packaged Unit | Heat Pump | 208 | 1 |  |  |  | Single-Speed |  |  |  | 52200 | 2361 | 22.1 | 16.2 | 45900 | 3128 | 4.3 | 3.6 | Non Federally-Regulated | 05/13/2019 |  | 05/28/2019
Enertech Global, LLC | GEOEXCEL | AZT048 |  | Water-Source | WBAHP: Heat Pump Packaged Unit | Heat Pump | 208 | 1 |  |  |  | Single-Speed |  |  |  | 46500 | 3079 | 15.1 | 11.2 | 55300 | 3376 | 4.8 | 4.2 | Federally-Regulated Commercial & Industrial Equipment | 05/13/2019 |  | 05/28/2019
Enertech Global, LLC | GEOEXCEL | AZS024*3 |  | Ground-Source | WBAHP: Heat Pump Packaged Unit | Heat Pump | 460 | 3 |  |  |  | Single-Speed |  |  |  | 25700 | 1477 | 17.4 | 13.4 | 18500 | 1506 | 3.6 | 3.1 | Non Federally-Regulated | 05/13/2019 |  | 05/28/2019
Enertech Global, LLC | GEOEXCEL | AZS024*3 |  | Ground-Water-Source | WBAHP: Heat Pump Packaged Unit | Heat Pump | 460 | 3 |  |  |  | Single-Speed |  |  |  | 27400 | 1196 | 22.9 | 16.2 | 23700 | 1615 | 4.3 | 3.6 | Non Federally-Regulated | 05/13/2019 |  | 05/28/2019
Enertech Global, LLC | GEOEXCEL | AZS024*3 |  | Water-Source | WBAHP: Heat Pump Packaged Unit | Heat Pump | 460 | 3 |  |  |  | Single-Speed |  |  |  | 24600 | 1651 | 14.9 | 11.2 | 29300 | 1752 | 4.9 | 4.2 | Federally-Regulated Commercial & Industrial Equipment | 05/13/2019 |  | 05/28/2019
Enertech Global, LLC | GEOEXCEL | AVS041*3***1 |  | Ground-Source | WBAHP: Heat Pump Packaged Unit | Heat Pump | 460 | 3 |  |  |  | Single-Speed |  |  |  | 39800 | 2235 | 17.8 | 13.4 | 31200 | 2471 | 3.7 | 3.1 | Non Federally-Regulated | 05/13/2019 |  | 05/28/2019
Enertech Global, LLC | GEOEXCEL | AVS041*3***1 |  | Ground-Water-Source | WBAHP: Heat Pump Packaged Unit | Heat Pump | 460 | 3 |  |  |  | Single-Speed |  |  |  | 43000 | 1822 | 23.6 | 16.2 | 39200 | 2611 | 4.4 | 3.6 | Non Federally-Regulated | 05/13/2019 |  | 05/28/2019
Enertech Global, LLC | GEOEXCEL | AVS041*3***1 |  | Water-Source | WBAHP: Heat Pump Packaged Unit | Heat Pump | 460 | 3 |  |  |  | Single-Speed |  |  |  | 38300 | 2487 | 15.4 | 11.2 | 46900 | 2695 | 5.1 | 4.2 | Federally-Regulated Commercial & Industrial Equipment | 05/13/2019 |  | 05/28/2019
Enertech Global, LLC | GEOEXCEL | AVS041*2 |  | Ground-Source | WBAHP: Heat Pump Packaged Unit | Heat Pump | 208 | 3 |  |  |  | Single-Speed |  |  |  | 38700 | 2263 | 17.1 | 13.4 | 31100 | 2531 | 3.6 | 3.1 | Non Federally-Regulated | 05/13/2019 |  | 05/28/2019
Enertech Global, LLC | GEOEXCEL | AVS041*2 |  | Ground-Water-Source | WBAHP: Heat Pump Packaged Unit | Heat Pump | 208 | 3 |  |  |  | Single-Speed |  |  |  | 41400 | 1856 | 22.3 | 16.2 | 38900 | 2780 | 4.1 | 3.6 | Non Federally-Regulated | 05/13/2019 |  | 05/28/2019
Enertech Global, LLC | GEOEXCEL | AVS041*2 |  | Water-Source | WBAHP: Heat Pump Packaged Unit | Heat Pump | 208 | 3 |  |  |  | Single-Speed |  |  |  | 37100 | 2506 | 14.8 | 11.2 | 46800 | 2981 | 4.6 | 4.2 | Federally-Regulated Commercial & Industrial Equipment | 05/13/2019 |  | 05/28/2019
Enertech Global, LLC | GEOEXCEL | ABT036 | MPD036 | Ground-Source | WBAHP-CB: Heat Pump Split Syst | Heat Pump | 208 | 1 | False |  |  | Single-Speed |  |  |  | 35200 | 2058 | 17.1 | 13.4 | 28700 | 2213 | 3.8 | 3.1 | Non Federally-Regulated | 05/13/2019 |  | 05/28/2019
Enertech Global, LLC | GEOEXCEL | ABT036 | MPD036 | Ground-Water-Source | WBAHP-CB: Heat Pump Split Syst | Heat Pump | 208 | 1 | False |  |  | Single-Speed |  |  |  | 35400 | 1685 | 21 | 16.2 | 36200 | 2357 | 4.5 | 3.6 | Non Federally-Regulated | 05/13/2019 |  | 05/28/2019
Enertech Global, LLC | GEOEXCEL | ABT036 | MPD036 | Water-Source | WBAHP-CB: Heat Pump Split Syst | Heat Pump | 208 | 1 | False |  |  | Single-Speed |  |  |  | 34100 | 2304 | 14.8 | 12 | 44600 | 2614 | 5 | 4.2 | Federally-Regulated Commercial & Industrial Equipment | 05/13/2019 |  | 05/28/2019
Enertech Global, LLC | GEOEXCEL | AZT030*3****B |  | Ground-Source | WBAHP: Heat Pump Packaged Unit | Heat Pump | 460 | 3 |  |  |  | Single-Speed |  |  |  | 32000 | 1777 | 18 | 13.4 | 22600 | 1790 | 3.7 | 3.1 | Non Federally-Regulated | 05/13/2019 |  | 05/28/2019
Enertech Global, LLC | GEOEXCEL | AZT030*3****B |  | Water-Source | WBAHP: Heat Pump Packaged Unit | Heat Pump | 460 | 3 |  |  |  | Single-Speed |  |  |  | 30600 | 1987 | 15.4 | 11.2 | 36000 | 2110 | 5 | 4.2 | Federally-Regulated Commercial & Industrial Equipment | 05/13/2019 |  | 05/28/2019
Enertech Global, LLC | GEOEXCEL | AZS030*3***1 |  | Ground-Source | WBAHP: Heat Pump Packaged Unit | Heat Pump | 460 | 3 |  |  |  | Single-Speed |  |  |  | 29000 | 1542 | 18.8 | 13.4 | 21700 | 1673 | 3.8 | 3.1 | Non Federally-Regulated | 05/13/2019 |  | 05/28/2019
Enertech Global, LLC | GEOEXCEL | AZS030*3***1 |  | Ground-Water-Source | WBAHP: Heat Pump Packaged Unit | Heat Pump | 460 | 3 |  |  |  | Single-Speed |  |  |  | 30900 | 1256 | 24.6 | 16.2 | 26300 | 1639 | 4.7 | 3.6 | Non Federally-Regulated | 05/13/2019 |  | 05/28/2019
Enertech Global, LLC | GEOEXCEL | AZS030*3***1 |  | Water-Source | WBAHP: Heat Pump Packaged Unit | Heat Pump | 460 | 3 |  |  |  | Single-Speed |  |  |  | 27800 | 1716 | 16.2 | 11.2 | 32200 | 1715 | 5.5 | 4.2 | Federally-Regulated Commercial & Industrial Equipment | 05/13/2019 |  | 05/28/2019
Enertech Global, LLC | GEOEXCEL | AZS036*4 |  | Ground-Source | WBAHP: Heat Pump Packaged Unit | Heat Pump | 575 | 3 |  |  |  | Single-Speed |  |  |  | 36600 | 2044 | 17.9 | 13.4 | 28300 | 2241 | 3.7 | 3.1 | Non Federally-Regulated | 05/13/2019 |  | 05/28/2019
Enertech Global, LLC | GEOEXCEL | AZS036*4 |  | Ground-Water-Source | WBAHP: Heat Pump Packaged Unit | Heat Pump | 575 | 3 |  |  |  | Single-Speed |  |  |  | 39500 | 1639 | 24.1 | 16.2 | 34800 | 2317 | 4.4 | 3.6 | Non Federally-Regulated | 05/13/2019 |  | 05/28/2019
Enertech Global, LLC | GEOEXCEL | AZT042*2 |  | Ground-Source | WBAHP: Heat Pump Packaged Unit | Heat Pump | 208 | 3 |  |  |  | Single-Speed |  |  |  | 43000 | 2388 | 18 | 13.4 | 32900 | 2678 | 3.6 | 3.1 | Non Federally-Regulated | 05/13/2019 |  | 05/28/2019
Enertech Global, LLC | GEOEXCEL | AZT042*2 |  | Ground-Water-Source | WBAHP: Heat Pump Packaged Unit | Heat Pump | 208 | 3 |  |  |  | Single-Speed |  |  |  | 46000 | 1965 | 23.4 | 16.2 | 40100 | 2670 | 4.4 | 3.6 | Non Federally-Regulated | 05/13/2019 |  | 05/28/2019
Enertech Global, LLC | GEOEXCEL | AZT042*2 |  | Water-Source | WBAHP: Heat Pump Packaged Unit | Heat Pump | 208 | 3 |  |  |  | Single-Speed |  |  |  | 41200 | 2658 | 15.5 | 11.2 | 49500 | 3086 | 4.7 | 4.2 | Federally-Regulated Commercial & Industrial Equipment | 05/13/2019 |  | 05/28/2019
Enertech Global, LLC | GEOEXCEL | AVS015*****1 |  | Ground-Source | WBAHP: Heat Pump Packaged Unit | Heat Pump | 208 | 1 |  |  |  | Single-Speed |  |  |  | 16000 | 717 | 22.3 | 13.4 | 11500 | 783 | 4.3 | 3.1 | Non Federally-Regulated | 05/13/2019 |  | 05/28/2019
Enertech Global, LLC | GEOEXCEL | AVS015*****1 |  | Ground-Water-Source | WBAHP: Heat Pump Packaged Unit | Heat Pump | 208 | 1 |  |  |  | Single-Speed |  |  |  | 17400 | 550 | 31.6 | 16.2 | 14400 | 781 | 5.4 | 3.6 | Non Federally-Regulated | 05/13/2019 |  | 05/28/2019
Enertech Global, LLC | GEOEXCEL | AVS015*****1 |  | Water-Source | WBAHP: Heat Pump Packaged Unit | Heat Pump | 208 | 1 |  |  |  | Single-Speed |  |  |  | 15200 | 808 | 18.8 | 11.2 | 17700 | 810 | 6.4 | 4.2 | Federally-Regulated Commercial & Industrial Equipment | 05/13/2019 |  | 05/28/2019
Enertech Global, LLC | GEOEXCEL | AVT036 |  | Ground-Source | WBAHP: Heat Pump Packaged Unit | Heat Pump | 208 | 1 |  |  |  | Single-Speed |  |  |  | 37400 | 2112 | 17.7 | 13.4 | 29500 | 2216 | 3.9 | 3.1 | Non Federally-Regulated | 05/13/2019 |  | 05/28/2019
Enertech Global, LLC | GEOEXCEL | AVT036 |  | Ground-Water-Source | WBAHP: Heat Pump Packaged Unit | Heat Pump | 208 | 1 |  |  |  | Single-Speed |  |  |  | 40000 | 1754 | 22.8 | 16.2 | 36900 | 2350 | 4.6 | 3.6 | Non Federally-Regulated | 05/13/2019 |  | 05/28/2019
Enertech Global, LLC | GEOEXCEL | AVT036 |  | Water-Source | WBAHP: Heat Pump Packaged Unit | Heat Pump | 208 | 1 |  |  |  | Single-Speed |  |  |  | 35800 | 2324 | 15.4 | 11.2 | 45500 | 2614 | 5.1 | 4.2 | Federally-Regulated Commercial & Industrial Equipment | 05/13/2019 |  | 05/28/2019
Enertech Global, LLC | GEOEXCEL | AZT030******B |  | Ground-Source | WBAHP: Heat Pump Packaged Unit | Heat Pump | 208 | 1 |  |  |  | Single-Speed |  |  |  | 32000 | 1777 | 18 | 13.4 | 22600 | 1790 | 3.7 | 3.1 | Non Federally-Regulated | 05/13/2019 |  | 05/28/2019
Enertech Global, LLC | GEOEXCEL | AVS048*4 |  | Ground-Source | WBAHP: Heat Pump Packaged Unit | Heat Pump | 575 | 3 |  |  |  | Single-Speed |  |  |  | 50500 | 2869 | 17.6 | 13.4 | 39600 | 3223 | 3.6 | 3.1 | Non Federally-Regulated | 05/13/2019 |  | 05/28/2019
Enertech Global, LLC | GEOEXCEL | AVS048*4 |  | Ground-Water-Source | WBAHP: Heat Pump Packaged Unit | Heat Pump | 575 | 3 |  |  |  | Single-Speed |  |  |  | 53400 | 2362 | 22.6 | 16.2 | 48100 | 3203 | 4.4 | 3.6 | Non Federally-Regulated | 05/13/2019 |  | 05/28/2019
Enertech Global, LLC | GEOEXCEL | AVS048*4 |  | Water-Source | WBAHP: Heat Pump Packaged Unit | Heat Pump | 575 | 3 |  |  |  | Single-Speed |  |  |  | 48500 | 3190 | 15.2 | 11.2 | 58900 | 3452 | 5 | 4.2 | Federally-Regulated Commercial & Industrial Equipment | 05/13/2019 |  | 05/28/2019
Enertech Global, LLC | GEOEXCEL | AZT030*2 |  | Ground-Source | WBAHP: Heat Pump Packaged Unit | Heat Pump | 208 | 3 |  |  |  | Single-Speed |  |  |  | 31500 | 1800 | 17.5 | 13.4 | 23300 | 1845 | 3.7 | 3.1 | Non Federally-Regulated | 05/13/2019 |  | 05/28/2019
Enertech Global, LLC | GEOEXCEL | AZT030*2 |  | Ground-Water-Source | WBAHP: Heat Pump Packaged Unit | Heat Pump | 208 | 3 |  |  |  | Single-Speed |  |  |  | 32600 | 1509 | 21.6 | 16.2 | 28800 | 1875 | 4.5 | 3.6 | Non Federally-Regulated | 05/13/2019 |  | 05/28/2019
Enertech Global, LLC | GEOEXCEL | AZT030*2 |  | Water-Source | WBAHP: Heat Pump Packaged Unit | Heat Pump | 208 | 3 |  |  |  | Single-Speed |  |  |  | 30200 | 2000 | 15.1 | 11.2 | 34800 | 1999 | 5.1 | 4.2 | Federally-Regulated Commercial & Industrial Equipment | 05/13/2019 |  | 05/28/2019
Enertech Global, LLC | GEOEXCEL | AVS036*A |  | Ground-Source | WBAHP: Heat Pump Packaged Unit | Heat Pump | 265 | 1 |  |  |  | Single-Speed |  |  |  | 37800 | 2100 | 18 | 13.4 | 30200 | 2269 | 3.9 | 3.1 | Non Federally-Regulated | 05/13/2019 |  | 05/28/2019
Enertech Global, LLC | GEOEXCEL | AVS036*A |  | Ground-Water-Source | WBAHP: Heat Pump Packaged Unit | Heat Pump | 265 | 1 |  |  |  | Single-Speed |  |  |  | 40500 | 1723 | 23.5 | 16.2 | 37600 | 2395 | 4.6 | 3.6 | Non Federally-Regulated | 05/13/2019 |  | 05/28/2019
Enertech Global, LLC | GEOEXCEL | AVS036*A |  | Water-Source | WBAHP: Heat Pump Packaged Unit | Heat Pump | 265 | 1 |  |  |  | Single-Speed |  |  |  | 36000 | 2322 | 15.5 | 11.2 | 46500 | 2620 | 5.2 | 4.2 | Federally-Regulated Commercial & Industrial Equipment | 05/13/2019 |  | 05/28/2019
Enertech Global, LLC | GEOEXCEL | AVS018*A |  | Ground-Source | WBAHP: Heat Pump Packaged Unit | Heat Pump | 265 | 1 |  |  |  | Single-Speed |  |  |  | 21400 | 1070 | 20 | 13.4 | 16300 | 1224 | 3.9 | 3.1 | Non Federally-Regulated | 05/13/2019 |  | 05/28/2019
Enertech Global, LLC | GEOEXCEL | AVS018*A |  | Ground-Water-Source | WBAHP: Heat Pump Packaged Unit | Heat Pump | 265 | 1 |  |  |  | Single-Speed |  |  |  | 23200 | 843 | 27.5 | 16.2 | 20100 | 1178 | 5 | 3.6 | Non Federally-Regulated | 05/13/2019 |  | 05/28/2019
Enertech Global, LLC | GEOEXCEL | AVS018*A |  | Water-Source | WBAHP: Heat Pump Packaged Unit | Heat Pump | 265 | 1 |  |  |  | Single-Speed |  |  |  | 20500 | 1213 | 16.9 | 11.2 | 24200 | 1222 | 5.8 | 4.2 | Federally-Regulated Commercial & Industrial Equipment | 05/13/2019 |  | 05/28/2019
Enertech Global, LLC | GEOEXCEL | AZS042*2***1B |  | Ground-Source | WBAHP: Heat Pump Packaged Unit | Heat Pump | 208 | 3 |  |  |  | Single-Speed |  |  |  | 44100 | 2090 | 21.1 | 13.4 | 32200 | 2301 | 4.1 | 3.1 | Non Federally-Regulated | 05/13/2019 |  | 05/28/2019
Enertech Global, LLC | GEOEXCEL | AZS042*2***1B |  | Water-Source | WBAHP: Heat Pump Packaged Unit | Heat Pump | 208 | 3 |  |  |  | Single-Speed |  |  |  | 42500 | 2401 | 17.7 | 11.2 | 49600 | 2691 | 5.4 | 4.2 | Federally-Regulated Commercial & Industrial Equipment | 05/13/2019 |  | 05/28/2019
Enertech Global, LLC | GEOEXCEL | AZT024*A****B |  | Ground-Source | WBAHP: Heat Pump Packaged Unit | Heat Pump | 265 | 1 |  |  |  | Single-Speed |  |  |  | 26800 | 1353 | 19.8 | 13.4 | 18100 | 1326 | 4 | 3.1 | Non Federally-Regulated | 05/13/2019 |  | 05/28/2019
Enertech Global, LLC | GEOEXCEL | AZT024*A****B |  | Water-Source | WBAHP: Heat Pump Packaged Unit | Heat Pump | 265 | 1 |  |  |  | Single-Speed |  |  |  | 25600 | 1505 | 17 | 11.2 | 30000 | 1598 | 5.5 | 4.2 | Federally-Regulated Commercial & Industrial Equipment | 05/13/2019 |  | 05/28/2019
Enertech Global, LLC | GEOEXCEL | AVS042 |  | Ground-Source | WBAHP: Heat Pump Packaged Unit | Heat Pump | 208 | 1 |  |  |  | Single-Speed |  |  |  | 43600 | 2344 | 18.6 | 13.4 | 32000 | 2467 | 3.8 | 3.1 | Non Federally-Regulated | 05/13/2019 |  | 05/28/2019
Enertech Global, LLC | GEOEXCEL | AVS042 |  | Ground-Water-Source | WBAHP: Heat Pump Packaged Unit | Heat Pump | 208 | 1 |  |  |  | Single-Speed |  |  |  | 46700 | 1913 | 24.4 | 16.2 | 39200 | 2444 | 4.7 | 3.6 | Non Federally-Regulated | 05/13/2019 |  | 05/28/2019
Enertech Global, LLC | GEOEXCEL | AVS042 |  | Water-Source | WBAHP: Heat Pump Packaged Unit | Heat Pump | 208 | 1 |  |  |  | Single-Speed |  |  |  | 41800 | 2612 | 16 | 11.2 | 48500 | 2538 | 5.6 | 4.2 | Federally-Regulated Commercial & Industrial Equipment | 05/13/2019 |  | 05/28/2019
Enertech Global, LLC | GEOEXCEL | AZS018*****1B |  | Ground-Source | WBAHP: Heat Pump Packaged Unit | Heat Pump | 208 | 1 |  |  |  | Single-Speed |  |  |  | 20800 | 1014 | 20.5 | 13.4 | 14200 | 1095 | 3.8 | 3.1 | Non Federally-Regulated | 05/13/2019 |  | 05/28/2019
Enertech Global, LLC | GEOEXCEL | AVS030*3 |  | Ground-Source | WBAHP: Heat Pump Packaged Unit | Heat Pump | 460 | 3 |  |  |  | Single-Speed |  |  |  | 30100 | 1627 | 18.5 | 13.4 | 22300 | 1675 | 3.9 | 3.1 | Non Federally-Regulated | 05/13/2019 |  | 05/28/2019
Enertech Global, LLC | GEOEXCEL | AVS030*3 |  | Ground-Water-Source | WBAHP: Heat Pump Packaged Unit | Heat Pump | 460 | 3 |  |  |  | Single-Speed |  |  |  | 31000 | 1324 | 23.4 | 16.2 | 28700 | 1789 | 4.7 | 3.6 | Non Federally-Regulated | 05/13/2019 |  | 05/28/2019
Enertech Global, LLC | GEOEXCEL | ART024A | MCD024 | Ground-Source | WBAHP-C: Heat Pump Split Syste | Heat Pump | 208 | 1 | False |  |  | Single-Speed |  |  |  | 24700 | 1506 | 16.4 | 13.4 | 17600 | 1473 | 3.5 | 3.1 | Non Federally-Regulated | 05/13/2019 |  | 05/28/2019
Enertech Global, LLC | GEOEXCEL | AXT048D3 |  | Ground-Source | WBAHP: Heat Pump Packaged Unit | Heat Pump | 460 | 3 |  |  |  | Single-Speed |  |  |  | 49000 | 2865 | 17.1 | 13.4 | 38200 | 2870 | 3.9 | 3.1 | Non Federally-Regulated | 05/13/2019 |  | 05/28/2019
Enertech Global, LLC | GEOEXCEL | AST036A2 | MCD036 | Ground-Source | WBAHP-C: Heat Pump Split Syste | Heat Pump | 208 | 3 | False |  |  | Single-Speed |  |  |  | 36700 | 2171 | 16.9 | 13.4 | 28000 | 2159 | 3.8 | 3.1 | Non Federally-Regulated | 05/13/2019 |  | 05/28/2019
Enertech Global, LLC | GEOEXCEL | AVS030*4 |  | Ground-Source | WBAHP: Heat Pump Packaged Unit | Heat Pump | 575 | 3 |  |  |  | Single-Speed |  |  |  | 30100 | 1627 | 18.5 | 13.4 | 22300 | 1675 | 3.9 | 3.1 | Non Federally-Regulated | 05/13/2019 |  | 05/28/2019
Enertech Global, LLC | GEOEXCEL | AVS030*4 |  | Ground-Water-Source | WBAHP: Heat Pump Packaged Unit | Heat Pump | 575 | 3 |  |  |  | Single-Speed |  |  |  | 31000 | 1324 | 23.4 | 16.2 | 28700 | 1789 | 4.7 | 3.6 | Non Federally-Regulated | 05/13/2019 |  | 05/28/2019
Enertech Global, LLC | GEOEXCEL | AVS030*4 |  | Water-Source | WBAHP: Heat Pump Packaged Unit | Heat Pump | 575 | 3 |  |  |  | Single-Speed |  |  |  | 28600 | 1798 | 15.9 | 11.2 | 34900 | 1894 | 5.4 | 4.2 | Federally-Regulated Commercial & Industrial Equipment | 05/13/2019 |  | 05/28/2019
Enertech Global, LLC | GEOEXCEL | ABT048 | ACD060 | Ground-Source | WBAHP-C: Heat Pump Split Syste | Heat Pump | 208 | 1 | False |  |  | Single-Speed |  |  |  | 50800 | 2645 | 19.2 | 13.4 | 37200 | 2725 | 4 | 3.1 | Non Federally-Regulated | 05/13/2019 |  | 05/28/2019
Enertech Global, LLC | GEOEXCEL | ABT048 | ACD060 | Ground-Water-Source | WBAHP-C: Heat Pump Split Syste | Heat Pump | 208 | 1 | False |  |  | Single-Speed |  |  |  | 54100 | 2172 | 24.9 | 16.2 | 46500 | 2962 | 4.6 | 3.6 | Non Federally-Regulated | 05/13/2019 |  | 05/28/2019
Enertech Global, LLC | GEOEXCEL | ABT048 | ACD060 | Water-Source | WBAHP-C: Heat Pump Split Syste | Heat Pump | 208 | 1 | False |  |  | Single-Speed |  |  |  | 48600 | 2945 | 16.5 | 12 | 55000 | 3099 | 5.2 | 4.2 | Federally-Regulated Commercial & Industrial Equipment | 05/13/2019 |  | 05/28/2019
Enertech Global, LLC | GEOEXCEL | ABT048*2 | MPD060 | Ground-Source | WBAHP-CB: Heat Pump Split Syst | Heat Pump | 208 | 3 | False |  |  | Single-Speed |  |  |  | 51500 | 2587 | 19.9 | 13.4 | 37300 | 2802 | 3.9 | 3.1 | Non Federally-Regulated | 05/13/2019 |  | 05/28/2019
Enertech Global, LLC | GEOEXCEL | ABT048*2 | MPD060 | Ground-Water-Source | WBAHP-CB: Heat Pump Split Syst | Heat Pump | 208 | 3 | False |  |  | Single-Speed |  |  |  | 55700 | 2125 | 26.2 | 16.2 | 45700 | 2911 | 4.6 | 3.6 | Non Federally-Regulated | 05/13/2019 |  | 05/28/2019
Enertech Global, LLC | GEOEXCEL | AVS024*3 |  | Ground-Source | WBAHP: Heat Pump Packaged Unit | Heat Pump | 460 | 3 |  |  |  | Single-Speed |  |  |  | 26000 | 1319 | 19.7 | 13.4 | 19400 | 1421 | 4 | 3.1 | Non Federally-Regulated | 05/13/2019 |  | 05/28/2019
Enertech Global, LLC | GEOEXCEL | AVS024*3 |  | Ground-Water-Source | WBAHP: Heat Pump Packaged Unit | Heat Pump | 460 | 3 |  |  |  | Single-Speed |  |  |  | 28100 | 1080 | 26 | 16.2 | 24200 | 1447 | 4.9 | 3.6 | Non Federally-Regulated | 05/13/2019 |  | 05/28/2019
Enertech Global, LLC | GEOEXCEL | AVS024*3 |  | Water-Source | WBAHP: Heat Pump Packaged Unit | Heat Pump | 460 | 3 |  |  |  | Single-Speed |  |  |  | 24800 | 1476 | 16.8 | 11.2 | 30000 | 1570 | 5.6 | 4.2 | Federally-Regulated Commercial & Industrial Equipment | 05/13/2019 |  | 05/28/2019
Enertech Global, LLC | GEOEXCEL | ABS018 | MPD024 | Ground-Source | WBAHP-CB: Heat Pump Split Syst | Heat Pump | 208 | 1 | False |  |  | Single-Speed |  |  |  | 20400 | 1079 | 18.9 | 13.4 | 14600 | 1188 | 3.6 | 3.1 | Non Federally-Regulated | 05/13/2019 |  | 05/28/2019
Enertech Global, LLC | GEOEXCEL | ABS018 | MPD024 | Ground-Water-Source | WBAHP-CB: Heat Pump Split Syst | Heat Pump | 208 | 1 | False |  |  | Single-Speed |  |  |  | 22000 | 869 | 25.3 | 16.2 | 18500 | 1204 | 4.5 | 3.6 | Non Federally-Regulated | 05/13/2019 |  | 05/28/2019
Enertech Global, LLC | GEOEXCEL | ABS018 | MPD024 | Water-Source | WBAHP-CB: Heat Pump Split Syst | Heat Pump | 208 | 1 | False |  |  | Single-Speed |  |  |  | 19500 | 1242 | 15.7 | 12 | 22600 | 1226 | 5.4 | 4.2 | Federally-Regulated Commercial & Industrial Equipment | 05/13/2019 |  | 05/28/2019
Enertech Global, LLC | GEOEXCEL | AZS024*2****B |  | Ground-Source | WBAHP: Heat Pump Packaged Unit | Heat Pump | 208 | 3 |  |  |  | Single-Speed |  |  |  | 25200 | 1347 | 18.7 | 13.4 | 18600 | 1473 | 3.7 | 3.1 | Non Federally-Regulated | 05/13/2019 |  | 05/28/2019
Enertech Global, LLC | GEOEXCEL | AZS024*2****B |  | Water-Source | WBAHP: Heat Pump Packaged Unit | Heat Pump | 208 | 3 |  |  |  | Single-Speed |  |  |  | 24100 | 1525 | 15.8 | 11.2 | 29700 | 1740 | 5 | 4.2 | Federally-Regulated Commercial & Industrial Equipment | 05/13/2019 |  | 05/28/2019
Enertech Global, LLC | GEOEXCEL | AST048A | MCD060 | Ground-Source | WBAHP-C: Heat Pump Split Syste | Heat Pump | 208 | 1 | False |  |  | Single-Speed |  |  |  | 51900 | 2820 | 18.4 | 13.4 | 36700 | 2757 | 3.9 | 3.1 | Non Federally-Regulated | 05/13/2019 |  | 05/28/2019
Enertech Global, LLC | GEOEXCEL | AST048A | MCD060 | Ground-Water-Source | WBAHP-C: Heat Pump Split Syste | Heat Pump | 208 | 1 | False |  |  | Single-Speed |  |  |  | 54700 | 2347 | 23.3 | 16.2 | 45500 | 2898 | 4.6 | 3.6 | Non Federally-Regulated | 05/13/2019 |  | 05/28/2019
Enertech Global, LLC | GEOEXCEL | AZS042******B |  | Ground-Source | WBAHP: Heat Pump Packaged Unit | Heat Pump | 208 | 1 |  |  |  | Single-Speed |  |  |  | 43400 | 2191 | 19.8 | 13.4 | 32800 | 2464 | 3.9 | 3.1 | Non Federally-Regulated | 05/13/2019 |  | 05/28/2019
Enertech Global, LLC | GEOEXCEL | AZS042******B |  | Water-Source | WBAHP: Heat Pump Packaged Unit | Heat Pump | 208 | 1 |  |  |  | Single-Speed |  |  |  | 41700 | 2467 | 16.9 | 11.2 | 50400 | 2735 | 5.4 | 4.2 | Federally-Regulated Commercial & Industrial Equipment | 05/13/2019 |  | 05/28/2019
Enertech Global, LLC | GEOEXCEL | AZT048******B |  | Ground-Source | WBAHP: Heat Pump Packaged Unit | Heat Pump | 208 | 1 |  |  |  | Single-Speed |  |  |  | 49800 | 2721 | 18.3 | 13.4 | 37900 | 2848 | 3.9 | 3.1 | Non Federally-Regulated | 05/13/2019 |  | 05/28/2019
Enertech Global, LLC | GEOEXCEL | AZT048******B |  | Water-Source | WBAHP: Heat Pump Packaged Unit | Heat Pump | 208 | 1 |  |  |  | Single-Speed |  |  |  | 47600 | 3012 | 15.8 | 11.2 | 58300 | 3486 | 4.9 | 4.2 | Federally-Regulated Commercial & Industrial Equipment | 05/13/2019 |  | 05/28/2019
Enertech Global, LLC | GEOEXCEL | AST024A | ACD024 | Ground-Source | WBAHP-C: Heat Pump Split Syste | Heat Pump | 208 | 1 | False |  |  | Single-Speed |  |  |  | 25300 | 1497 | 16.9 | 13.4 | 18100 | 1433 | 3.7 | 3.1 | Non Federally-Regulated | 05/13/2019 |  | 05/28/2019
Enertech Global, LLC | GEOEXCEL | AST024A | ACD024 | Ground-Water-Source | WBAHP-C: Heat Pump Split Syste | Heat Pump | 208 | 1 | False |  |  | Single-Speed |  |  |  | 27300 | 1246 | 21.9 | 16.2 | 23100 | 1538 | 4.4 | 3.6 | Non Federally-Regulated | 05/13/2019 |  | 05/28/2019
Enertech Global, LLC | GEOEXCEL | AVS006*9 |  | Ground-Source | WBAHP: Heat Pump Packaged Unit | Heat Pump | 115 | 1 |  |  |  | Single-Speed |  |  |  | 7200 | 406 | 17.7 | 13.4 | 5500 | 460 | 3.5 | 3.1 | Non Federally-Regulated | 05/13/2019 |  | 05/28/2019
Enertech Global, LLC | GEOEXCEL | AVS006*9 |  | Ground-Water-Source | WBAHP: Heat Pump Packaged Unit | Heat Pump | 115 | 1 |  |  |  | Single-Speed |  |  |  | 7900 | 329 | 24 | 16.2 | 7100 | 462 | 4.5 | 3.6 | Non Federally-Regulated | 05/13/2019 |  | 05/28/2019
Enertech Global, LLC | GEOEXCEL | AVS006*9 |  | Water-Source | WBAHP: Heat Pump Packaged Unit | Heat Pump | 115 | 1 |  |  |  | Single-Speed |  |  |  | 6800 | 453 | 15 | 11.2 | 8300 | 467 | 5.2 | 4.2 | Federally-Regulated Commercial & Industrial Equipment | 05/13/2019 |  | 05/28/2019
Enertech Global, LLC | GEOEXCEL | ABT024 | MPD024 | Ground-Source | WBAHP-CB: Heat Pump Split Syst | Heat Pump | 208 | 1 | False |  |  | Dual-Speed |  |  |  | 24900 | 1439 | 17.3 | 13.4 | 18200 | 1568 | 3.4 | 3.1 | Non Federally-Regulated | 05/13/2019 |  | 05/28/2019
Enertech Global, LLC | GEOEXCEL | ABT024 | MPD024 | Ground-Water-Source | WBAHP-CB: Heat Pump Split Syst | Heat Pump | 208 | 1 | False |  |  | Dual-Speed |  |  |  | 26800 | 1180 | 22.7 | 16.2 | 23000 | 1604 | 4.2 | 3.6 | Non Federally-Regulated | 05/13/2019 |  | 05/28/2019
Enertech Global, LLC | GEOEXCEL | ABT024 | MPD024 | Water-Source | WBAHP-CB: Heat Pump Split Syst | Heat Pump | 208 | 1 | False |  |  | Dual-Speed |  |  |  | 23600 | 1616 | 14.6 | 12 | 28000 | 1783 | 4.6 | 4.2 | Federally-Regulated Commercial & Industrial Equipment | 05/13/2019 |  | 05/28/2019
Enertech Global, LLC | GEOEXCEL | AZT042*2****B |  | Ground-Source | WBAHP: Heat Pump Packaged Unit | Heat Pump | 208 | 3 |  |  |  | Single-Speed |  |  |  | 42600 | 2230 | 19.1 | 13.4 | 31500 | 2495 | 3.7 | 3.1 | Non Federally-Regulated | 05/13/2019 |  | 05/28/2019
Enertech Global, LLC | GEOEXCEL | AZT042*2****B |  | Water-Source | WBAHP: Heat Pump Packaged Unit | Heat Pump | 208 | 3 |  |  |  | Single-Speed |  |  |  | 41000 | 2484 | 16.5 | 11.2 | 48400 | 3083 | 4.6 | 4.2 | Federally-Regulated Commercial & Industrial Equipment | 05/13/2019 |  | 05/28/2019
Enertech Global, LLC | GEOEXCEL | AZS048*****1 |  | Ground-Source | WBAHP: Heat Pump Packaged Unit | Heat Pump | 208 | 1 |  |  |  | Single-Speed |  |  |  | 49300 | 2833 | 17.4 | 13.4 | 36200 | 2947 | 3.6 | 3.1 | Non Federally-Regulated | 05/13/2019 |  | 05/28/2019
Enertech Global, LLC | GEOEXCEL | AZS048*****1 |  | Ground-Water-Source | WBAHP: Heat Pump Packaged Unit | Heat Pump | 208 | 1 |  |  |  | Single-Speed |  |  |  | 52900 | 2340 | 22.6 | 16.2 | 45600 | 3107 | 4.3 | 3.6 | Non Federally-Regulated | 05/13/2019 |  | 05/28/2019
Enertech Global, LLC | GEOEXCEL | AZS048*****1 |  | Water-Source | WBAHP: Heat Pump Packaged Unit | Heat Pump | 208 | 1 |  |  |  | Single-Speed |  |  |  | 47300 | 3132 | 15.1 | 11.2 | 56300 | 3367 | 4.9 | 4.2 | Federally-Regulated Commercial & Industrial Equipment | 05/13/2019 |  | 05/28/2019
Enertech Global, LLC | GEOEXCEL | AVS041*4 |  | Ground-Source | WBAHP: Heat Pump Packaged Unit | Heat Pump | 575 | 3 |  |  |  | Single-Speed |  |  |  | 38700 | 2263 | 17.1 | 13.4 | 31100 | 2531 | 3.6 | 3.1 | Non Federally-Regulated | 05/13/2019 |  | 05/28/2019
Enertech Global, LLC | GEOEXCEL | AVS041*4 |  | Ground-Water-Source | WBAHP: Heat Pump Packaged Unit | Heat Pump | 575 | 3 |  |  |  | Single-Speed |  |  |  | 41400 | 1856 | 22.3 | 16.2 | 38900 | 2780 | 4.1 | 3.6 | Non Federally-Regulated | 05/13/2019 |  | 05/28/2019
Enertech Global, LLC | GEOEXCEL | AVS041*4 |  | Water-Source | WBAHP: Heat Pump Packaged Unit | Heat Pump | 575 | 3 |  |  |  | Single-Speed |  |  |  | 37100 | 2506 | 14.8 | 11.2 | 46800 | 2981 | 4.6 | 4.2 | Federally-Regulated Commercial & Industrial Equipment | 05/13/2019 |  | 05/28/2019
Enertech Global, LLC | GEOEXCEL | AST024A2 | ACD024 | Ground-Source | WBAHP-C: Heat Pump Split Syste | Heat Pump | 208 | 3 | False |  |  | Single-Speed |  |  |  | 25300 | 1497 | 16.9 | 13.4 | 18100 | 1433 | 3.7 | 3.1 | Non Federally-Regulated | 05/13/2019 |  | 05/28/2019
Enertech Global, LLC | GEOEXCEL | AST024A2 | ACD024 | Ground-Water-Source | WBAHP-C: Heat Pump Split Syste | Heat Pump | 208 | 3 | False |  |  | Single-Speed |  |  |  | 27300 | 1246 | 21.9 | 16.2 | 23100 | 1538 | 4.4 | 3.6 | Non Federally-Regulated | 05/13/2019 |  | 05/28/2019
Enertech Global, LLC | GEOEXCEL | AZS018*****1 |  | Ground-Source | WBAHP: Heat Pump Packaged Unit | Heat Pump | 208 | 1 |  |  |  | Single-Speed |  |  |  | 20100 | 1074 | 18.7 | 13.4 | 14100 | 1116 | 3.7 | 3.1 | Non Federally-Regulated | 05/13/2019 |  | 05/28/2019
Enertech Global, LLC | GEOEXCEL | AZS018*****1 |  | Ground-Water-Source | WBAHP: Heat Pump Packaged Unit | Heat Pump | 208 | 1 |  |  |  | Single-Speed |  |  |  | 21400 | 823 | 26 | 16.2 | 17500 | 1091 | 4.7 | 3.6 | Non Federally-Regulated | 05/13/2019 |  | 05/28/2019
Enertech Global, LLC | GEOEXCEL | AZS018*****1 |  | Water-Source | WBAHP: Heat Pump Packaged Unit | Heat Pump | 208 | 1 |  |  |  | Single-Speed |  |  |  | 19100 | 1240 | 15.4 | 11.2 | 21900 | 1166 | 5.5 | 4.2 | Federally-Regulated Commercial & Industrial Equipment | 05/13/2019 |  | 05/28/2019
Enertech Global, LLC | GEOEXCEL | ABT024*2 | MCD024 | Ground-Source | WBAHP-C: Heat Pump Split Syste | Heat Pump | 208 | 3 | False |  |  | Dual-Speed |  |  |  | 24500 | 1392 | 17.6 | 13.4 | 17800 | 1449 | 3.6 | 3.1 | Non Federally-Regulated | 05/13/2019 |  | 05/28/2019
Enertech Global, LLC | GEOEXCEL | ABT024*2 | MCD024 | Ground-Water-Source | WBAHP-C: Heat Pump Split Syste | Heat Pump | 208 | 3 | False |  |  | Dual-Speed |  |  |  | 26000 | 1135 | 22.9 | 16.2 | 22700 | 1547 | 4.3 | 3.6 | Non Federally-Regulated | 05/13/2019 |  | 05/28/2019
Enertech Global, LLC | GEOEXCEL | AZS024*****1B |  | Ground-Source | WBAHP: Heat Pump Packaged Unit | Heat Pump | 208 | 1 |  |  |  | Single-Speed |  |  |  | 26100 | 1213 | 21.5 | 13.4 | 18600 | 1397 | 3.9 | 3.1 | Non Federally-Regulated | 05/13/2019 |  | 05/28/2019
Enertech Global, LLC | GEOEXCEL | AZS024*****1B |  | Water-Source | WBAHP: Heat Pump Packaged Unit | Heat Pump | 208 | 1 |  |  |  | Single-Speed |  |  |  | 25000 | 1396 | 17.9 | 11.2 | 29300 | 1533 | 5.6 | 4.2 | Federally-Regulated Commercial & Industrial Equipment | 05/13/2019 |  | 05/28/2019
Enertech Global, LLC | GEOEXCEL | ART036A | MPD036 | Ground-Source | WBAHP-CB: Heat Pump Split Syst | Heat Pump | 208 | 1 | False |  |  | Single-Speed |  |  |  | 35500 | 2218 | 16 | 13.4 | 27400 | 2170 | 3.7 | 3.1 | Non Federally-Regulated | 05/13/2019 |  | 05/28/2019
Enertech Global, LLC | GEOEXCEL | AZT024******B |  | Ground-Source | WBAHP: Heat Pump Packaged Unit | Heat Pump | 208 | 1 |  |  |  | Single-Speed |  |  |  | 26800 | 1353 | 19.8 | 13.4 | 18100 | 1326 | 4 | 3.1 | Non Federally-Regulated | 05/13/2019 |  | 05/28/2019
Enertech Global, LLC | GEOEXCEL | AZT024******B |  | Water-Source | WBAHP: Heat Pump Packaged Unit | Heat Pump | 208 | 1 |  |  |  | Single-Speed |  |  |  | 25600 | 1505 | 17 | 11.2 | 30000 | 1598 | 5.5 | 4.2 | Federally-Regulated Commercial & Industrial Equipment | 05/13/2019 |  | 05/28/2019
Enertech Global, LLC | GEOEXCEL | ART060A | MPD060 | Ground-Source | WBAHP-CB: Heat Pump Split Syst | Heat Pump | 208 | 1 | False |  |  | Single-Speed |  |  |  | 61500 | 3575 | 17.2 | 13.4 | 45600 | 3818 | 3.5 | 3.1 | Non Federally-Regulated | 05/13/2019 |  | 05/28/2019
Enertech Global, LLC | GEOEXCEL | AZT036*A |  | Ground-Source | WBAHP: Heat Pump Packaged Unit | Heat Pump | 265 | 1 |  |  |  | Single-Speed |  |  |  | 36700 | 2050 | 17.9 | 13.4 | 27100 | 2090 | 3.8 | 3.1 | Non Federally-Regulated | 05/13/2019 |  | 05/28/2019
Enertech Global, LLC | GEOEXCEL | AZT036*A |  | Ground-Water-Source | WBAHP: Heat Pump Packaged Unit | Heat Pump | 265 | 1 |  |  |  | Single-Speed |  |  |  | 39400 | 1669 | 23.6 | 16.2 | 34000 | 2166 | 4.6 | 3.6 | Non Federally-Regulated | 05/13/2019 |  | 05/28/2019
Enertech Global, LLC | GEOEXCEL | AZT036*A |  | Water-Source | WBAHP: Heat Pump Packaged Unit | Heat Pump | 265 | 1 |  |  |  | Single-Speed |  |  |  | 35100 | 2264 | 15.5 | 11.2 | 42300 | 2479 | 5 | 4.2 | Federally-Regulated Commercial & Industrial Equipment | 05/13/2019 |  | 05/28/2019
Enertech Global, LLC | GEOEXCEL | AZT036*2 |  | Ground-Source | WBAHP: Heat Pump Packaged Unit | Heat Pump | 208 | 3 |  |  |  | Single-Speed |  |  |  | 36700 | 2050 | 17.9 | 13.4 | 27100 | 2090 | 3.8 | 3.1 | Non Federally-Regulated | 05/13/2019 |  | 05/28/2019
Enertech Global, LLC | GEOEXCEL | AZT036*2 |  | Ground-Water-Source | WBAHP: Heat Pump Packaged Unit | Heat Pump | 208 | 3 |  |  |  | Single-Speed |  |  |  | 39400 | 1669 | 23.6 | 16.2 | 34000 | 2166 | 4.6 | 3.6 | Non Federally-Regulated | 05/13/2019 |  | 05/28/2019
Enertech Global, LLC | GEOEXCEL | AZT036*2 |  | Water-Source | WBAHP: Heat Pump Packaged Unit | Heat Pump | 208 | 3 |  |  |  | Single-Speed |  |  |  | 35100 | 2264 | 15.5 | 11.2 | 42300 | 2479 | 5 | 4.2 | Federally-Regulated Commercial & Industrial Equipment | 05/13/2019 |  | 05/28/2019
Enertech Global, LLC | GEOEXCEL | AZS036******B |  | Ground-Source | WBAHP: Heat Pump Packaged Unit | Heat Pump | 208 | 1 |  |  |  | Single-Speed |  |  |  | 37600 | 2077 | 18.1 | 13.4 | 27800 | 2202 | 3.7 | 3.1 | Non Federally-Regulated | 05/13/2019 |  | 05/28/2019
Enertech Global, LLC | GEOEXCEL | AZS036******B |  | Water-Source | WBAHP: Heat Pump Packaged Unit | Heat Pump | 208 | 1 |  |  |  | Single-Speed |  |  |  | 35900 | 2301 | 15.6 | 11.2 | 43400 | 2595 | 4.9 | 4.2 | Federally-Regulated Commercial & Industrial Equipment | 05/13/2019 |  | 05/28/2019
Enertech Global, LLC | GEOEXCEL | AZS042*4 |  | Ground-Source | WBAHP: Heat Pump Packaged Unit | Heat Pump | 575 | 3 |  |  |  | Single-Speed |  |  |  | 41100 | 2296 | 17.9 | 13.4 | 31700 | 2510 | 3.7 | 3.1 | Non Federally-Regulated | 05/13/2019 |  | 05/28/2019
Enertech Global, LLC | GEOEXCEL | AZS042*4 |  | Ground-Water-Source | WBAHP: Heat Pump Packaged Unit | Heat Pump | 575 | 3 |  |  |  | Single-Speed |  |  |  | 44200 | 1864 | 23.7 | 16.2 | 38900 | 2533 | 4.5 | 3.6 | Non Federally-Regulated | 05/13/2019 |  | 05/28/2019
Enertech Global, LLC | GEOEXCEL | AZS042*4 |  | Water-Source | WBAHP: Heat Pump Packaged Unit | Heat Pump | 575 | 3 |  |  |  | Single-Speed |  |  |  | 39500 | 2564 | 15.4 | 11.2 | 47900 | 2699 | 5.2 | 4.2 | Federally-Regulated Commercial & Industrial Equipment | 05/13/2019 |  | 05/28/2019
Enertech Global, LLC | GEOEXCEL | AZS012*A |  | Ground-Source | WBAHP: Heat Pump Packaged Unit | Heat Pump | 265 | 1 |  |  |  | Single-Speed |  |  |  | 11300 | 801 | 14.1 | 13.4 | 9500 | 870 | 3.2 | 3.1 | Non Federally-Regulated | 05/13/2019 |  | 05/28/2019
Enertech Global, LLC | GEOEXCEL | AZS012*A |  | Ground-Water-Source | WBAHP: Heat Pump Packaged Unit | Heat Pump | 265 | 1 |  |  |  | Single-Speed |  |  |  | 12400 | 663 | 18.7 | 16.2 | 11700 | 926 | 3.7 | 3.6 | Non Federally-Regulated | 05/13/2019 |  | 05/28/2019
Enertech Global, LLC | GEOEXCEL | AZS012*A |  | Water-Source | WBAHP: Heat Pump Packaged Unit | Heat Pump | 265 | 1 |  |  |  | Single-Speed |  |  |  | 11000 | 880 | 12.5 | 11.2 | 13600 | 926 | 4.3 | 4.2 | Federally-Regulated Commercial & Industrial Equipment | 05/13/2019 |  | 05/28/2019
Enertech Global, LLC | GEOEXCEL | AZS048******B |  | Ground-Source | WBAHP: Heat Pump Packaged Unit | Heat Pump | 208 | 1 |  |  |  | Single-Speed |  |  |  | 48500 | 2724 | 17.8 | 13.4 | 38500 | 3134 | 3.6 | 3.1 | Non Federally-Regulated | 05/13/2019 |  | 05/28/2019
Enertech Global, LLC | GEOEXCEL | AZS048******B |  | Water-Source | WBAHP: Heat Pump Packaged Unit | Heat Pump | 208 | 1 |  |  |  | Single-Speed |  |  |  | 46800 | 3038 | 15.4 | 11.2 | 59300 | 3778 | 4.6 | 4.2 | Federally-Regulated Commercial & Industrial Equipment | 05/13/2019 |  | 05/28/2019
Enertech Global, LLC | GEOEXCEL | AZS036 |  | Ground-Source | WBAHP: Heat Pump Packaged Unit | Heat Pump | 208 | 1 |  |  |  | Single-Speed |  |  |  | 36600 | 2044 | 17.9 | 13.4 | 28300 | 2241 | 3.7 | 3.1 | Non Federally-Regulated | 05/13/2019 |  | 05/28/2019
Enertech Global, LLC | GEOEXCEL | AZS036 |  | Ground-Water-Source | WBAHP: Heat Pump Packaged Unit | Heat Pump | 208 | 1 |  |  |  | Single-Speed |  |  |  | 39500 | 1639 | 24.1 | 16.2 | 34800 | 2317 | 4.4 | 3.6 | Non Federally-Regulated | 05/13/2019 |  | 05/28/2019
Enertech Global, LLC | GEOEXCEL | AZS036 |  | Water-Source | WBAHP: Heat Pump Packaged Unit | Heat Pump | 208 | 1 |  |  |  | Single-Speed |  |  |  | 35100 | 2279 | 15.4 | 11.2 | 43800 | 2619 | 4.9 | 4.2 | Federally-Regulated Commercial & Industrial Equipment | 05/13/2019 |  | 05/28/2019
Enertech Global, LLC | GEOEXCEL | AVT048 |  | Ground-Source | WBAHP: Heat Pump Packaged Unit | Heat Pump | 208 | 1 |  |  |  | Single-Speed |  |  |  | 51300 | 2714 | 18.9 | 13.4 | 38300 | 2878 | 3.9 | 3.1 | Non Federally-Regulated | 05/13/2019 |  | 05/28/2019
Enertech Global, LLC | GEOEXCEL | AVT048 |  | Ground-Water-Source | WBAHP: Heat Pump Packaged Unit | Heat Pump | 208 | 1 |  |  |  | Single-Speed |  |  |  | 54700 | 2232 | 24.5 | 16.2 | 46900 | 2988 | 4.6 | 3.6 | Non Federally-Regulated | 05/13/2019 |  | 05/28/2019
Enertech Global, LLC | GEOEXCEL | AVT048 |  | Water-Source | WBAHP: Heat Pump Packaged Unit | Heat Pump | 208 | 1 |  |  |  | Single-Speed |  |  |  | 49300 | 3043 | 16.2 | 11.2 | 58400 | 3229 | 5.3 | 4.2 | Federally-Regulated Commercial & Industrial Equipment | 05/13/2019 |  | 05/28/2019
Enertech Global, LLC | GEOEXCEL | AZS036*2***1B |  | Ground-Source | WBAHP: Heat Pump Packaged Unit | Heat Pump | 208 | 3 |  |  |  | Single-Speed |  |  |  | 38400 | 1969 | 19.5 | 13.4 | 27600 | 2022 | 4 | 3.1 | Non Federally-Regulated | 05/13/2019 |  | 05/28/2019
Enertech Global, LLC | GEOEXCEL | AZS036*2***1B |  | Water-Source | WBAHP: Heat Pump Packaged Unit | Heat Pump | 208 | 3 |  |  |  | Single-Speed |  |  |  | 36800 | 2190 | 16.8 | 11.2 | 43300 | 2394 | 5.3 | 4.2 | Federally-Regulated Commercial & Industrial Equipment | 05/13/2019 |  | 05/28/2019
Enertech Global, LLC | GEOEXCEL | AZS048*2***1 |  | Ground-Source | WBAHP: Heat Pump Packaged Unit | Heat Pump | 208 | 3 |  |  |  | Single-Speed |  |  |  | 49300 | 2833 | 17.4 | 13.4 | 36200 | 2947 | 3.6 | 3.1 | Non Federally-Regulated | 05/13/2019 |  | 05/28/2019
Enertech Global, LLC | GEOEXCEL | AZS048*2***1 |  | Ground-Water-Source | WBAHP: Heat Pump Packaged Unit | Heat Pump | 208 | 3 |  |  |  | Single-Speed |  |  |  | 52900 | 2340 | 22.6 | 16.2 | 45600 | 3107 | 4.3 | 3.6 | Non Federally-Regulated | 05/13/2019 |  | 05/28/2019
Enertech Global, LLC | GEOEXCEL | AZS048*2***1 |  | Water-Source | WBAHP: Heat Pump Packaged Unit | Heat Pump | 208 | 3 |  |  |  | Single-Speed |  |  |  | 47300 | 3132 | 15.1 | 11.2 | 56300 | 3367 | 4.9 | 4.2 | Federally-Regulated Commercial & Industrial Equipment | 05/13/2019 |  | 05/28/2019
Enertech Global, LLC | GEOEXCEL | AZT036*3****B |  | Ground-Source | WBAHP: Heat Pump Packaged Unit | Heat Pump | 460 | 3 |  |  |  | Single-Speed |  |  |  | 38200 | 1919 | 19.9 | 13.4 | 27600 | 1972 | 4.1 | 3.1 | Non Federally-Regulated | 05/13/2019 |  | 05/28/2019
Enertech Global, LLC | GEOEXCEL | AZT036*3****B |  | Water-Source | WBAHP: Heat Pump Packaged Unit | Heat Pump | 460 | 3 |  |  |  | Single-Speed |  |  |  | 36500 | 2147 | 17 | 11.2 | 43300 | 2394 | 5.3 | 4.2 | Federally-Regulated Commercial & Industrial Equipment | 05/13/2019 |  | 05/28/2019
Enertech Global, LLC | GEOEXCEL | AST048A2 | MPD060 | Ground-Source | WBAHP-CB: Heat Pump Split Syst | Heat Pump | 208 | 3 | False |  |  | Single-Speed |  |  |  | 52000 | 2780 | 18.7 | 13.4 | 35900 | 2768 | 3.8 | 3.1 | Non Federally-Regulated | 05/13/2019 |  | 05/28/2019
Enertech Global, LLC | GEOEXCEL | AST048A2 | MPD060 | Ground-Water-Source | WBAHP-CB: Heat Pump Split Syst | Heat Pump | 208 | 3 | False |  |  | Single-Speed |  |  |  | 55400 | 2308 | 24 | 16.2 | 44400 | 2891 | 4.5 | 3.6 | Non Federally-Regulated | 05/13/2019 |  | 05/28/2019
Enertech Global, LLC | GEOEXCEL | AZS048*2***1B |  | Ground-Source | WBAHP: Heat Pump Packaged Unit | Heat Pump | 208 | 3 |  |  |  | Single-Speed |  |  |  | 50400 | 2638 | 19.1 | 13.4 | 37800 | 2915 | 3.8 | 3.1 | Non Federally-Regulated | 05/13/2019 |  | 05/28/2019
Enertech Global, LLC | GEOEXCEL | AZS048*2***1B |  | Water-Source | WBAHP: Heat Pump Packaged Unit | Heat Pump | 208 | 3 |  |  |  | Single-Speed |  |  |  | 48100 | 2950 | 16.3 | 11.2 | 58100 | 3475 | 4.9 | 4.2 | Federally-Regulated Commercial & Industrial Equipment | 05/13/2019 |  | 05/28/2019
Enertech Global, LLC | GEOEXCEL | ABT036*2 | ACD036 | Ground-Source | WBAHP-C: Heat Pump Split Syste | Heat Pump | 208 | 3 | False |  |  | Single-Speed |  |  |  | 33900 | 1948 | 17.4 | 13.4 | 27900 | 2209 | 3.7 | 3.1 | Non Federally-Regulated | 05/13/2019 |  | 05/28/2019
Enertech Global, LLC | GEOEXCEL | ABT036*2 | ACD036 | Ground-Water-Source | WBAHP-C: Heat Pump Split Syste | Heat Pump | 208 | 3 | False |  |  | Single-Speed |  |  |  | 35000 | 1612 | 21.7 | 16.2 | 35100 | 2449 | 4.2 | 3.6 | Non Federally-Regulated | 05/13/2019 |  | 05/28/2019
Enertech Global, LLC | GEOEXCEL | ABT036*2 | ACD036 | Water-Source | WBAHP-C: Heat Pump Split Syste | Heat Pump | 208 | 3 | False |  |  | Single-Speed |  |  |  | 33300 | 2162 | 15.4 | 12 | 43400 | 2706 | 4.7 | 4.2 | Federally-Regulated Commercial & Industrial Equipment | 05/13/2019 |  | 05/28/2019
Enertech Global, LLC | GEOEXCEL | AVS015*A***1 |  | Ground-Source | WBAHP: Heat Pump Packaged Unit | Heat Pump | 265 | 1 |  |  |  | Single-Speed |  |  |  | 16000 | 717 | 22.3 | 13.4 | 11500 | 783 | 4.3 | 3.1 | Non Federally-Regulated | 05/13/2019 |  | 05/28/2019
Enertech Global, LLC | GEOEXCEL | AVS015*A***1 |  | Ground-Water-Source | WBAHP: Heat Pump Packaged Unit | Heat Pump | 265 | 1 |  |  |  | Single-Speed |  |  |  | 17400 | 550 | 31.6 | 16.2 | 14400 | 781 | 5.4 | 3.6 | Non Federally-Regulated | 05/13/2019 |  | 05/28/2019
Enertech Global, LLC | GEOEXCEL | AVS015*A***1 |  | Water-Source | WBAHP: Heat Pump Packaged Unit | Heat Pump | 265 | 1 |  |  |  | Single-Speed |  |  |  | 15200 | 808 | 18.8 | 11.2 | 17700 | 810 | 6.4 | 4.2 | Federally-Regulated Commercial & Industrial Equipment | 05/13/2019 |  | 05/28/2019
Enertech Global, LLC | GEOEXCEL | AYT024*3 |  | Ground-Source | WBAHP: Heat Pump Packaged Unit | Heat Pump | 460 | 3 |  |  |  | Single-Speed |  |  |  | 27100 | 1361 | 19.9 | 13.4 | 19000 | 1294 | 4.3 | 3.1 | Non Federally-Regulated | 05/13/2019 |  | 05/28/2019
Enertech Global, LLC | GEOEXCEL | AYT024*3 |  | Ground-Water-Source | WBAHP: Heat Pump Packaged Unit | Heat Pump | 460 | 3 |  |  |  | Single-Speed |  |  |  | 29200 | 1136 | 25.7 | 16.2 | 23400 | 1293 | 5.3 | 3.6 | Non Federally-Regulated | 05/13/2019 |  | 05/28/2019
Enertech Global, LLC | GEOEXCEL | AZS060*3***1B |  | Ground-Source | WBAHP: Heat Pump Packaged Unit | Heat Pump | 460 | 3 |  |  |  | Single-Speed |  |  |  | 60700 | 3112 | 19.5 | 13.4 | 48200 | 3531 | 4 | 3.1 | Non Federally-Regulated | 05/13/2019 |  | 05/28/2019
Enertech Global, LLC | GEOEXCEL | AZS060*3***1B |  | Water-Source | WBAHP: Heat Pump Packaged Unit | Heat Pump | 460 | 3 |  |  |  | Single-Speed |  |  |  | 59300 | 3488 | 17 | 11.2 | 74700 | 4130 | 5.3 | 4.2 | Federally-Regulated Commercial & Industrial Equipment | 05/13/2019 |  | 05/28/2019
Enertech Global, LLC | GEOEXCEL | AZS017*A |  | Ground-Source | WBAHP: Heat Pump Packaged Unit | Heat Pump | 265 | 1 |  |  |  | Single-Speed |  |  |  | 17900 | 1046 | 17.1 | 13.4 | 13700 | 1085 | 3.7 | 3.1 | Non Federally-Regulated | 05/13/2019 |  | 05/28/2019
Enertech Global, LLC | GEOEXCEL | AZS017*A |  | Ground-Water-Source | WBAHP: Heat Pump Packaged Unit | Heat Pump | 265 | 1 |  |  |  | Single-Speed |  |  |  | 19200 | 853 | 22.5 | 16.2 | 16900 | 1100 | 4.5 | 3.6 | Non Federally-Regulated | 05/13/2019 |  | 05/28/2019
Enertech Global, LLC | GEOEXCEL | AZS017*A |  | Water-Source | WBAHP: Heat Pump Packaged Unit | Heat Pump | 265 | 1 |  |  |  | Single-Speed |  |  |  | 16900 | 1149 | 14.7 | 11.2 | 20900 | 1155 | 5.3 | 4.2 | Federally-Regulated Commercial & Industrial Equipment | 05/13/2019 |  | 05/28/2019
Enertech Global, LLC | GEOEXCEL | ART036A | ACD036 | Ground-Source | WBAHP-C: Heat Pump Split Syste | Heat Pump | 208 | 1 | False |  |  | Single-Speed |  |  |  | 35600 | 2144 | 16.6 | 13.4 | 27500 | 2120 | 3.8 | 3.1 | Non Federally-Regulated | 05/13/2019 |  | 05/28/2019
Enertech Global, LLC | GEOEXCEL | AZS036*2 |  | Ground-Source | WBAHP: Heat Pump Packaged Unit | Heat Pump | 208 | 3 |  |  |  | Single-Speed |  |  |  | 36600 | 2044 | 17.9 | 13.4 | 28300 | 2241 | 3.7 | 3.1 | Non Federally-Regulated | 05/13/2019 |  | 05/28/2019
Enertech Global, LLC | GEOEXCEL | AZS036*2 |  | Ground-Water-Source | WBAHP: Heat Pump Packaged Unit | Heat Pump | 208 | 3 |  |  |  | Single-Speed |  |  |  | 39500 | 1639 | 24.1 | 16.2 | 34800 | 2317 | 4.4 | 3.6 | Non Federally-Regulated | 05/13/2019 |  | 05/28/2019
Enertech Global, LLC | GEOEXCEL | AZS036*2 |  | Water-Source | WBAHP: Heat Pump Packaged Unit | Heat Pump | 208 | 3 |  |  |  | Single-Speed |  |  |  | 35100 | 2279 | 15.4 | 11.2 | 43800 | 2619 | 4.9 | 4.2 | Federally-Regulated Commercial & Industrial Equipment | 05/13/2019 |  | 05/28/2019
Enertech Global, LLC | GEOEXCEL | AVS030*2 |  | Ground-Source | WBAHP: Heat Pump Packaged Unit | Heat Pump | 208 | 3 |  |  |  | Single-Speed |  |  |  | 30100 | 1627 | 18.5 | 13.4 | 22300 | 1675 | 3.9 | 3.1 | Non Federally-Regulated | 05/13/2019 |  | 05/28/2019
Enertech Global, LLC | GEOEXCEL | AVS030*2 |  | Ground-Water-Source | WBAHP: Heat Pump Packaged Unit | Heat Pump | 208 | 3 |  |  |  | Single-Speed |  |  |  | 31000 | 1324 | 23.4 | 16.2 | 28700 | 1789 | 4.7 | 3.6 | Non Federally-Regulated | 05/13/2019 |  | 05/28/2019
Enertech Global, LLC | GEOEXCEL | AVS030*2 |  | Water-Source | WBAHP: Heat Pump Packaged Unit | Heat Pump | 208 | 3 |  |  |  | Single-Speed |  |  |  | 28600 | 1798 | 15.9 | 11.2 | 34900 | 1894 | 5.4 | 4.2 | Federally-Regulated Commercial & Industrial Equipment | 05/13/2019 |  | 05/28/2019
Enertech Global, LLC | GEOEXCEL | ABT048*2 | MCD060 | Ground-Source | WBAHP-C: Heat Pump Split Syste | Heat Pump | 208 | 3 | False |  |  | Single-Speed |  |  |  | 50800 | 2645 | 19.2 | 13.4 | 37200 | 2725 | 4 | 3.1 | Non Federally-Regulated | 05/13/2019 |  | 05/28/2019
Enertech Global, LLC | GEOEXCEL | ABT048*2 | MCD060 | Ground-Water-Source | WBAHP-C: Heat Pump Split Syste | Heat Pump | 208 | 3 | False |  |  | Single-Speed |  |  |  | 54100 | 2172 | 24.9 | 16.2 | 46500 | 2962 | 4.6 | 3.6 | Non Federally-Regulated | 05/13/2019 |  | 05/28/2019
Enertech Global, LLC | GEOEXCEL | ABT048*2 | MCD060 | Water-Source | WBAHP-C: Heat Pump Split Syste | Heat Pump | 208 | 3 | False |  |  | Single-Speed |  |  |  | 48600 | 2945 | 16.5 | 12 | 55000 | 3099 | 5.2 | 4.2 | Federally-Regulated Commercial & Industrial Equipment | 05/13/2019 |  | 05/28/2019
Enertech Global, LLC | GEOEXCEL | AVS042*4 |  | Ground-Source | WBAHP: Heat Pump Packaged Unit | Heat Pump | 575 | 3 |  |  |  | Single-Speed |  |  |  | 43600 | 2344 | 18.6 | 13.4 | 32000 | 2467 | 3.8 | 3.1 | Non Federally-Regulated | 05/13/2019 |  | 05/28/2019
Enertech Global, LLC | GEOEXCEL | AVS042*4 |  | Ground-Water-Source | WBAHP: Heat Pump Packaged Unit | Heat Pump | 575 | 3 |  |  |  | Single-Speed |  |  |  | 46700 | 1913 | 24.4 | 16.2 | 39200 | 2444 | 4.7 | 3.6 | Non Federally-Regulated | 05/13/2019 |  | 05/28/2019
Enertech Global, LLC | GEOEXCEL | AVS042*4 |  | Water-Source | WBAHP: Heat Pump Packaged Unit | Heat Pump | 575 | 3 |  |  |  | Single-Speed |  |  |  | 41800 | 2612 | 16 | 11.2 | 48500 | 2538 | 5.6 | 4.2 | Federally-Regulated Commercial & Industrial Equipment | 05/13/2019 |  | 05/28/2019
Enertech Global, LLC | GEOEXCEL | AZT042******B |  | Ground-Source | WBAHP: Heat Pump Packaged Unit | Heat Pump | 208 | 1 |  |  |  | Single-Speed |  |  |  | 42600 | 2230 | 19.1 | 13.4 | 31500 | 2495 | 3.7 | 3.1 | Non Federally-Regulated | 05/13/2019 |  | 05/28/2019
Enertech Global, LLC | GEOEXCEL | AZT042******B |  | Water-Source | WBAHP: Heat Pump Packaged Unit | Heat Pump | 208 | 1 |  |  |  | Single-Speed |  |  |  | 41000 | 2484 | 16.5 | 11.2 | 48400 | 3083 | 4.6 | 4.2 | Federally-Regulated Commercial & Industrial Equipment | 05/13/2019 |  | 05/28/2019
Enertech Global, LLC | GEOEXCEL | AXT036D2 |  | Ground-Source | WBAHP: Heat Pump Packaged Unit | Heat Pump | 208 | 3 |  |  |  | Single-Speed |  |  |  | 38900 | 2125 | 18.3 | 13.4 | 29200 | 2037 | 4.2 | 3.1 | Non Federally-Regulated | 05/13/2019 |  | 05/28/2019
Enertech Global, LLC | GEOEXCEL | AZT060 |  | Ground-Source | WBAHP: Heat Pump Packaged Unit | Heat Pump | 208 | 1 |  |  |  | Single-Speed |  |  |  | 59000 | 3491 | 16.9 | 13.4 | 46800 | 3809 | 3.6 | 3.1 | Non Federally-Regulated | 05/13/2019 |  | 05/28/2019
Enertech Global, LLC | GEOEXCEL | AZT060 |  | Ground-Water-Source | WBAHP: Heat Pump Packaged Unit | Heat Pump | 208 | 1 |  |  |  | Single-Speed |  |  |  | 62000 | 2924 | 21.2 | 16.2 | 58500 | 4082 | 4.2 | 3.6 | Non Federally-Regulated | 05/13/2019 |  | 05/28/2019
Enertech Global, LLC | GEOEXCEL | AZT060 |  | Water-Source | WBAHP: Heat Pump Packaged Unit | Heat Pump | 208 | 1 |  |  |  | Single-Speed |  |  |  | 55100 | 3773 | 14.6 | 11.2 | 70700 | 4408 | 4.7 | 4.2 | Federally-Regulated Commercial & Industrial Equipment | 05/13/2019 |  | 05/28/2019
Enertech Global, LLC | GEOEXCEL | AZS017*A***1B |  | Ground-Source | WBAHP: Heat Pump Packaged Unit | Heat Pump | 265 | 1 |  |  |  | Single-Speed |  |  |  | 18100 | 882 | 20.5 | 13.4 | 13000 | 1002 | 3.8 | 3.1 | Non Federally-Regulated | 05/13/2019 |  | 05/28/2019
Enertech Global, LLC | GEOEXCEL | AZS017*A***1B |  | Water-Source | WBAHP: Heat Pump Packaged Unit | Heat Pump | 265 | 1 |  |  |  | Single-Speed |  |  |  | 17300 | 994 | 17.4 | 11.2 | 20400 | 1067 | 5.6 | 4.2 | Federally-Regulated Commercial & Industrial Equipment | 05/13/2019 |  | 05/28/2019
Enertech Global, LLC | GEOEXCEL | AZS024*A |  | Ground-Source | WBAHP: Heat Pump Packaged Unit | Heat Pump | 265 | 1 |  |  |  | Single-Speed |  |  |  | 25700 | 1477 | 17.4 | 13.4 | 18500 | 1506 | 3.6 | 3.1 | Non Federally-Regulated | 05/13/2019 |  | 05/28/2019
Enertech Global, LLC | GEOEXCEL | AZS024*A |  | Ground-Water-Source | WBAHP: Heat Pump Packaged Unit | Heat Pump | 265 | 1 |  |  |  | Single-Speed |  |  |  | 27400 | 1196 | 22.9 | 16.2 | 23700 | 1615 | 4.3 | 3.6 | Non Federally-Regulated | 05/13/2019 |  | 05/28/2019
Enertech Global, LLC | GEOEXCEL | AZS024*A |  | Water-Source | WBAHP: Heat Pump Packaged Unit | Heat Pump | 265 | 1 |  |  |  | Single-Speed |  |  |  | 24600 | 1651 | 14.9 | 11.2 | 29300 | 1752 | 4.9 | 4.2 | Federally-Regulated Commercial & Industrial Equipment | 05/13/2019 |  | 05/28/2019
Enertech Global, LLC | GEOEXCEL | AYT036*2 |  | Ground-Source | WBAHP: Heat Pump Packaged Unit | Heat Pump | 208 | 3 |  |  |  | Single-Speed |  |  |  | 41200 | 1971 | 20.9 | 13.4 | 29100 | 1895 | 4.5 | 3.1 | Non Federally-Regulated | 05/13/2019 |  | 05/28/2019
Enertech Global, LLC | GEOEXCEL | AYT036*2 |  | Ground-Water-Source | WBAHP: Heat Pump Packaged Unit | Heat Pump | 208 | 3 |  |  |  | Single-Speed |  |  |  | 44300 | 1640 | 27 | 16.2 | 37500 | 1998 | 5.5 | 3.6 | Non Federally-Regulated | 05/13/2019 |  | 05/28/2019
Enertech Global, LLC | GEOEXCEL | AZS036*2***1 |  | Water-Source | WBAHP: Heat Pump Packaged Unit | Heat Pump | 208 | 3 |  |  |  | Single-Speed |  |  |  | 35300 | 2206 | 16 | 11.2 | 42600 | 2448 | 5.1 | 4.2 | Federally-Regulated Commercial & Industrial Equipment | 05/13/2019 |  | 05/28/2019
Enertech Global, LLC | GEOEXCEL | AZS024*A***1 |  | Water-Source | WBAHP: Heat Pump Packaged Unit | Heat Pump | 265 | 1 |  |  |  | Single-Speed |  |  |  | 25300 | 1497 | 16.9 | 11.2 | 28500 | 1518 | 5.5 | 4.2 | Federally-Regulated Commercial & Industrial Equipment | 05/13/2019 |  | 05/28/2019
Enertech Global, LLC | GEOEXCEL | AVS015 |  | Water-Source | WBAHP: Heat Pump Packaged Unit | Heat Pump | 208 | 1 |  |  |  | Single-Speed |  |  |  | 15100 | 862 | 17.5 | 11.2 | 17900 | 874 | 6 | 4.2 | Federally-Regulated Commercial & Industrial Equipment | 05/13/2019 |  | 05/28/2019
Enertech Global, LLC | GEOEXCEL | AVS024*2***1 |  | Water-Source | WBAHP: Heat Pump Packaged Unit | Heat Pump | 208 | 3 |  |  |  | Single-Speed |  |  |  | 25900 | 1407 | 18.4 | 11.2 | 29800 | 1480 | 5.9 | 4.2 | Federally-Regulated Commercial & Industrial Equipment | 05/13/2019 |  | 05/28/2019
Enertech Global, LLC | GEOEXCEL | AZS060*2****B |  | Water-Source | WBAHP: Heat Pump Packaged Unit | Heat Pump | 208 | 3 |  |  |  | Single-Speed |  |  |  | 58400 | 3792 | 15.4 | 11.2 | 75700 | 4527 | 4.9 | 4.2 | Federally-Regulated Commercial & Industrial Equipment | 05/13/2019 |  | 05/28/2019
Enertech Global, LLC | GEOEXCEL | AVS042*2 |  | Water-Source | WBAHP: Heat Pump Packaged Unit | Heat Pump | 208 | 3 |  |  |  | Single-Speed |  |  |  | 41800 | 2612 | 16 | 11.2 | 48500 | 2538 | 5.6 | 4.2 | Federally-Regulated Commercial & Industrial Equipment | 05/13/2019 |  | 05/28/2019
Enertech Global, LLC | GEOEXCEL | AVT060 |  | Water-Source | WBAHP: Heat Pump Packaged Unit | Heat Pump | 208 | 1 |  |  |  | Single-Speed |  |  |  | 58600 | 3805 | 15.4 | 11.2 | 70500 | 4051 | 5.1 | 4.2 | Federally-Regulated Commercial & Industrial Equipment | 05/13/2019 |  | 05/28/2019
Enertech Global, LLC | GEOEXCEL | AZT030 |  | Water-Source | WBAHP: Heat Pump Packaged Unit | Heat Pump | 208 | 1 |  |  |  | Single-Speed |  |  |  | 30200 | 2000 | 15.1 | 11.2 | 34800 | 1999 | 5.1 | 4.2 | Federally-Regulated Commercial & Industrial Equipment | 05/13/2019 |  | 05/28/2019
Enertech Global, LLC | GEOEXCEL | AZS036*****1B |  | Water-Source | WBAHP: Heat Pump Packaged Unit | Heat Pump | 208 | 1 |  |  |  | Single-Speed |  |  |  | 36800 | 2190 | 16.8 | 11.2 | 43300 | 2394 | 5.3 | 4.2 | Federally-Regulated Commercial & Industrial Equipment | 05/13/2019 |  | 05/28/2019
Enertech Global, LLC | GEOEXCEL | AXT024D3 |  | Ground-Water-Source | WBAHP: Heat Pump Packaged Unit | Heat Pump | 460 | 3 |  |  |  | Single-Speed |  |  |  | 29600 | 1100 | 26.9 | 16.2 | 24700 | 1392 | 5.2 | 3.6 | Non Federally-Regulated | 05/13/2019 |  | 05/28/2019
Enertech Global, LLC | GEOEXCEL | AYT024 |  | Ground-Water-Source | WBAHP: Heat Pump Packaged Unit | Heat Pump | 208 | 1 |  |  |  | Single-Speed |  |  |  | 29200 | 1136 | 25.7 | 16.2 | 23400 | 1293 | 5.3 | 3.6 | Non Federally-Regulated | 05/13/2019 |  | 05/28/2019
Enertech Global, LLC | GEOEXCEL | AZT048*A****B |  | Water-Source | WBAHP: Heat Pump Packaged Unit | Heat Pump | 265 | 1 |  |  |  | Single-Speed |  |  |  | 47600 | 3012 | 15.8 | 11.2 | 58300 | 3486 | 4.9 | 4.2 | Federally-Regulated Commercial & Industrial Equipment | 05/13/2019 |  | 05/28/2019
Enertech Global, LLC | GEOEXCEL | ART048A | MCD060 | Ground-Source | WBAHP-C: Heat Pump Split Syste | Heat Pump | 208 | 1 | False |  |  | Single-Speed |  |  |  | 50500 | 2919 | 17.3 | 13.4 | 36600 | 2822 | 3.8 | 3.1 | Non Federally-Regulated | 05/13/2019 |  | 05/28/2019
Enertech Global, LLC | GEOEXCEL | AZS036*4 |  | Water-Source | WBAHP: Heat Pump Packaged Unit | Heat Pump | 575 | 3 |  |  |  | Single-Speed |  |  |  | 35100 | 2279 | 15.4 | 11.2 | 43800 | 2619 | 4.9 | 4.2 | Federally-Regulated Commercial & Industrial Equipment | 05/13/2019 |  | 05/28/2019
Enertech Global, LLC | GEOEXCEL | AZT030******B |  | Water-Source | WBAHP: Heat Pump Packaged Unit | Heat Pump | 208 | 1 |  |  |  | Single-Speed |  |  |  | 30600 | 1987 | 15.4 | 11.2 | 36000 | 2110 | 5 | 4.2 | Federally-Regulated Commercial & Industrial Equipment | 05/13/2019 |  | 05/28/2019
Enertech Global, LLC | GEOEXCEL | AZS018*****1B |  | Water-Source | WBAHP: Heat Pump Packaged Unit | Heat Pump | 208 | 1 |  |  |  | Single-Speed |  |  |  | 19900 | 1150 | 17.3 | 11.2 | 22600 | 1226 | 5.4 | 4.2 | Federally-Regulated Commercial & Industrial Equipment | 05/13/2019 |  | 05/28/2019
Enertech Global, LLC | GEOEXCEL | AVS030*3 |  | Water-Source | WBAHP: Heat Pump Packaged Unit | Heat Pump | 460 | 3 |  |  |  | Single-Speed |  |  |  | 28600 | 1798 | 15.9 | 11.2 | 34900 | 1894 | 5.4 | 4.2 | Federally-Regulated Commercial & Industrial Equipment | 05/13/2019 |  | 05/28/2019
Enertech Global, LLC | GEOEXCEL | AXT048D3 |  | Ground-Water-Source | WBAHP: Heat Pump Packaged Unit | Heat Pump | 460 | 3 |  |  |  | Single-Speed |  |  |  | 53100 | 2402 | 22.1 | 16.2 | 47400 | 3019 | 4.6 | 3.6 | Non Federally-Regulated | 05/13/2019 |  | 05/28/2019
Enertech Global, LLC | GEOEXCEL | AST036A2 | MCD036 | Ground-Water-Source | WBAHP-C: Heat Pump Split Syste | Heat Pump | 208 | 3 | False |  |  | Single-Speed |  |  |  | 38800 | 1813 | 21.4 | 16.2 | 35700 | 2325 | 4.5 | 3.6 | Non Federally-Regulated | 05/13/2019 |  | 05/28/2019
Enertech Global, LLC | GEOEXCEL | ABT048*2 | MPD060 | Water-Source | WBAHP-CB: Heat Pump Split Syst | Heat Pump | 208 | 3 | False |  |  | Single-Speed |  |  |  | 49200 | 2894 | 17 | 12 | 54000 | 3103 | 5.1 | 4.2 | Federally-Regulated Commercial & Industrial Equipment | 05/13/2019 |  | 05/28/2019
Enertech Global, LLC | GEOEXCEL | ABT024*2 | MCD024 | Water-Source | WBAHP-C: Heat Pump Split Syste | Heat Pump | 208 | 3 | False |  |  | Dual-Speed |  |  |  | 23500 | 1556 | 15.1 | 12 | 27500 | 1714 | 4.7 | 4.2 | Federally-Regulated Commercial & Industrial Equipment | 05/13/2019 |  | 05/28/2019
Enertech Global, LLC | GEOEXCEL | AXT036D2 |  | Ground-Water-Source | WBAHP: Heat Pump Packaged Unit | Heat Pump | 208 | 3 |  |  |  | Single-Speed |  |  |  | 42200 | 1758 | 24 | 16.2 | 37000 | 2126 | 5.1 | 3.6 | Non Federally-Regulated | 05/13/2019 |  | 05/28/2019
Enertech Global, LLC | GEOEXCEL | AST060A | MPD060 | Ground-Source | WBAHP-CB: Heat Pump Split Syst | Heat Pump | 208 | 1 | False |  |  | Single-Speed |  |  |  | 62200 | 3702 | 16.8 | 13.4 | 44200 | 3701 | 3.5 | 3.1 | Non Federally-Regulated | 05/13/2019 |  | 05/28/2019
Enertech Global, LLC | GEOEXCEL | AXT060D |  | Ground-Source | WBAHP: Heat Pump Packaged Unit | Heat Pump | 208 | 1 |  |  |  | Single-Speed |  |  |  | 63000 | 3539 | 17.8 | 13.4 | 47700 | 3778 | 3.7 | 3.1 | Non Federally-Regulated | 05/13/2019 |  | 05/28/2019
Enertech Global, LLC | GEOEXCEL | AYT060*3 |  | Ground-Source | WBAHP: Heat Pump Packaged Unit | Heat Pump | 460 | 3 |  |  |  | Single-Speed |  |  |  | 64300 | 3331 | 19.3 | 13.4 | 49200 | 3516 | 4.1 | 3.1 | Non Federally-Regulated | 05/13/2019 |  | 05/28/2019
Enertech Global, LLC | GEOEXCEL | ABT060 | ACD060 | Ground-Source | WBAHP-C: Heat Pump Split Syste | Heat Pump | 208 | 1 | False |  |  | Single-Speed |  |  |  | 61000 | 3465 | 17.6 | 13.4 | 45500 | 3604 | 3.7 | 3.1 | Non Federally-Regulated | 05/13/2019 |  | 05/28/2019
Enertech Global, LLC | GEOEXCEL | ABT060 | ACD060 | Water-Source | WBAHP-C: Heat Pump Split Syste | Heat Pump | 208 | 1 | False |  |  | Single-Speed |  |  |  | 58700 | 3787 | 15.5 | 12 | 67400 | 4115 | 4.8 | 4.2 | Federally-Regulated Commercial & Industrial Equipment | 05/13/2019 |  | 05/28/2019
Enertech Global, LLC | GEOEXCEL | ABT060*2 | ACD060 | Water-Source | WBAHP-C: Heat Pump Split Syste | Heat Pump | 208 | 3 | False |  |  | Single-Speed |  |  |  | 58700 | 3787 | 15.5 | 12 | 67400 | 4115 | 4.8 | 4.2 | Federally-Regulated Commercial & Industrial Equipment | 05/13/2019 |  | 05/28/2019
Enertech Global, LLC | GEOEXCEL | ABT060*2 | ACD060 | Ground-Source | WBAHP-C: Heat Pump Split Syste | Heat Pump | 208 | 3 | False |  |  | Single-Speed |  |  |  | 61000 | 3465 | 17.6 | 13.4 | 45500 | 3604 | 3.7 | 3.1 | Non Federally-Regulated | 05/13/2019 |  | 05/28/2019
Enertech Global, LLC | GEOEXCEL | AVS060*3***1 |  | Water-Source | WBAHP: Heat Pump Packaged Unit | Heat Pump | 460 | 3 |  |  |  | Single-Speed |  |  |  | 58800 | 3721 | 15.8 | 11.2 | 70900 | 3995 | 5.2 | 4.2 | Federally-Regulated Commercial & Industrial Equipment | 05/13/2019 |  | 05/28/2019
Enertech Global, LLC | GEOEXCEL | AVS060*3***1 |  | Ground-Source | WBAHP: Heat Pump Packaged Unit | Heat Pump | 460 | 3 |  |  |  | Single-Speed |  |  |  | 61500 | 3379 | 18.2 | 13.4 | 46300 | 3570 | 3.8 | 3.1 | Non Federally-Regulated | 05/13/2019 |  | 05/28/2019
Waterfurnace International, Inc. | YORK BY JOHNSON CONTROLS | YAZS036**1 | SRAA036* | Ground-Source | WBAHP-C: Heat Pump Split Syste | Heat Pump | 208 | 1 | False |  |  | Single-Speed |  |  |  | 30600 | 1500 | 20.4 | 13.4 | 23100 | 1692 | 4 | 3.1 | Non Federally-Regulated | 11/14/2018 |  | 05/28/2019
Waterfurnace International, Inc. | YORK BY JOHNSON CONTROLS | YAZS036**1 | SRAA036* | Ground-Water-Source | WBAHP-C: Heat Pump Split Syste | Heat Pump | 208 | 1 | False |  |  | Single-Speed |  |  |  | 33200 | 1211 | 27.4 | 16.2 | 29600 | 1770 | 4.9 | 3.6 | Non Federally-Regulated | 06/26/2017 |  | 05/28/2019
Waterfurnace International, Inc. | YORK BY JOHNSON CONTROLS | YAZS036**1 | SAH036* | Ground-Source | WBAHP-CB: Heat Pump Split Syst | Heat Pump | 208 | 1 | False |  |  | Single-Speed |  |  |  | 30600 | 1500 | 20.4 | 13.4 | 23100 | 1692 | 4 | 3.1 | Non Federally-Regulated | 06/26/2017 |  | 05/28/2019
Waterfurnace International, Inc. | YORK BY JOHNSON CONTROLS | YAZS036**1 | SAH036* | Ground-Water-Source | WBAHP-CB: Heat Pump Split Syst | Heat Pump | 208 | 1 | False |  |  | Single-Speed |  |  |  | 33200 | 1211 | 27.4 | 16.2 | 29600 | 1770 | 4.9 | 3.6 | Non Federally-Regulated | 06/26/2017 |  | 05/28/2019
Waterfurnace International, Inc. | YORK BY JOHNSON CONTROLS | YAZS036**1 | SAH036* | Water-Source | WBAHP-CB: Heat Pump Split Syst | Heat Pump | 208 | 1 | False |  |  | Single-Speed |  |  |  | 29100 | 1672 | 17.4 | 12 | 35600 | 1798 | 5.8 | 4.2 | Federally-Regulated Commercial & Industrial Equipment | 06/26/2017 |  | 05/28/2019
Waterfurnace International, Inc. | YORK BY JOHNSON CONTROLS | YAZS042**1 | SAH042* | Ground-Source | WBAHP-CB: Heat Pump Split Syst | Heat Pump | 208 | 1 | False |  |  | Single-Speed |  |  |  | 37800 | 1938 | 19.5 | 13.4 | 27400 | 2059 | 3.9 | 3.1 | Non Federally-Regulated | 06/26/2017 |  | 05/28/2019
Waterfurnace International, Inc. | YORK BY JOHNSON CONTROLS | YAZS042**1 | SAH042* | Ground-Water-Source | WBAHP-CB: Heat Pump Split Syst | Heat Pump | 208 | 1 | False |  |  | Single-Speed |  |  |  | 41300 | 1613 | 25.6 | 16.2 | 36000 | 2198 | 4.8 | 3.6 | Non Federally-Regulated | 06/26/2017 |  | 05/28/2019
Waterfurnace International, Inc. | YORK BY JOHNSON CONTROLS | YAZS042**1 | SRAA048* | Ground-Source | WBAHP-C: Heat Pump Split Syste | Heat Pump | 208 | 1 | False |  |  | Single-Speed |  |  |  | 37800 | 1938 | 19.5 | 13.4 | 27400 | 2059 | 3.9 | 3.1 | Non Federally-Regulated | 11/14/2018 |  | 05/28/2019
Waterfurnace International, Inc. | YORK BY JOHNSON CONTROLS | YAZS042**1 | SAH042* | Water-Source | WBAHP-CB: Heat Pump Split Syst | Heat Pump | 208 | 1 | False |  |  | Single-Speed |  |  |  | 36000 | 2155 | 16.7 | 12 | 43100 | 2296 | 5.5 | 4.2 | Federally-Regulated Commercial & Industrial Equipment | 06/26/2017 |  | 05/28/2019
Waterfurnace International, Inc. | YORK BY JOHNSON CONTROLS | YAZS042**1 | SRAA048* | Ground-Water-Source | WBAHP-C: Heat Pump Split Syste | Heat Pump | 208 | 1 | False |  |  | Single-Speed |  |  |  | 41300 | 1613 | 25.6 | 16.2 | 36000 | 2198 | 4.8 | 3.6 | Non Federally-Regulated | 06/26/2017 |  | 05/28/2019
Waterfurnace International, Inc. | YORK BY JOHNSON CONTROLS | YAZT038**1 | SRAA036* | Ground-Source | WBAHP-C: Heat Pump Split Syste | Heat Pump | 208 | 1 | False |  |  | Dual-Speed |  |  |  | 36000 | 1894 | 19 | 13.4 | 27900 | 2044 | 4 | 3.1 | Non Federally-Regulated | 11/14/2018 |  | 05/28/2019
Waterfurnace International, Inc. | YORK BY JOHNSON CONTROLS | YAZT038**1 | SRAA036* | Ground-Water-Source | WBAHP-C: Heat Pump Split Syste | Heat Pump | 208 | 1 | False |  |  | Dual-Speed |  |  |  | 38200 | 1578 | 24.2 | 16.2 | 35100 | 2188 | 4.7 | 3.6 | Non Federally-Regulated | 06/26/2017 |  | 05/28/2019
Waterfurnace International, Inc. | YORK BY JOHNSON CONTROLS | YAZT038**1 | SAH036* | Ground-Source | WBAHP-CB: Heat Pump Split Syst | Heat Pump | 208 | 1 | False |  |  | Dual-Speed |  |  |  | 36000 | 1894 | 19 | 13.4 | 27900 | 2044 | 4 | 3.1 | Non Federally-Regulated | 06/26/2017 |  | 05/28/2019
Waterfurnace International, Inc. | YORK BY JOHNSON CONTROLS | YAZT038**1 | SAH036* | Ground-Water-Source | WBAHP-CB: Heat Pump Split Syst | Heat Pump | 208 | 1 | False |  |  | Dual-Speed |  |  |  | 38200 | 1578 | 24.2 | 16.2 | 35100 | 2188 | 4.7 | 3.6 | Non Federally-Regulated | 06/26/2017 |  | 05/28/2019
Waterfurnace International, Inc. | YORK BY JOHNSON CONTROLS | YAZT038**1 | SAH036* | Water-Source | WBAHP-CB: Heat Pump Split Syst | Heat Pump | 208 | 1 | False |  |  | Dual-Speed |  |  |  | 34400 | 2110 | 16.3 | 12 | 41600 | 2344 | 5.2 | 4.2 | Federally-Regulated Commercial & Industrial Equipment | 06/26/2017 |  | 05/28/2019
Waterfurnace International, Inc. | YORK BY JOHNSON CONTROLS | YLFT060*A |  | Ground-Source | WBAHP: Heat Pump Packaged Unit | Heat Pump | 208 | 1 |  |  |  | Dual-Speed |  |  |  | 59900 | 3630 | 16.5 | 13.4 | 45300 | 3904 | 3.4 | 3.1 | Non Federally-Regulated | 02/16/2016 |  | 05/28/2019
Waterfurnace International, Inc. | YORK BY JOHNSON CONTROLS | YLFT060*A |  | Ground-Water-Source | WBAHP: Heat Pump Packaged Unit | Heat Pump | 208 | 1 |  |  |  | Dual-Speed |  |  |  | 64100 | 3096 | 20.7 | 16.2 | 56500 | 4139 | 4 | 3.6 | Non Federally-Regulated | 02/16/2016 |  | 05/28/2019
Waterfurnace International, Inc. | YORK BY JOHNSON CONTROLS | YLFT060*A |  | Water-Source | WBAHP: Heat Pump Packaged Unit | Heat Pump | 208 | 1 |  |  |  | Dual-Speed |  |  |  | 57200 | 4000 | 14.3 | 11.2 | 69000 | 4493 | 4.5 | 4.2 | Federally-Regulated Commercial & Industrial Equipment | 02/16/2016 |  | 05/28/2019
FHP Manufacturing Company | GEOEXCEL | RD036-1HZN-***T/A*B-**S |  | Water-Source | WBAHP: Heat Pump Packaged Unit | Heat Pump | 208 | 1 |  |  |  | Single-Speed |  |  |  | 38200 | 2699 | 14.15 | 11.2 | 41400 | 2757 | 4.4 | 4.2 | Federally-Regulated Commercial & Industrial Equipment | 05/13/2019 |  | 05/28/2019
FHP Manufacturing Company | GEOEXCEL | RD018-2HZN-***P*B-**T/G |  | Ground-Source | WBAHP: Heat Pump Packaged Unit | Heat Pump | 265 | 1 |  |  |  | Single-Speed |  |  |  | 21200 | 1341 | 15.8 | 13.4 | 14300 | 1197 | 3.5 | 3.1 | Non Federally-Regulated | 05/13/2019 |  | 05/28/2019
FHP Manufacturing Company | GEOEXCEL | RD018-2HZN-***P*B-**T/G |  | Water-Source | WBAHP: Heat Pump Packaged Unit | Heat Pump | 265 | 1 |  |  |  | Single-Speed |  |  |  | 19400 | 1492 | 13 | 11.2 | 22200 | 1429 | 4.6 | 4.2 | Federally-Regulated Commercial & Industrial Equipment | 05/13/2019 |  | 05/28/2019
FHP Manufacturing Company | GEOEXCEL | RD036-4HZN-***P*B-**T/G |  | Ground-Source | WBAHP: Heat Pump Packaged Unit | Heat Pump | 460 | 3 |  |  |  | Single-Speed |  |  |  | 39900 | 2360 | 16.9 | 13.4 | 26900 | 2252 | 3.5 | 3.1 | Non Federally-Regulated | 05/13/2019 |  | 05/28/2019
FHP Manufacturing Company | GEOEXCEL | RD036-4HZN-***P*B-**T/G |  | Water-Source | WBAHP: Heat Pump Packaged Unit | Heat Pump | 460 | 3 |  |  |  | Single-Speed |  |  |  | 37900 | 2817 | 13.45 | 11.2 | 41800 | 2784 | 4.4 | 4.2 | Federally-Regulated Commercial & Industrial Equipment | 05/13/2019 |  | 05/28/2019
FHP Manufacturing Company | GEOEXCEL | RD024-4VT/CFN-***P*B-**T/G |  | Ground-Source | WBAHP: Heat Pump Packaged Unit | Heat Pump | 460 | 3 |  |  |  | Single-Speed |  |  |  | 25000 | 1612 | 15.5 | 13.4 | 17000 | 1465 | 3.4 | 3.1 | Non Federally-Regulated | 05/13/2019 |  | 05/28/2019
FHP Manufacturing Company | GEOEXCEL | RD024-4VT/CFN-***P*B-**T/G |  | Water-Source | WBAHP: Heat Pump Packaged Unit | Heat Pump | 460 | 3 |  |  |  | Single-Speed |  |  |  | 23400 | 1779 | 13.15 | 11.2 | 26600 | 1771 | 4.4 | 4.2 | Federally-Regulated Commercial & Industrial Equipment | 05/13/2019 |  | 05/28/2019
FHP Manufacturing Company | GEOEXCEL | RD018-2HZN-***T/A*B-**S |  | Water-Source | WBAHP: Heat Pump Packaged Unit | Heat Pump | 265 | 1 |  |  |  | Single-Speed |  |  |  | 19700 | 1382 | 14.25 | 11.2 | 21900 | 1337 | 4.8 | 4.2 | Federally-Regulated Commercial & Industrial Equipment | 05/13/2019 |  | 05/28/2019
FHP Manufacturing Company | GEOEXCEL | RD030-3HZC-***P*C-**T/G |  | Ground-Source | WBAHP: Heat Pump Packaged Unit | Heat Pump | 208 | 3 |  |  |  | Single-Speed |  |  |  | 31000 | 2108 | 14.7 | 13.4 | 20900 | 1856 | 3.3 | 3.1 | Non Federally-Regulated | 05/13/2019 |  | 05/28/2019
FHP Manufacturing Company | GEOEXCEL | RD030-3HZC-***P*C-**T/G |  | Water-Source | WBAHP: Heat Pump Packaged Unit | Heat Pump | 208 | 3 |  |  |  | Single-Speed |  |  |  | 29200 | 2212 | 13.2 | 11.2 | 33400 | 2276 | 4.3 | 4.2 | Federally-Regulated Commercial & Industrial Equipment | 05/13/2019 |  | 05/28/2019
FHP Manufacturing Company | GEOEXCEL | RD015-2VT/CFC-***T/A*C-**T/G |  | Ground-Source | WBAHP: Heat Pump Packaged Unit | Heat Pump | 265 | 1 |  |  |  | Single-Speed |  |  |  | 14400 | 888 | 16.2 | 13.4 | 10700 | 950 | 3.3 | 3.1 | Non Federally-Regulated | 05/13/2019 |  | 05/28/2019
FHP Manufacturing Company | GEOEXCEL | RD015-2VT/CFC-***T/A*C-**T/G |  | Water-Source | WBAHP: Heat Pump Packaged Unit | Heat Pump | 265 | 1 |  |  |  | Single-Speed |  |  |  | 13700 | 985 | 13.9 | 11.2 | 15500 | 1032 | 4.4 | 4.2 | Federally-Regulated Commercial & Industrial Equipment | 05/13/2019 |  | 05/28/2019
FHP Manufacturing Company | GEOEXCEL | RD048-5HZC-***P*B-**S |  | Water-Source | WBAHP: Heat Pump Packaged Unit | Heat Pump | 575 | 3 |  |  |  | Single-Speed |  |  |  | 45900 | 3530 | 13 | 11.2 | 56400 | 3844 | 4.3 | 4.2 | Federally-Regulated Commercial & Industrial Equipment | 05/13/2019 |  | 05/28/2019
FHP Manufacturing Company | GEOEXCEL | RD030-4HZC-***T/A*C-**S |  | Water-Source | WBAHP: Heat Pump Packaged Unit | Heat Pump | 460 | 3 |  |  |  | Single-Speed |  |  |  | 30000 | 2105 | 14.25 | 11.2 | 32800 | 2089 | 4.6 | 4.2 | Federally-Regulated Commercial & Industrial Equipment | 05/13/2019 |  | 05/28/2019
FHP Manufacturing Company | GEOEXCEL | RD018-2VT/CFC-***T/A*B-**T/G |  | Ground-Source | WBAHP: Heat Pump Packaged Unit | Heat Pump | 265 | 1 |  |  |  | Single-Speed |  |  |  | 21500 | 1352 | 15.9 | 13.4 | 14100 | 1116 | 3.7 | 3.1 | Non Federally-Regulated | 05/13/2019 |  | 05/28/2019
FHP Manufacturing Company | GEOEXCEL | RD018-2VT/CFC-***T/A*B-**T/G |  | Water-Source | WBAHP: Heat Pump Packaged Unit | Heat Pump | 265 | 1 |  |  |  | Single-Speed |  |  |  | 19700 | 1382 | 14.25 | 11.2 | 21900 | 1337 | 4.8 | 4.2 | Federally-Regulated Commercial & Industrial Equipment | 05/13/2019 |  | 05/28/2019
FHP Manufacturing Company | GEOEXCEL | RD024-3HZC-***T/A*B-**S |  | Water-Source | WBAHP: Heat Pump Packaged Unit | Heat Pump | 208 | 3 |  |  |  | Single-Speed |  |  |  | 23800 | 1687 | 14.1 | 11.2 | 26200 | 1706 | 4.5 | 4.2 | Federally-Regulated Commercial & Industrial Equipment | 05/13/2019 |  | 05/28/2019
FHP Manufacturing Company | GEOEXCEL | RD060-1HZN-***T/A*B-**T/G |  | Ground-Source | WBAHP: Heat Pump Packaged Unit | Heat Pump | 208 | 1 |  |  |  | Single-Speed |  |  |  | 61100 | 3725 | 16.4 | 13.4 | 46200 | 4103 | 3.3 | 3.1 | Non Federally-Regulated | 05/13/2019 |  | 05/28/2019
FHP Manufacturing Company | GEOEXCEL | RD060-1HZN-***T/A*B-**T/G |  | Water-Source | WBAHP: Heat Pump Packaged Unit | Heat Pump | 208 | 1 |  |  |  | Single-Speed |  |  |  | 59000 | 4125 | 14.3 | 11.2 | 66400 | 4525 | 4.3 | 4.2 | Federally-Regulated Commercial & Industrial Equipment | 05/13/2019 |  | 05/28/2019
FHP Manufacturing Company | GEOEXCEL | RD070-3HZC-***P*B-**S |  | Water-Source | WBAHP: Heat Pump Packaged Unit | Heat Pump | 208 | 3 |  |  |  | Single-Speed |  |  |  | 64000 | 4812 | 13.3 | 11.2 | 72800 | 4849 | 4.4 | 4.2 | Federally-Regulated Commercial & Industrial Equipment | 05/13/2019 |  | 05/28/2019
FHP Manufacturing Company | GEOEXCEL | RD030-2HZN-***P*C-**T/G |  | Ground-Source | WBAHP: Heat Pump Packaged Unit | Heat Pump | 265 | 1 |  |  |  | Single-Speed |  |  |  | 31000 | 2108 | 14.7 | 13.4 | 20900 | 1856 | 3.3 | 3.1 | Non Federally-Regulated | 05/13/2019 |  | 05/28/2019
FHP Manufacturing Company | GEOEXCEL | RD030-2HZN-***P*C-**T/G |  | Water-Source | WBAHP: Heat Pump Packaged Unit | Heat Pump | 265 | 1 |  |  |  | Single-Speed |  |  |  | 29200 | 2246 | 13 | 11.2 | 33400 | 2276 | 4.3 | 4.2 | Federally-Regulated Commercial & Industrial Equipment | 05/13/2019 |  | 05/28/2019
FHP Manufacturing Company | GEOEXCEL | RD030-4VT/CFC-***P*C-**T/G |  | Ground-Source | WBAHP: Heat Pump Packaged Unit | Heat Pump | 460 | 3 |  |  |  | Single-Speed |  |  |  | 31000 | 2108 | 14.7 | 13.4 | 20900 | 1856 | 3.3 | 3.1 | Non Federally-Regulated | 05/13/2019 |  | 05/28/2019
FHP Manufacturing Company | GEOEXCEL | RD030-4VT/CFC-***P*C-**T/G |  | Water-Source | WBAHP: Heat Pump Packaged Unit | Heat Pump | 460 | 3 |  |  |  | Single-Speed |  |  |  | 29200 | 2212 | 13.2 | 11.2 | 33400 | 2276 | 4.3 | 4.2 | Federally-Regulated Commercial & Industrial Equipment | 05/13/2019 |  | 05/28/2019
FHP Manufacturing Company | GEOEXCEL | RD024-4HZC-***P*B-**S |  | Water-Source | WBAHP: Heat Pump Packaged Unit | Heat Pump | 460 | 3 |  |  |  | Single-Speed |  |  |  | 23400 | 1746 | 13.4 | 11.2 | 26600 | 1771 | 4.4 | 4.2 | Federally-Regulated Commercial & Industrial Equipment | 05/13/2019 |  | 05/28/2019
FHP Manufacturing Company | GEOEXCEL | RD048-1VT/CFC-***P*B-**T/G |  | Ground-Source | WBAHP: Heat Pump Packaged Unit | Heat Pump | 208 | 1 |  |  |  | Single-Speed |  |  |  | 48800 | 3275 | 14.9 | 13.4 | 35400 | 3051 | 3.4 | 3.1 | Non Federally-Regulated | 05/13/2019 |  | 05/28/2019
FHP Manufacturing Company | GEOEXCEL | RD048-1VT/CFC-***P*B-**T/G |  | Water-Source | WBAHP: Heat Pump Packaged Unit | Heat Pump | 208 | 1 |  |  |  | Single-Speed |  |  |  | 45900 | 3530 | 13 | 11.2 | 56400 | 3844 | 4.3 | 4.2 | Federally-Regulated Commercial & Industrial Equipment | 05/13/2019 |  | 05/28/2019
FHP Manufacturing Company | GEOEXCEL | RD042-3HZN-***T/A*B-**S |  | Water-Source | WBAHP: Heat Pump Packaged Unit | Heat Pump | 208 | 3 |  |  |  | Single-Speed |  |  |  | 40900 | 2900 | 14.1 | 11.2 | 43000 | 2864 | 4.4 | 4.2 | Federally-Regulated Commercial & Industrial Equipment | 05/13/2019 |  | 05/28/2019
FHP Manufacturing Company | GEOEXCEL | RD030-1VT/CFC-***T/A*C-**T/G |  | Ground-Source | WBAHP: Heat Pump Packaged Unit | Heat Pump | 208 | 1 |  |  |  | Single-Speed |  |  |  | 31600 | 1805 | 17.5 | 13.4 | 20400 | 1758 | 3.4 | 3.1 | Non Federally-Regulated | 05/13/2019 |  | 05/28/2019
FHP Manufacturing Company | GEOEXCEL | RD030-1VT/CFC-***T/A*C-**T/G |  | Water-Source | WBAHP: Heat Pump Packaged Unit | Heat Pump | 208 | 1 |  |  |  | Single-Speed |  |  |  | 30000 | 2205 | 13.6 | 11.2 | 32800 | 2089 | 4.6 | 4.2 | Federally-Regulated Commercial & Industrial Equipment | 05/13/2019 |  | 05/28/2019
FHP Manufacturing Company | GEOEXCEL | RD048-1HZN-***P*B-**T/G |  | Ground-Source | WBAHP: Heat Pump Packaged Unit | Heat Pump | 208 | 1 |  |  |  | Single-Speed |  |  |  | 48800 | 3275 | 14.9 | 13.4 | 35400 | 3051 | 3.4 | 3.1 | Non Federally-Regulated | 05/13/2019 |  | 05/28/2019
FHP Manufacturing Company | GEOEXCEL | RD048-1HZN-***P*B-**T/G |  | Water-Source | WBAHP: Heat Pump Packaged Unit | Heat Pump | 208 | 1 |  |  |  | Single-Speed |  |  |  | 45900 | 3530 | 13 | 11.2 | 56400 | 3844 | 4.3 | 4.2 | Federally-Regulated Commercial & Industrial Equipment | 05/13/2019 |  | 05/28/2019
FHP Manufacturing Company | GEOEXCEL | RD018-2VT/CFN-***T/A*B-**T/G |  | Ground-Source | WBAHP: Heat Pump Packaged Unit | Heat Pump | 265 | 1 |  |  |  | Single-Speed |  |  |  | 21500 | 1352 | 15.9 | 13.4 | 14100 | 1116 | 3.7 | 3.1 | Non Federally-Regulated | 05/13/2019 |  | 05/28/2019
FHP Manufacturing Company | GEOEXCEL | RD018-2VT/CFN-***T/A*B-**T/G |  | Water-Source | WBAHP: Heat Pump Packaged Unit | Heat Pump | 265 | 1 |  |  |  | Single-Speed |  |  |  | 19700 | 1448 | 13.6 | 11.2 | 21900 | 1351 | 4.8 | 4.2 | Federally-Regulated Commercial & Industrial Equipment | 05/13/2019 |  | 05/28/2019
FHP Manufacturing Company | GEOEXCEL | RD042-1HZC-***T/A*B-**S |  | Water-Source | WBAHP: Heat Pump Packaged Unit | Heat Pump | 208 | 1 |  |  |  | Single-Speed |  |  |  | 40900 | 2900 | 14.1 | 11.2 | 43000 | 2864 | 4.4 | 4.2 | Federally-Regulated Commercial & Industrial Equipment | 05/13/2019 |  | 05/28/2019
FHP Manufacturing Company | GEOEXCEL | RD030-1HZN-***P*C-**T/G |  | Ground-Source | WBAHP: Heat Pump Packaged Unit | Heat Pump | 208 | 1 |  |  |  | Single-Speed |  |  |  | 31000 | 2108 | 14.7 | 13.4 | 20900 | 1856 | 3.3 | 3.1 | Non Federally-Regulated | 05/13/2019 |  | 05/28/2019
FHP Manufacturing Company | GEOEXCEL | RD030-1HZN-***P*C-**T/G |  | Water-Source | WBAHP: Heat Pump Packaged Unit | Heat Pump | 208 | 1 |  |  |  | Single-Speed |  |  |  | 29200 | 2246 | 13 | 11.2 | 33400 | 2276 | 4.3 | 4.2 | Federally-Regulated Commercial & Industrial Equipment | 05/13/2019 |  | 05/28/2019
FHP Manufacturing Company | GEOEXCEL | RD042-1VT/CFN-***P*B-**T/G |  | Ground-Source | WBAHP: Heat Pump Packaged Unit | Heat Pump | 208 | 1 |  |  |  | Single-Speed |  |  |  | 42600 | 2878 | 14.8 | 13.4 | 31000 | 2753 | 3.3 | 3.1 | Non Federally-Regulated | 05/13/2019 |  | 05/28/2019
FHP Manufacturing Company | GEOEXCEL | RD042-1VT/CFN-***P*B-**T/G |  | Water-Source | WBAHP: Heat Pump Packaged Unit | Heat Pump | 208 | 1 |  |  |  | Single-Speed |  |  |  | 40000 | 2996 | 13.35 | 11.2 | 46300 | 3155 | 4.3 | 4.2 | Federally-Regulated Commercial & Industrial Equipment | 05/13/2019 |  | 05/28/2019
FHP Manufacturing Company | GEOEXCEL | RD024-4VT/CFC-***T/A*B-**T/G |  | Ground-Source | WBAHP: Heat Pump Packaged Unit | Heat Pump | 460 | 3 |  |  |  | Single-Speed |  |  |  | 25400 | 1539 | 16.5 | 13.4 | 16700 | 1398 | 3.5 | 3.1 | Non Federally-Regulated | 05/13/2019 |  | 05/28/2019
FHP Manufacturing Company | GEOEXCEL | RD024-4VT/CFC-***T/A*B-**T/G |  | Water-Source | WBAHP: Heat Pump Packaged Unit | Heat Pump | 460 | 3 |  |  |  | Single-Speed |  |  |  | 23800 | 1687 | 14.1 | 11.2 | 26200 | 1706 | 4.5 | 4.2 | Federally-Regulated Commercial & Industrial Equipment | 05/13/2019 |  | 05/28/2019
FHP Manufacturing Company | GEOEXCEL | RD007-1VTC-***P*C-**T/G |  | Ground-Source | WBAHP: Heat Pump Packaged Unit | Heat Pump | 208 | 1 |  |  |  | Single-Speed |  |  |  | 6800 | 450 | 15.1 | 13.4 | 4900 | 422 | 3.4 | 3.1 | Non Federally-Regulated | 05/13/2019 |  | 05/28/2019
FHP Manufacturing Company | GEOEXCEL | RD007-1VTC-***P*C-**T/G |  | Water-Source | WBAHP: Heat Pump Packaged Unit | Heat Pump | 208 | 1 |  |  |  | Single-Speed |  |  |  | 6100 | 462 | 13.2 | 11.2 | 7800 | 448 | 5.1 | 4.2 | Federally-Regulated Commercial & Industrial Equipment | 05/13/2019 |  | 05/28/2019
FHP Manufacturing Company | GEOEXCEL | EP048-3HZ/VT |  | Ground-Source | WBAHP: Heat Pump Packaged Unit | Heat Pump | 208 | 3 |  |  |  | Single-Speed |  |  |  | 49500 | 2788 | 17.75 | 13.4 | 33400 | 2645 | 3.7 | 3.1 | Non Federally-Regulated | 05/13/2019 |  | 05/28/2019
FHP Manufacturing Company | GEOEXCEL | EP048-3HZ/VT |  | Ground-Water-Source | WBAHP: Heat Pump Packaged Unit | Heat Pump | 208 | 3 |  |  |  | Single-Speed |  |  |  | 52900 | 2190 | 24.15 | 16.2 | 40500 | 2760 | 4.3 | 3.6 | Non Federally-Regulated | 05/13/2019 |  | 05/28/2019
FHP Manufacturing Company | GEOEXCEL | EP048-3HZ/VT |  | Water-Source | WBAHP: Heat Pump Packaged Unit | Heat Pump | 208 | 3 |  |  |  | Single-Speed |  |  |  | 47400 | 3160 | 15 | 11.2 | 50000 | 2764 | 5.3 | 4.2 | Federally-Regulated Commercial & Industrial Equipment | 05/13/2019 |  | 05/28/2019
FHP Manufacturing Company | GEOEXCEL | EP012-1VTN |  | Ground-Source | WBAHP: Heat Pump Packaged Unit | Heat Pump | 208 | 1 |  |  |  | Single-Speed |  |  |  | 13000 | 783 | 16.6 | 13.4 | 10000 | 901 | 3.3 | 3.1 | Non Federally-Regulated | 05/13/2019 |  | 05/28/2019
FHP Manufacturing Company | GEOEXCEL | EP012-1VTN |  | Ground-Water-Source | WBAHP: Heat Pump Packaged Unit | Heat Pump | 208 | 1 |  |  |  | Single-Speed |  |  |  | 14600 | 643 | 22.7 | 16.2 | 13000 | 929 | 4.1 | 3.6 | Non Federally-Regulated | 05/13/2019 |  | 05/28/2019
FHP Manufacturing Company | GEOEXCEL | EP012-1VTN |  | Water-Source | WBAHP: Heat Pump Packaged Unit | Heat Pump | 208 | 1 |  |  |  | Single-Speed |  |  |  | 12200 | 859 | 14.2 | 11.2 | 16500 | 967 | 5 | 4.2 | Federally-Regulated Commercial & Industrial Equipment | 05/13/2019 |  | 05/28/2019
FHP Manufacturing Company | GEOEXCEL | RD030-1VT/CFC-***P*C-**S |  | Water-Source | WBAHP: Heat Pump Packaged Unit | Heat Pump | 208 | 1 |  |  |  | Single-Speed |  |  |  | 29200 | 2212 | 13.2 | 11.2 | 33400 | 2276 | 4.3 | 4.2 | Federally-Regulated Commercial & Industrial Equipment | 05/13/2019 |  | 05/28/2019
FHP Manufacturing Company | GEOEXCEL | RD036-1HZC-***P*B-**T/G |  | Ground-Source | WBAHP: Heat Pump Packaged Unit | Heat Pump | 208 | 1 |  |  |  | Single-Speed |  |  |  | 39900 | 2360 | 16.9 | 13.4 | 26900 | 2252 | 3.5 | 3.1 | Non Federally-Regulated | 05/13/2019 |  | 05/28/2019
FHP Manufacturing Company | GEOEXCEL | RD036-1HZC-***P*B-**T/G |  | Water-Source | WBAHP: Heat Pump Packaged Unit | Heat Pump | 208 | 1 |  |  |  | Single-Speed |  |  |  | 37900 | 2678 | 14.15 | 11.2 | 41800 | 2722 | 4.5 | 4.2 | Federally-Regulated Commercial & Industrial Equipment | 05/13/2019 |  | 05/28/2019
FHP Manufacturing Company | GEOEXCEL | RD030-4HZN-***T/A*C-**T/G |  | Ground-Source | WBAHP: Heat Pump Packaged Unit | Heat Pump | 460 | 3 |  |  |  | Single-Speed |  |  |  | 31600 | 1805 | 17.5 | 13.4 | 20400 | 1758 | 3.4 | 3.1 | Non Federally-Regulated | 05/13/2019 |  | 05/28/2019
FHP Manufacturing Company | GEOEXCEL | RD030-4HZN-***T/A*C-**T/G |  | Water-Source | WBAHP: Heat Pump Packaged Unit | Heat Pump | 460 | 3 |  |  |  | Single-Speed |  |  |  | 30000 | 2272 | 13.2 | 11.2 | 32800 | 2089 | 4.6 | 4.2 | Federally-Regulated Commercial & Industrial Equipment | 05/13/2019 |  | 05/28/2019
FHP Manufacturing Company | GEOEXCEL | RD042-3VT/CFC-***T/A*B-**T/G |  | Ground-Source | WBAHP: Heat Pump Packaged Unit | Heat Pump | 208 | 3 |  |  |  | Single-Speed |  |  |  | 43500 | 2668 | 16.3 | 13.4 | 30100 | 2520 | 3.5 | 3.1 | Non Federally-Regulated | 05/13/2019 |  | 05/28/2019
FHP Manufacturing Company | GEOEXCEL | RD042-3VT/CFC-***T/A*B-**T/G |  | Water-Source | WBAHP: Heat Pump Packaged Unit | Heat Pump | 208 | 3 |  |  |  | Single-Speed |  |  |  | 40900 | 2900 | 14.1 | 11.2 | 45300 | 3017 | 4.4 | 4.2 | Federally-Regulated Commercial & Industrial Equipment | 05/13/2019 |  | 05/28/2019
FHP Manufacturing Company | GEOEXCEL | RD036-4HZN-***T/A*B-**S |  | Water-Source | WBAHP: Heat Pump Packaged Unit | Heat Pump | 460 | 3 |  |  |  | Single-Speed |  |  |  | 38200 | 2699 | 14.15 | 11.2 | 41400 | 2757 | 4.4 | 4.2 | Federally-Regulated Commercial & Industrial Equipment | 05/13/2019 |  | 05/28/2019