Trane U.S. Inc. | Trane | DXHF0603 |  | Ground-Source | WBAHP: Heat Pump Packaged Unit | Heat Pump | 208 | 3 |  |  |  | Dual-Speed |  |  |  | 60500 | 3517 | 17.2 |  | 50300 | 3984 | 3.7 |  | Non Federally-Regulated | 07/16/2020 | 8247571 | 07/16/2020
Trane U.S. Inc. | Trane | EXHF0121 |  | Ground-Water-Source | WBAHP: Heat Pump Packaged Unit | Heat Pump | 208 | 1 |  |  |  | Single-Speed |  |  |  | 14000 | 558 | 25.08 |  | 11900 | 809 | 4.3 |  | Non Federally-Regulated | 07/16/2020 | 6965857 | 07/16/2020
Enertech Global, LLC | Tetco | TZT024 |  | Ground-Water-Source | WBAHP: Heat Pump Packaged Unit | Heat Pump | 208 | 1 |  |  |  | Single-Speed |  |  |  | 28200 | 1189 | 23.7 |  | 22900 | 1459 | 4.6 |  | Non Federally-Regulated | 07/16/2020 | 202084062 | 07/16/2020
Enertech Global, LLC | Tetco | TVS041 |  | Ground-Source | WBAHP: Heat Pump Packaged Unit | Heat Pump | 208 | 1 |  |  |  | Single-Speed |  |  |  | 38700 | 2263 | 17.1 |  | 31100 | 2531 | 3.6 |  | Non Federally-Regulated | 07/16/2020 | 203143143 | 07/16/2020
Enertech Global, LLC | Tetco | TZT024*3 |  | Ground-Source | WBAHP: Heat Pump Packaged Unit | Heat Pump | 460 | 3 |  |  |  | Single-Speed |  |  |  | 26400 | 1442 | 18.3 |  | 18300 | 1375 | 3.9 |  | Non Federally-Regulated | 07/16/2020 | 201864523 | 07/16/2020
Enertech Global, LLC | Tetco | TVS041*2 |  | Ground-Source | WBAHP: Heat Pump Packaged Unit | Heat Pump | 208 | 3 |  |  |  | Single-Speed |  |  |  | 38700 | 2263 | 17.1 |  | 31100 | 2531 | 3.6 |  | Non Federally-Regulated | 07/16/2020 | 203143148 | 07/16/2020
Enertech Global, LLC | Tetco | TVS041 |  | Ground-Water-Source | WBAHP: Heat Pump Packaged Unit | Heat Pump | 208 | 1 |  |  |  | Single-Speed |  |  |  | 41400 | 1856 | 22.3 |  | 38900 | 2780 | 4.1 |  | Non Federally-Regulated | 07/16/2020 | 203143143 | 07/16/2020
Enertech Global, LLC | Tetco | TZT048*2 |  | Water-Source | WBAHP: Heat Pump Packaged Unit | Heat Pump | 208 | 3 |  |  |  | Single-Speed |  |  |  | 46500 | 3079 | 15.1 |  | 55300 | 3376 | 4.8 |  | Federally-Regulated Commercial & Industrial Equipment | 07/16/2020 | 202146902 | 07/16/2020
Enertech Global, LLC | Tetco | TVS041*3 |  | Ground-Source | WBAHP: Heat Pump Packaged Unit | Heat Pump | 460 | 3 |  |  |  | Single-Speed |  |  |  | 38700 | 2263 | 17.1 |  | 31100 | 2531 | 3.6 |  | Non Federally-Regulated | 07/16/2020 | 203143153 | 07/16/2020
Enertech Global, LLC | Tetco | TZT024*2 |  | Ground-Source | WBAHP: Heat Pump Packaged Unit | Heat Pump | 208 | 3 |  |  |  | Single-Speed |  |  |  | 26400 | 1442 | 18.3 |  | 18300 | 1375 | 3.9 |  | Non Federally-Regulated | 07/16/2020 | 202084063 | 07/16/2020
Enertech Global, LLC | Tetco | TZT048*3 |  | Water-Source | WBAHP: Heat Pump Packaged Unit | Heat Pump | 460 | 3 |  |  |  | Single-Speed |  |  |  | 46500 | 3079 | 15.1 |  | 55300 | 3376 | 4.8 |  | Federally-Regulated Commercial & Industrial Equipment | 07/16/2020 | 202146903 | 07/16/2020
Enertech Global, LLC | Tetco | TZT024*2 |  | Ground-Water-Source | WBAHP: Heat Pump Packaged Unit | Heat Pump | 208 | 3 |  |  |  | Single-Speed |  |  |  | 28200 | 1189 | 23.7 |  | 22900 | 1459 | 4.6 |  | Non Federally-Regulated | 07/16/2020 | 202084063 | 07/16/2020
Enertech Global, LLC | Tetco | TZT024*3 |  | Ground-Water-Source | WBAHP: Heat Pump Packaged Unit | Heat Pump | 460 | 3 |  |  |  | Single-Speed |  |  |  | 28200 | 1189 | 23.7 |  | 22900 | 1459 | 4.6 |  | Non Federally-Regulated | 07/16/2020 | 201864523 | 07/16/2020
Enertech Global, LLC | Tetco | TVS041 |  | Water-Source | WBAHP: Heat Pump Packaged Unit | Heat Pump | 208 | 1 |  |  |  | Single-Speed |  |  |  | 37100 | 2506 | 14.8 |  | 46800 | 2981 | 4.6 |  | Federally-Regulated Commercial & Industrial Equipment | 07/16/2020 | 203143143 | 07/16/2020
Enertech Global, LLC | Tetco | TBT048 | MPD060 | Ground-Source | WBAHP-CB: Heat Pump Split Syst | Heat Pump | 208 | 1 | False |  |  | Single-Speed |  |  |  | 51500 | 2587 | 19.9 |  | 37300 | 2802 | 3.9 |  | Non Federally-Regulated | 07/16/2020 | 10268235 | 07/16/2020
Enertech Global, LLC | Tetco | TZT024 |  | Water-Source | WBAHP: Heat Pump Packaged Unit | Heat Pump | 208 | 1 |  |  |  | Single-Speed |  |  |  | 25300 | 1591 | 15.9 |  | 28800 | 1623 | 5.2 |  | Federally-Regulated Commercial & Industrial Equipment | 07/16/2020 | 202084062 | 07/16/2020
Enertech Global, LLC | Tetco | TZT048*3 |  | Ground-Source | WBAHP: Heat Pump Packaged Unit | Heat Pump | 460 | 3 |  |  |  | Single-Speed |  |  |  | 48700 | 2815 | 17.3 |  | 36900 | 3004 | 3.6 |  | Non Federally-Regulated | 07/16/2020 | 202146903 | 07/16/2020
Enertech Global, LLC | Tetco | TBT048 | MCD060 | Water-Source | WBAHP-C: Heat Pump Split Syste | Heat Pump | 208 | 1 | False |  |  | Single-Speed |  |  |  | 48600 | 2945 | 16.5 |  | 55000 | 3099 | 5.2 |  | Federally-Regulated Commercial & Industrial Equipment | 07/16/2020 | 10268252 | 07/16/2020
Enertech Global, LLC | Tetco | TZT024*3 |  | Water-Source | WBAHP: Heat Pump Packaged Unit | Heat Pump | 460 | 3 |  |  |  | Single-Speed |  |  |  | 25300 | 1591 | 15.9 |  | 28800 | 1623 | 5.2 |  | Federally-Regulated Commercial & Industrial Equipment | 07/16/2020 | 201864523 | 07/16/2020
Enertech Global, LLC | Tetco | TZT048*2 |  | Ground-Source | WBAHP: Heat Pump Packaged Unit | Heat Pump | 208 | 3 |  |  |  | Single-Speed |  |  |  | 48700 | 2815 | 17.3 |  | 36900 | 3004 | 3.6 |  | Non Federally-Regulated | 07/16/2020 | 202146902 | 07/16/2020
Enertech Global, LLC | Tetco | TBT048 | ACD060 | Ground-Water-Source | WBAHP-C: Heat Pump Split Syste | Heat Pump | 208 | 1 | False |  |  | Single-Speed |  |  |  | 54100 | 2172 | 24.9 |  | 46500 | 2962 | 4.6 |  | Non Federally-Regulated | 07/16/2020 | 10268246 | 07/16/2020
Enertech Global, LLC | Tetco | TZT024*2 |  | Water-Source | WBAHP: Heat Pump Packaged Unit | Heat Pump | 208 | 3 |  |  |  | Single-Speed |  |  |  | 25300 | 1591 | 15.9 |  | 28800 | 1623 | 5.2 |  | Federally-Regulated Commercial & Industrial Equipment | 07/16/2020 | 202084063 | 07/16/2020
Enertech Global, LLC | Tetco | TZT024 |  | Ground-Source | WBAHP: Heat Pump Packaged Unit | Heat Pump | 208 | 1 |  |  |  | Single-Speed |  |  |  | 26400 | 1442 | 18.3 |  | 18300 | 1375 | 3.9 |  | Non Federally-Regulated | 07/16/2020 | 202084062 | 07/16/2020
Enertech Global, LLC | Tetco | TVS041*2 |  | Ground-Water-Source | WBAHP: Heat Pump Packaged Unit | Heat Pump | 208 | 3 |  |  |  | Single-Speed |  |  |  | 41400 | 1856 | 22.3 |  | 38900 | 2780 | 4.1 |  | Non Federally-Regulated | 07/16/2020 | 203143148 | 07/16/2020
Enertech Global, LLC | Tetco | TBT048 | MPD060 | Water-Source | WBAHP-CB: Heat Pump Split Syst | Heat Pump | 208 | 1 | False |  |  | Single-Speed |  |  |  | 49200 | 2894 | 17 |  | 54000 | 3103 | 5.1 |  | Federally-Regulated Commercial & Industrial Equipment | 07/16/2020 | 10268235 | 07/16/2020
Enertech Global, LLC | Tetco | TBT048 | MCD060 | Ground-Source | WBAHP-C: Heat Pump Split Syste | Heat Pump | 208 | 1 | False |  |  | Single-Speed |  |  |  | 50800 | 2645 | 19.2 |  | 37200 | 2725 | 4 |  | Non Federally-Regulated | 07/16/2020 | 10268252 | 07/16/2020
Enertech Global, LLC | Tetco | TZT048*A |  | Ground-Source | WBAHP: Heat Pump Packaged Unit | Heat Pump | 265 | 1 |  |  |  | Single-Speed |  |  |  | 48700 | 2815 | 17.3 |  | 36900 | 3004 | 3.6 |  | Non Federally-Regulated | 07/16/2020 | 202147693 | 07/16/2020
Enertech Global, LLC | Tetco | TZT048*A |  | Ground-Water-Source | WBAHP: Heat Pump Packaged Unit | Heat Pump | 265 | 1 |  |  |  | Single-Speed |  |  |  | 52200 | 2361 | 22.1 |  | 45900 | 3128 | 4.3 |  | Non Federally-Regulated | 07/16/2020 | 202147693 | 07/16/2020
Enertech Global, LLC | Tetco | TZT048*A |  | Water-Source | WBAHP: Heat Pump Packaged Unit | Heat Pump | 265 | 1 |  |  |  | Single-Speed |  |  |  | 46500 | 3079 | 15.1 |  | 55300 | 3376 | 4.8 |  | Federally-Regulated Commercial & Industrial Equipment | 07/16/2020 | 202147693 | 07/16/2020
Enertech Global, LLC | Tetco | TBT048 | ACD060 | Ground-Source | WBAHP-C: Heat Pump Split Syste | Heat Pump | 208 | 1 | False |  |  | Single-Speed |  |  |  | 50800 | 2645 | 19.2 |  | 37200 | 2725 | 4 |  | Non Federally-Regulated | 07/16/2020 | 10268246 | 07/16/2020
Enertech Global, LLC | Tetco | TZT024*A |  | Ground-Water-Source | WBAHP: Heat Pump Packaged Unit | Heat Pump | 265 | 1 |  |  |  | Single-Speed |  |  |  | 28200 | 1189 | 23.7 |  | 22900 | 1459 | 4.6 |  | Non Federally-Regulated | 07/16/2020 | 201864515 | 07/16/2020
Enertech Global, LLC | Tetco | TBT048 | MCD060 | Ground-Water-Source | WBAHP-C: Heat Pump Split Syste | Heat Pump | 208 | 1 | False |  |  | Single-Speed |  |  |  | 54100 | 2172 | 24.9 |  | 46500 | 2962 | 4.6 |  | Non Federally-Regulated | 07/16/2020 | 10268252 | 07/16/2020
Enertech Global, LLC | Tetco | TZT024*A |  | Water-Source | WBAHP: Heat Pump Packaged Unit | Heat Pump | 265 | 1 |  |  |  | Single-Speed |  |  |  | 25300 | 1591 | 15.9 |  | 28800 | 1623 | 5.2 |  | Federally-Regulated Commercial & Industrial Equipment | 07/16/2020 | 201864515 | 07/16/2020
Enertech Global, LLC | Tetco | TZT048*2 |  | Ground-Water-Source | WBAHP: Heat Pump Packaged Unit | Heat Pump | 208 | 3 |  |  |  | Single-Speed |  |  |  | 52200 | 2361 | 22.1 |  | 45900 | 3128 | 4.3 |  | Non Federally-Regulated | 07/16/2020 | 202146902 | 07/16/2020
Enertech Global, LLC | Tetco | TZT024*A |  | Ground-Source | WBAHP: Heat Pump Packaged Unit | Heat Pump | 265 | 1 |  |  |  | Single-Speed |  |  |  | 26400 | 1442 | 18.3 |  | 18300 | 1375 | 3.9 |  | Non Federally-Regulated | 07/16/2020 | 201864515 | 07/16/2020
Enertech Global, LLC | Tetco | TBT048 | ACD060 | Water-Source | WBAHP-C: Heat Pump Split Syste | Heat Pump | 208 | 1 | False |  |  | Single-Speed |  |  |  | 48600 | 2945 | 16.5 |  | 55000 | 3099 | 5.2 |  | Federally-Regulated Commercial & Industrial Equipment | 07/16/2020 | 10268246 | 07/16/2020
Enertech Global, LLC | Tetco | TBT048 | MPD060 | Ground-Water-Source | WBAHP-CB: Heat Pump Split Syst | Heat Pump | 208 | 1 | False |  |  | Single-Speed |  |  |  | 55700 | 2125 | 26.2 |  | 45700 | 2911 | 4.6 |  | Non Federally-Regulated | 07/16/2020 | 10268235 | 07/16/2020
Enertech Global, LLC | Tetco | TZT048*3 |  | Ground-Water-Source | WBAHP: Heat Pump Packaged Unit | Heat Pump | 460 | 3 |  |  |  | Single-Speed |  |  |  | 52200 | 2361 | 22.1 |  | 45900 | 3128 | 4.3 |  | Non Federally-Regulated | 07/16/2020 | 202146903 | 07/16/2020
Enertech Global, LLC | GEOCOMFORT | GZT024*2 |  | Ground-Source | WBAHP: Heat Pump Packaged Unit | Heat Pump | 208 | 3 |  |  |  | Single-Speed |  |  |  | 26400 | 1442 | 18.3 |  | 18300 | 1375 | 3.9 |  | Non Federally-Regulated | 07/16/2020 | 202084059 | 07/16/2020
Enertech Global, LLC | GEOCOMFORT | GZT048*A |  | Water-Source | WBAHP: Heat Pump Packaged Unit | Heat Pump | 265 | 1 |  |  |  | Single-Speed |  |  |  | 46500 | 3079 | 15.1 |  | 55300 | 3376 | 4.8 |  | Federally-Regulated Commercial & Industrial Equipment | 07/16/2020 | 202146896 | 07/16/2020
Enertech Global, LLC | GEOCOMFORT | GBT048 | MPD060 | Ground-Water-Source | WBAHP-CB: Heat Pump Split Syst | Heat Pump | 208 | 1 | False |  |  | Single-Speed |  |  |  | 55700 | 2125 | 26.2 |  | 45700 | 2911 | 4.6 |  | Non Federally-Regulated | 07/16/2020 | 10268233 | 07/16/2020
Enertech Global, LLC | GEOCOMFORT | GVS041 |  | Water-Source | WBAHP: Heat Pump Packaged Unit | Heat Pump | 208 | 1 |  |  |  | Single-Speed |  |  |  | 37100 | 2506 | 14.8 |  | 46800 | 2981 | 4.6 |  | Federally-Regulated Commercial & Industrial Equipment | 07/16/2020 | 203143108 | 07/16/2020
Enertech Global, LLC | GEOCOMFORT | GZT024*3 |  | Ground-Source | WBAHP: Heat Pump Packaged Unit | Heat Pump | 460 | 3 |  |  |  | Single-Speed |  |  |  | 26400 | 1442 | 18.3 |  | 18300 | 1375 | 3.9 |  | Non Federally-Regulated | 07/16/2020 | 201864519 | 07/16/2020
Enertech Global, LLC | GEOCOMFORT | GZT048*3 |  | Ground-Water-Source | WBAHP: Heat Pump Packaged Unit | Heat Pump | 460 | 3 |  |  |  | Single-Speed |  |  |  | 52200 | 2361 | 22.1 |  | 45900 | 3128 | 4.3 |  | Non Federally-Regulated | 07/16/2020 | 202146895 | 07/16/2020
Enertech Global, LLC | GEOCOMFORT | GVS041 |  | Ground-Source | WBAHP: Heat Pump Packaged Unit | Heat Pump | 208 | 1 |  |  |  | Single-Speed |  |  |  | 38700 | 2263 | 17.1 |  | 31100 | 2531 | 3.6 |  | Non Federally-Regulated | 07/16/2020 | 203143108 | 07/16/2020
Enertech Global, LLC | GEOCOMFORT | GZT024*A |  | Water-Source | WBAHP: Heat Pump Packaged Unit | Heat Pump | 265 | 1 |  |  |  | Single-Speed |  |  |  | 25300 | 1591 | 15.9 |  | 28800 | 1623 | 5.2 |  | Federally-Regulated Commercial & Industrial Equipment | 07/16/2020 | 201864513 | 07/16/2020
Enertech Global, LLC | GEOCOMFORT | GBT048 | ACD060 | Ground-Water-Source | WBAHP-C: Heat Pump Split Syste | Heat Pump | 208 | 1 | False |  |  | Single-Speed |  |  |  | 54100 | 2172 | 24.9 |  | 46500 | 2962 | 4.6 |  | Non Federally-Regulated | 07/16/2020 | 10268244 | 07/16/2020
Enertech Global, LLC | GEOCOMFORT | GBT048 | MCD060 | Water-Source | WBAHP-C: Heat Pump Split Syste | Heat Pump | 208 | 1 | False |  |  | Single-Speed |  |  |  | 48600 | 2945 | 16.5 |  | 55000 | 3099 | 5.2 |  | Federally-Regulated Commercial & Industrial Equipment | 07/16/2020 | 10268250 | 07/16/2020
Enertech Global, LLC | GEOCOMFORT | GZT024*2 |  | Water-Source | WBAHP: Heat Pump Packaged Unit | Heat Pump | 208 | 3 |  |  |  | Single-Speed |  |  |  | 25300 | 1591 | 15.9 |  | 28800 | 1623 | 5.2 |  | Federally-Regulated Commercial & Industrial Equipment | 07/16/2020 | 202084059 | 07/16/2020
Enertech Global, LLC | GEOCOMFORT | GZT024*2 |  | Ground-Water-Source | WBAHP: Heat Pump Packaged Unit | Heat Pump | 208 | 3 |  |  |  | Single-Speed |  |  |  | 28200 | 1189 | 23.7 |  | 22900 | 1459 | 4.6 |  | Non Federally-Regulated | 07/16/2020 | 202084059 | 07/16/2020
Enertech Global, LLC | GEOCOMFORT | GBT048 | MCD060 | Ground-Water-Source | WBAHP-C: Heat Pump Split Syste | Heat Pump | 208 | 1 | False |  |  | Single-Speed |  |  |  | 54100 | 2172 | 24.9 |  | 46500 | 2962 | 4.6 |  | Non Federally-Regulated | 07/16/2020 | 10268250 | 07/16/2020
Enertech Global, LLC | GEOCOMFORT | GBT048*2 | MPD060 | Ground-Source | WBAHP-CB: Heat Pump Split Syst | Heat Pump | 208 | 3 | False |  |  | Single-Speed |  |  |  | 51500 | 2587 | 19.9 |  | 37300 | 2802 | 3.9 |  | Non Federally-Regulated | 07/16/2020 | 10268236 | 07/16/2020
Enertech Global, LLC | GEOCOMFORT | GBT048 | ACD060 | Ground-Source | WBAHP-C: Heat Pump Split Syste | Heat Pump | 208 | 1 | False |  |  | Single-Speed |  |  |  | 50800 | 2645 | 19.2 |  | 37200 | 2725 | 4 |  | Non Federally-Regulated | 07/16/2020 | 10268244 | 07/16/2020
Enertech Global, LLC | GEOCOMFORT | GZT024 |  | Ground-Source | WBAHP: Heat Pump Packaged Unit | Heat Pump | 208 | 1 |  |  |  | Single-Speed |  |  |  | 26400 | 1442 | 18.3 |  | 18300 | 1375 | 3.9 |  | Non Federally-Regulated | 07/16/2020 | 201930362 | 07/16/2020
Enertech Global, LLC | GEOCOMFORT | GBT048 | ACD060 | Water-Source | WBAHP-C: Heat Pump Split Syste | Heat Pump | 208 | 1 | False |  |  | Single-Speed |  |  |  | 48600 | 2945 | 16.5 |  | 55000 | 3099 | 5.2 |  | Federally-Regulated Commercial & Industrial Equipment | 07/16/2020 | 10268244 | 07/16/2020
Enertech Global, LLC | GEOCOMFORT | GBT048*2 | MPD060 | Water-Source | WBAHP-CB: Heat Pump Split Syst | Heat Pump | 208 | 3 | False |  |  | Single-Speed |  |  |  | 49200 | 2894 | 17 |  | 54000 | 3103 | 5.1 |  | Federally-Regulated Commercial & Industrial Equipment | 07/16/2020 | 10268236 | 07/16/2020
Enertech Global, LLC | GEOCOMFORT | GZT048*A |  | Ground-Water-Source | WBAHP: Heat Pump Packaged Unit | Heat Pump | 265 | 1 |  |  |  | Single-Speed |  |  |  | 52200 | 2361 | 22.1 |  | 45900 | 3128 | 4.3 |  | Non Federally-Regulated | 07/16/2020 | 202146896 | 07/16/2020
Enertech Global, LLC | GEOCOMFORT | GBT048 | MPD060 | Water-Source | WBAHP-CB: Heat Pump Split Syst | Heat Pump | 208 | 1 | False |  |  | Single-Speed |  |  |  | 49200 | 2894 | 17 |  | 54000 | 3103 | 5.1 |  | Federally-Regulated Commercial & Industrial Equipment | 07/16/2020 | 10268233 | 07/16/2020
Enertech Global, LLC | GEOCOMFORT | GBT048 | MPD060 | Ground-Source | WBAHP-CB: Heat Pump Split Syst | Heat Pump | 208 | 1 | False |  |  | Single-Speed |  |  |  | 51500 | 2587 | 19.9 |  | 37300 | 2802 | 3.9 |  | Non Federally-Regulated | 07/16/2020 | 10268233 | 07/16/2020
Enertech Global, LLC | GEOCOMFORT | GZT024*3 |  | Ground-Water-Source | WBAHP: Heat Pump Packaged Unit | Heat Pump | 460 | 3 |  |  |  | Single-Speed |  |  |  | 28200 | 1189 | 23.7 |  | 22900 | 1459 | 4.6 |  | Non Federally-Regulated | 07/16/2020 | 201864519 | 07/16/2020
Enertech Global, LLC | GEOCOMFORT | GVS041*2 |  | Ground-Source | WBAHP: Heat Pump Packaged Unit | Heat Pump | 208 | 3 |  |  |  | Single-Speed |  |  |  | 38700 | 2263 | 17.1 |  | 31100 | 2531 | 3.6 |  | Non Federally-Regulated | 07/16/2020 | 203143111 | 07/16/2020
Enertech Global, LLC | GEOCOMFORT | GBT048 | MCD060 | Ground-Source | WBAHP-C: Heat Pump Split Syste | Heat Pump | 208 | 1 | False |  |  | Single-Speed |  |  |  | 50800 | 2645 | 19.2 |  | 37200 | 2725 | 4 |  | Non Federally-Regulated | 07/16/2020 | 10268250 | 07/16/2020
Enertech Global, LLC | GEOCOMFORT | GVS041 |  | Ground-Water-Source | WBAHP: Heat Pump Packaged Unit | Heat Pump | 208 | 1 |  |  |  | Single-Speed |  |  |  | 41400 | 1856 | 22.3 |  | 38900 | 2780 | 4.1 |  | Non Federally-Regulated | 07/16/2020 | 203143108 | 07/16/2020
Enertech Global, LLC | GEOCOMFORT | GZT048*2 |  | Water-Source | WBAHP: Heat Pump Packaged Unit | Heat Pump | 208 | 3 |  |  |  | Single-Speed |  |  |  | 46500 | 3079 | 15.1 |  | 55300 | 3376 | 4.8 |  | Federally-Regulated Commercial & Industrial Equipment | 07/16/2020 | 202146894 | 07/16/2020
Enertech Global, LLC | GEOCOMFORT | GZT048*3 |  | Water-Source | WBAHP: Heat Pump Packaged Unit | Heat Pump | 460 | 3 |  |  |  | Single-Speed |  |  |  | 46500 | 3079 | 15.1 |  | 55300 | 3376 | 4.8 |  | Federally-Regulated Commercial & Industrial Equipment | 07/16/2020 | 202146895 | 07/16/2020
Enertech Global, LLC | GEOCOMFORT | GZT048*2 |  | Ground-Water-Source | WBAHP: Heat Pump Packaged Unit | Heat Pump | 208 | 3 |  |  |  | Single-Speed |  |  |  | 52200 | 2361 | 22.1 |  | 45900 | 3128 | 4.3 |  | Non Federally-Regulated | 07/16/2020 | 202146894 | 07/16/2020
Enertech Global, LLC | GEOCOMFORT | GZT048*3 |  | Ground-Source | WBAHP: Heat Pump Packaged Unit | Heat Pump | 460 | 3 |  |  |  | Single-Speed |  |  |  | 48700 | 2815 | 17.3 |  | 36900 | 3004 | 3.6 |  | Non Federally-Regulated | 07/16/2020 | 202146895 | 07/16/2020
Enertech Global, LLC | GEOCOMFORT | GBT048*2 | MPD060 | Ground-Water-Source | WBAHP-CB: Heat Pump Split Syst | Heat Pump | 208 | 3 | False |  |  | Single-Speed |  |  |  | 55700 | 2125 | 26.2 |  | 45700 | 2911 | 4.6 |  | Non Federally-Regulated | 07/16/2020 | 10268236 | 07/16/2020
Enertech Global, LLC | GEOCOMFORT | GZT024*A |  | Ground-Source | WBAHP: Heat Pump Packaged Unit | Heat Pump | 265 | 1 |  |  |  | Single-Speed |  |  |  | 26400 | 1442 | 18.3 |  | 18300 | 1375 | 3.9 |  | Non Federally-Regulated | 07/16/2020 | 201864513 | 07/16/2020
Enertech Global, LLC | GEOCOMFORT | GVS041*2 |  | Ground-Water-Source | WBAHP: Heat Pump Packaged Unit | Heat Pump | 208 | 3 |  |  |  | Single-Speed |  |  |  | 41400 | 1856 | 22.3 |  | 38900 | 2780 | 4.1 |  | Non Federally-Regulated | 07/16/2020 | 203143111 | 07/16/2020
Enertech Global, LLC | GEOCOMFORT | GZT048*A |  | Ground-Source | WBAHP: Heat Pump Packaged Unit | Heat Pump | 265 | 1 |  |  |  | Single-Speed |  |  |  | 48700 | 2815 | 17.3 |  | 36900 | 3004 | 3.6 |  | Non Federally-Regulated | 07/16/2020 | 202146896 | 07/16/2020
Enertech Global, LLC | GEOCOMFORT | GZT024*A |  | Ground-Water-Source | WBAHP: Heat Pump Packaged Unit | Heat Pump | 265 | 1 |  |  |  | Single-Speed |  |  |  | 28200 | 1189 | 23.7 |  | 22900 | 1459 | 4.6 |  | Non Federally-Regulated | 07/16/2020 | 201864513 | 07/16/2020
Enertech Global, LLC | GEOCOMFORT | GZT048*2 |  | Ground-Source | WBAHP: Heat Pump Packaged Unit | Heat Pump | 208 | 3 |  |  |  | Single-Speed |  |  |  | 48700 | 2815 | 17.3 |  | 36900 | 3004 | 3.6 |  | Non Federally-Regulated | 07/16/2020 | 202146894 | 07/16/2020
Enertech Global, LLC | GEOCOMFORT | GZT024 |  | Ground-Water-Source | WBAHP: Heat Pump Packaged Unit | Heat Pump | 208 | 1 |  |  |  | Single-Speed |  |  |  | 28200 | 1189 | 23.7 |  | 22900 | 1459 | 4.6 |  | Non Federally-Regulated | 07/16/2020 | 201930362 | 07/16/2020
Enertech Global, LLC | GEOCOMFORT | GZT024*3 |  | Water-Source | WBAHP: Heat Pump Packaged Unit | Heat Pump | 460 | 3 |  |  |  | Single-Speed |  |  |  | 25300 | 1591 | 15.9 |  | 28800 | 1623 | 5.2 |  | Federally-Regulated Commercial & Industrial Equipment | 07/16/2020 | 201864519 | 07/16/2020
Enertech Global, LLC | GEOCOMFORT | GZT024 |  | Water-Source | WBAHP: Heat Pump Packaged Unit | Heat Pump | 208 | 1 |  |  |  | Single-Speed |  |  |  | 25300 | 1591 | 15.9 |  | 28800 | 1623 | 5.2 |  | Federally-Regulated Commercial & Industrial Equipment | 07/16/2020 | 201930362 | 07/16/2020
ClimateMaster Inc. | TRANQUILITY 30 DIGITAL | TEV/H/D064B |  | Water-Source | WBAHP: Heat Pump Packaged Unit | Heat Pump | 230 | 1 |  |  |  | Single-Speed |  |  |  | 61500 | 3796 | 16.2 |  | 77400 | 4200 | 5.4 |  | Federally-Regulated Commercial & Industrial Equipment | 07/16/2020 | 7219329 | 07/16/2020
ClimateMaster Inc. | TRANQUILITY 30 DIGITAL | TEV/H/D049B |  | Ground-Water-Source | WBAHP: Heat Pump Packaged Unit | Heat Pump | 230 | 1 |  |  |  | Single-Speed |  |  |  | 55000 | 2173 | 25.3 |  | 46800 | 2981 | 4.6 |  | Non Federally-Regulated | 07/16/2020 | 7216252 | 07/16/2020
ClimateMaster Inc. | TRANQUILITY 30 DIGITAL | TEV/H/D038B |  | Ground-Water-Source | WBAHP: Heat Pump Packaged Unit | Heat Pump | 208 | 1 |  |  |  | Single-Speed |  |  |  | 42100 | 1613 | 26.1 |  | 37900 | 2136 | 5.2 |  | Non Federally-Regulated | 07/16/2020 | 7212557 | 07/16/2020
ClimateMaster Inc. | TRANQUILITY 30 DIGITAL | TEV/H/D026B |  | Ground-Water-Source | WBAHP: Heat Pump Packaged Unit | Heat Pump | 230 | 1 |  |  |  | Single-Speed |  |  |  | 28500 | 1079 | 26.4 |  | 25800 | 1426 | 5.3 |  | Non Federally-Regulated | 07/16/2020 | 7209076 | 07/16/2020
ClimateMaster Inc. | TRANQUILITY 30 DIGITAL | TEV/H/D049B |  | Ground-Source | WBAHP: Heat Pump Packaged Unit | Heat Pump | 208 | 1 |  |  |  | Single-Speed |  |  |  | 49600 | 2569 | 19.3 |  | 36400 | 2666 | 4 |  | Non Federally-Regulated | 07/16/2020 | 7216252 | 07/16/2020
ClimateMaster Inc. | TRANQUILITY 30 DIGITAL | TEV/H/D026B |  | Water-Source | WBAHP: Heat Pump Packaged Unit | Heat Pump | 208 | 1 |  |  |  | Single-Speed |  |  |  | 25000 | 1436 | 17.4 |  | 31400 | 1533 | 6 |  | Federally-Regulated Commercial & Industrial Equipment | 07/16/2020 | 7209076 | 07/16/2020
ClimateMaster Inc. | TRANQUILITY 30 DIGITAL | TEV/H/D038B |  | Ground-Source | WBAHP: Heat Pump Packaged Unit | Heat Pump | 230 | 1 |  |  |  | Single-Speed |  |  |  | 39000 | 1921 | 20.3 |  | 29700 | 1978 | 4.4 |  | Non Federally-Regulated | 07/16/2020 | 7212557 | 07/16/2020
ClimateMaster Inc. | TRANQUILITY 30 DIGITAL | TEV/H/D049B |  | Water-Source | WBAHP: Heat Pump Packaged Unit | Heat Pump | 230 | 1 |  |  |  | Single-Speed |  |  |  | 48600 | 2892 | 16.8 |  | 56700 | 3258 | 5.1 |  | Federally-Regulated Commercial & Industrial Equipment | 07/16/2020 | 7216252 | 07/16/2020
ClimateMaster Inc. | TRANQUILITY 30 DIGITAL | TEV/H/D038B |  | Water-Source | WBAHP: Heat Pump Packaged Unit | Heat Pump | 208 | 1 |  |  |  | Single-Speed |  |  |  | 37700 | 2106 | 17.9 |  | 45700 | 2309 | 5.8 |  | Federally-Regulated Commercial & Industrial Equipment | 07/16/2020 | 7212557 | 07/16/2020
ClimateMaster Inc. | TRANQUILITY 30 DIGITAL | TEV/H/D038B |  | Ground-Source | WBAHP: Heat Pump Packaged Unit | Heat Pump | 208 | 1 |  |  |  | Single-Speed |  |  |  | 39000 | 1921 | 20.3 |  | 29700 | 1978 | 4.4 |  | Non Federally-Regulated | 07/16/2020 | 7212557 | 07/16/2020
ClimateMaster Inc. | TRANQUILITY 30 DIGITAL | TEV/H/D064B |  | Water-Source | WBAHP: Heat Pump Packaged Unit | Heat Pump | 208 | 1 |  |  |  | Single-Speed |  |  |  | 61500 | 3796 | 16.2 |  | 77400 | 4200 | 5.4 |  | Federally-Regulated Commercial & Industrial Equipment | 07/16/2020 | 7219329 | 07/16/2020
ClimateMaster Inc. | TRANQUILITY 30 DIGITAL | TEV/H/D038B |  | Ground-Water-Source | WBAHP: Heat Pump Packaged Unit | Heat Pump | 230 | 1 |  |  |  | Single-Speed |  |  |  | 42100 | 1613 | 26.1 |  | 37900 | 2136 | 5.2 |  | Non Federally-Regulated | 07/16/2020 | 7212557 | 07/16/2020
ClimateMaster Inc. | TRANQUILITY 30 DIGITAL | TEV/H/D038B |  | Water-Source | WBAHP: Heat Pump Packaged Unit | Heat Pump | 230 | 1 |  |  |  | Single-Speed |  |  |  | 37700 | 2106 | 17.9 |  | 45700 | 2309 | 5.8 |  | Federally-Regulated Commercial & Industrial Equipment | 07/16/2020 | 7212557 | 07/16/2020
ClimateMaster Inc. | TRANQUILITY 30 DIGITAL | TEV/H/D026B |  | Ground-Source | WBAHP: Heat Pump Packaged Unit | Heat Pump | 208 | 1 |  |  |  | Single-Speed |  |  |  | 26000 | 1306 | 19.9 |  | 20200 | 1443 | 4.1 |  | Non Federally-Regulated | 07/16/2020 | 7209076 | 07/16/2020
ClimateMaster Inc. | TRANQUILITY 30 DIGITAL | TEV/H/D049B |  | Ground-Water-Source | WBAHP: Heat Pump Packaged Unit | Heat Pump | 208 | 1 |  |  |  | Single-Speed |  |  |  | 55000 | 2173 | 25.3 |  | 46800 | 2981 | 4.6 |  | Non Federally-Regulated | 07/16/2020 | 7216252 | 07/16/2020
ClimateMaster Inc. | TRANQUILITY 30 DIGITAL | TEV/H/D026B |  | Ground-Source | WBAHP: Heat Pump Packaged Unit | Heat Pump | 230 | 1 |  |  |  | Single-Speed |  |  |  | 26000 | 1306 | 19.9 |  | 20200 | 1443 | 4.1 |  | Non Federally-Regulated | 07/16/2020 | 7209076 | 07/16/2020
ClimateMaster Inc. | TRANQUILITY 30 DIGITAL | TEV/H/D049B |  | Water-Source | WBAHP: Heat Pump Packaged Unit | Heat Pump | 208 | 1 |  |  |  | Single-Speed |  |  |  | 48600 | 2892 | 16.8 |  | 56700 | 3258 | 5.1 |  | Federally-Regulated Commercial & Industrial Equipment | 07/16/2020 | 7216252 | 07/16/2020
ClimateMaster Inc. | TRANQUILITY 30 DIGITAL | TEV/H/D026B |  | Ground-Water-Source | WBAHP: Heat Pump Packaged Unit | Heat Pump | 208 | 1 |  |  |  | Single-Speed |  |  |  | 28500 | 1079 | 26.4 |  | 25800 | 1426 | 5.3 |  | Non Federally-Regulated | 07/16/2020 | 7209076 | 07/16/2020
ClimateMaster Inc. | TRANQUILITY 30 DIGITAL | TEV/H/D049B |  | Ground-Source | WBAHP: Heat Pump Packaged Unit | Heat Pump | 230 | 1 |  |  |  | Single-Speed |  |  |  | 49600 | 2569 | 19.3 |  | 36400 | 2666 | 4 |  | Non Federally-Regulated | 07/16/2020 | 7216252 | 07/16/2020
ClimateMaster Inc. | TRANQUILITY 30 DIGITAL | TEV/H/D026B |  | Water-Source | WBAHP: Heat Pump Packaged Unit | Heat Pump | 230 | 1 |  |  |  | Single-Speed |  |  |  | 25000 | 1436 | 17.4 |  | 31400 | 1533 | 6 |  | Federally-Regulated Commercial & Industrial Equipment | 07/16/2020 | 7209076 | 07/16/2020
Waterfurnace International, Inc. | 5 SERIES | NSV/NSH036J1*(1,2,4) |  | Ground-Water-Source | WBAHP: Heat Pump Packaged Unit | Heat Pump | 208 | 1 |  |  |  | Single-Speed |  |  |  | 36800 | 1277 | 28.8 | 16.2 | 29200 | 1746 | 4.9 | 3.6 | Non Federally-Regulated | 04/24/2019 |  | 07/16/2020
Waterfurnace International, Inc. | 5 SERIES | NSV/NSH018H1*(1,4) |  | Ground-Source | WBAHP: Heat Pump Packaged Unit | Heat Pump | 208 | 1 |  |  |  | Single-Speed |  |  |  | 18500 | 1010 | 18.3 | 13.4 | 14500 | 1118 | 3.8 | 3.1 | Non Federally-Regulated | 02/07/2019 |  | 07/16/2020
Waterfurnace International, Inc. | 5 SERIES | NSV/NSH036J1*(0,3) |  | Water-Source | WBAHP: Heat Pump Packaged Unit | Heat Pump | 208 | 1 |  |  |  | Single-Speed |  |  |  | 31500 | 2128 | 14.8 | 11.2 | 40200 | 2222 | 5.3 | 4.2 | Federally-Regulated Commercial & Industrial Equipment | 04/24/2019 |  | 07/16/2020
Waterfurnace International, Inc. | 5 SERIES | NSV/NSH042J1*(0,3) |  | Ground-Water-Source | WBAHP: Heat Pump Packaged Unit | Heat Pump | 208 | 1 |  |  |  | Single-Speed |  |  |  | 42300 | 1815 | 23.3 | 16.2 | 36000 | 2453 | 4.3 | 3.6 | Non Federally-Regulated | 03/15/2019 |  | 07/16/2020
Waterfurnace International, Inc. | 5 SERIES | NSV/NSH018H1*0 |  | Ground-Water-Source | WBAHP: Heat Pump Packaged Unit | Heat Pump | 208 | 1 |  |  |  | Single-Speed |  |  |  | 20600 | 834 | 24.7 | 16.2 | 18700 | 1274 | 4.3 | 3.6 | Non Federally-Regulated | 02/23/2016 |  | 07/16/2020
Waterfurnace International, Inc. | 5 SERIES | NSV/NSH036J1*(0,3) |  | Ground-Water-Source | WBAHP: Heat Pump Packaged Unit | Heat Pump | 208 | 1 |  |  |  | Single-Speed |  |  |  | 35100 | 1438 | 24.4 | 16.2 | 29200 | 1901 | 4.5 | 3.6 | Non Federally-Regulated | 04/24/2019 |  | 07/16/2020
Waterfurnace International, Inc. | 5 SERIES | NSV/NSH030H1*(1,4) |  | Ground-Source | WBAHP: Heat Pump Packaged Unit | Heat Pump | 208 | 1 |  |  |  | Single-Speed |  |  |  | 28100 | 1277 | 22 | 13.4 | 20500 | 1540 | 3.9 | 3.1 | Non Federally-Regulated | 02/07/2019 |  | 07/16/2020
Waterfurnace International, Inc. | 5 SERIES | NSV/NSH018H1*0 |  | Ground-Water-Source | WBAHP: Heat Pump Packaged Unit | Heat Pump | 230 | 1 |  |  |  | Single-Speed |  |  |  | 20600 | 834 | 24.7 | 16.2 | 18700 | 1274 | 4.3 | 3.6 | Non Federally-Regulated | 02/23/2016 |  | 07/16/2020
Waterfurnace International, Inc. | 5 SERIES | NSV/NSH018H1*0 |  | Water-Source | WBAHP: Heat Pump Packaged Unit | Heat Pump | 230 | 1 |  |  |  | Single-Speed |  |  |  | 17400 | 1175 | 14.8 | 11.2 | 23000 | 1321 | 5.1 | 4.2 | Federally-Regulated Commercial & Industrial Equipment | 02/23/2016 |  | 07/16/2020
Waterfurnace International, Inc. | 5 SERIES | NSV/NSH036J1*(1,2,4) |  | Water-Source | WBAHP: Heat Pump Packaged Unit | Heat Pump | 208 | 1 |  |  |  | Single-Speed |  |  |  | 32300 | 1718 | 18.8 | 11.2 | 36500 | 1876 | 5.7 | 4.2 | Federally-Regulated Commercial & Industrial Equipment | 04/24/2019 |  | 07/16/2020
Waterfurnace International, Inc. | 5 SERIES | NSV/NSH030H1*(1,4) |  | Water-Source | WBAHP: Heat Pump Packaged Unit | Heat Pump | 208 | 1 |  |  |  | Single-Speed |  |  |  | 27000 | 1428 | 18.9 | 11.2 | 32900 | 1721 | 5.6 | 4.2 | Federally-Regulated Commercial & Industrial Equipment | 02/07/2019 |  | 07/16/2020
Waterfurnace International, Inc. | 5 SERIES | NSV/NSH022H1*(0,3) |  | Ground-Water-Source | WBAHP: Heat Pump Packaged Unit | Heat Pump | 208 | 1 |  |  |  | Single-Speed |  |  |  | 20100 | 788 | 25.5 | 16.2 | 19400 | 1184 | 4.8 | 3.6 | Non Federally-Regulated | 02/23/2016 |  | 07/16/2020
Waterfurnace International, Inc. | 5 SERIES | NSV/NSH042J1*(0,3) |  | Water-Source | WBAHP: Heat Pump Packaged Unit | Heat Pump | 208 | 1 |  |  |  | Single-Speed |  |  |  | 38300 | 2487 | 15.4 | 11.2 | 45600 | 2570 | 5.2 | 4.2 | Federally-Regulated Commercial & Industrial Equipment | 03/15/2019 |  | 07/16/2020
Waterfurnace International, Inc. | 5 SERIES | NSV/NSH030H1*(1,4) |  | Ground-Source | WBAHP: Heat Pump Packaged Unit | Heat Pump | 230 | 1 |  |  |  | Single-Speed |  |  |  | 28100 | 1277 | 22 | 13.4 | 20500 | 1540 | 3.9 | 3.1 | Non Federally-Regulated | 02/23/2016 |  | 07/16/2020
Waterfurnace International, Inc. | 5 SERIES | NSV/NSH042J1*(0,3) |  | Ground-Source | WBAHP: Heat Pump Packaged Unit | Heat Pump | 208 | 1 |  |  |  | Single-Speed |  |  |  | 40300 | 2178 | 18.5 | 13.4 | 28900 | 2419 | 3.5 | 3.1 | Non Federally-Regulated | 03/15/2019 |  | 07/16/2020
Waterfurnace International, Inc. | 5 SERIES | NSV/NSH042J1*(1,2,4) |  | Ground-Water-Source | WBAHP: Heat Pump Packaged Unit | Heat Pump | 208 | 1 |  |  |  | Single-Speed |  |  |  | 43900 | 1562 | 28.1 | 16.2 | 36100 | 2159 | 4.9 | 3.6 | Non Federally-Regulated | 04/24/2019 |  | 07/16/2020
Waterfurnace International, Inc. | 5 SERIES | NSV/NSH022H1*(0,3) |  | Water-Source | WBAHP: Heat Pump Packaged Unit | Heat Pump | 230 | 1 |  |  |  | Single-Speed |  |  |  | 17200 | 1264 | 13.6 | 11.2 | 23500 | 1167 | 5.9 | 4.2 | Federally-Regulated Commercial & Industrial Equipment | 02/23/2016 |  | 07/16/2020
Waterfurnace International, Inc. | 5 SERIES | NSV/NSH018H1*0 |  | Water-Source | WBAHP: Heat Pump Packaged Unit | Heat Pump | 208 | 1 |  |  |  | Single-Speed |  |  |  | 17400 | 1175 | 14.8 | 11.2 | 23000 | 1321 | 5.1 | 4.2 | Federally-Regulated Commercial & Industrial Equipment | 02/23/2016 |  | 07/16/2020
Waterfurnace International, Inc. | 5 SERIES | NSV/NSH036J1*(0,3) |  | Ground-Source | WBAHP: Heat Pump Packaged Unit | Heat Pump | 208 | 1 |  |  |  | Single-Speed |  |  |  | 32900 | 1713 | 19.2 | 13.4 | 24400 | 1881 | 3.8 | 3.1 | Non Federally-Regulated | 04/24/2019 |  | 07/16/2020
Waterfurnace International, Inc. | 5 SERIES | NSV/NSH030H1*(1,4) |  | Water-Source | WBAHP: Heat Pump Packaged Unit | Heat Pump | 230 | 1 |  |  |  | Single-Speed |  |  |  | 27000 | 1428 | 18.9 | 11.2 | 32900 | 1721 | 5.6 | 4.2 | Federally-Regulated Commercial & Industrial Equipment | 02/23/2016 |  | 07/16/2020
Waterfurnace International, Inc. | 5 SERIES | NSV/NSH022H1*(0,3) |  | Water-Source | WBAHP: Heat Pump Packaged Unit | Heat Pump | 208 | 1 |  |  |  | Single-Speed |  |  |  | 17200 | 1264 | 13.6 | 11.2 | 23500 | 1167 | 5.9 | 4.2 | Federally-Regulated Commercial & Industrial Equipment | 02/23/2016 |  | 07/16/2020
Waterfurnace International, Inc. | 5 SERIES | NSV/NSH022H1*(0,3) |  | Ground-Water-Source | WBAHP: Heat Pump Packaged Unit | Heat Pump | 230 | 1 |  |  |  | Single-Speed |  |  |  | 20100 | 788 | 25.5 | 16.2 | 19400 | 1184 | 4.8 | 3.6 | Non Federally-Regulated | 02/23/2016 |  | 07/16/2020
Waterfurnace International, Inc. | 5 SERIES | NSV/NSH030H1*(1,4) |  | Ground-Water-Source | WBAHP: Heat Pump Packaged Unit | Heat Pump | 208 | 1 |  |  |  | Single-Speed |  |  |  | 31200 | 1057 | 29.5 | 16.2 | 26000 | 1587 | 4.8 | 3.6 | Non Federally-Regulated | 02/07/2019 |  | 07/16/2020
Waterfurnace International, Inc. | 5 SERIES | NSV/NSH030H1*(0,3) |  | Water-Source | WBAHP: Heat Pump Packaged Unit | Heat Pump | 208 | 1 |  |  |  | Single-Speed |  |  |  | 26800 | 1497 | 17.9 | 11.2 | 32900 | 1819 | 5.3 | 4.2 | Federally-Regulated Commercial & Industrial Equipment | 02/07/2019 |  | 07/16/2020
Waterfurnace International, Inc. | 5 SERIES | NSV/NSH042J1*(1,2,4) |  | Ground-Source | WBAHP: Heat Pump Packaged Unit | Heat Pump | 208 | 1 |  |  |  | Single-Speed |  |  |  | 40700 | 1875 | 21.7 | 13.4 | 28900 | 2117 | 4 | 3.1 | Non Federally-Regulated | 04/24/2019 |  | 07/16/2020
Waterfurnace International, Inc. | 5 SERIES | NSV/NSH018H1*(1,4) |  | Water-Source | WBAHP: Heat Pump Packaged Unit | Heat Pump | 230 | 1 |  |  |  | Single-Speed |  |  |  | 17400 | 1108 | 15.7 | 11.2 | 23000 | 1271 | 5.3 | 4.2 | Federally-Regulated Commercial & Industrial Equipment | 02/23/2016 |  | 07/16/2020
Waterfurnace International, Inc. | 5 SERIES | NSV/NSH022H1*(0,3) |  | Ground-Source | WBAHP: Heat Pump Packaged Unit | Heat Pump | 230 | 1 |  |  |  | Single-Speed |  |  |  | 17700 | 1092 | 16.2 | 13.4 | 15000 | 1156 | 3.8 | 3.1 | Non Federally-Regulated | 02/23/2016 |  | 07/16/2020
Waterfurnace International, Inc. | 5 SERIES | NSV/NSH018H1*(1,4) |  | Water-Source | WBAHP: Heat Pump Packaged Unit | Heat Pump | 208 | 1 |  |  |  | Single-Speed |  |  |  | 17400 | 1108 | 15.7 | 11.2 | 23000 | 1271 | 5.3 | 4.2 | Federally-Regulated Commercial & Industrial Equipment | 02/07/2019 |  | 07/16/2020
Waterfurnace International, Inc. | 5 SERIES | NSV/NSH018H1*0 |  | Ground-Source | WBAHP: Heat Pump Packaged Unit | Heat Pump | 230 | 1 |  |  |  | Single-Speed |  |  |  | 18500 | 1069 | 17.3 | 13.4 | 14500 | 1214 | 3.5 | 3.1 | Non Federally-Regulated | 02/23/2016 |  | 07/16/2020
Waterfurnace International, Inc. | 5 SERIES | NSV/NSH018H1*(1,4) |  | Ground-Water-Source | WBAHP: Heat Pump Packaged Unit | Heat Pump | 208 | 1 |  |  |  | Single-Speed |  |  |  | 20600 | 792 | 26 | 16.2 | 18700 | 1191 | 4.6 | 3.6 | Non Federally-Regulated | 02/07/2019 |  | 07/16/2020
Waterfurnace International, Inc. | 5 SERIES | NSV/NSH030H1*(0,3) |  | Ground-Source | WBAHP: Heat Pump Packaged Unit | Heat Pump | 230 | 1 |  |  |  | Single-Speed |  |  |  | 27900 | 1322 | 21.1 | 13.4 | 20300 | 1607 | 3.7 | 3.1 | Non Federally-Regulated | 02/23/2016 |  | 07/16/2020
Waterfurnace International, Inc. | 5 SERIES | NSV/NSH018H1*(1,4) |  | Ground-Water-Source | WBAHP: Heat Pump Packaged Unit | Heat Pump | 230 | 1 |  |  |  | Single-Speed |  |  |  | 20600 | 792 | 26 | 16.2 | 18700 | 1191 | 4.6 | 3.6 | Non Federally-Regulated | 02/23/2016 |  | 07/16/2020
Waterfurnace International, Inc. | 5 SERIES | NSV/NSH030H1*(0,3) |  | Ground-Water-Source | WBAHP: Heat Pump Packaged Unit | Heat Pump | 208 | 1 |  |  |  | Single-Speed |  |  |  | 30800 | 1136 | 27.1 | 16.2 | 26000 | 1621 | 4.7 | 3.6 | Non Federally-Regulated | 02/07/2019 |  | 07/16/2020
Waterfurnace International, Inc. | 5 SERIES | NSV/NSH030H1*(0,3) |  | Water-Source | WBAHP: Heat Pump Packaged Unit | Heat Pump | 230 | 1 |  |  |  | Single-Speed |  |  |  | 26800 | 1497 | 17.9 | 11.2 | 32900 | 1819 | 5.3 | 4.2 | Federally-Regulated Commercial & Industrial Equipment | 02/23/2016 |  | 07/16/2020
Waterfurnace International, Inc. | 5 SERIES | NSV/NSH022H1*(0,3) |  | Ground-Source | WBAHP: Heat Pump Packaged Unit | Heat Pump | 208 | 1 |  |  |  | Single-Speed |  |  |  | 17700 | 1092 | 16.2 | 13.4 | 15000 | 1156 | 3.8 | 3.1 | Non Federally-Regulated | 02/23/2016 |  | 07/16/2020
Waterfurnace International, Inc. | 5 SERIES | NDV/NDH064J1*(1,4) |  | Water-Source | WBAHP: Heat Pump Packaged Unit | Heat Pump | 208 | 1 |  |  |  | Dual-Speed |  |  |  | 62300 | 3798 | 16.4 | 11.2 | 73900 | 4165 | 5.2 | 4.2 | Federally-Regulated Commercial & Industrial Equipment | 08/19/2019 |  | 07/16/2020
Waterfurnace International, Inc. | 5 SERIES | NSV/NSH030H1*(1,4) |  | Ground-Water-Source | WBAHP: Heat Pump Packaged Unit | Heat Pump | 230 | 1 |  |  |  | Single-Speed |  |  |  | 31200 | 1057 | 29.5 | 16.2 | 26000 | 1587 | 4.8 | 3.6 | Non Federally-Regulated | 02/23/2016 |  | 07/16/2020
Waterfurnace International, Inc. | 5 SERIES | NSV/NSH018H1*(1,4) |  | Ground-Source | WBAHP: Heat Pump Packaged Unit | Heat Pump | 230 | 1 |  |  |  | Single-Speed |  |  |  | 18500 | 1010 | 18.3 | 13.4 | 14500 | 1118 | 3.8 | 3.1 | Non Federally-Regulated | 02/23/2016 |  | 07/16/2020
Waterfurnace International, Inc. | 5 SERIES | NSV/NSH036J1*(1,2,4) |  | Ground-Source | WBAHP: Heat Pump Packaged Unit | Heat Pump | 208 | 1 |  |  |  | Single-Speed |  |  |  | 33700 | 1531 | 22 | 13.4 | 24400 | 1702 | 4.2 | 3.1 | Non Federally-Regulated | 04/24/2019 |  | 07/16/2020
Waterfurnace International, Inc. | 5 SERIES | NSV/NSH018H1*0 |  | Ground-Source | WBAHP: Heat Pump Packaged Unit | Heat Pump | 208 | 1 |  |  |  | Single-Speed |  |  |  | 18500 | 1069 | 17.3 | 13.4 | 14500 | 1214 | 3.5 | 3.1 | Non Federally-Regulated | 02/23/2016 |  | 07/16/2020
Waterfurnace International, Inc. | 5 SERIES | NSV/NSH030H1*(0,3) |  | Ground-Source | WBAHP: Heat Pump Packaged Unit | Heat Pump | 208 | 1 |  |  |  | Single-Speed |  |  |  | 27900 | 1322 | 21.1 | 13.4 | 20300 | 1607 | 3.7 | 3.1 | Non Federally-Regulated | 02/07/2019 |  | 07/16/2020
Waterfurnace International, Inc. | 5 SERIES | NSV/NSH042J1*(1,2,4) |  | Water-Source | WBAHP: Heat Pump Packaged Unit | Heat Pump | 208 | 1 |  |  |  | Single-Speed |  |  |  | 39000 | 2096 | 18.6 | 11.2 | 45600 | 2304 | 5.8 | 4.2 | Federally-Regulated Commercial & Industrial Equipment | 04/24/2019 |  | 07/16/2020
Waterfurnace International, Inc. | 5 SERIES | NSV/NSH030H1*(0,3) |  | Ground-Water-Source | WBAHP: Heat Pump Packaged Unit | Heat Pump | 230 | 1 |  |  |  | Single-Speed |  |  |  | 30800 | 1136 | 27.1 | 16.2 | 26000 | 1621 | 4.7 | 3.6 | Non Federally-Regulated | 02/23/2016 |  | 07/16/2020
Waterfurnace International, Inc. | 5 SERIES | NDV/NDH064H1*(1,4) |  | Water-Source | WBAHP: Heat Pump Packaged Unit | Heat Pump | 208 | 1 |  |  |  | Dual-Speed |  |  |  | 62300 | 3798 | 16.4 | 11.2 | 73900 | 4165 | 5.2 | 4.2 | Federally-Regulated Commercial & Industrial Equipment | 02/23/2016 |  | 07/16/2020
Waterfurnace International, Inc. | 5 SERIES | NDV/NDH064H1*(1,4) |  | Ground-Source | WBAHP: Heat Pump Packaged Unit | Heat Pump | 230 | 1 |  |  |  | Dual-Speed | 3356 | 400 |  | 65500 | 3393 | 19.3 | 13.4 | 47300 | 3648 | 3.8 | 3.1 | Non Federally-Regulated | 02/23/2016 |  | 07/16/2020
Waterfurnace International, Inc. | 5 SERIES | NDV/NDH064H1*(1,4) |  | Ground-Water-Source | WBAHP: Heat Pump Packaged Unit | Heat Pump | 208 | 1 |  |  |  | Dual-Speed | 2715 | 400 |  | 69000 | 2887 | 23.9 | 16.2 | 60400 | 3848 | 4.6 | 3.6 | Non Federally-Regulated | 02/23/2016 |  | 07/16/2020
Waterfurnace International, Inc. | 5 SERIES | NDV/NDH064H1*(1,4) |  | Water-Source | WBAHP: Heat Pump Packaged Unit | Heat Pump | 230 | 1 |  |  |  | Dual-Speed |  |  |  | 62300 | 3798 | 16.4 | 11.2 | 73900 | 4165 | 5.2 | 4.2 | Federally-Regulated Commercial & Industrial Equipment | 02/23/2016 |  | 07/16/2020
Waterfurnace International, Inc. | 5 SERIES | NDV/NDH064H1*(1,4) |  | Ground-Source | WBAHP: Heat Pump Packaged Unit | Heat Pump | 208 | 1 |  |  |  | Dual-Speed | 3356 | 400 |  | 65500 | 3393 | 19.3 | 13.4 | 47300 | 3648 | 3.8 | 3.1 | Non Federally-Regulated | 02/23/2016 |  | 07/16/2020
Waterfurnace International, Inc. | 5 SERIES | NDV/NDH064H1*(1,4) |  | Ground-Water-Source | WBAHP: Heat Pump Packaged Unit | Heat Pump | 230 | 1 |  |  |  | Dual-Speed | 2715 | 400 |  | 69000 | 2887 | 23.9 | 16.2 | 60400 | 3848 | 4.6 | 3.6 | Non Federally-Regulated | 02/23/2016 |  | 07/16/2020
Waterfurnace International, Inc. | ASTON | 104H049**1 | SRAA048* | Water-Source | WBAHP-C: Heat Pump Split Syste | Heat Pump | 230 | 1 | False |  |  | Dual-Speed |  |  |  | 43200 | 2805 | 15.4 |  | 56300 | 3235 | 5.1 |  | Federally-Regulated Commercial & Industrial Equipment | 07/16/2020 | 10316660 | 07/16/2020
Waterfurnace International, Inc. | ASTON | 103J038**1 | SRAA036* | Ground-Water-Source | WBAHP-C: Heat Pump Split Syste | Heat Pump | 208 | 1 | False |  |  | Dual-Speed |  |  |  | 38200 | 1578 | 24.2 |  | 35100 | 2188 | 4.7 |  | Non Federally-Regulated | 07/16/2020 | 204276831 | 07/16/2020
Waterfurnace International, Inc. | ASTON | 104J038**1 | SAH036* | Ground-Source | WBAHP-CB: Heat Pump Split Syst | Heat Pump | 208 | 1 | False |  |  | Dual-Speed |  |  |  | 36000 | 1894 | 19 |  | 27900 | 2044 | 4 |  | Non Federally-Regulated | 07/16/2020 | 203113894 | 07/16/2020
Waterfurnace International, Inc. | ASTON | 104H049**1 | SAH048* | Water-Source | WBAHP-CB: Heat Pump Split Syst | Heat Pump | 208 | 1 | False |  |  | Dual-Speed |  |  |  | 43200 | 2805 | 15.4 |  | 56300 | 3235 | 5.1 |  | Federally-Regulated Commercial & Industrial Equipment | 07/16/2020 | 10316655 | 07/16/2020
Waterfurnace International, Inc. | ASTON | 103J042**1 | SAH042* | Ground-Source | WBAHP-CB: Heat Pump Split Syst | Heat Pump | 208 | 1 | False |  |  | Single-Speed |  |  |  | 37800 | 1938 | 19.5 |  | 27400 | 2059 | 3.9 |  | Non Federally-Regulated | 07/16/2020 | 203113890 | 07/16/2020
Waterfurnace International, Inc. | ASTON | 104H049**1 | SAH048* | Ground-Source | WBAHP-CB: Heat Pump Split Syst | Heat Pump | 208 | 1 | False |  |  | Dual-Speed |  |  |  | 46300 | 2572 | 18 |  | 37700 | 2833 | 3.9 |  | Non Federally-Regulated | 07/16/2020 | 10316655 | 07/16/2020
Waterfurnace International, Inc. | ASTON | 104H049**1 | SRAA048* | Ground-Source | WBAHP-C: Heat Pump Split Syste | Heat Pump | 230 | 1 | False |  |  | Dual-Speed |  |  |  | 46300 | 2572 | 18 |  | 37700 | 2833 | 3.9 |  | Non Federally-Regulated | 07/16/2020 | 10316660 | 07/16/2020
Waterfurnace International, Inc. | ASTON | 104J038**1 | SRAA036* | Water-Source | WBAHP-C: Heat Pump Split Syste | Heat Pump | 208 | 1 | False |  |  | Dual-Speed |  |  |  | 34400 | 2110 | 16.3 |  | 41600 | 2344 | 5.2 |  | Federally-Regulated Commercial & Industrial Equipment | 07/16/2020 | 204276830 | 07/16/2020
Waterfurnace International, Inc. | ASTON | 103J038**1 | SAH036* | Ground-Water-Source | WBAHP-CB: Heat Pump Split Syst | Heat Pump | 208 | 1 | False |  |  | Dual-Speed |  |  |  | 38200 | 1578 | 24.2 |  | 35100 | 2188 | 4.7 |  | Non Federally-Regulated | 07/16/2020 | 203113892 | 07/16/2020
Waterfurnace International, Inc. | ASTON | 101/102H012**1*0***** |  | Ground-Water-Source | WBAHP: Heat Pump Packaged Unit | Heat Pump | 208 | 1 |  |  |  | Single-Speed |  |  |  | 13200 | 571 | 23.1 |  | 12000 | 837 | 4.2 |  | Non Federally-Regulated | 07/16/2020 | 8786552 | 07/16/2020
Waterfurnace International, Inc. | ASTON | 104J038**1 | SRAA036* | Ground-Source | WBAHP-C: Heat Pump Split Syste | Heat Pump | 208 | 1 | False |  |  | Dual-Speed |  |  |  | 36000 | 1894 | 19 |  | 27900 | 2044 | 4 |  | Non Federally-Regulated | 07/16/2020 | 204276830 | 07/16/2020
Waterfurnace International, Inc. | ASTON | 104J038**1 | SAH036* | Water-Source | WBAHP-CB: Heat Pump Split Syst | Heat Pump | 208 | 1 | False |  |  | Dual-Speed |  |  |  | 34400 | 2110 | 16.3 |  | 41600 | 2344 | 5.2 |  | Federally-Regulated Commercial & Industrial Equipment | 07/16/2020 | 203113894 | 07/16/2020
Waterfurnace International, Inc. | ASTON | 103J038**1 | SRAA036* | Water-Source | WBAHP-C: Heat Pump Split Syste | Heat Pump | 208 | 1 | False |  |  | Dual-Speed |  |  |  | 34400 | 2110 | 16.3 |  | 41600 | 2344 | 5.2 |  | Federally-Regulated Commercial & Industrial Equipment | 07/16/2020 | 204276831 | 07/16/2020
Waterfurnace International, Inc. | ASTON | 101/102H012**1*0***** |  | Ground-Source | WBAHP: Heat Pump Packaged Unit | Heat Pump | 208 | 1 |  |  |  | Single-Speed |  |  |  | 12000 | 727 | 16.5 |  | 9500 | 795 | 3.5 |  | Non Federally-Regulated | 07/16/2020 | 8786552 | 07/16/2020
Waterfurnace International, Inc. | ASTON | 104H049**1 | SRAA048* | Ground-Water-Source | WBAHP-C: Heat Pump Split Syste | Heat Pump | 230 | 1 | False |  |  | Dual-Speed |  |  |  | 51000 | 2107 | 24.2 |  | 47100 | 3000 | 4.6 |  | Non Federally-Regulated | 07/16/2020 | 10316660 | 07/16/2020
Waterfurnace International, Inc. | ASTON | 104H049**1 | SRAA048* | Water-Source | WBAHP-C: Heat Pump Split Syste | Heat Pump | 208 | 1 | False |  |  | Dual-Speed |  |  |  | 43200 | 2805 | 15.4 |  | 56300 | 3235 | 5.1 |  | Federally-Regulated Commercial & Industrial Equipment | 07/16/2020 | 10316660 | 07/16/2020
Waterfurnace International, Inc. | ASTON | 103J042**1 | SAH042* | Ground-Water-Source | WBAHP-CB: Heat Pump Split Syst | Heat Pump | 208 | 1 | False |  |  | Single-Speed |  |  |  | 41300 | 1613 | 25.6 |  | 36000 | 2198 | 4.8 |  | Non Federally-Regulated | 07/16/2020 | 203113890 | 07/16/2020
Waterfurnace International, Inc. | ASTON | 103J042**1 | SAH042* | Water-Source | WBAHP-CB: Heat Pump Split Syst | Heat Pump | 208 | 1 | False |  |  | Single-Speed |  |  |  | 36000 | 2155 | 16.7 |  | 43100 | 2296 | 5.5 |  | Federally-Regulated Commercial & Industrial Equipment | 07/16/2020 | 203113890 | 07/16/2020
Waterfurnace International, Inc. | ASTON | 101/102H012**1*0***** |  | Water-Source | WBAHP: Heat Pump Packaged Unit | Heat Pump | 208 | 1 |  |  |  | Single-Speed |  |  |  | 11300 | 807 | 14 |  | 14800 | 867 | 5 |  | Federally-Regulated Commercial & Industrial Equipment | 07/16/2020 | 8786552 | 07/16/2020
Waterfurnace International, Inc. | ASTON | 104H049**1 | SAH048* | Ground-Water-Source | WBAHP-CB: Heat Pump Split Syst | Heat Pump | 230 | 1 | False |  |  | Dual-Speed |  |  |  | 51000 | 2107 | 24.2 |  | 47100 | 3000 | 4.6 |  | Non Federally-Regulated | 07/16/2020 | 10316655 | 07/16/2020
Waterfurnace International, Inc. | ASTON | 104H049**1 | SRAA048* | Ground-Water-Source | WBAHP-C: Heat Pump Split Syste | Heat Pump | 208 | 1 | False |  |  | Dual-Speed |  |  |  | 51000 | 2107 | 24.2 |  | 47100 | 3000 | 4.6 |  | Non Federally-Regulated | 07/16/2020 | 10316660 | 07/16/2020
Waterfurnace International, Inc. | ASTON | 104J038**1 | SRAA036* | Ground-Water-Source | WBAHP-C: Heat Pump Split Syste | Heat Pump | 208 | 1 | False |  |  | Dual-Speed |  |  |  | 38200 | 1578 | 24.2 |  | 35100 | 2188 | 4.7 |  | Non Federally-Regulated | 07/16/2020 | 204276830 | 07/16/2020
Waterfurnace International, Inc. | ASTON | 103J038**1 | SAH036* | Water-Source | WBAHP-CB: Heat Pump Split Syst | Heat Pump | 208 | 1 | False |  |  | Dual-Speed |  |  |  | 34400 | 2110 | 16.3 |  | 41600 | 2344 | 5.2 |  | Federally-Regulated Commercial & Industrial Equipment | 07/16/2020 | 203113892 | 07/16/2020
Waterfurnace International, Inc. | ASTON | 103J038**1 | SAH036* | Ground-Source | WBAHP-CB: Heat Pump Split Syst | Heat Pump | 208 | 1 | False |  |  | Dual-Speed |  |  |  | 36000 | 1894 | 19 |  | 27900 | 2044 | 4 |  | Non Federally-Regulated | 07/16/2020 | 203113892 | 07/16/2020
Waterfurnace International, Inc. | ASTON | 104J038**1 | SAH036* | Ground-Water-Source | WBAHP-CB: Heat Pump Split Syst | Heat Pump | 208 | 1 | False |  |  | Dual-Speed |  |  |  | 38200 | 1578 | 24.2 |  | 35100 | 2188 | 4.7 |  | Non Federally-Regulated | 07/16/2020 | 203113894 | 07/16/2020
Waterfurnace International, Inc. | ASTON | 104H049**1 | SAH048* | Water-Source | WBAHP-CB: Heat Pump Split Syst | Heat Pump | 230 | 1 | False |  |  | Dual-Speed |  |  |  | 43200 | 2805 | 15.4 |  | 56300 | 3235 | 5.1 |  | Federally-Regulated Commercial & Industrial Equipment | 07/16/2020 | 10316655 | 07/16/2020
Waterfurnace International, Inc. | ASTON | 104H049**1 | SRAA048* | Ground-Source | WBAHP-C: Heat Pump Split Syste | Heat Pump | 208 | 1 | False |  |  | Dual-Speed |  |  |  | 46300 | 2572 | 18 |  | 37700 | 2833 | 3.9 |  | Non Federally-Regulated | 07/16/2020 | 10316660 | 07/16/2020
Waterfurnace International, Inc. | ASTON | 104H049**1 | SAH048* | Ground-Water-Source | WBAHP-CB: Heat Pump Split Syst | Heat Pump | 208 | 1 | False |  |  | Dual-Speed |  |  |  | 51000 | 2107 | 24.2 |  | 47100 | 3000 | 4.6 |  | Non Federally-Regulated | 07/16/2020 | 10316655 | 07/16/2020
Waterfurnace International, Inc. | ASTON | 104H049**1 | SAH048* | Ground-Source | WBAHP-CB: Heat Pump Split Syst | Heat Pump | 230 | 1 | False |  |  | Dual-Speed |  |  |  | 46300 | 2572 | 18 |  | 37700 | 2833 | 3.9 |  | Non Federally-Regulated | 07/16/2020 | 10316655 | 07/16/2020
Waterfurnace International, Inc. | ASTON | 103J038**1 | SRAA036* | Ground-Source | WBAHP-C: Heat Pump Split Syste | Heat Pump | 208 | 1 | False |  |  | Dual-Speed |  |  |  | 36000 | 1894 | 19 |  | 27900 | 2044 | 4 |  | Non Federally-Regulated | 07/16/2020 | 204276831 | 07/16/2020
Waterfurnace International, Inc. | VERSATEC ULTRA SERIES | USV/USH018**0*1 |  | Water-Source | WBAHP: Heat Pump Packaged Unit | Heat Pump | 208 | 1 |  |  |  | Single-Speed |  |  |  | 17600 | 1157 | 15.2 |  | 21000 | 1282 | 4.8 |  | Federally-Regulated Commercial & Industrial Equipment | 07/16/2020 | 3628414 | 07/16/2020
Waterfurnace International, Inc. | VERSATEC ULTRA SERIES | USV/USH042**0*1 |  | Ground-Water-Source | WBAHP: Heat Pump Packaged Unit | Heat Pump | 208 | 1 |  |  |  | Single-Speed |  |  |  | 45800 | 1948 | 23.5 |  | 37000 | 2521 | 4.3 |  | Non Federally-Regulated | 07/16/2020 | 3628367 | 07/16/2020
Waterfurnace International, Inc. | VERSATEC ULTRA SERIES | USV/USH030**0*1 |  | Water-Source | WBAHP: Heat Pump Packaged Unit | Heat Pump | 208 | 1 |  |  |  | Single-Speed |  |  |  | 29500 | 1878 | 15.7 |  | 34600 | 1988 | 5.1 |  | Federally-Regulated Commercial & Industrial Equipment | 07/16/2020 | 3628403 | 07/16/2020
Waterfurnace International, Inc. | VERSATEC ULTRA SERIES | USV/USH015**0*1 |  | Ground-Source | WBAHP: Heat Pump Packaged Unit | Heat Pump | 208 | 1 |  |  |  | Single-Speed |  |  |  | 14700 | 840 | 17.5 |  | 11500 | 910 | 3.7 |  | Non Federally-Regulated | 07/16/2020 | 3628416 | 07/16/2020
Waterfurnace International, Inc. | VERSATEC ULTRA SERIES | USV/USH015**0*1 |  | Ground-Water-Source | WBAHP: Heat Pump Packaged Unit | Heat Pump | 208 | 1 |  |  |  | Single-Speed |  |  |  | 16000 | 658 | 24.3 |  | 15000 | 999 | 4.4 |  | Non Federally-Regulated | 07/16/2020 | 3628416 | 07/16/2020
Waterfurnace International, Inc. | VERSATEC ULTRA SERIES | USV/USH015**0*1 |  | Water-Source | WBAHP: Heat Pump Packaged Unit | Heat Pump | 208 | 1 |  |  |  | Single-Speed |  |  |  | 14000 | 915 | 15.3 |  | 16500 | 986 | 4.9 |  | Federally-Regulated Commercial & Industrial Equipment | 07/16/2020 | 3628416 | 07/16/2020
Waterfurnace International, Inc. | VERSATEC ULTRA SERIES | USV/USH030**0*1 |  | Ground-Source | WBAHP: Heat Pump Packaged Unit | Heat Pump | 208 | 1 |  |  |  | Single-Speed |  |  |  | 29000 | 1584 | 18.3 |  | 22800 | 1758 | 3.8 |  | Non Federally-Regulated | 07/16/2020 | 3628403 | 07/16/2020
Waterfurnace International, Inc. | VERSATEC ULTRA SERIES | USV/USH030**0*1 |  | Ground-Water-Source | WBAHP: Heat Pump Packaged Unit | Heat Pump | 208 | 1 |  |  |  | Single-Speed |  |  |  | 32900 | 1376 | 23.9 |  | 28300 | 1885 | 4.4 |  | Non Federally-Regulated | 07/16/2020 | 3628403 | 07/16/2020
Waterfurnace International, Inc. | VERSATEC ULTRA SERIES | USV/USH042**0*1 |  | Ground-Source | WBAHP: Heat Pump Packaged Unit | Heat Pump | 208 | 1 |  |  |  | Single-Speed |  |  |  | 42300 | 2286 | 18.5 |  | 29900 | 2368 | 3.7 |  | Non Federally-Regulated | 07/16/2020 | 3628367 | 07/16/2020
Waterfurnace International, Inc. | VERSATEC ULTRA SERIES | USV/USH018**0*1 |  | Ground-Source | WBAHP: Heat Pump Packaged Unit | Heat Pump | 208 | 1 |  |  |  | Single-Speed |  |  |  | 18500 | 1057 | 17.5 |  | 13700 | 1085 | 3.7 |  | Non Federally-Regulated | 07/16/2020 | 3628414 | 07/16/2020
Waterfurnace International, Inc. | VERSATEC ULTRA SERIES | USV/USH018**0*1 |  | Ground-Water-Source | WBAHP: Heat Pump Packaged Unit | Heat Pump | 208 | 1 |  |  |  | Single-Speed |  |  |  | 20600 | 858 | 24 |  | 17500 | 1165 | 4.4 |  | Non Federally-Regulated | 07/16/2020 | 3628414 | 07/16/2020
Waterfurnace International, Inc. | VERSATEC ULTRA SERIES | USV/USH042**0*1 |  | Water-Source | WBAHP: Heat Pump Packaged Unit | Heat Pump | 208 | 1 |  |  |  | Single-Speed |  |  |  | 40800 | 2615 | 15.6 |  | 45400 | 2661 | 5 |  | Federally-Regulated Commercial & Industrial Equipment | 07/16/2020 | 3628367 | 07/16/2020
FHP Manufacturing Company | BOSCH-GEO | BP012-1HZ/VT |  | Water-Source | WBAHP: Heat Pump Packaged Unit | Heat Pump | 208 | 1 |  |  |  | Single-Speed |  |  |  | 12200 | 818 | 14.9 |  | 16500 | 948 | 5.1 |  | Federally-Regulated Commercial & Industrial Equipment | 07/16/2020 | 4504310 | 07/16/2020
FHP Manufacturing Company | BOSCH-GEO | BP018-1HZ*******C |  | Ground-Source | WBAHP: Heat Pump Packaged Unit | Heat Pump | 208 | 1 |  |  |  | Single-Speed |  |  |  | 20500 | 1145 | 17.9 |  | 14800 | 1188 | 3.7 |  | Non Federally-Regulated | 07/16/2020 | 202732914 | 07/16/2020
FHP Manufacturing Company | BOSCH-GEO | SM024-1HZC-*****A |  | Ground-Source | WBAHP: Heat Pump Packaged Unit | Both Heat Pump and Electric Re | 208 | 1 |  |  |  | Dual-Speed |  |  |  | 26600 | 1336 | 19.9 |  | 18000 | 1425 | 3.7 |  | Non Federally-Regulated | 07/16/2020 | 203238923 | 07/16/2020
FHP Manufacturing Company | BOSCH-GEO | BP018-1VT*******C |  | Ground-Source | WBAHP: Heat Pump Packaged Unit | Heat Pump | 208 | 1 |  |  |  | Single-Speed |  |  |  | 20500 | 1108 | 18.5 |  | 14800 | 1172 | 3.7 |  | Non Federally-Regulated | 07/16/2020 | 202272873 | 07/16/2020
FHP Manufacturing Company | BOSCH-GEO | BP012-1HZ/VT |  | Ground-Water-Source | WBAHP: Heat Pump Packaged Unit | Heat Pump | 208 | 1 |  |  |  | Single-Speed |  |  |  | 14600 | 643 | 22.7 |  | 13000 | 886 | 4.3 |  | Non Federally-Regulated | 07/16/2020 | 4504310 | 07/16/2020
FHP Manufacturing Company | BOSCH-GEO | BP012-1HZ/VT |  | Water-Source | WBAHP: Heat Pump Packaged Unit | Heat Pump | 230 | 1 |  |  |  | Single-Speed |  |  |  | 12200 | 818 | 14.9 |  | 16500 | 948 | 5.1 |  | Federally-Regulated Commercial & Industrial Equipment | 07/16/2020 | 4504310 | 07/16/2020
FHP Manufacturing Company | BOSCH-GEO | BP018-1HZ*******C |  | Water-Source | WBAHP: Heat Pump Packaged Unit | Heat Pump | 208 | 1 |  |  |  | Single-Speed |  |  |  | 19500 | 1266 | 15.4 |  | 21300 | 1248 | 5 |  | Federally-Regulated Commercial & Industrial Equipment | 07/16/2020 | 202732914 | 07/16/2020
FHP Manufacturing Company | BOSCH-GEO | BP018-1VT*******C |  | Water-Source | WBAHP: Heat Pump Packaged Unit | Heat Pump | 208 | 1 |  |  |  | Single-Speed |  |  |  | 19500 | 1226 | 15.9 |  | 21300 | 1248 | 5 |  | Federally-Regulated Commercial & Industrial Equipment | 07/16/2020 | 202272873 | 07/16/2020
FHP Manufacturing Company | BOSCH-GEO | BP012-1HZ/VT |  | Ground-Water-Source | WBAHP: Heat Pump Packaged Unit | Heat Pump | 230 | 1 |  |  |  | Single-Speed |  |  |  | 14600 | 643 | 22.7 |  | 13000 | 886 | 4.3 |  | Non Federally-Regulated | 07/16/2020 | 4504310 | 07/16/2020
FHP Manufacturing Company | BOSCH-GEO | SM060-1CF/HZ/VT |  | Water-Source | WBAHP: Heat Pump Packaged Unit | Both Heat Pump and Electric Re | 208 | 1 |  |  |  | Dual-Speed |  |  |  | 63800 | 4129 | 15.45 |  | 73300 | 4475 | 4.8 |  | Federally-Regulated Commercial & Industrial Equipment | 07/16/2020 | 5599275 | 07/16/2020
FHP Manufacturing Company | BOSCH-GEO | BP048-1VT*******B |  | Ground-Source | WBAHP: Heat Pump Packaged Unit | Heat Pump | 208 | 1 |  |  |  | Single-Speed |  |  |  | 49500 | 2788 | 17.75 |  | 33400 | 2645 | 3.7 |  | Non Federally-Regulated | 07/16/2020 | 202541572 | 07/16/2020
FHP Manufacturing Company | BOSCH-GEO | SM024-1VT/CFN-*****A |  | Ground-Source | WBAHP: Heat Pump Packaged Unit | Both Heat Pump and Electric Re | 208 | 1 |  |  |  | Dual-Speed |  |  |  | 26600 | 1461 | 18.2 |  | 18000 | 1425 | 3.7 |  | Non Federally-Regulated | 07/16/2020 | 203238919 | 07/16/2020
FHP Manufacturing Company | BOSCH-GEO | BP012-1HZ/VT |  | Ground-Source | WBAHP: Heat Pump Packaged Unit | Heat Pump | 208 | 1 |  |  |  | Single-Speed |  |  |  | 13000 | 742 | 17.5 |  | 10000 | 814 | 3.6 |  | Non Federally-Regulated | 07/16/2020 | 4504310 | 07/16/2020
FHP Manufacturing Company | BOSCH-GEO | BP048-1VT*******B |  | Water-Source | WBAHP: Heat Pump Packaged Unit | Heat Pump | 208 | 1 |  |  |  | Single-Speed |  |  |  | 47400 | 3160 | 15 |  | 50000 | 2764 | 5.3 |  | Federally-Regulated Commercial & Industrial Equipment | 07/16/2020 | 202541572 | 07/16/2020
FHP Manufacturing Company | BOSCH-GEO | BP048-1VT*******B |  | Ground-Water-Source | WBAHP: Heat Pump Packaged Unit | Heat Pump | 208 | 1 |  |  |  | Single-Speed |  |  |  | 52900 | 2190 | 24.15 |  | 40500 | 2760 | 4.3 |  | Non Federally-Regulated | 07/16/2020 | 202541572 | 07/16/2020
FHP Manufacturing Company | BOSCH-GEO | BP018-1HZ*******C |  | Ground-Water-Source | WBAHP: Heat Pump Packaged Unit | Heat Pump | 208 | 1 |  |  |  | Single-Speed |  |  |  | 21300 | 862 | 24.7 |  | 17700 | 1178 | 4.4 |  | Non Federally-Regulated | 07/16/2020 | 202732914 | 07/16/2020
FHP Manufacturing Company | BOSCH-GEO | BP012-1HZ/VT |  | Ground-Source | WBAHP: Heat Pump Packaged Unit | Heat Pump | 230 | 1 |  |  |  | Single-Speed |  |  |  | 13000 | 742 | 17.5 |  | 10000 | 814 | 3.6 |  | Non Federally-Regulated | 07/16/2020 | 4504310 | 07/16/2020
FHP Manufacturing Company | BOSCH-GEO | BP018-1VT*******C |  | Ground-Water-Source | WBAHP: Heat Pump Packaged Unit | Heat Pump | 208 | 1 |  |  |  | Single-Speed |  |  |  | 21300 | 841 | 25.3 |  | 17700 | 1178 | 4.4 |  | Non Federally-Regulated | 07/16/2020 | 202272873 | 07/16/2020
Enertech Global, LLC | Tetco | TZS060*2****B |  | Ground-Source | WBAHP: Heat Pump Packaged Unit | Heat Pump | 230 | 3 |  |  |  | Single-Speed |  |  |  | 60500 | 3398 | 17.8 |  | 49200 | 3794 | 3.8 |  | Non Federally-Regulated | 07/16/2020 | 9910769 | 07/16/2020
Enertech Global, LLC | Tetco | TZS060*****1B |  | Water-Source | WBAHP: Heat Pump Packaged Unit | Heat Pump | 230 | 1 |  |  |  | Single-Speed |  |  |  | 59300 | 3488 | 17 |  | 74700 | 4130 | 5.3 |  | Federally-Regulated Commercial & Industrial Equipment | 07/16/2020 | 9910754 | 07/16/2020
Enertech Global, LLC | Tetco | TZS036*****1B |  | Ground-Source | WBAHP: Heat Pump Packaged Unit | Heat Pump | 230 | 1 |  |  |  | Single-Speed |  |  |  | 38400 | 1969 | 19.5 |  | 27600 | 2022 | 4 |  | Non Federally-Regulated | 07/16/2020 | 9910622 | 07/16/2020
Enertech Global, LLC | Tetco | TZS060*2***1B |  | Water-Source | WBAHP: Heat Pump Packaged Unit | Heat Pump | 208 | 3 |  |  |  | Single-Speed |  |  |  | 59300 | 3488 | 17 |  | 74700 | 4130 | 5.3 |  | Federally-Regulated Commercial & Industrial Equipment | 07/16/2020 | 9910757 | 07/16/2020
Enertech Global, LLC | Tetco | TVT060 |  | Ground-Water-Source | WBAHP: Heat Pump Packaged Unit | Heat Pump | 208 | 1 |  |  |  | Single-Speed |  |  |  | 64200 | 2918 | 22 |  | 57500 | 3744 | 4.5 |  | Non Federally-Regulated | 07/16/2020 | 8738033 | 07/16/2020
Enertech Global, LLC | Tetco | TZS060*3****B |  | Water-Source | WBAHP: Heat Pump Packaged Unit | Heat Pump | 460 | 3 |  |  |  | Single-Speed |  |  |  | 58400 | 3792 | 15.4 |  | 75700 | 4527 | 4.9 |  | Federally-Regulated Commercial & Industrial Equipment | 07/16/2020 | 9910772 | 07/16/2020
Enertech Global, LLC | Tetco | TZS036******B |  | Water-Source | WBAHP: Heat Pump Packaged Unit | Heat Pump | 230 | 1 |  |  |  | Single-Speed |  |  |  | 35900 | 2301 | 15.6 |  | 43400 | 2595 | 4.9 |  | Federally-Regulated Commercial & Industrial Equipment | 07/16/2020 | 9910638 | 07/16/2020
Enertech Global, LLC | Tetco | TZS060******B |  | Water-Source | WBAHP: Heat Pump Packaged Unit | Heat Pump | 230 | 1 |  |  |  | Single-Speed |  |  |  | 58400 | 3792 | 15.4 |  | 75700 | 4527 | 4.9 |  | Federally-Regulated Commercial & Industrial Equipment | 07/16/2020 | 9910766 | 07/16/2020
Enertech Global, LLC | Tetco | TZS060*4****B |  | Ground-Source | WBAHP: Heat Pump Packaged Unit | Heat Pump | 575 | 3 |  |  |  | Single-Speed |  |  |  | 60500 | 3398 | 17.8 |  | 49200 | 3794 | 3.8 |  | Non Federally-Regulated | 07/16/2020 | 9910775 | 07/16/2020
Enertech Global, LLC | Tetco | TZS036*****1B |  | Water-Source | WBAHP: Heat Pump Packaged Unit | Heat Pump | 208 | 1 |  |  |  | Single-Speed |  |  |  | 36800 | 2190 | 16.8 |  | 43300 | 2394 | 5.3 |  | Federally-Regulated Commercial & Industrial Equipment | 07/16/2020 | 9910622 | 07/16/2020
Enertech Global, LLC | Tetco | TZS036*3***1B |  | Ground-Source | WBAHP: Heat Pump Packaged Unit | Heat Pump | 460 | 3 |  |  |  | Single-Speed |  |  |  | 38400 | 1969 | 19.5 |  | 27600 | 2022 | 4 |  | Non Federally-Regulated | 07/16/2020 | 9910628 | 07/16/2020
Enertech Global, LLC | Tetco | TVT060 |  | Ground-Source | WBAHP: Heat Pump Packaged Unit | Heat Pump | 208 | 1 |  |  |  | Single-Speed |  |  |  | 60900 | 3460 | 17.6 |  | 46300 | 3570 | 3.8 |  | Non Federally-Regulated | 07/16/2020 | 8738033 | 07/16/2020
Enertech Global, LLC | Tetco | TZS060*2****B |  | Ground-Source | WBAHP: Heat Pump Packaged Unit | Heat Pump | 208 | 3 |  |  |  | Single-Speed |  |  |  | 60500 | 3398 | 17.8 |  | 49200 | 3794 | 3.8 |  | Non Federally-Regulated | 07/16/2020 | 9910769 | 07/16/2020
Enertech Global, LLC | Tetco | TZS060*****1B |  | Ground-Source | WBAHP: Heat Pump Packaged Unit | Heat Pump | 208 | 1 |  |  |  | Single-Speed |  |  |  | 60700 | 3112 | 19.5 |  | 48200 | 3531 | 4 |  | Non Federally-Regulated | 07/16/2020 | 9910754 | 07/16/2020
Enertech Global, LLC | Tetco | TVT060 |  | Water-Source | WBAHP: Heat Pump Packaged Unit | Heat Pump | 230 | 1 |  |  |  | Single-Speed |  |  |  | 58600 | 3805 | 15.4 |  | 70500 | 4051 | 5.1 |  | Federally-Regulated Commercial & Industrial Equipment | 07/16/2020 | 8738033 | 07/16/2020
Enertech Global, LLC | Tetco | TVT060*A |  | Water-Source | WBAHP: Heat Pump Packaged Unit | Heat Pump | 265 | 1 |  |  |  | Single-Speed |  |  |  | 58600 | 3932 | 14.9 |  | 70500 | 4216 | 4.9 |  | Federally-Regulated Commercial & Industrial Equipment | 07/16/2020 | 8738042 | 07/16/2020
Enertech Global, LLC | Tetco | TZS060*2***1B |  | Water-Source | WBAHP: Heat Pump Packaged Unit | Heat Pump | 230 | 3 |  |  |  | Single-Speed |  |  |  | 59300 | 3488 | 17 |  | 74700 | 4130 | 5.3 |  | Federally-Regulated Commercial & Industrial Equipment | 07/16/2020 | 9910757 | 07/16/2020
Enertech Global, LLC | Tetco | TZS036*2***1B |  | Water-Source | WBAHP: Heat Pump Packaged Unit | Heat Pump | 230 | 3 |  |  |  | Single-Speed |  |  |  | 36800 | 2190 | 16.8 |  | 43300 | 2394 | 5.3 |  | Federally-Regulated Commercial & Industrial Equipment | 07/16/2020 | 9910625 | 07/16/2020
Enertech Global, LLC | Tetco | TZS036******B |  | Ground-Source | WBAHP: Heat Pump Packaged Unit | Heat Pump | 230 | 1 |  |  |  | Single-Speed |  |  |  | 37600 | 2077 | 18.1 |  | 27800 | 2202 | 3.7 |  | Non Federally-Regulated | 07/16/2020 | 9910638 | 07/16/2020
Enertech Global, LLC | Tetco | TZS036*2****B |  | Water-Source | WBAHP: Heat Pump Packaged Unit | Heat Pump | 230 | 3 |  |  |  | Single-Speed |  |  |  | 35900 | 2301 | 15.6 |  | 43400 | 2595 | 4.9 |  | Federally-Regulated Commercial & Industrial Equipment | 07/16/2020 | 9910641 | 07/16/2020
Enertech Global, LLC | Tetco | TZS060*****1B |  | Ground-Source | WBAHP: Heat Pump Packaged Unit | Heat Pump | 230 | 1 |  |  |  | Single-Speed |  |  |  | 60700 | 3112 | 19.5 |  | 48200 | 3531 | 4 |  | Non Federally-Regulated | 07/16/2020 | 9910754 | 07/16/2020
Enertech Global, LLC | Tetco | TZS036*A***1B |  | Water-Source | WBAHP: Heat Pump Packaged Unit | Heat Pump | 265 | 1 |  |  |  | Single-Speed |  |  |  | 36800 | 2190 | 16.8 |  | 43300 | 2394 | 5.3 |  | Federally-Regulated Commercial & Industrial Equipment | 07/16/2020 | 9910631 | 07/16/2020
Enertech Global, LLC | Tetco | TVT060 |  | Water-Source | WBAHP: Heat Pump Packaged Unit | Heat Pump | 208 | 1 |  |  |  | Single-Speed |  |  |  | 58600 | 3805 | 15.4 |  | 70500 | 4051 | 5.1 |  | Federally-Regulated Commercial & Industrial Equipment | 07/16/2020 | 8738033 | 07/16/2020
Enertech Global, LLC | Tetco | TZS036*4****B |  | Water-Source | WBAHP: Heat Pump Packaged Unit | Heat Pump | 575 | 3 |  |  |  | Single-Speed |  |  |  | 35900 | 2301 | 15.6 |  | 43400 | 2595 | 4.9 |  | Federally-Regulated Commercial & Industrial Equipment | 07/16/2020 | 9910647 | 07/16/2020
Enertech Global, LLC | Tetco | TZS036******B |  | Water-Source | WBAHP: Heat Pump Packaged Unit | Heat Pump | 208 | 1 |  |  |  | Single-Speed |  |  |  | 35900 | 2301 | 15.6 |  | 43400 | 2595 | 4.9 |  | Federally-Regulated Commercial & Industrial Equipment | 07/16/2020 | 9910638 | 07/16/2020
Enertech Global, LLC | Tetco | TZS060*4****B |  | Water-Source | WBAHP: Heat Pump Packaged Unit | Heat Pump | 575 | 3 |  |  |  | Single-Speed |  |  |  | 58400 | 3792 | 15.4 |  | 75700 | 4527 | 4.9 |  | Federally-Regulated Commercial & Industrial Equipment | 07/16/2020 | 9910775 | 07/16/2020
Enertech Global, LLC | Tetco | TZS036*A***1B |  | Ground-Source | WBAHP: Heat Pump Packaged Unit | Heat Pump | 265 | 1 |  |  |  | Single-Speed |  |  |  | 38400 | 1969 | 19.5 |  | 27600 | 2022 | 4 |  | Non Federally-Regulated | 07/16/2020 | 9910631 | 07/16/2020
Enertech Global, LLC | Tetco | TZS060******B |  | Water-Source | WBAHP: Heat Pump Packaged Unit | Heat Pump | 208 | 1 |  |  |  | Single-Speed |  |  |  | 58400 | 3792 | 15.4 |  | 75700 | 4527 | 4.9 |  | Federally-Regulated Commercial & Industrial Equipment | 07/16/2020 | 9910766 | 07/16/2020
Enertech Global, LLC | Tetco | TZS036*2***1B |  | Ground-Source | WBAHP: Heat Pump Packaged Unit | Heat Pump | 208 | 3 |  |  |  | Single-Speed |  |  |  | 38400 | 1969 | 19.5 |  | 27600 | 2022 | 4 |  | Non Federally-Regulated | 07/16/2020 | 9910625 | 07/16/2020
Enertech Global, LLC | Tetco | TVT060*A |  | Ground-Water-Source | WBAHP: Heat Pump Packaged Unit | Heat Pump | 265 | 1 |  |  |  | Single-Speed |  |  |  | 64200 | 3042 | 21.1 |  | 57500 | 3829 | 4.4 |  | Non Federally-Regulated | 07/16/2020 | 8738042 | 07/16/2020
Enertech Global, LLC | Tetco | TZS036*A****B |  | Water-Source | WBAHP: Heat Pump Packaged Unit | Heat Pump | 265 | 1 |  |  |  | Single-Speed |  |  |  | 35900 | 2301 | 15.6 |  | 43400 | 2595 | 4.9 |  | Federally-Regulated Commercial & Industrial Equipment | 07/16/2020 | 9910650 | 07/16/2020
Enertech Global, LLC | Tetco | TVT060*2 |  | Ground-Water-Source | WBAHP: Heat Pump Packaged Unit | Heat Pump | 230 | 3 |  |  |  | Single-Speed |  |  |  | 64200 | 2918 | 22 |  | 57500 | 3744 | 4.5 |  | Non Federally-Regulated | 07/16/2020 | 8738036 | 07/16/2020
Enertech Global, LLC | Tetco | TZS036*A****B |  | Ground-Source | WBAHP: Heat Pump Packaged Unit | Heat Pump | 265 | 1 |  |  |  | Single-Speed |  |  |  | 37600 | 2077 | 18.1 |  | 27800 | 2202 | 3.7 |  | Non Federally-Regulated | 07/16/2020 | 9910650 | 07/16/2020
Enertech Global, LLC | Tetco | TZS036*2****B |  | Ground-Source | WBAHP: Heat Pump Packaged Unit | Heat Pump | 208 | 3 |  |  |  | Single-Speed |  |  |  | 37600 | 2077 | 18.1 |  | 27800 | 2202 | 3.7 |  | Non Federally-Regulated | 07/16/2020 | 9910641 | 07/16/2020
Enertech Global, LLC | Tetco | TVT060*A |  | Ground-Source | WBAHP: Heat Pump Packaged Unit | Heat Pump | 265 | 1 |  |  |  | Single-Speed |  |  |  | 60900 | 3603 | 16.9 |  | 46300 | 3667 | 3.7 |  | Non Federally-Regulated | 07/16/2020 | 8738042 | 07/16/2020
Enertech Global, LLC | Tetco | TVT060 |  | Ground-Source | WBAHP: Heat Pump Packaged Unit | Heat Pump | 230 | 1 |  |  |  | Single-Speed |  |  |  | 60900 | 3460 | 17.6 |  | 46300 | 3570 | 3.8 |  | Non Federally-Regulated | 07/16/2020 | 8738033 | 07/16/2020
Enertech Global, LLC | Tetco | TZS036*2****B |  | Water-Source | WBAHP: Heat Pump Packaged Unit | Heat Pump | 208 | 3 |  |  |  | Single-Speed |  |  |  | 35900 | 2301 | 15.6 |  | 43400 | 2595 | 4.9 |  | Federally-Regulated Commercial & Industrial Equipment | 07/16/2020 | 9910641 | 07/16/2020
Enertech Global, LLC | Tetco | TVT060*2 |  | Ground-Source | WBAHP: Heat Pump Packaged Unit | Heat Pump | 230 | 3 |  |  |  | Single-Speed |  |  |  | 60900 | 3460 | 17.6 |  | 46300 | 3570 | 3.8 |  | Non Federally-Regulated | 07/16/2020 | 8738036 | 07/16/2020
Enertech Global, LLC | Tetco | TVT060 |  | Ground-Water-Source | WBAHP: Heat Pump Packaged Unit | Heat Pump | 230 | 1 |  |  |  | Single-Speed |  |  |  | 64200 | 2918 | 22 |  | 57500 | 3744 | 4.5 |  | Non Federally-Regulated | 07/16/2020 | 8738033 | 07/16/2020
Enertech Global, LLC | Tetco | TZS060*3***1B |  | Water-Source | WBAHP: Heat Pump Packaged Unit | Heat Pump | 460 | 3 |  |  |  | Single-Speed |  |  |  | 59300 | 3488 | 17 |  | 74700 | 4130 | 5.3 |  | Federally-Regulated Commercial & Industrial Equipment | 07/16/2020 | 9910760 | 07/16/2020
Enertech Global, LLC | Tetco | TZS036*3****B |  | Water-Source | WBAHP: Heat Pump Packaged Unit | Heat Pump | 460 | 3 |  |  |  | Single-Speed |  |  |  | 35900 | 2301 | 15.6 |  | 43400 | 2595 | 4.9 |  | Federally-Regulated Commercial & Industrial Equipment | 07/16/2020 | 9910644 | 07/16/2020
Enertech Global, LLC | Tetco | TRT024A | MCD024 | Ground-Source | WBAHP-C: Heat Pump Split Syste | Heat Pump | 208 | 1 | False |  |  | Single-Speed |  |  |  | 24700 | 1506 | 16.4 |  | 17600 | 1473 | 3.5 |  | Non Federally-Regulated | 07/16/2020 | 5932330 | 07/16/2020
Enertech Global, LLC | Tetco | TVT060*2 |  | Ground-Water-Source | WBAHP: Heat Pump Packaged Unit | Heat Pump | 208 | 3 |  |  |  | Single-Speed |  |  |  | 64200 | 2918 | 22 |  | 57500 | 3744 | 4.5 |  | Non Federally-Regulated | 07/16/2020 | 8738036 | 07/16/2020
Enertech Global, LLC | Tetco | TZS036******B |  | Ground-Source | WBAHP: Heat Pump Packaged Unit | Heat Pump | 208 | 1 |  |  |  | Single-Speed |  |  |  | 37600 | 2077 | 18.1 |  | 27800 | 2202 | 3.7 |  | Non Federally-Regulated | 07/16/2020 | 9910638 | 07/16/2020
Enertech Global, LLC | Tetco | TVT060*2 |  | Water-Source | WBAHP: Heat Pump Packaged Unit | Heat Pump | 230 | 3 |  |  |  | Single-Speed |  |  |  | 58600 | 3805 | 15.4 |  | 70500 | 4051 | 5.1 |  | Federally-Regulated Commercial & Industrial Equipment | 07/16/2020 | 8738036 | 07/16/2020
Enertech Global, LLC | Tetco | TZS060*2***1B |  | Ground-Source | WBAHP: Heat Pump Packaged Unit | Heat Pump | 230 | 3 |  |  |  | Single-Speed |  |  |  | 60700 | 3112 | 19.5 |  | 48200 | 3531 | 4 |  | Non Federally-Regulated | 07/16/2020 | 9910757 | 07/16/2020
Enertech Global, LLC | Tetco | TZS060*3****B |  | Ground-Source | WBAHP: Heat Pump Packaged Unit | Heat Pump | 460 | 3 |  |  |  | Single-Speed |  |  |  | 60500 | 3398 | 17.8 |  | 49200 | 3794 | 3.8 |  | Non Federally-Regulated | 07/16/2020 | 9910772 | 07/16/2020
Enertech Global, LLC | Tetco | TVT060*3 |  | Ground-Source | WBAHP: Heat Pump Packaged Unit | Heat Pump | 460 | 3 |  |  |  | Single-Speed |  |  |  | 60900 | 3460 | 17.6 |  | 46300 | 3570 | 3.8 |  | Non Federally-Regulated | 07/16/2020 | 8738039 | 07/16/2020
Enertech Global, LLC | Tetco | TZS060******B |  | Ground-Source | WBAHP: Heat Pump Packaged Unit | Heat Pump | 208 | 1 |  |  |  | Single-Speed |  |  |  | 60500 | 3398 | 17.8 |  | 49200 | 3794 | 3.8 |  | Non Federally-Regulated | 07/16/2020 | 9910766 | 07/16/2020
Enertech Global, LLC | Tetco | TVT060*2 |  | Water-Source | WBAHP: Heat Pump Packaged Unit | Heat Pump | 208 | 3 |  |  |  | Single-Speed |  |  |  | 58600 | 3805 | 15.4 |  | 70500 | 4051 | 5.1 |  | Federally-Regulated Commercial & Industrial Equipment | 07/16/2020 | 8738036 | 07/16/2020
Enertech Global, LLC | Tetco | TZS036*2***1B |  | Water-Source | WBAHP: Heat Pump Packaged Unit | Heat Pump | 208 | 3 |  |  |  | Single-Speed |  |  |  | 36800 | 2190 | 16.8 |  | 43300 | 2394 | 5.3 |  | Federally-Regulated Commercial & Industrial Equipment | 07/16/2020 | 9910625 | 07/16/2020
Enertech Global, LLC | Tetco | TRT024A | MPD024 | Ground-Source | WBAHP-CB: Heat Pump Split Syst | Heat Pump | 208 | 1 | False |  |  | Single-Speed |  |  |  | 24600 | 1556 | 15.8 |  | 18000 | 1598 | 3.3 |  | Non Federally-Regulated | 07/16/2020 | 5317916 | 07/16/2020
Enertech Global, LLC | Tetco | TZS036*2***1B |  | Ground-Source | WBAHP: Heat Pump Packaged Unit | Heat Pump | 230 | 3 |  |  |  | Single-Speed |  |  |  | 38400 | 1969 | 19.5 |  | 27600 | 2022 | 4 |  | Non Federally-Regulated | 07/16/2020 | 9910625 | 07/16/2020
Enertech Global, LLC | Tetco | TZS060*2***1B |  | Ground-Source | WBAHP: Heat Pump Packaged Unit | Heat Pump | 208 | 3 |  |  |  | Single-Speed |  |  |  | 60700 | 3112 | 19.5 |  | 48200 | 3531 | 4 |  | Non Federally-Regulated | 07/16/2020 | 9910757 | 07/16/2020
Enertech Global, LLC | Tetco | TZS036*3***1B |  | Water-Source | WBAHP: Heat Pump Packaged Unit | Heat Pump | 460 | 3 |  |  |  | Single-Speed |  |  |  | 36800 | 2190 | 16.8 |  | 43300 | 2394 | 5.3 |  | Federally-Regulated Commercial & Industrial Equipment | 07/16/2020 | 9910628 | 07/16/2020
Enertech Global, LLC | Tetco | TZS036*3****B |  | Ground-Source | WBAHP: Heat Pump Packaged Unit | Heat Pump | 460 | 3 |  |  |  | Single-Speed |  |  |  | 37600 | 2077 | 18.1 |  | 27800 | 2202 | 3.7 |  | Non Federally-Regulated | 07/16/2020 | 9910644 | 07/16/2020
Enertech Global, LLC | Tetco | TRT024A | MPD024 | Ground-Source | WBAHP-CB: Heat Pump Split Syst | Heat Pump | 230 | 1 | False |  |  | Single-Speed |  |  |  | 24600 | 1556 | 15.8 |  | 18000 | 1598 | 3.3 |  | Non Federally-Regulated | 07/16/2020 | 5317916 | 07/16/2020
Enertech Global, LLC | Tetco | TVT060*2 |  | Ground-Source | WBAHP: Heat Pump Packaged Unit | Heat Pump | 208 | 3 |  |  |  | Single-Speed |  |  |  | 60900 | 3460 | 17.6 |  | 46300 | 3570 | 3.8 |  | Non Federally-Regulated | 07/16/2020 | 8738036 | 07/16/2020
Enertech Global, LLC | Tetco | TVT060*3 |  | Ground-Water-Source | WBAHP: Heat Pump Packaged Unit | Heat Pump | 460 | 3 |  |  |  | Single-Speed |  |  |  | 64200 | 2918 | 22 |  | 57500 | 3744 | 4.5 |  | Non Federally-Regulated | 07/16/2020 | 8738039 | 07/16/2020
Enertech Global, LLC | Tetco | TVT060*3 |  | Water-Source | WBAHP: Heat Pump Packaged Unit | Heat Pump | 460 | 3 |  |  |  | Single-Speed |  |  |  | 58600 | 3805 | 15.4 |  | 70500 | 4051 | 5.1 |  | Federally-Regulated Commercial & Industrial Equipment | 07/16/2020 | 8738039 | 07/16/2020
Enertech Global, LLC | Tetco | TZS036*2****B |  | Ground-Source | WBAHP: Heat Pump Packaged Unit | Heat Pump | 230 | 3 |  |  |  | Single-Speed |  |  |  | 37600 | 2077 | 18.1 |  | 27800 | 2202 | 3.7 |  | Non Federally-Regulated | 07/16/2020 | 9910641 | 07/16/2020
Enertech Global, LLC | Tetco | TZS036*4****B |  | Ground-Source | WBAHP: Heat Pump Packaged Unit | Heat Pump | 575 | 3 |  |  |  | Single-Speed |  |  |  | 37600 | 2077 | 18.1 |  | 27800 | 2202 | 3.7 |  | Non Federally-Regulated | 07/16/2020 | 9910647 | 07/16/2020
Enertech Global, LLC | Tetco | TZS036*****1B |  | Ground-Source | WBAHP: Heat Pump Packaged Unit | Heat Pump | 208 | 1 |  |  |  | Single-Speed |  |  |  | 38400 | 1969 | 19.5 |  | 27600 | 2022 | 4 |  | Non Federally-Regulated | 07/16/2020 | 9910622 | 07/16/2020
Enertech Global, LLC | Tetco | TZS060*2****B |  | Water-Source | WBAHP: Heat Pump Packaged Unit | Heat Pump | 230 | 3 |  |  |  | Single-Speed |  |  |  | 58400 | 3792 | 15.4 |  | 75700 | 4527 | 4.9 |  | Federally-Regulated Commercial & Industrial Equipment | 07/16/2020 | 9910769 | 07/16/2020
Enertech Global, LLC | Tetco | TZS060*3***1B |  | Ground-Source | WBAHP: Heat Pump Packaged Unit | Heat Pump | 460 | 3 |  |  |  | Single-Speed |  |  |  | 60700 | 3112 | 19.5 |  | 48200 | 3531 | 4 |  | Non Federally-Regulated | 07/16/2020 | 9910760 | 07/16/2020
Enertech Global, LLC | Tetco | TZS036*****1B |  | Water-Source | WBAHP: Heat Pump Packaged Unit | Heat Pump | 230 | 1 |  |  |  | Single-Speed |  |  |  | 36800 | 2190 | 16.8 |  | 43300 | 2394 | 5.3 |  | Federally-Regulated Commercial & Industrial Equipment | 07/16/2020 | 9910622 | 07/16/2020
Enertech Global, LLC | Tetco | TZS060*2****B |  | Water-Source | WBAHP: Heat Pump Packaged Unit | Heat Pump | 208 | 3 |  |  |  | Single-Speed |  |  |  | 58400 | 3792 | 15.4 |  | 75700 | 4527 | 4.9 |  | Federally-Regulated Commercial & Industrial Equipment | 07/16/2020 | 9910769 | 07/16/2020
Enertech Global, LLC | Tetco | TZS060******B |  | Ground-Source | WBAHP: Heat Pump Packaged Unit | Heat Pump | 230 | 1 |  |  |  | Single-Speed |  |  |  | 60500 | 3398 | 17.8 |  | 49200 | 3794 | 3.8 |  | Non Federally-Regulated | 07/16/2020 | 9910766 | 07/16/2020
Enertech Global, LLC | Tetco | TRT024A | ACD024 | Ground-Source | WBAHP-C: Heat Pump Split Syste | Heat Pump | 208 | 1 | False |  |  | Single-Speed |  |  |  | 24700 | 1506 | 16.4 |  | 17600 | 1473 | 3.5 |  | Non Federally-Regulated | 07/16/2020 | 5317920 | 07/16/2020
Enertech Global, LLC | Tetco | TZS060*****1B |  | Water-Source | WBAHP: Heat Pump Packaged Unit | Heat Pump | 208 | 1 |  |  |  | Single-Speed |  |  |  | 59300 | 3488 | 17 |  | 74700 | 4130 | 5.3 |  | Federally-Regulated Commercial & Industrial Equipment | 07/16/2020 | 9910754 | 07/16/2020
Enertech Global, LLC | Tetco | TRT024A | ACD024 | Ground-Source | WBAHP-C: Heat Pump Split Syste | Heat Pump | 230 | 1 | False |  |  | Single-Speed |  |  |  | 24700 | 1506 | 16.4 |  | 17600 | 1473 | 3.5 |  | Non Federally-Regulated | 07/16/2020 | 5317920 | 07/16/2020
AAON, Inc. | AAON, Inc. | SB-005-2-0-BCAC-V0-10-000-A |  | Ground-Water-Source | WBAHP: Heat Pump Packaged Unit | Both Heat Pump and Electric Re | 208 | 3 |  |  |  | Single-Speed |  |  |  | 56600 | 2902 | 19.5 | 16.2 | 63000 | 4734 | 3.9 | 3.6 | Non Federally-Regulated | 05/06/2020 | 202330495 | 07/16/2020
AAON, Inc. | AAON, Inc. | SB-005-2-0-BCBC-V0-10-000-A |  | Water-Source | WBAHP: Heat Pump Packaged Unit | Both Heat Pump and Electric Re | 208 | 3 |  |  |  | Single-Speed |  |  |  | 53700 | 3948 | 13.6 | 11.2 | 57100 | 3891 | 4.3 | 4.2 | Federally-Regulated Commercial & Industrial Equipment | 05/06/2020 | 202330496 | 07/16/2020
AAON, Inc. | AAON, Inc. | SB-005-3-0-BCAC-V0-10-000-A |  | Water-Source | WBAHP: Heat Pump Packaged Unit | Both Heat Pump and Electric Re | 460 | 3 |  |  |  | Single-Speed |  |  |  | 51100 | 3813 | 13.4 | 11.2 | 56300 | 3837 | 4.3 | 4.2 | Federally-Regulated Commercial & Industrial Equipment | 05/06/2020 | 202330497 | 07/16/2020
AAON, Inc. | AAON, Inc. | M2-003-2-H-DCBC-S0-10-000-A |  | Ground-Source | WBAHP: Heat Pump Packaged Unit | Both Heat Pump and Electric Re | 208 | 3 |  |  |  | Single-Speed |  |  |  | 33300 | 2328 | 14.3 | 13.4 | 26300 | 2335 | 3.3 | 3.1 | Non Federally-Regulated | 11/13/2018 |  | 07/16/2020
AAON, Inc. | AAON, Inc. | M2-003-1-H-DCAC-S0-10-000-A |  | Ground-Source | WBAHP: Heat Pump Packaged Unit | Both Heat Pump and Electric Re | 208 | 1 |  |  |  | Single-Speed |  |  |  | 32400 | 1928 | 16.8 | 13.4 | 26200 | 2326 | 3.3 | 3.1 | Non Federally-Regulated | 11/13/2018 |  | 07/16/2020
AAON, Inc. | AAON, Inc. | SB-003-4-0-BCAC-V0-10-000-A |  | Ground-Source | WBAHP: Heat Pump Packaged Unit | Both Heat Pump and Electric Re | 575 | 3 |  |  |  | Single-Speed |  |  |  | 37300 | 2316 | 16.1 | 13.4 | 27900 | 2477 | 3.3 | 3.1 | Non Federally-Regulated | 11/13/2018 |  | 07/16/2020
AAON, Inc. | AAON, Inc. | M2-003-1-H-BCAC-V0-10-000-A |  | Ground-Source | WBAHP: Heat Pump Packaged Unit | Both Heat Pump and Electric Re | 208 | 1 |  |  |  | Single-Speed |  |  |  | 35200 | 2550 | 13.8 | 13.4 | 29100 | 2751 | 3.1 | 3.1 | Non Federally-Regulated | 11/28/2018 |  | 07/16/2020
AAON, Inc. | AAON, Inc. | M2-003-1-H-BCBC-V0-10-000-A |  | Ground-Source | WBAHP: Heat Pump Packaged Unit | Both Heat Pump and Electric Re | 208 | 1 |  |  |  | Single-Speed |  |  |  | 41900 | 2277 | 18.4 | 13.4 | 28900 | 2352 | 3.6 | 3.1 | Non Federally-Regulated | 11/13/2018 |  | 07/16/2020
AAON, Inc. | AAON, Inc. | SB-003-4-0-BCBC-V0-10-000-A |  | Ground-Source | WBAHP: Heat Pump Packaged Unit | Both Heat Pump and Electric Re | 575 | 3 |  |  |  | Single-Speed |  |  |  | 38100 | 2411 | 15.8 | 13.4 | 28400 | 2601 | 3.2 | 3.1 | Non Federally-Regulated | 11/13/2018 |  | 07/16/2020
AAON, Inc. | AAON, Inc. | M2-003-1-H-BCAC-V0-10-000-A |  | Water-Source | WBAHP: Heat Pump Packaged Unit | Both Heat Pump and Electric Re | 208 | 1 |  |  |  | Single-Speed |  |  |  | 34100 | 2623 | 13 | 11.2 | 45300 | 3087 | 4.3 | 4.2 | Federally-Regulated Commercial & Industrial Equipment | 11/28/2018 |  | 07/16/2020
AAON, Inc. | AAON, Inc. | SB-003-2-0-BCBC-V0-10-000-A |  | Ground-Source | WBAHP: Heat Pump Packaged Unit | Both Heat Pump and Electric Re | 208 | 3 |  |  |  | Single-Speed |  |  |  | 38100 | 2411 | 15.8 | 13.4 | 28400 | 2601 | 3.2 | 3.1 | Non Federally-Regulated | 11/13/2018 |  | 07/16/2020
AAON, Inc. | AAON, Inc. | SB-005-1-0-BCAC-V0-10-000-A |  | Water-Source | WBAHP: Heat Pump Packaged Unit | Both Heat Pump and Electric Re | 208 | 1 |  |  |  | Single-Speed |  |  |  | 51100 | 3813 | 13.4 | 11.2 | 56300 | 3837 | 4.3 | 4.2 | Federally-Regulated Commercial & Industrial Equipment | 05/06/2020 | 202330493 | 07/16/2020
AAON, Inc. | AAON, Inc. | SB-005-4-0-BCBC-V0-10-000-A |  | Water-Source | WBAHP: Heat Pump Packaged Unit | Both Heat Pump and Electric Re | 575 | 3 |  |  |  | Single-Speed |  |  |  | 53700 | 3948 | 13.6 | 11.2 | 57100 | 3891 | 4.3 | 4.2 | Federally-Regulated Commercial & Industrial Equipment | 05/06/2020 | 202330500 | 07/16/2020
AAON, Inc. | AAON, Inc. | M2-003-1-H-DCBC-S0-10-000-A |  | Ground-Source | WBAHP: Heat Pump Packaged Unit | Both Heat Pump and Electric Re | 208 | 1 |  |  |  | Single-Speed |  |  |  | 33300 | 2328 | 14.3 | 13.4 | 26300 | 2335 | 3.3 | 3.1 | Non Federally-Regulated | 11/14/2018 |  | 07/16/2020
AAON, Inc. | AAON, Inc. | SB-005-1-0-BCAC-V0-10-000-A |  | Ground-Water-Source | WBAHP: Heat Pump Packaged Unit | Both Heat Pump and Electric Re | 208 | 1 |  |  |  | Single-Speed |  |  |  | 56600 | 2902 | 19.5 | 16.2 | 63000 | 4734 | 3.9 | 3.6 | Non Federally-Regulated | 05/06/2020 | 202330493 | 07/16/2020
AAON, Inc. | AAON, Inc. | SB-005-2-0-BCBC-V0-10-000-A |  | Ground-Water-Source | WBAHP: Heat Pump Packaged Unit | Both Heat Pump and Electric Re | 208 | 3 |  |  |  | Single-Speed |  |  |  | 59600 | 3010 | 19.8 | 16.2 | 62300 | 4804 | 3.8 | 3.6 | Non Federally-Regulated | 05/06/2020 | 202330496 | 07/16/2020
AAON, Inc. | AAON, Inc. | M2-003-1-H-BCAC-V0-10-000-A |  | Ground-Water-Source | WBAHP: Heat Pump Packaged Unit | Both Heat Pump and Electric Re | 208 | 1 |  |  |  | Single-Speed |  |  |  | 38200 | 2064 | 18.5 | 16.2 | 38000 | 3093 | 3.6 | 3.6 | Non Federally-Regulated | 11/28/2018 |  | 07/16/2020
AAON, Inc. | AAON, Inc. | M2-003-2-H-BCAC-V0-10-000-A |  | Ground-Source | WBAHP: Heat Pump Packaged Unit | Both Heat Pump and Electric Re | 208 | 3 |  |  |  | Single-Speed |  |  |  | 35200 | 2550 | 13.8 | 13.4 | 29100 | 2751 | 3.1 | 3.1 | Non Federally-Regulated | 11/13/2018 |  | 07/16/2020
AAON, Inc. | AAON, Inc. | SB-005-3-0-BCAC-V0-10-000-A |  | Ground-Water-Source | WBAHP: Heat Pump Packaged Unit | Both Heat Pump and Electric Re | 460 | 3 |  |  |  | Single-Speed |  |  |  | 56600 | 2902 | 19.5 | 16.2 | 63000 | 4734 | 3.9 | 3.6 | Non Federally-Regulated | 05/06/2020 | 202330497 | 07/16/2020
AAON, Inc. | AAON, Inc. | SB-005-4-0-BCAC-V0-10-000-A |  | Water-Source | WBAHP: Heat Pump Packaged Unit | Both Heat Pump and Electric Re | 575 | 3 |  |  |  | Single-Speed |  |  |  | 51100 | 3813 | 13.4 | 11.2 | 56300 | 3837 | 4.3 | 4.2 | Federally-Regulated Commercial & Industrial Equipment | 05/06/2020 | 202330499 | 07/16/2020
AAON, Inc. | AAON, Inc. | SB-005-2-0-BCAC-V0-10-000-A |  | Water-Source | WBAHP: Heat Pump Packaged Unit | Both Heat Pump and Electric Re | 208 | 3 |  |  |  | Single-Speed |  |  |  | 51100 | 3813 | 13.4 | 11.2 | 56300 | 3837 | 4.3 | 4.2 | Federally-Regulated Commercial & Industrial Equipment | 05/06/2020 | 202330495 | 07/16/2020
AAON, Inc. | AAON, Inc. | SB-005-1-0-BCBC-V0-10-000-A |  | Ground-Water-Source | WBAHP: Heat Pump Packaged Unit | Both Heat Pump and Electric Re | 208 | 1 |  |  |  | Single-Speed |  |  |  | 59600 | 3010 | 19.8 | 16.2 | 62300 | 4804 | 3.8 | 3.6 | Non Federally-Regulated | 05/06/2020 | 202330494 | 07/16/2020
AAON, Inc. | AAON, Inc. | SB-005-3-0-BCBC-V0-10-000-A |  | Ground-Water-Source | WBAHP: Heat Pump Packaged Unit | Both Heat Pump and Electric Re | 460 | 3 |  |  |  | Single-Speed |  |  |  | 59600 | 3010 | 19.8 | 16.2 | 62300 | 4804 | 3.8 | 3.6 | Non Federally-Regulated | 05/06/2020 | 202330498 | 07/16/2020
AAON, Inc. | AAON, Inc. | SB-005-4-0-BCBC-V0-10-000-A |  | Ground-Water-Source | WBAHP: Heat Pump Packaged Unit | Both Heat Pump and Electric Re | 575 | 3 |  |  |  | Single-Speed |  |  |  | 59600 | 3010 | 19.8 | 16.2 | 62300 | 4804 | 3.8 | 3.6 | Non Federally-Regulated | 05/06/2020 | 202330500 | 07/16/2020
AAON, Inc. | AAON, Inc. | M2-003-2-H-BCBC-V0-10-000-A |  | Ground-Source | WBAHP: Heat Pump Packaged Unit | Both Heat Pump and Electric Re | 208 | 3 |  |  |  | Single-Speed |  |  |  | 41900 | 2277 | 18.4 | 13.4 | 28900 | 2352 | 3.6 | 3.1 | Non Federally-Regulated | 11/13/2018 |  | 07/16/2020
AAON, Inc. | AAON, Inc. | SB-005-4-0-BCAC-V0-10-000-A |  | Ground-Water-Source | WBAHP: Heat Pump Packaged Unit | Both Heat Pump and Electric Re | 575 | 3 |  |  |  | Single-Speed |  |  |  | 56600 | 2902 | 19.5 | 16.2 | 63000 | 4734 | 3.9 | 3.6 | Non Federally-Regulated | 05/06/2020 | 202330499 | 07/16/2020
AAON, Inc. | AAON, Inc. | SB-003-3-0-BCBC-V0-10-000-A |  | Ground-Source | WBAHP: Heat Pump Packaged Unit | Both Heat Pump and Electric Re | 460 | 3 |  |  |  | Single-Speed |  |  |  | 38100 | 2411 | 15.8 | 13.4 | 28400 | 2601 | 3.2 | 3.1 | Non Federally-Regulated | 11/13/2018 |  | 07/16/2020
AAON, Inc. | AAON, Inc. | SB-005-3-0-BCBC-V0-10-000-A |  | Water-Source | WBAHP: Heat Pump Packaged Unit | Both Heat Pump and Electric Re | 460 | 3 |  |  |  | Single-Speed |  |  |  | 53700 | 3948 | 13.6 | 11.2 | 57100 | 3891 | 4.3 | 4.2 | Federally-Regulated Commercial & Industrial Equipment | 05/06/2020 | 202330498 | 07/16/2020
AAON, Inc. | AAON, Inc. | M2-003-3-H-BCAC-V0-10-000-A |  | Ground-Source | WBAHP: Heat Pump Packaged Unit | Both Heat Pump and Electric Re | 460 | 3 |  |  |  | Single-Speed |  |  |  | 35200 | 2550 | 13.8 | 13.4 | 29100 | 2751 | 3.1 | 3.1 | Non Federally-Regulated | 11/14/2018 |  | 07/16/2020
AAON, Inc. | AAON, Inc. | M2-003-2-H-DCAC-S0-10-000-A |  | Ground-Source | WBAHP: Heat Pump Packaged Unit | Both Heat Pump and Electric Re | 208 | 3 |  |  |  | Single-Speed |  |  |  | 32400 | 1928 | 16.8 | 13.4 | 26200 | 2326 | 3.3 | 3.1 | Non Federally-Regulated | 11/13/2018 |  | 07/16/2020
AAON, Inc. | AAON, Inc. | SB-003-3-0-BCAC-V0-10-000-A |  | Ground-Source | WBAHP: Heat Pump Packaged Unit | Both Heat Pump and Electric Re | 460 | 3 |  |  |  | Single-Speed |  |  |  | 37300 | 2316 | 16.1 | 13.4 | 27900 | 2477 | 3.3 | 3.1 | Non Federally-Regulated | 11/13/2018 |  | 07/16/2020
AAON, Inc. | AAON, Inc. | SB-005-1-0-BCBC-V0-10-000-A |  | Water-Source | WBAHP: Heat Pump Packaged Unit | Both Heat Pump and Electric Re | 208 | 1 |  |  |  | Single-Speed |  |  |  | 53700 | 3948 | 13.6 | 11.2 | 57100 | 3891 | 4.3 | 4.2 | Federally-Regulated Commercial & Industrial Equipment | 05/06/2020 | 202330494 | 07/16/2020
Trane U.S. Inc. | Trane | DXVF0363 |  | Water-Source | WBAHP: Heat Pump Packaged Unit | Heat Pump | 208 | 3 |  |  |  | Dual-Speed |  |  |  | 37200 | 2240 | 16.6 |  | 47100 | 2706 | 5.1 |  | Federally-Regulated Commercial & Industrial Equipment | 07/16/2020 | 8105969 | 07/16/2020
Trane U.S. Inc. | Trane | DXVF0363 |  | Ground-Water-Source | WBAHP: Heat Pump Packaged Unit | Heat Pump | 208 | 3 |  |  |  | Dual-Speed |  |  |  | 40700 | 1688 | 24.1 |  | 38800 | 2419 | 4.7 |  | Non Federally-Regulated | 07/16/2020 | 8105969 | 07/16/2020
Trane U.S. Inc. | Trane | DXVF0241 |  | Ground-Water-Source | WBAHP: Heat Pump Packaged Unit | Heat Pump | 208 | 1 |  |  |  | Dual-Speed |  |  |  | 28000 | 1085 | 25.8 |  | 25400 | 1519 | 4.9 |  | Non Federally-Regulated | 07/16/2020 | 8105950 | 07/16/2020
Trane U.S. Inc. | Trane | DXHF0483 |  | Ground-Source | WBAHP: Heat Pump Packaged Unit | Heat Pump | 208 | 3 |  |  |  | Dual-Speed |  |  |  | 53000 | 2717 | 19.5 |  | 38800 | 2915 | 3.9 |  | Non Federally-Regulated | 07/16/2020 | 8105928 | 07/16/2020
Trane U.S. Inc. | Trane | DXHF0363 |  | Water-Source | WBAHP: Heat Pump Packaged Unit | Heat Pump | 208 | 3 |  |  |  | Dual-Speed |  |  |  | 37400 | 2294 | 16.3 |  | 47500 | 2729 | 5.1 |  | Federally-Regulated Commercial & Industrial Equipment | 07/16/2020 | 8105922 | 07/16/2020
Trane U.S. Inc. | Trane | DXHF0484 |  | Ground-Source | WBAHP: Heat Pump Packaged Unit | Heat Pump | 460 | 3 |  |  |  | Dual-Speed |  |  |  | 53000 | 2717 | 19.5 |  | 38800 | 2915 | 3.9 |  | Non Federally-Regulated | 07/16/2020 | 8105929 | 07/16/2020
Trane U.S. Inc. | Trane | DXHF0483 |  | Water-Source | WBAHP: Heat Pump Packaged Unit | Heat Pump | 208 | 3 |  |  |  | Dual-Speed |  |  |  | 51200 | 2976 | 17.2 |  | 62400 | 3386 | 5.4 |  | Federally-Regulated Commercial & Industrial Equipment | 07/16/2020 | 8105928 | 07/16/2020
Trane U.S. Inc. | Trane | DXHF0484 |  | Water-Source | WBAHP: Heat Pump Packaged Unit | Heat Pump | 460 | 3 |  |  |  | Dual-Speed |  |  |  | 51200 | 2976 | 17.2 |  | 62400 | 3386 | 5.4 |  | Federally-Regulated Commercial & Industrial Equipment | 07/16/2020 | 8105929 | 07/16/2020
Trane U.S. Inc. | Trane | DXVF0241 |  | Ground-Source | WBAHP: Heat Pump Packaged Unit | Heat Pump | 208 | 1 |  |  |  | Dual-Speed |  |  |  | 26400 | 1306 | 20.2 |  | 19300 | 1414 | 4 |  | Non Federally-Regulated | 07/16/2020 | 8105950 | 07/16/2020
Trane U.S. Inc. | Trane | EXVF0127 |  | Ground-Source | WBAHP: Heat Pump Packaged Unit | Heat Pump | 265 | 1 |  |  |  | Single-Speed |  |  |  | 13100 | 719 | 18.2 |  | 9400 | 736 | 3.7 |  | Non Federally-Regulated | 07/16/2020 | 6966789 | 07/16/2020
Trane U.S. Inc. | Trane | DXHF0247 |  | Ground-Source | WBAHP: Heat Pump Packaged Unit | Heat Pump | 265 | 1 |  |  |  | Dual-Speed |  |  |  | 27400 | 1343 | 20.4 |  | 18700 | 1442 | 3.8 |  | Non Federally-Regulated | 07/16/2020 | 8105912 | 07/16/2020
Trane U.S. Inc. | Trane | DXVF0363 |  | Ground-Source | WBAHP: Heat Pump Packaged Unit | Heat Pump | 208 | 3 |  |  |  | Dual-Speed |  |  |  | 38400 | 2010 | 19.1 |  | 30200 | 2212 | 4 |  | Non Federally-Regulated | 07/16/2020 | 8105969 | 07/16/2020
Trane U.S. Inc. | Trane | DXHF0481 |  | Ground-Water-Source | WBAHP: Heat Pump Packaged Unit | Heat Pump | 208 | 1 |  |  |  | Dual-Speed |  |  |  | 56600 | 2291 | 24.7 |  | 50800 | 3101 | 4.8 |  | Non Federally-Regulated | 07/16/2020 | 8105926 | 07/16/2020
Trane U.S. Inc. | Trane | EXHF0127 |  | Ground-Water-Source | WBAHP: Heat Pump Packaged Unit | Heat Pump | 265 | 1 |  |  |  | Single-Speed |  |  |  | 14000 | 558 | 25.08 |  | 11900 | 809 | 4.3 |  | Non Federally-Regulated | 07/16/2020 | 6965859 | 07/16/2020
Trane U.S. Inc. | Trane | DXHF0243 |  | Ground-Source | WBAHP: Heat Pump Packaged Unit | Heat Pump | 208 | 3 |  |  |  | Dual-Speed |  |  |  | 27400 | 1343 | 20.4 |  | 18700 | 1442 | 3.8 |  | Non Federally-Regulated | 07/16/2020 | 8105909 | 07/16/2020
Trane U.S. Inc. | Trane | DXHF0483 |  | Ground-Water-Source | WBAHP: Heat Pump Packaged Unit | Heat Pump | 208 | 3 |  |  |  | Dual-Speed |  |  |  | 56600 | 2291 | 24.7 |  | 50800 | 3101 | 4.8 |  | Non Federally-Regulated | 07/16/2020 | 8105928 | 07/16/2020
Trane U.S. Inc. | Trane | DXVF0247 |  | Ground-Source | WBAHP: Heat Pump Packaged Unit | Heat Pump | 265 | 1 |  |  |  | Dual-Speed |  |  |  | 26400 | 1306 | 20.2 |  | 19300 | 1414 | 4 |  | Non Federally-Regulated | 07/16/2020 | 8105965 | 07/16/2020
Trane U.S. Inc. | Trane | DXHF0244 |  | Water-Source | WBAHP: Heat Pump Packaged Unit | Heat Pump | 460 | 3 |  |  |  | Dual-Speed |  |  |  | 26200 | 1480 | 17.7 |  | 31700 | 1720 | 5.4 |  | Federally-Regulated Commercial & Industrial Equipment | 07/16/2020 | 8105911 | 07/16/2020
Trane U.S. Inc. | Trane | DXVF0244 |  | Ground-Source | WBAHP: Heat Pump Packaged Unit | Heat Pump | 460 | 3 |  |  |  | Dual-Speed |  |  |  | 26400 | 1306 | 20.2 |  | 19300 | 1414 | 4 |  | Non Federally-Regulated | 07/16/2020 | 8105960 | 07/16/2020
Trane U.S. Inc. | Trane | DXHF0367 |  | Ground-Water-Source | WBAHP: Heat Pump Packaged Unit | Heat Pump | 265 | 1 |  |  |  | Dual-Speed |  |  |  | 41800 | 1734 | 24.1 |  | 39500 | 2463 | 4.7 |  | Non Federally-Regulated | 07/16/2020 | 8105924 | 07/16/2020
Trane U.S. Inc. | Trane | DXVF0244 |  | Ground-Water-Source | WBAHP: Heat Pump Packaged Unit | Heat Pump | 460 | 3 |  |  |  | Dual-Speed |  |  |  | 28000 | 1085 | 25.8 |  | 25400 | 1519 | 4.9 |  | Non Federally-Regulated | 07/16/2020 | 8105960 | 07/16/2020
Trane U.S. Inc. | Trane | DXHF0241 |  | Water-Source | WBAHP: Heat Pump Packaged Unit | Heat Pump | 208 | 1 |  |  |  | Dual-Speed |  |  |  | 26200 | 1480 | 17.7 |  | 31700 | 1720 | 5.4 |  | Federally-Regulated Commercial & Industrial Equipment | 07/16/2020 | 8103479 | 07/16/2020
Trane U.S. Inc. | Trane | DXHF0244 |  | Ground-Water-Source | WBAHP: Heat Pump Packaged Unit | Heat Pump | 460 | 3 |  |  |  | Dual-Speed |  |  |  | 29100 | 1119 | 26 |  | 25600 | 1596 | 4.7 |  | Non Federally-Regulated | 07/16/2020 | 8105911 | 07/16/2020
Trane U.S. Inc. | Trane | DXHF0243 |  | Ground-Water-Source | WBAHP: Heat Pump Packaged Unit | Heat Pump | 208 | 3 |  |  |  | Dual-Speed |  |  |  | 29100 | 1119 | 26 |  | 25600 | 1596 | 4.7 |  | Non Federally-Regulated | 07/16/2020 | 8105909 | 07/16/2020
Trane U.S. Inc. | Trane | DXHF0481 |  | Water-Source | WBAHP: Heat Pump Packaged Unit | Heat Pump | 208 | 1 |  |  |  | Dual-Speed |  |  |  | 51200 | 2976 | 17.2 |  | 62400 | 3386 | 5.4 |  | Federally-Regulated Commercial & Industrial Equipment | 07/16/2020 | 8105926 | 07/16/2020
Trane U.S. Inc. | Trane | DXVF0361 |  | Ground-Water-Source | WBAHP: Heat Pump Packaged Unit | Heat Pump | 208 | 1 |  |  |  | Dual-Speed |  |  |  | 40700 | 1688 | 24.1 |  | 38800 | 2419 | 4.7 |  | Non Federally-Regulated | 07/16/2020 | 8105967 | 07/16/2020
Trane U.S. Inc. | Trane | DXHF0361 |  | Water-Source | WBAHP: Heat Pump Packaged Unit | Heat Pump | 208 | 1 |  |  |  | Dual-Speed |  |  |  | 37400 | 2294 | 16.3 |  | 47500 | 2729 | 5.1 |  | Federally-Regulated Commercial & Industrial Equipment | 07/16/2020 | 8105914 | 07/16/2020
Trane U.S. Inc. | Trane | DXVF0361 |  | Ground-Source | WBAHP: Heat Pump Packaged Unit | Heat Pump | 208 | 1 |  |  |  | Dual-Speed |  |  |  | 38400 | 2010 | 19.1 |  | 30200 | 2212 | 4 |  | Non Federally-Regulated | 07/16/2020 | 8105967 | 07/16/2020
Trane U.S. Inc. | Trane | EXHF0127 |  | Water-Source | WBAHP: Heat Pump Packaged Unit | Heat Pump | 265 | 1 |  |  |  | Single-Speed |  |  |  | 11900 | 813 | 14.62 |  | 14600 | 859 | 5 |  | Federally-Regulated Commercial & Industrial Equipment | 07/16/2020 | 6965859 | 07/16/2020
Trane U.S. Inc. | Trane | DXVF0247 |  | Water-Source | WBAHP: Heat Pump Packaged Unit | Heat Pump | 265 | 1 |  |  |  | Dual-Speed |  |  |  | 25700 | 1451 | 17.7 |  | 31300 | 1730 | 5.3 |  | Federally-Regulated Commercial & Industrial Equipment | 07/16/2020 | 8105965 | 07/16/2020
Trane U.S. Inc. | Trane | DXVF0241 |  | Water-Source | WBAHP: Heat Pump Packaged Unit | Heat Pump | 208 | 1 |  |  |  | Dual-Speed |  |  |  | 25700 | 1451 | 17.7 |  | 31300 | 1730 | 5.3 |  | Federally-Regulated Commercial & Industrial Equipment | 07/16/2020 | 8105950 | 07/16/2020
Trane U.S. Inc. | Trane | DXHF0367 |  | Ground-Source | WBAHP: Heat Pump Packaged Unit | Heat Pump | 265 | 1 |  |  |  | Dual-Speed |  |  |  | 39100 | 2090 | 18.7 |  | 29200 | 2252 | 3.8 |  | Non Federally-Regulated | 07/16/2020 | 8105924 | 07/16/2020
Trane U.S. Inc. | Trane | DXHF0361 |  | Ground-Source | WBAHP: Heat Pump Packaged Unit | Heat Pump | 208 | 1 |  |  |  | Dual-Speed |  |  |  | 39100 | 2090 | 18.7 |  | 29200 | 2252 | 3.8 |  | Non Federally-Regulated | 07/16/2020 | 8105914 | 07/16/2020
Trane U.S. Inc. | Trane | DXHF0363 |  | Ground-Source | WBAHP: Heat Pump Packaged Unit | Heat Pump | 208 | 3 |  |  |  | Dual-Speed |  |  |  | 39100 | 2090 | 18.7 |  | 29200 | 2252 | 3.8 |  | Non Federally-Regulated | 07/16/2020 | 8105922 | 07/16/2020
Trane U.S. Inc. | Trane | DXVF0361 |  | Water-Source | WBAHP: Heat Pump Packaged Unit | Heat Pump | 208 | 1 |  |  |  | Dual-Speed |  |  |  | 37200 | 2240 | 16.6 |  | 47100 | 2706 | 5.1 |  | Federally-Regulated Commercial & Industrial Equipment | 07/16/2020 | 8105967 | 07/16/2020
Trane U.S. Inc. | Trane | DXHF0247 |  | Ground-Water-Source | WBAHP: Heat Pump Packaged Unit | Heat Pump | 265 | 1 |  |  |  | Dual-Speed |  |  |  | 29100 | 1119 | 26 |  | 25600 | 1596 | 4.7 |  | Non Federally-Regulated | 07/16/2020 | 8105912 | 07/16/2020
Trane U.S. Inc. | Trane | DXHF0481 |  | Ground-Source | WBAHP: Heat Pump Packaged Unit | Heat Pump | 208 | 1 |  |  |  | Dual-Speed |  |  |  | 53000 | 2717 | 19.5 |  | 38800 | 2915 | 3.9 |  | Non Federally-Regulated | 07/16/2020 | 8105926 | 07/16/2020
Trane U.S. Inc. | Trane | DXVF0244 |  | Water-Source | WBAHP: Heat Pump Packaged Unit | Heat Pump | 460 | 3 |  |  |  | Dual-Speed |  |  |  | 25700 | 1451 | 17.7 |  | 31300 | 1730 | 5.3 |  | Federally-Regulated Commercial & Industrial Equipment | 07/16/2020 | 8105960 | 07/16/2020
Trane U.S. Inc. | Trane | DXHF0361 |  | Ground-Water-Source | WBAHP: Heat Pump Packaged Unit | Heat Pump | 208 | 1 |  |  |  | Dual-Speed |  |  |  | 41800 | 1734 | 24.1 |  | 39500 | 2463 | 4.7 |  | Non Federally-Regulated | 07/16/2020 | 8105914 | 07/16/2020
Trane U.S. Inc. | Trane | DXHF0363 |  | Ground-Water-Source | WBAHP: Heat Pump Packaged Unit | Heat Pump | 208 | 3 |  |  |  | Dual-Speed |  |  |  | 41800 | 1734 | 24.1 |  | 39500 | 2463 | 4.7 |  | Non Federally-Regulated | 07/16/2020 | 8105922 | 07/16/2020
Trane U.S. Inc. | Trane | DXHF0367 |  | Water-Source | WBAHP: Heat Pump Packaged Unit | Heat Pump | 265 | 1 |  |  |  | Dual-Speed |  |  |  | 37400 | 2294 | 16.3 |  | 47500 | 2729 | 5.1 |  | Federally-Regulated Commercial & Industrial Equipment | 07/16/2020 | 8105924 | 07/16/2020
Trane U.S. Inc. | Trane | DXHF0243 |  | Water-Source | WBAHP: Heat Pump Packaged Unit | Heat Pump | 208 | 3 |  |  |  | Dual-Speed |  |  |  | 26200 | 1480 | 17.7 |  | 31700 | 1720 | 5.4 |  | Federally-Regulated Commercial & Industrial Equipment | 07/16/2020 | 8105909 | 07/16/2020
Trane U.S. Inc. | Trane | DXVF0247 |  | Ground-Water-Source | WBAHP: Heat Pump Packaged Unit | Heat Pump | 265 | 1 |  |  |  | Dual-Speed |  |  |  | 28000 | 1085 | 25.8 |  | 25400 | 1519 | 4.9 |  | Non Federally-Regulated | 07/16/2020 | 8105965 | 07/16/2020
Trane U.S. Inc. | Trane | DXVF0243 |  | Ground-Source | WBAHP: Heat Pump Packaged Unit | Heat Pump | 208 | 3 |  |  |  | Dual-Speed |  |  |  | 26400 | 1306 | 20.2 |  | 19300 | 1414 | 4 |  | Non Federally-Regulated | 07/16/2020 | 8105956 | 07/16/2020
Trane U.S. Inc. | Trane | EXVF0127 |  | Water-Source | WBAHP: Heat Pump Packaged Unit | Heat Pump | 265 | 1 |  |  |  | Single-Speed |  |  |  | 12400 | 806 | 15.37 |  | 15100 | 855 | 5.2 |  | Federally-Regulated Commercial & Industrial Equipment | 07/16/2020 | 6966789 | 07/16/2020
Trane U.S. Inc. | Trane | DXHF0244 |  | Ground-Source | WBAHP: Heat Pump Packaged Unit | Heat Pump | 460 | 3 |  |  |  | Dual-Speed |  |  |  | 27400 | 1343 | 20.4 |  | 18700 | 1442 | 3.8 |  | Non Federally-Regulated | 07/16/2020 | 8105911 | 07/16/2020
Trane U.S. Inc. | Trane | DXVF0243 |  | Water-Source | WBAHP: Heat Pump Packaged Unit | Heat Pump | 208 | 3 |  |  |  | Dual-Speed |  |  |  | 25700 | 1451 | 17.7 |  | 31300 | 1730 | 5.3 |  | Federally-Regulated Commercial & Industrial Equipment | 07/16/2020 | 8105956 | 07/16/2020
Trane U.S. Inc. | Trane | DXHF0364 |  | Ground-Source | WBAHP: Heat Pump Packaged Unit | Heat Pump | 460 | 3 |  |  |  | Dual-Speed |  |  |  | 39100 | 2090 | 18.7 |  | 29200 | 2252 | 3.8 |  | Non Federally-Regulated | 07/16/2020 | 8105923 | 07/16/2020
Trane U.S. Inc. | Trane | DXHF0241 |  | Ground-Water-Source | WBAHP: Heat Pump Packaged Unit | Heat Pump | 208 | 1 |  |  |  | Dual-Speed |  |  |  | 29100 | 1119 | 26 |  | 25600 | 1596 | 4.7 |  | Non Federally-Regulated | 07/16/2020 | 8103479 | 07/16/2020
Trane U.S. Inc. | Trane | DXHF0241 |  | Ground-Source | WBAHP: Heat Pump Packaged Unit | Heat Pump | 208 | 1 |  |  |  | Dual-Speed |  |  |  | 27400 | 1343 | 20.4 |  | 18700 | 1442 | 3.8 |  | Non Federally-Regulated | 07/16/2020 | 8103479 | 07/16/2020
Trane U.S. Inc. | Trane | DXHF0364 |  | Water-Source | WBAHP: Heat Pump Packaged Unit | Heat Pump | 460 | 3 |  |  |  | Dual-Speed |  |  |  | 37400 | 2294 | 16.3 |  | 47500 | 2729 | 5.1 |  | Federally-Regulated Commercial & Industrial Equipment | 07/16/2020 | 8105923 | 07/16/2020
Trane U.S. Inc. | Trane | DXHF0484 |  | Ground-Water-Source | WBAHP: Heat Pump Packaged Unit | Heat Pump | 460 | 3 |  |  |  | Dual-Speed |  |  |  | 56600 | 2291 | 24.7 |  | 50800 | 3101 | 4.8 |  | Non Federally-Regulated | 07/16/2020 | 8105929 | 07/16/2020
Trane U.S. Inc. | Trane | DXVF0243 |  | Ground-Water-Source | WBAHP: Heat Pump Packaged Unit | Heat Pump | 208 | 3 |  |  |  | Dual-Speed |  |  |  | 28000 | 1085 | 25.8 |  | 25400 | 1519 | 4.9 |  | Non Federally-Regulated | 07/16/2020 | 8105956 | 07/16/2020
Trane U.S. Inc. | Trane | EXHF0127 |  | Ground-Source | WBAHP: Heat Pump Packaged Unit | Heat Pump | 265 | 1 |  |  |  | Single-Speed |  |  |  | 12700 | 716 | 17.73 |  | 9000 | 764 | 3.5 |  | Non Federally-Regulated | 07/16/2020 | 6965859 | 07/16/2020
Trane U.S. Inc. | Trane | DXHF0247 |  | Water-Source | WBAHP: Heat Pump Packaged Unit | Heat Pump | 265 | 1 |  |  |  | Dual-Speed |  |  |  | 26200 | 1480 | 17.7 |  | 31700 | 1720 | 5.4 |  | Federally-Regulated Commercial & Industrial Equipment | 07/16/2020 | 8105912 | 07/16/2020
Trane U.S. Inc. | Trane | EXVF0127 |  | Ground-Water-Source | WBAHP: Heat Pump Packaged Unit | Heat Pump | 265 | 1 |  |  |  | Single-Speed |  |  |  | 14200 | 559 | 25.37 |  | 12400 | 807 | 4.5 |  | Non Federally-Regulated | 07/16/2020 | 6966789 | 07/16/2020
Trane U.S. Inc. | Trane | DXHF0364 |  | Ground-Water-Source | WBAHP: Heat Pump Packaged Unit | Heat Pump | 460 | 3 |  |  |  | Dual-Speed |  |  |  | 41800 | 1734 | 24.1 |  | 39500 | 2463 | 4.7 |  | Non Federally-Regulated | 07/16/2020 | 8105923 | 07/16/2020
Waterfurnace International, Inc. | 3 SERIES | LD(V,H)024A |  | Ground-Water-Source | WBAHP: Heat Pump Packaged Unit | Heat Pump | 208 | 1 |  |  |  | Dual-Speed |  |  |  | 25100 | 1218 | 20.6 | 16.2 | 23500 | 1565 | 4.4 | 3.6 | Non Federally-Regulated | 02/07/2019 |  | 07/16/2020
Waterfurnace International, Inc. | 3 SERIES | LD(V,H)060B |  | Ground-Source | WBAHP: Heat Pump Packaged Unit | Heat Pump | 208 | 1 |  |  |  | Dual-Speed |  |  |  | 59900 | 3630 | 16.5 | 13.4 | 45300 | 3904 | 3.4 | 3.1 | Non Federally-Regulated | 04/24/2019 |  | 07/16/2020
Waterfurnace International, Inc. | 3 SERIES | LD(V,H)072A |  | Water-Source | WBAHP: Heat Pump Packaged Unit | Heat Pump | 208 | 1 |  |  |  | Dual-Speed |  |  |  | 64400 | 4472 | 14.4 | 11.2 | 82800 | 5392 | 4.5 | 4.2 | Federally-Regulated Commercial & Industrial Equipment | 02/07/2019 |  | 07/16/2020
Waterfurnace International, Inc. | 3 SERIES | LD(V,H)024A |  | Water-Source | WBAHP: Heat Pump Packaged Unit | Heat Pump | 230 | 1 |  |  |  | Dual-Speed |  |  |  | 22000 | 1582 | 13.9 | 11.2 | 28300 | 1692 | 4.9 | 4.2 | Federally-Regulated Commercial & Industrial Equipment | 02/16/2016 |  | 07/16/2020
Waterfurnace International, Inc. | 3 SERIES | LD(V,H)036A |  | Water-Source | WBAHP: Heat Pump Packaged Unit | Heat Pump | 230 | 1 |  |  |  | Dual-Speed |  |  |  | 33700 | 2496 | 13.5 | 11.2 | 42500 | 2650 | 4.7 | 4.2 | Federally-Regulated Commercial & Industrial Equipment | 02/16/2016 |  | 07/16/2020
Waterfurnace International, Inc. | 3 SERIES | LD(V,H)036A |  | Water-Source | WBAHP: Heat Pump Packaged Unit | Heat Pump | 208 | 1 |  |  |  | Dual-Speed |  |  |  | 33700 | 2496 | 13.5 | 11.2 | 42500 | 2650 | 4.7 | 4.2 | Federally-Regulated Commercial & Industrial Equipment | 02/07/2019 |  | 07/16/2020
Waterfurnace International, Inc. | 3 SERIES | LD(V,H)072A |  | Water-Source | WBAHP: Heat Pump Packaged Unit | Heat Pump | 230 | 1 |  |  |  | Dual-Speed |  |  |  | 64400 | 4472 | 14.4 | 11.2 | 82800 | 5392 | 4.5 | 4.2 | Federally-Regulated Commercial & Industrial Equipment | 02/16/2016 |  | 07/16/2020
Waterfurnace International, Inc. | 3 SERIES | LD(V,H)036A |  | Ground-Source | WBAHP: Heat Pump Packaged Unit | Heat Pump | 230 | 1 |  |  |  | Dual-Speed |  |  |  | 35100 | 2264 | 15.5 | 13.4 | 26000 | 2116 | 3.6 | 3.1 | Non Federally-Regulated | 02/16/2016 |  | 07/16/2020
Waterfurnace International, Inc. | 3 SERIES | LD(V,H)036A |  | Ground-Water-Source | WBAHP: Heat Pump Packaged Unit | Heat Pump | 230 | 1 |  |  |  | Dual-Speed |  |  |  | 38000 | 1928 | 19.7 | 16.2 | 35500 | 2477 | 4.2 | 3.6 | Non Federally-Regulated | 02/16/2016 |  | 07/16/2020
Waterfurnace International, Inc. | 3 SERIES | LD(V,H)060B |  | Ground-Water-Source | WBAHP: Heat Pump Packaged Unit | Heat Pump | 208 | 1 |  |  |  | Dual-Speed |  |  |  | 64100 | 3096 | 20.7 | 16.2 | 56500 | 4139 | 4 | 3.6 | Non Federally-Regulated | 04/24/2019 |  | 07/16/2020
Waterfurnace International, Inc. | 3 SERIES | LD(V,H)024A |  | Ground-Source | WBAHP: Heat Pump Packaged Unit | Heat Pump | 230 | 1 |  |  |  | Dual-Speed |  |  |  | 23100 | 1480 | 15.6 | 13.4 | 18900 | 1457 | 3.8 | 3.1 | Non Federally-Regulated | 02/16/2016 |  | 07/16/2020
Waterfurnace International, Inc. | 3 SERIES | LD(V,H)024A |  | Water-Source | WBAHP: Heat Pump Packaged Unit | Heat Pump | 208 | 1 |  |  |  | Dual-Speed |  |  |  | 22000 | 1582 | 13.9 | 11.2 | 28300 | 1692 | 4.9 | 4.2 | Federally-Regulated Commercial & Industrial Equipment | 02/07/2019 |  | 07/16/2020
Waterfurnace International, Inc. | 3 SERIES | LD(V,H)036A |  | Ground-Source | WBAHP: Heat Pump Packaged Unit | Heat Pump | 208 | 1 |  |  |  | Dual-Speed |  |  |  | 35100 | 2264 | 15.5 | 13.4 | 26000 | 2116 | 3.6 | 3.1 | Non Federally-Regulated | 02/07/2019 |  | 07/16/2020
Waterfurnace International, Inc. | 3 SERIES | LD(V,H)060B |  | Water-Source | WBAHP: Heat Pump Packaged Unit | Heat Pump | 208 | 1 |  |  |  | Dual-Speed |  |  |  | 57200 | 4000 | 14.3 | 11.2 | 69000 | 4493 | 4.5 | 4.2 | Federally-Regulated Commercial & Industrial Equipment | 04/24/2019 |  | 07/16/2020
Waterfurnace International, Inc. | 3 SERIES | LD(V,H)024A |  | Ground-Water-Source | WBAHP: Heat Pump Packaged Unit | Heat Pump | 230 | 1 |  |  |  | Dual-Speed |  |  |  | 25100 | 1218 | 20.6 | 16.2 | 23500 | 1565 | 4.4 | 3.6 | Non Federally-Regulated | 02/16/2016 |  | 07/16/2020
Waterfurnace International, Inc. | 3 SERIES | LD(V,H)024A |  | Ground-Source | WBAHP: Heat Pump Packaged Unit | Heat Pump | 208 | 1 |  |  |  | Dual-Speed |  |  |  | 23100 | 1480 | 15.6 | 13.4 | 18900 | 1457 | 3.8 | 3.1 | Non Federally-Regulated | 02/07/2019 |  | 07/16/2020
Waterfurnace International, Inc. | 3 SERIES | LD(V,H)036A |  | Ground-Water-Source | WBAHP: Heat Pump Packaged Unit | Heat Pump | 208 | 1 |  |  |  | Dual-Speed |  |  |  | 38000 | 1928 | 19.7 | 16.2 | 35500 | 2477 | 4.2 | 3.6 | Non Federally-Regulated | 02/07/2019 |  | 07/16/2020
Waterfurnace International, Inc. | GEOSTAR G SERIES CONSOLES | GCC/GCW/GCS/GCE15*2 |  | Ground-Water-Source | WBAHP-O: Heat Pump Packaged Un | Heat Pump | 265 | 1 |  |  |  | Single-Speed |  |  |  | 16200 | 736 | 22 |  | 14000 | 1000 | 4.1 |  | Non Federally-Regulated | 07/16/2020 | 3655223 | 07/16/2020
Waterfurnace International, Inc. | GEOSTAR G SERIES CONSOLES | GCC/GCW/GCS/GCE15*0 |  | Ground-Water-Source | WBAHP-O: Heat Pump Packaged Un | Heat Pump | 208 | 1 |  |  |  | Single-Speed |  |  |  | 16200 | 736 | 22 |  | 14000 | 1000 | 4.1 |  | Non Federally-Regulated | 07/16/2020 | 3655222 | 07/16/2020
Waterfurnace International, Inc. | GEOSTAR G SERIES CONSOLES | GCC/GCW/GCS/GCE15*2 |  | Ground-Source | WBAHP-O: Heat Pump Packaged Un | Heat Pump | 265 | 1 |  |  |  | Single-Speed |  |  |  | 14200 | 893 | 15.9 |  | 10500 | 905 | 3.4 |  | Non Federally-Regulated | 07/16/2020 | 3655223 | 07/16/2020
Waterfurnace International, Inc. | GEOSTAR G SERIES CONSOLES | GCC/GCW/GCS/GCE15*2 |  | Water-Source | WBAHP-O: Heat Pump Packaged Un | Heat Pump | 265 | 1 |  |  |  | Single-Speed |  |  |  | 13500 | 992 | 13.6 |  | 17000 | 1016 | 4.9 |  | Federally-Regulated Commercial & Industrial Equipment | 07/16/2020 | 3655223 | 07/16/2020
Waterfurnace International, Inc. | GEOSTAR G SERIES CONSOLES | GCC/GCW/GCS/GCE15*0 |  | Ground-Source | WBAHP-O: Heat Pump Packaged Un | Heat Pump | 208 | 1 |  |  |  | Single-Speed |  |  |  | 14200 | 893 | 15.9 |  | 10500 | 905 | 3.4 |  | Non Federally-Regulated | 07/16/2020 | 3655222 | 07/16/2020
Waterfurnace International, Inc. | GEOSTAR G SERIES CONSOLES | GCC/GCW/GCS/GCE15*0 |  | Water-Source | WBAHP-O: Heat Pump Packaged Un | Heat Pump | 208 | 1 |  |  |  | Single-Speed |  |  |  | 13500 | 992 | 13.6 |  | 17000 | 1016 | 4.9 |  | Federally-Regulated Commercial & Industrial Equipment | 07/16/2020 | 3655222 | 07/16/2020
ClimateMaster Inc. | TRANQUILITY 16 | TCH/V024A*W/K |  | Ground-Water-Source | WBAHP: Heat Pump Packaged Unit | Heat Pump | 208 | 1 |  |  |  | Single-Speed |  |  |  | 27000 | 1255 | 21.5 |  | 23500 | 1601 | 4.3 |  | Non Federally-Regulated | 07/16/2020 | 7783697 | 07/16/2020
ClimateMaster Inc. | TRANQUILITY 16 | TRH/V036A*W/K |  | Ground-Source | WBAHP: Heat Pump Packaged Unit | Heat Pump | 208 | 1 |  |  |  | Single-Speed |  |  |  | 35400 | 2283 | 15.5 |  | 28700 | 2473 | 3.4 |  | Non Federally-Regulated | 07/16/2020 | 7784010 | 07/16/2020
ClimateMaster Inc. | TRANQUILITY 16 | TRH/V015A |  | Ground-Water-Source | WBAHP: Heat Pump Packaged Unit | Heat Pump | 208 | 1 |  |  |  | Single-Speed |  |  |  | 16800 | 685 | 24.5 |  | 14400 | 959 | 4.4 |  | Non Federally-Regulated | 07/16/2020 | 7426515 | 07/16/2020
ClimateMaster Inc. | TRANQUILITY 16 | TRH/V036A |  | Water-Source | WBAHP: Heat Pump Packaged Unit | Heat Pump | 208 | 1 |  |  |  | Single-Speed |  |  |  | 34500 | 2555 | 13.5 |  | 45200 | 3010 | 4.4 |  | Federally-Regulated Commercial & Industrial Equipment | 07/16/2020 | 7368806 | 07/16/2020
ClimateMaster Inc. | TRANQUILITY 16 | TCH/V048A*W/K |  | Ground-Water-Source | WBAHP: Heat Pump Packaged Unit | Heat Pump | 208 | 1 |  |  |  | Single-Speed |  |  |  | 54200 | 2580 | 21 |  | 45300 | 3087 | 4.3 |  | Non Federally-Regulated | 07/16/2020 | 7783708 | 07/16/2020
ClimateMaster Inc. | TRANQUILITY 16 | TRH/V042A |  | Water-Source | WBAHP: Heat Pump Packaged Unit | Heat Pump | 208 | 1 |  |  |  | Single-Speed |  |  |  | 40100 | 3061 | 13.1 |  | 52700 | 3591 | 4.3 |  | Federally-Regulated Commercial & Industrial Equipment | 07/16/2020 | 7425300 | 07/16/2020
ClimateMaster Inc. | TRANQUILITY 16 | TRH/V015A |  | Water-Source | WBAHP: Heat Pump Packaged Unit | Heat Pump | 208 | 1 |  |  |  | Single-Speed |  |  |  | 14500 | 941 | 15.4 |  | 17300 | 1014 | 5 |  | Federally-Regulated Commercial & Industrial Equipment | 07/16/2020 | 7426515 | 07/16/2020
ClimateMaster Inc. | TRANQUILITY 16 | TRH/V042A |  | Ground-Source | WBAHP: Heat Pump Packaged Unit | Heat Pump | 208 | 1 |  |  |  | Single-Speed |  |  |  | 40500 | 2812 | 14.4 |  | 34300 | 3046 | 3.3 |  | Non Federally-Regulated | 07/16/2020 | 7425300 | 07/16/2020
ClimateMaster Inc. | TRANQUILITY 16 | TCH/V015A*W/K |  | Ground-Source | WBAHP: Heat Pump Packaged Unit | Heat Pump | 208 | 1 |  |  |  | Single-Speed |  |  |  | 15000 | 837 | 17.9 |  | 10900 | 887 | 3.6 |  | Non Federally-Regulated | 07/16/2020 | 7783694 | 07/16/2020
ClimateMaster Inc. | TRANQUILITY 16 | TRH/V036A |  | Ground-Water-Source | WBAHP: Heat Pump Packaged Unit | Heat Pump | 208 | 1 |  |  |  | Single-Speed |  |  |  | 38700 | 1869 | 20.7 |  | 37500 | 2747 | 4 |  | Non Federally-Regulated | 07/16/2020 | 7368806 | 07/16/2020
ClimateMaster Inc. | TRANQUILITY 16 | TRH/V036A |  | Ground-Source | WBAHP: Heat Pump Packaged Unit | Heat Pump | 208 | 1 |  |  |  | Single-Speed |  |  |  | 35300 | 2369 | 14.9 |  | 29600 | 2628 | 3.3 |  | Non Federally-Regulated | 07/16/2020 | 7368806 | 07/16/2020
ClimateMaster Inc. | TRANQUILITY 16 | TRH/V036A*W/K |  | Water-Source | WBAHP: Heat Pump Packaged Unit | Heat Pump | 208 | 1 |  |  |  | Single-Speed |  |  |  | 34500 | 2464 | 14 |  | 43400 | 2826 | 4.5 |  | Federally-Regulated Commercial & Industrial Equipment | 07/16/2020 | 7784010 | 07/16/2020
ClimateMaster Inc. | TRANQUILITY 16 | TCH/V015A*W/K |  | Ground-Water-Source | WBAHP: Heat Pump Packaged Unit | Heat Pump | 208 | 1 |  |  |  | Single-Speed |  |  |  | 16800 | 672 | 25 |  | 13800 | 919 | 4.4 |  | Non Federally-Regulated | 07/16/2020 | 7783694 | 07/16/2020
ClimateMaster Inc. | TRANQUILITY 16 | TCH/V042A |  | Water-Source | WBAHP: Heat Pump Packaged Unit | Heat Pump | 208 | 1 |  |  |  | Single-Speed |  |  |  | 40100 | 3037 | 13.2 |  | 52700 | 3591 | 4.3 |  | Federally-Regulated Commercial & Industrial Equipment | 07/16/2020 | 7425289 | 07/16/2020
ClimateMaster Inc. | TRANQUILITY 16 | TRH/V042A*W/K |  | Water-Source | WBAHP: Heat Pump Packaged Unit | Heat Pump | 208 | 1 |  |  |  | Single-Speed |  |  |  | 42100 | 2825 | 14.9 |  | 50400 | 3282 | 4.5 |  | Federally-Regulated Commercial & Industrial Equipment | 07/16/2020 | 7784011 | 07/16/2020
ClimateMaster Inc. | TRANQUILITY 16 | TCH/V036A*W/K |  | Ground-Source | WBAHP: Heat Pump Packaged Unit | Heat Pump | 208 | 1 |  |  |  | Single-Speed |  |  |  | 35400 | 2283 | 15.5 |  | 28700 | 2473 | 3.4 |  | Non Federally-Regulated | 07/16/2020 | 7783702 | 07/16/2020
ClimateMaster Inc. | TRANQUILITY 16 | TCH/V042A*W/K |  | Ground-Source | WBAHP: Heat Pump Packaged Unit | Heat Pump | 208 | 1 |  |  |  | Single-Speed |  |  |  | 42200 | 2511 | 16.8 |  | 33900 | 2922 | 3.4 |  | Non Federally-Regulated | 07/16/2020 | 7783706 | 07/16/2020
ClimateMaster Inc. | TRANQUILITY 16 | TCH/V042A*W/K |  | Water-Source | WBAHP: Heat Pump Packaged Unit | Heat Pump | 208 | 1 |  |  |  | Single-Speed |  |  |  | 42100 | 2825 | 14.9 |  | 50400 | 3282 | 4.5 |  | Federally-Regulated Commercial & Industrial Equipment | 07/16/2020 | 7783706 | 07/16/2020
ClimateMaster Inc. | TRANQUILITY 16 | TRH/V015A*W/K |  | Ground-Source | WBAHP: Heat Pump Packaged Unit | Heat Pump | 208 | 1 |  |  |  | Single-Speed |  |  |  | 15000 | 837 | 17.9 |  | 10900 | 887 | 3.6 |  | Non Federally-Regulated | 07/16/2020 | 7783990 | 07/16/2020
ClimateMaster Inc. | TRANQUILITY 16 | TCH/V036A*W/K |  | Ground-Water-Source | WBAHP: Heat Pump Packaged Unit | Heat Pump | 208 | 1 |  |  |  | Single-Speed |  |  |  | 39000 | 1866 | 20.9 |  | 35800 | 2623 | 4 |  | Non Federally-Regulated | 07/16/2020 | 7783702 | 07/16/2020
ClimateMaster Inc. | TRANQUILITY 16 | TCH/V042A*W/K |  | Ground-Water-Source | WBAHP: Heat Pump Packaged Unit | Heat Pump | 208 | 1 |  |  |  | Single-Speed |  |  |  | 46400 | 2109 | 22 |  | 42400 | 3106 | 4 |  | Non Federally-Regulated | 07/16/2020 | 7783706 | 07/16/2020
ClimateMaster Inc. | TRANQUILITY 16 | TCH/V048A*W/K |  | Ground-Source | WBAHP: Heat Pump Packaged Unit | Heat Pump | 208 | 1 |  |  |  | Single-Speed |  |  |  | 50400 | 3111 | 16.2 |  | 36500 | 2971 | 3.6 |  | Non Federally-Regulated | 07/16/2020 | 7783708 | 07/16/2020
ClimateMaster Inc. | TRANQUILITY 16 | TRH/V042A*W/K |  | Ground-Water-Source | WBAHP: Heat Pump Packaged Unit | Heat Pump | 208 | 1 |  |  |  | Single-Speed |  |  |  | 46400 | 2109 | 22 |  | 42400 | 3106 | 4 |  | Non Federally-Regulated | 07/16/2020 | 7784011 | 07/16/2020
ClimateMaster Inc. | TRANQUILITY 16 | TRH/V042A*W/K |  | Ground-Source | WBAHP: Heat Pump Packaged Unit | Heat Pump | 208 | 1 |  |  |  | Single-Speed |  |  |  | 42200 | 2511 | 16.8 |  | 33900 | 2922 | 3.4 |  | Non Federally-Regulated | 07/16/2020 | 7784011 | 07/16/2020
ClimateMaster Inc. | TRANQUILITY 16 | TCH/V048A*W/K |  | Water-Source | WBAHP: Heat Pump Packaged Unit | Heat Pump | 208 | 1 |  |  |  | Single-Speed |  |  |  | 48000 | 3428 | 14 |  | 53600 | 3272 | 4.8 |  | Federally-Regulated Commercial & Industrial Equipment | 07/16/2020 | 7783708 | 07/16/2020
ClimateMaster Inc. | TRANQUILITY 16 | TCH/V015A*W/K |  | Water-Source | WBAHP: Heat Pump Packaged Unit | Heat Pump | 208 | 1 |  |  |  | Single-Speed |  |  |  | 14500 | 935 | 15.5 |  | 16800 | 965 | 5.1 |  | Federally-Regulated Commercial & Industrial Equipment | 07/16/2020 | 7783694 | 07/16/2020
ClimateMaster Inc. | TRANQUILITY 16 | TCH/V015A |  | Water-Source | WBAHP: Heat Pump Packaged Unit | Heat Pump | 208 | 1 |  |  |  | Single-Speed |  |  |  | 14500 | 941 | 15.4 |  | 17300 | 1014 | 5 |  | Federally-Regulated Commercial & Industrial Equipment | 07/16/2020 | 7425618 | 07/16/2020
ClimateMaster Inc. | TRANQUILITY 16 | TCH/V015A |  | Ground-Water-Source | WBAHP: Heat Pump Packaged Unit | Heat Pump | 208 | 1 |  |  |  | Single-Speed |  |  |  | 16800 | 685 | 24.5 |  | 14400 | 959 | 4.4 |  | Non Federally-Regulated | 07/16/2020 | 7425618 | 07/16/2020
ClimateMaster Inc. | TRANQUILITY 16 | TRH/V015A |  | Ground-Source | WBAHP: Heat Pump Packaged Unit | Heat Pump | 208 | 1 |  |  |  | Single-Speed |  |  |  | 15000 | 872 | 17.2 |  | 11100 | 903 | 3.6 |  | Non Federally-Regulated | 07/16/2020 | 7426515 | 07/16/2020
ClimateMaster Inc. | TRANQUILITY 16 | TCH/V015A |  | Ground-Source | WBAHP: Heat Pump Packaged Unit | Heat Pump | 208 | 1 |  |  |  | Single-Speed |  |  |  | 15000 | 872 | 17.2 |  | 11100 | 903 | 3.6 |  | Non Federally-Regulated | 07/16/2020 | 7425618 | 07/16/2020
ClimateMaster Inc. | TRANQUILITY 16 | TRH/V015A*W/K |  | Ground-Water-Source | WBAHP: Heat Pump Packaged Unit | Heat Pump | 208 | 1 |  |  |  | Single-Speed |  |  |  | 16800 | 672 | 25 |  | 13800 | 919 | 4.4 |  | Non Federally-Regulated | 07/16/2020 | 7783990 | 07/16/2020
ClimateMaster Inc. | TRANQUILITY 16 | TRH/V036A*W/K |  | Ground-Water-Source | WBAHP: Heat Pump Packaged Unit | Heat Pump | 208 | 1 |  |  |  | Single-Speed |  |  |  | 39000 | 1866 | 20.9 |  | 35800 | 2623 | 4 |  | Non Federally-Regulated | 07/16/2020 | 7784010 | 07/16/2020
ClimateMaster Inc. | TRANQUILITY 16 | TCH/V024A*W/K |  | Water-Source | WBAHP: Heat Pump Packaged Unit | Heat Pump | 208 | 1 |  |  |  | Single-Speed |  |  |  | 23600 | 1748 | 13.5 |  | 27500 | 1679 | 4.8 |  | Federally-Regulated Commercial & Industrial Equipment | 07/16/2020 | 7783697 | 07/16/2020
ClimateMaster Inc. | TRANQUILITY 16 | TRH/V042A |  | Ground-Water-Source | WBAHP: Heat Pump Packaged Unit | Heat Pump | 208 | 1 |  |  |  | Single-Speed |  |  |  | 45900 | 2341 | 19.6 |  | 44000 | 3393 | 3.8 |  | Non Federally-Regulated | 07/16/2020 | 7425300 | 07/16/2020
ClimateMaster Inc. | TRANQUILITY 16 | TCH/V036A*W/K |  | Water-Source | WBAHP: Heat Pump Packaged Unit | Heat Pump | 208 | 1 |  |  |  | Single-Speed |  |  |  | 34500 | 2464 | 14 |  | 43400 | 2826 | 4.5 |  | Federally-Regulated Commercial & Industrial Equipment | 07/16/2020 | 7783702 | 07/16/2020
ClimateMaster Inc. | TRANQUILITY 16 | TCH/V024A*W/K |  | Ground-Source | WBAHP: Heat Pump Packaged Unit | Heat Pump | 208 | 1 |  |  |  | Single-Speed |  |  |  | 24500 | 1531 | 16 |  | 18600 | 1557 | 3.5 |  | Non Federally-Regulated | 07/16/2020 | 7783697 | 07/16/2020
ClimateMaster Inc. | TRANQUILITY 16 | TRH/V015A*W/K |  | Water-Source | WBAHP: Heat Pump Packaged Unit | Heat Pump | 208 | 1 |  |  |  | Single-Speed |  |  |  | 14500 | 935 | 15.5 |  | 16800 | 965 | 5.1 |  | Federally-Regulated Commercial & Industrial Equipment | 07/16/2020 | 7783990 | 07/16/2020
AAON, Inc. | AAON, Inc. | WV-060-2-H-DCAC-C0-10-200-A |  | Ground-Water-Source | WBAHP: Heat Pump Packaged Unit | Heat Pump | 208 | 3 |  |  |  | Dual-Speed |  |  |  | 62600 | 3161 | 19.8 |  | 61500 | 3918 | 4.6 |  | Non Federally-Regulated | 07/16/2020 | 202350529 | 07/16/2020
AAON, Inc. | AAON, Inc. | WV-060-1-H-DCAC-C0-10-200-A |  | Ground-Water-Source | WBAHP: Heat Pump Packaged Unit | Heat Pump | 208 | 1 |  |  |  | Dual-Speed |  |  |  | 62600 | 3161 | 19.8 |  | 61500 | 3918 | 4.6 |  | Non Federally-Regulated | 07/16/2020 | 202350527 | 07/16/2020
AAON, Inc. | AAON, Inc. | WV-060-1-H-DCAC-C0-10-200-A |  | Ground-Source | WBAHP: Heat Pump Packaged Unit | Heat Pump | 208 | 1 |  |  |  | Dual-Speed |  |  |  | 59300 | 3683 | 16.1 |  | 40300 | 3515 | 3.4 |  | Non Federally-Regulated | 07/16/2020 | 202350527 | 07/16/2020
AAON, Inc. | AAON, Inc. | WV-060-2-H-DCAC-C0-10-200-A |  | Ground-Source | WBAHP: Heat Pump Packaged Unit | Heat Pump | 208 | 3 |  |  |  | Dual-Speed |  |  |  | 59300 | 3683 | 16.1 |  | 40300 | 3515 | 3.4 |  | Non Federally-Regulated | 07/16/2020 | 202350529 | 07/16/2020
AAON, Inc. | AAON, Inc. | WV-060-2-H-DCAC-C0-10-200-A |  | Water-Source | WBAHP: Heat Pump Packaged Unit | Heat Pump | 208 | 3 |  |  |  | Dual-Speed |  |  |  | 62300 | 4019 | 15.5 |  | 73200 | 4290 | 5 |  | Federally-Regulated Commercial & Industrial Equipment | 07/16/2020 | 202350529 | 07/16/2020
AAON, Inc. | AAON, Inc. | WV-024-1-H-DCAC-C0-10-D00-A |  | Ground-Source | WBAHP: Heat Pump Packaged Unit | Heat Pump | 208 | 1 |  |  |  | Dual-Speed |  |  |  | 26900 | 1486 | 18.1 |  | 16700 | 1281 | 3.8 |  | Non Federally-Regulated | 07/16/2020 | 202350515 | 07/16/2020
AAON, Inc. | AAON, Inc. | WV-060-1-H-DCAC-C0-10-200-A |  | Water-Source | WBAHP: Heat Pump Packaged Unit | Heat Pump | 208 | 1 |  |  |  | Dual-Speed |  |  |  | 62300 | 4019 | 15.5 |  | 73200 | 4290 | 5 |  | Federally-Regulated Commercial & Industrial Equipment | 07/16/2020 | 202350527 | 07/16/2020
AAON, Inc. | AAON, Inc. | WH-060-2-H-DCAC-C0-10-200-A |  | Water-Source | WBAHP: Heat Pump Packaged Unit | Heat Pump | 208 | 3 |  |  |  | Dual-Speed |  |  |  | 59400 | 3666 | 16.2 |  | 70300 | 3887 | 5.3 |  | Federally-Regulated Commercial & Industrial Equipment | 07/16/2020 | 202350513 | 07/16/2020
AAON, Inc. | AAON, Inc. | WV-024-1-H-DCAC-C0-10-D00-A |  | Ground-Water-Source | WBAHP: Heat Pump Packaged Unit | Heat Pump | 208 | 1 |  |  |  | Dual-Speed |  |  |  | 29000 | 1277 | 22.7 |  | 21800 | 1452 | 4.4 |  | Non Federally-Regulated | 07/16/2020 | 202350515 | 07/16/2020
AAON, Inc. | AAON, Inc. | WV-024-1-H-DCAC-C0-10-D00-A |  | Water-Source | WBAHP: Heat Pump Packaged Unit | Heat Pump | 208 | 1 |  |  |  | Dual-Speed |  |  |  | 25700 | 1626 | 15.8 |  | 26900 | 1576 | 5 |  | Federally-Regulated Commercial & Industrial Equipment | 07/16/2020 | 202350515 | 07/16/2020
AAON, Inc. | AAON, Inc. | WH-060-1-H-DCAC-C0-10-200-A |  | Ground-Source | WBAHP: Heat Pump Packaged Unit | Heat Pump | 208 | 1 |  |  |  | Dual-Speed |  |  |  | 62700 | 3317 | 18.9 |  | 44900 | 4024 | 3.3 |  | Non Federally-Regulated | 07/16/2020 | 202350512 | 07/16/2020
AAON, Inc. | AAON, Inc. | WV-036-1-H-DCAC-C0-10-D00-A |  | Ground-Source | WBAHP: Heat Pump Packaged Unit | Heat Pump | 208 | 1 |  |  |  | Dual-Speed |  |  |  | 38500 | 2264 | 17 |  | 29100 | 2436 | 3.5 |  | Non Federally-Regulated | 07/16/2020 | 202350520 | 07/16/2020
AAON, Inc. | AAON, Inc. | WV-036-1-H-DCAC-C0-10-D00-A |  | Ground-Source | WBAHP: Heat Pump Packaged Unit | Heat Pump | 230 | 1 |  |  |  | Dual-Speed |  |  |  | 38500 | 2264 | 17 |  | 29100 | 2436 | 3.5 |  | Non Federally-Regulated | 07/16/2020 | 202350520 | 07/16/2020
AAON, Inc. | AAON, Inc. | WH-060-1-H-DCAC-C0-10-200-A |  | Water-Source | WBAHP: Heat Pump Packaged Unit | Heat Pump | 208 | 1 |  |  |  | Dual-Speed |  |  |  | 59400 | 3666 | 16.2 |  | 70300 | 3887 | 5.3 |  | Federally-Regulated Commercial & Industrial Equipment | 07/16/2020 | 202350512 | 07/16/2020
AAON, Inc. | AAON, Inc. | WH-060-2-H-DCAC-C0-10-200-A |  | Ground-Source | WBAHP: Heat Pump Packaged Unit | Heat Pump | 208 | 3 |  |  |  | Dual-Speed |  |  |  | 62700 | 3317 | 18.9 |  | 44900 | 4024 | 3.3 |  | Non Federally-Regulated | 07/16/2020 | 202350513 | 07/16/2020
Enertech Global, LLC | Hydron Module | HZT048*2 |  | Ground-Source | WBAHP: Heat Pump Packaged Unit | Heat Pump | 208 | 3 |  |  |  | Single-Speed |  |  |  | 48700 | 2815 | 17.3 |  | 36900 | 3004 | 3.6 |  | Non Federally-Regulated | 07/16/2020 | 202146898 | 07/16/2020
Enertech Global, LLC | Hydron Module | HZT048*2 |  | Water-Source | WBAHP: Heat Pump Packaged Unit | Heat Pump | 208 | 3 |  |  |  | Single-Speed |  |  |  | 46500 | 3079 | 15.1 |  | 55300 | 3376 | 4.8 |  | Federally-Regulated Commercial & Industrial Equipment | 07/16/2020 | 202146898 | 07/16/2020
Enertech Global, LLC | Hydron Module | HBT048 | MCD060 | Ground-Source | WBAHP-C: Heat Pump Split Syste | Heat Pump | 208 | 1 | False |  |  | Single-Speed |  |  |  | 50800 | 2645 | 19.2 |  | 37200 | 2725 | 4 |  | Non Federally-Regulated | 07/16/2020 | 10268251 | 07/16/2020
Enertech Global, LLC | Hydron Module | HBT048 | MPD060 | Ground-Source | WBAHP-CB: Heat Pump Split Syst | Heat Pump | 208 | 1 | False |  |  | Single-Speed |  |  |  | 51500 | 2587 | 19.9 |  | 37300 | 2802 | 3.9 |  | Non Federally-Regulated | 07/16/2020 | 10268234 | 07/16/2020
Enertech Global, LLC | Hydron Module | HVS041 |  | Ground-Source | WBAHP: Heat Pump Packaged Unit | Heat Pump | 208 | 1 |  |  |  | Single-Speed |  |  |  | 38700 | 2263 | 17.1 |  | 31100 | 2531 | 3.6 |  | Non Federally-Regulated | 07/16/2020 | 203143124 | 07/16/2020
Enertech Global, LLC | Hydron Module | HBT048 | ACD060 | Ground-Source | WBAHP-C: Heat Pump Split Syste | Heat Pump | 208 | 1 | False |  |  | Single-Speed |  |  |  | 50800 | 2645 | 19.2 |  | 37200 | 2725 | 4 |  | Non Federally-Regulated | 07/16/2020 | 10268245 | 07/16/2020
Enertech Global, LLC | Hydron Module | HZT048*3 |  | Ground-Source | WBAHP: Heat Pump Packaged Unit | Heat Pump | 460 | 3 |  |  |  | Single-Speed |  |  |  | 48700 | 2815 | 17.3 |  | 36900 | 3004 | 3.6 |  | Non Federally-Regulated | 07/16/2020 | 202146899 | 07/16/2020
Enertech Global, LLC | Hydron Module | HZT048*A |  | Ground-Source | WBAHP: Heat Pump Packaged Unit | Heat Pump | 265 | 1 |  |  |  | Single-Speed |  |  |  | 48700 | 2815 | 17.3 |  | 36900 | 3004 | 3.6 |  | Non Federally-Regulated | 07/16/2020 | 202146900 | 07/16/2020
Enertech Global, LLC | Hydron Module | HZT024 |  | Water-Source | WBAHP: Heat Pump Packaged Unit | Heat Pump | 208 | 1 |  |  |  | Single-Speed |  |  |  | 25300 | 1591 | 15.9 |  | 28800 | 1623 | 5.2 |  | Federally-Regulated Commercial & Industrial Equipment | 07/16/2020 | 202084060 | 07/16/2020
Enertech Global, LLC | Hydron Module | HZT024*2 |  | Ground-Water-Source | WBAHP: Heat Pump Packaged Unit | Heat Pump | 208 | 3 |  |  |  | Single-Speed |  |  |  | 28200 | 1189 | 23.7 |  | 22900 | 1459 | 4.6 |  | Non Federally-Regulated | 07/16/2020 | 202084061 | 07/16/2020
Enertech Global, LLC | Hydron Module | HVS041*4 |  | Water-Source | WBAHP: Heat Pump Packaged Unit | Heat Pump | 575 | 3 |  |  |  | Single-Speed |  |  |  | 37100 | 2506 | 14.8 |  | 46800 | 2981 | 4.6 |  | Federally-Regulated Commercial & Industrial Equipment | 07/16/2020 | 203143138 | 07/16/2020
Enertech Global, LLC | Hydron Module | HBT048 | ACD060 | Ground-Water-Source | WBAHP-C: Heat Pump Split Syste | Heat Pump | 208 | 1 | False |  |  | Single-Speed |  |  |  | 54100 | 2172 | 24.9 |  | 46500 | 2962 | 4.6 |  | Non Federally-Regulated | 07/16/2020 | 10268245 | 07/16/2020
Enertech Global, LLC | Hydron Module | HVS041*4 |  | Ground-Source | WBAHP: Heat Pump Packaged Unit | Heat Pump | 575 | 3 |  |  |  | Single-Speed |  |  |  | 38700 | 2263 | 17.1 |  | 31100 | 2531 | 3.6 |  | Non Federally-Regulated | 07/16/2020 | 203143138 | 07/16/2020
Enertech Global, LLC | Hydron Module | HZT024*3 |  | Water-Source | WBAHP: Heat Pump Packaged Unit | Heat Pump | 460 | 3 |  |  |  | Single-Speed |  |  |  | 25300 | 1591 | 15.9 |  | 28800 | 1623 | 5.2 |  | Federally-Regulated Commercial & Industrial Equipment | 07/16/2020 | 201864521 | 07/16/2020
Enertech Global, LLC | Hydron Module | HZT024*2 |  | Water-Source | WBAHP: Heat Pump Packaged Unit | Heat Pump | 208 | 3 |  |  |  | Single-Speed |  |  |  | 25300 | 1591 | 15.9 |  | 28800 | 1623 | 5.2 |  | Federally-Regulated Commercial & Industrial Equipment | 07/16/2020 | 202084061 | 07/16/2020
Enertech Global, LLC | Hydron Module | HZT024*A |  | Ground-Water-Source | WBAHP: Heat Pump Packaged Unit | Heat Pump | 265 | 1 |  |  |  | Single-Speed |  |  |  | 28200 | 1189 | 23.7 |  | 22900 | 1459 | 4.6 |  | Non Federally-Regulated | 07/16/2020 | 201864514 | 07/16/2020
Enertech Global, LLC | Hydron Module | HZT024*3 |  | Ground-Water-Source | WBAHP: Heat Pump Packaged Unit | Heat Pump | 460 | 3 |  |  |  | Single-Speed |  |  |  | 28200 | 1189 | 23.7 |  | 22900 | 1459 | 4.6 |  | Non Federally-Regulated | 07/16/2020 | 201864521 | 07/16/2020
Enertech Global, LLC | Hydron Module | HVS041 |  | Water-Source | WBAHP: Heat Pump Packaged Unit | Heat Pump | 208 | 1 |  |  |  | Single-Speed |  |  |  | 37100 | 2506 | 14.8 |  | 46800 | 2981 | 4.6 |  | Federally-Regulated Commercial & Industrial Equipment | 07/16/2020 | 203143124 | 07/16/2020
Enertech Global, LLC | Hydron Module | HBT048 | MCD060 | Ground-Water-Source | WBAHP-C: Heat Pump Split Syste | Heat Pump | 208 | 1 | False |  |  | Single-Speed |  |  |  | 54100 | 2172 | 24.9 |  | 46500 | 2962 | 4.6 |  | Non Federally-Regulated | 07/16/2020 | 10268251 | 07/16/2020
Enertech Global, LLC | Hydron Module | HZT048*3 |  | Ground-Water-Source | WBAHP: Heat Pump Packaged Unit | Heat Pump | 460 | 3 |  |  |  | Single-Speed |  |  |  | 52200 | 2361 | 22.1 |  | 45900 | 3128 | 4.3 |  | Non Federally-Regulated | 07/16/2020 | 202146899 | 07/16/2020
Enertech Global, LLC | Hydron Module | HBT048 | MPD060 | Water-Source | WBAHP-CB: Heat Pump Split Syst | Heat Pump | 208 | 1 | False |  |  | Single-Speed |  |  |  | 49200 | 2894 | 17 |  | 54000 | 3103 | 5.1 |  | Federally-Regulated Commercial & Industrial Equipment | 07/16/2020 | 10268234 | 07/16/2020
Enertech Global, LLC | Hydron Module | HZT048*A |  | Ground-Water-Source | WBAHP: Heat Pump Packaged Unit | Heat Pump | 265 | 1 |  |  |  | Single-Speed |  |  |  | 52200 | 2361 | 22.1 |  | 45900 | 3128 | 4.3 |  | Non Federally-Regulated | 07/16/2020 | 202146900 | 07/16/2020
Enertech Global, LLC | Hydron Module | HZT048*2 |  | Ground-Water-Source | WBAHP: Heat Pump Packaged Unit | Heat Pump | 208 | 3 |  |  |  | Single-Speed |  |  |  | 52200 | 2361 | 22.1 |  | 45900 | 3128 | 4.3 |  | Non Federally-Regulated | 07/16/2020 | 202146898 | 07/16/2020
Enertech Global, LLC | Hydron Module | HZT024*A |  | Water-Source | WBAHP: Heat Pump Packaged Unit | Heat Pump | 265 | 1 |  |  |  | Single-Speed |  |  |  | 25300 | 1591 | 15.9 |  | 28800 | 1623 | 5.2 |  | Federally-Regulated Commercial & Industrial Equipment | 07/16/2020 | 201864514 | 07/16/2020
Enertech Global, LLC | Hydron Module | HZT024*A |  | Ground-Source | WBAHP: Heat Pump Packaged Unit | Heat Pump | 265 | 1 |  |  |  | Single-Speed |  |  |  | 26400 | 1442 | 18.3 |  | 18300 | 1375 | 3.9 |  | Non Federally-Regulated | 07/16/2020 | 201864514 | 07/16/2020
Enertech Global, LLC | Hydron Module | HVS041*4 |  | Ground-Water-Source | WBAHP: Heat Pump Packaged Unit | Heat Pump | 575 | 3 |  |  |  | Single-Speed |  |  |  | 41400 | 1856 | 22.3 |  | 38900 | 2780 | 4.1 |  | Non Federally-Regulated | 07/16/2020 | 203143138 | 07/16/2020
Enertech Global, LLC | Hydron Module | HBT048 | MPD060 | Ground-Water-Source | WBAHP-CB: Heat Pump Split Syst | Heat Pump | 208 | 1 | False |  |  | Single-Speed |  |  |  | 55700 | 2125 | 26.2 |  | 45700 | 2911 | 4.6 |  | Non Federally-Regulated | 07/16/2020 | 10268234 | 07/16/2020
Enertech Global, LLC | Hydron Module | HZT048*A |  | Water-Source | WBAHP: Heat Pump Packaged Unit | Heat Pump | 265 | 1 |  |  |  | Single-Speed |  |  |  | 46500 | 3079 | 15.1 |  | 55300 | 3376 | 4.8 |  | Federally-Regulated Commercial & Industrial Equipment | 07/16/2020 | 202146900 | 07/16/2020
Enertech Global, LLC | Hydron Module | HZT024*3 |  | Ground-Source | WBAHP: Heat Pump Packaged Unit | Heat Pump | 460 | 3 |  |  |  | Single-Speed |  |  |  | 26400 | 1442 | 18.3 |  | 18300 | 1375 | 3.9 |  | Non Federally-Regulated | 07/16/2020 | 201864521 | 07/16/2020
Enertech Global, LLC | Hydron Module | HZT024 |  | Ground-Water-Source | WBAHP: Heat Pump Packaged Unit | Heat Pump | 208 | 1 |  |  |  | Single-Speed |  |  |  | 28200 | 1189 | 23.7 |  | 22900 | 1459 | 4.6 |  | Non Federally-Regulated | 07/16/2020 | 202084060 | 07/16/2020
Enertech Global, LLC | Hydron Module | HZT048*3 |  | Water-Source | WBAHP: Heat Pump Packaged Unit | Heat Pump | 460 | 3 |  |  |  | Single-Speed |  |  |  | 46500 | 3079 | 15.1 |  | 55300 | 3376 | 4.8 |  | Federally-Regulated Commercial & Industrial Equipment | 07/16/2020 | 202146899 | 07/16/2020
Enertech Global, LLC | Hydron Module | HVS041 |  | Ground-Water-Source | WBAHP: Heat Pump Packaged Unit | Heat Pump | 208 | 1 |  |  |  | Single-Speed |  |  |  | 41400 | 1856 | 22.3 |  | 38900 | 2780 | 4.1 |  | Non Federally-Regulated | 07/16/2020 | 203143124 | 07/16/2020
Enertech Global, LLC | Hydron Module | HZT024*2 |  | Ground-Source | WBAHP: Heat Pump Packaged Unit | Heat Pump | 208 | 3 |  |  |  | Single-Speed |  |  |  | 26400 | 1442 | 18.3 |  | 18300 | 1375 | 3.9 |  | Non Federally-Regulated | 07/16/2020 | 202084061 | 07/16/2020
Enertech Global, LLC | Hydron Module | HBT048 | MCD060 | Water-Source | WBAHP-C: Heat Pump Split Syste | Heat Pump | 208 | 1 | False |  |  | Single-Speed |  |  |  | 48600 | 2945 | 16.5 |  | 55000 | 3099 | 5.2 |  | Federally-Regulated Commercial & Industrial Equipment | 07/16/2020 | 10268251 | 07/16/2020
Enertech Global, LLC | Hydron Module | HZT024 |  | Ground-Source | WBAHP: Heat Pump Packaged Unit | Heat Pump | 208 | 1 |  |  |  | Single-Speed |  |  |  | 26400 | 1442 | 18.3 |  | 18300 | 1375 | 3.9 |  | Non Federally-Regulated | 07/16/2020 | 202084060 | 07/16/2020
Enertech Global, LLC | Hydron Module | HBT048 | ACD060 | Water-Source | WBAHP-C: Heat Pump Split Syste | Heat Pump | 208 | 1 | False |  |  | Single-Speed |  |  |  | 48600 | 2945 | 16.5 |  | 55000 | 3099 | 5.2 |  | Federally-Regulated Commercial & Industrial Equipment | 07/16/2020 | 10268245 | 07/16/2020
Johnson Controls, Inc. | Johnson Controls | VSCS18*1****0 |  | Ground-Water-Source | WBAHP: Heat Pump Packaged Unit | Heat Pump | 230 | 1 |  |  |  | Single-Speed |  |  |  | 20800 | 1009 | 20.6 |  | 18000 | 1352 | 3.9 |  | Non Federally-Regulated | 07/16/2020 | 200083936 | 07/16/2020
Johnson Controls, Inc. | Johnson Controls | VSCS30*6****0 (ECM) |  | Water-Source | WBAHP: Heat Pump Packaged Unit | Heat Pump | 265 | 1 |  |  |  | Single-Speed |  |  |  | 30100 | 2150 | 14 |  | 33400 | 2039 | 4.8 |  | Federally-Regulated Commercial & Industrial Equipment | 07/16/2020 | 200083969 | 07/16/2020
Johnson Controls, Inc. | Johnson Controls | VSCS18*1****0 |  | Ground-Source | WBAHP: Heat Pump Packaged Unit | Heat Pump | 230 | 1 |  |  |  | Single-Speed |  |  |  | 18800 | 1296 | 14.5 |  | 14000 | 1282 | 3.2 |  | Non Federally-Regulated | 07/16/2020 | 200083936 | 07/16/2020
Johnson Controls, Inc. | Johnson Controls | VSCS18*1****0 |  | Water-Source | WBAHP: Heat Pump Packaged Unit | Heat Pump | 208 | 1 |  |  |  | Single-Speed |  |  |  | 18100 | 1371 | 13.2 |  | 22300 | 1420 | 4.6 |  | Federally-Regulated Commercial & Industrial Equipment | 07/16/2020 | 200083936 | 07/16/2020
Johnson Controls, Inc. | Johnson Controls | VPCS24*1****0 (ECM) |  | Ground-Source | WBAHP: Heat Pump Packaged Unit | Heat Pump | 208 | 1 |  |  |  | Single-Speed |  |  |  | 25300 | 1367 | 18.5 |  | 18600 | 1362 | 4 |  | Non Federally-Regulated | 07/16/2020 | 8277933 | 07/16/2020
Johnson Controls, Inc. | Johnson Controls | VSCS18*1****0 |  | Ground-Water-Source | WBAHP: Heat Pump Packaged Unit | Heat Pump | 208 | 1 |  |  |  | Single-Speed |  |  |  | 20800 | 1009 | 20.6 |  | 18000 | 1352 | 3.9 |  | Non Federally-Regulated | 07/16/2020 | 200083936 | 07/16/2020
Johnson Controls, Inc. | Johnson Controls | VSCS12*1****0 (ECM) |  | Ground-Water-Source | WBAHP: Heat Pump Packaged Unit | Heat Pump | 230 | 1 |  |  |  | Single-Speed |  |  |  | 14600 | 722 | 20.2 |  | 12000 | 925 | 3.8 |  | Non Federally-Regulated | 07/16/2020 | 200083915 | 07/16/2020
Johnson Controls, Inc. | Johnson Controls | VSCS30*1****0 |  | Ground-Source | WBAHP: Heat Pump Packaged Unit | Heat Pump | 230 | 1 |  |  |  | Single-Speed |  |  |  | 31800 | 2092 | 15.2 |  | 20500 | 1938 | 3.1 |  | Non Federally-Regulated | 07/16/2020 | 200083960 | 07/16/2020
Johnson Controls, Inc. | Johnson Controls | VSCS12*1****0 (ECM) |  | Ground-Water-Source | WBAHP: Heat Pump Packaged Unit | Heat Pump | 208 | 1 |  |  |  | Single-Speed |  |  |  | 14600 | 722 | 20.2 |  | 12000 | 925 | 3.8 |  | Non Federally-Regulated | 07/16/2020 | 200083915 | 07/16/2020
Johnson Controls, Inc. | Johnson Controls | VPCS30*1****0 (ECM) |  | Water-Source | WBAHP: Heat Pump Packaged Unit | Heat Pump | 230 | 1 |  |  |  | Single-Speed |  |  |  | 30100 | 1813 | 16.6 |  | 34000 | 1811 | 5.5 |  | Federally-Regulated Commercial & Industrial Equipment | 07/16/2020 | 8277934 | 07/16/2020
Johnson Controls, Inc. | Johnson Controls | VPCS30*1****0 (ECM) |  | Ground-Source | WBAHP: Heat Pump Packaged Unit | Heat Pump | 230 | 1 |  |  |  | Single-Speed |  |  |  | 31300 | 1691 | 18.5 |  | 21800 | 1681 | 3.8 |  | Non Federally-Regulated | 07/16/2020 | 8277934 | 07/16/2020
Johnson Controls, Inc. | Johnson Controls | VSCS12*6****0 (ECM) |  | Water-Source | WBAHP: Heat Pump Packaged Unit | Heat Pump | 265 | 1 |  |  |  | Single-Speed |  |  |  | 12300 | 917 | 13.4 |  | 14700 | 957 | 4.5 |  | Federally-Regulated Commercial & Industrial Equipment | 07/16/2020 | 200083921 | 07/16/2020
Johnson Controls, Inc. | Johnson Controls | VSCS18*1****0 |  | Ground-Source | WBAHP: Heat Pump Packaged Unit | Heat Pump | 208 | 1 |  |  |  | Single-Speed |  |  |  | 18800 | 1296 | 14.5 |  | 14000 | 1282 | 3.2 |  | Non Federally-Regulated | 07/16/2020 | 200083936 | 07/16/2020
Johnson Controls, Inc. | Johnson Controls | VSCS30*1****0 (ECM) |  | Ground-Source | WBAHP: Heat Pump Packaged Unit | Heat Pump | 230 | 1 |  |  |  | Single-Speed |  |  |  | 32200 | 2037 | 15.8 |  | 20100 | 1785 | 3.3 |  | Non Federally-Regulated | 07/16/2020 | 200083963 | 07/16/2020
Johnson Controls, Inc. | Johnson Controls | VSCS24*1****0 (ECM) |  | Ground-Source | WBAHP: Heat Pump Packaged Unit | Heat Pump | 208 | 1 |  |  |  | Single-Speed |  |  |  | 26100 | 1621 | 16.1 |  | 17900 | 1589 | 3.3 |  | Non Federally-Regulated | 07/16/2020 | 200083951 | 07/16/2020
Johnson Controls, Inc. | Johnson Controls | VSCS24*6****0 (ECM) |  | Ground-Water-Source | WBAHP: Heat Pump Packaged Unit | Heat Pump | 265 | 1 |  |  |  | Single-Speed |  |  |  | 28200 | 1299 | 21.7 |  | 24000 | 1758 | 4 |  | Non Federally-Regulated | 07/16/2020 | 200083957 | 07/16/2020
Johnson Controls, Inc. | Johnson Controls | VSCS18*1****0 (ECM) |  | Ground-Source | WBAHP: Heat Pump Packaged Unit | Heat Pump | 208 | 1 |  |  |  | Single-Speed |  |  |  | 19100 | 1264 | 15.1 |  | 13700 | 1216 | 3.3 |  | Non Federally-Regulated | 07/16/2020 | 200083939 | 07/16/2020
Johnson Controls, Inc. | Johnson Controls | VPCS30*1****0 (ECM) |  | Ground-Water-Source | WBAHP: Heat Pump Packaged Unit | Heat Pump | 230 | 1 |  |  |  | Single-Speed |  |  |  | 34200 | 1401 | 24.4 |  | 27900 | 1703 | 4.8 |  | Non Federally-Regulated | 07/16/2020 | 8277934 | 07/16/2020
Johnson Controls, Inc. | Johnson Controls | VPCS18*1****0 (ECM) |  | Ground-Source | WBAHP: Heat Pump Packaged Unit | Heat Pump | 208 | 1 |  |  |  | Single-Speed |  |  |  | 19000 | 1055 | 18 |  | 13700 | 1085 | 3.7 |  | Non Federally-Regulated | 07/16/2020 | 200083984 | 07/16/2020
Johnson Controls, Inc. | Johnson Controls | VSCS12*1****0 (ECM) |  | Ground-Source | WBAHP: Heat Pump Packaged Unit | Heat Pump | 208 | 1 |  |  |  | Single-Speed |  |  |  | 12800 | 882 | 14.5 |  | 9400 | 834 | 3.3 |  | Non Federally-Regulated | 07/16/2020 | 200083915 | 07/16/2020
Johnson Controls, Inc. | Johnson Controls | VSCS30*1****0 (ECM) |  | Ground-Source | WBAHP: Heat Pump Packaged Unit | Heat Pump | 208 | 1 |  |  |  | Single-Speed |  |  |  | 32200 | 2037 | 15.8 |  | 20100 | 1785 | 3.3 |  | Non Federally-Regulated | 07/16/2020 | 200083963 | 07/16/2020
Johnson Controls, Inc. | Johnson Controls | VSCS30*6****0 (ECM) |  | Ground-Water-Source | WBAHP: Heat Pump Packaged Unit | Heat Pump | 265 | 1 |  |  |  | Single-Speed |  |  |  | 33900 | 1599 | 21.2 |  | 27100 | 1985 | 4 |  | Non Federally-Regulated | 07/16/2020 | 200083969 | 07/16/2020
Johnson Controls, Inc. | Johnson Controls | VPCS12*1****0 (ECM) |  | Ground-Water-Source | WBAHP: Heat Pump Packaged Unit | Heat Pump | 208 | 1 |  |  |  | Single-Speed |  |  |  | 13900 | 617 | 22.5 |  | 12200 | 831 | 4.3 |  | Non Federally-Regulated | 07/16/2020 | 8277930 | 07/16/2020
Johnson Controls, Inc. | Johnson Controls | VSCS12*1****0 |  | Ground-Source | WBAHP: Heat Pump Packaged Unit | Heat Pump | 208 | 1 |  |  |  | Single-Speed |  |  |  | 12600 | 881 | 14.3 |  | 9700 | 888 | 3.2 |  | Non Federally-Regulated | 07/16/2020 | 200083912 | 07/16/2020
Johnson Controls, Inc. | Johnson Controls | VSCS12*6****0 (ECM) |  | Ground-Water-Source | WBAHP: Heat Pump Packaged Unit | Heat Pump | 265 | 1 |  |  |  | Single-Speed |  |  |  | 14600 | 722 | 20.2 |  | 12000 | 925 | 3.8 |  | Non Federally-Regulated | 07/16/2020 | 200083921 | 07/16/2020
Johnson Controls, Inc. | Johnson Controls | VPCS18*1****0 (ECM) |  | Water-Source | WBAHP: Heat Pump Packaged Unit | Heat Pump | 208 | 1 |  |  |  | Single-Speed |  |  |  | 18400 | 1150 | 16 |  | 21400 | 1119 | 5.6 |  | Federally-Regulated Commercial & Industrial Equipment | 07/16/2020 | 200083984 | 07/16/2020
Johnson Controls, Inc. | Johnson Controls | VSCS12*1****0 |  | Water-Source | WBAHP: Heat Pump Packaged Unit | Heat Pump | 208 | 1 |  |  |  | Single-Speed |  |  |  | 12200 | 938 | 13 |  | 14900 | 992 | 4.4 |  | Federally-Regulated Commercial & Industrial Equipment | 07/16/2020 | 200083912 | 07/16/2020
Johnson Controls, Inc. | Johnson Controls | VSCS12*1****0 (ECM) |  | Water-Source | WBAHP: Heat Pump Packaged Unit | Heat Pump | 230 | 1 |  |  |  | Single-Speed |  |  |  | 12300 | 917 | 13.4 |  | 14700 | 957 | 4.5 |  | Federally-Regulated Commercial & Industrial Equipment | 07/16/2020 | 200083915 | 07/16/2020
Johnson Controls, Inc. | Johnson Controls | VPCS12*1****0 (ECM) |  | Water-Source | WBAHP: Heat Pump Packaged Unit | Heat Pump | 230 | 1 |  |  |  | Single-Speed |  |  |  | 11900 | 767 | 15.5 |  | 15000 | 879 | 5 |  | Federally-Regulated Commercial & Industrial Equipment | 07/16/2020 | 8277930 | 07/16/2020
Johnson Controls, Inc. | Johnson Controls | VSCS24*1****0 (ECM) |  | Water-Source | WBAHP: Heat Pump Packaged Unit | Heat Pump | 230 | 1 |  |  |  | Single-Speed |  |  |  | 24600 | 1795 | 13.7 |  | 30000 | 1911 | 4.6 |  | Federally-Regulated Commercial & Industrial Equipment | 07/16/2020 | 200083951 | 07/16/2020
Johnson Controls, Inc. | Johnson Controls | VSCS24*1****0 (ECM) |  | Water-Source | WBAHP: Heat Pump Packaged Unit | Heat Pump | 208 | 1 |  |  |  | Single-Speed |  |  |  | 24600 | 1795 | 13.7 |  | 30000 | 1911 | 4.6 |  | Federally-Regulated Commercial & Industrial Equipment | 07/16/2020 | 200083951 | 07/16/2020
Johnson Controls, Inc. | Johnson Controls | VSCS30*1****0 (ECM) |  | Ground-Water-Source | WBAHP: Heat Pump Packaged Unit | Heat Pump | 208 | 1 |  |  |  | Single-Speed |  |  |  | 33900 | 1599 | 21.2 |  | 27100 | 1985 | 4 |  | Non Federally-Regulated | 07/16/2020 | 200083963 | 07/16/2020
Johnson Controls, Inc. | Johnson Controls | VPCS18*1****0 (ECM) |  | Water-Source | WBAHP: Heat Pump Packaged Unit | Heat Pump | 230 | 1 |  |  |  | Single-Speed |  |  |  | 18400 | 1150 | 16 |  | 21400 | 1119 | 5.6 |  | Federally-Regulated Commercial & Industrial Equipment | 07/16/2020 | 200083984 | 07/16/2020
Johnson Controls, Inc. | Johnson Controls | VSCS30*1****0 (ECM) |  | Ground-Water-Source | WBAHP: Heat Pump Packaged Unit | Heat Pump | 230 | 1 |  |  |  | Single-Speed |  |  |  | 33900 | 1599 | 21.2 |  | 27100 | 1985 | 4 |  | Non Federally-Regulated | 07/16/2020 | 200083963 | 07/16/2020
Johnson Controls, Inc. | Johnson Controls | VPCS18*1****0 (ECM) |  | Ground-Water-Source | WBAHP: Heat Pump Packaged Unit | Heat Pump | 208 | 1 |  |  |  | Single-Speed |  |  |  | 21600 | 885 | 24.4 |  | 17800 | 1109 | 4.7 |  | Non Federally-Regulated | 07/16/2020 | 200083984 | 07/16/2020
Johnson Controls, Inc. | Johnson Controls | VSCS30*1****0 |  | Water-Source | WBAHP: Heat Pump Packaged Unit | Heat Pump | 230 | 1 |  |  |  | Single-Speed |  |  |  | 29700 | 2233 | 13.3 |  | 33900 | 2258 | 4.4 |  | Federally-Regulated Commercial & Industrial Equipment | 07/16/2020 | 200083960 | 07/16/2020
Johnson Controls, Inc. | Johnson Controls | VSCS24*1****0 (ECM) |  | Ground-Source | WBAHP: Heat Pump Packaged Unit | Heat Pump | 230 | 1 |  |  |  | Single-Speed |  |  |  | 26100 | 1621 | 16.1 |  | 17900 | 1589 | 3.3 |  | Non Federally-Regulated | 07/16/2020 | 200083951 | 07/16/2020
Johnson Controls, Inc. | Johnson Controls | VPCS30*1****0 (ECM) |  | Water-Source | WBAHP: Heat Pump Packaged Unit | Heat Pump | 208 | 1 |  |  |  | Single-Speed |  |  |  | 30100 | 1813 | 16.6 |  | 34000 | 1811 | 5.5 |  | Federally-Regulated Commercial & Industrial Equipment | 07/16/2020 | 8277934 | 07/16/2020
Johnson Controls, Inc. | Johnson Controls | VSCS12*1****0 |  | Ground-Water-Source | WBAHP: Heat Pump Packaged Unit | Heat Pump | 230 | 1 |  |  |  | Single-Speed |  |  |  | 14400 | 727 | 19.8 |  | 12200 | 966 | 3.7 |  | Non Federally-Regulated | 07/16/2020 | 200083912 | 07/16/2020
Johnson Controls, Inc. | Johnson Controls | VSCS30*6****0 (ECM) |  | Ground-Source | WBAHP: Heat Pump Packaged Unit | Heat Pump | 265 | 1 |  |  |  | Single-Speed |  |  |  | 32200 | 2037 | 15.8 |  | 20100 | 1785 | 3.3 |  | Non Federally-Regulated | 07/16/2020 | 200083969 | 07/16/2020
Johnson Controls, Inc. | Johnson Controls | VPCS12*1****0 (ECM) |  | Ground-Source | WBAHP: Heat Pump Packaged Unit | Heat Pump | 230 | 1 |  |  |  | Single-Speed |  |  |  | 12400 | 708 | 17.5 |  | 9600 | 803 | 3.5 |  | Non Federally-Regulated | 07/16/2020 | 8277930 | 07/16/2020
Johnson Controls, Inc. | Johnson Controls | VSCS18*1****0 (ECM) |  | Water-Source | WBAHP: Heat Pump Packaged Unit | Heat Pump | 230 | 1 |  |  |  | Single-Speed |  |  |  | 18400 | 1352 | 13.6 |  | 22000 | 1371 | 4.7 |  | Federally-Regulated Commercial & Industrial Equipment | 07/16/2020 | 200083939 | 07/16/2020
Johnson Controls, Inc. | Johnson Controls | VSCS24*1****0 (ECM) |  | Ground-Water-Source | WBAHP: Heat Pump Packaged Unit | Heat Pump | 230 | 1 |  |  |  | Single-Speed |  |  |  | 28200 | 1299 | 21.7 |  | 24000 | 1758 | 4 |  | Non Federally-Regulated | 07/16/2020 | 200083951 | 07/16/2020
Johnson Controls, Inc. | Johnson Controls | VPCS12*1****0 (ECM) |  | Ground-Source | WBAHP: Heat Pump Packaged Unit | Heat Pump | 208 | 1 |  |  |  | Single-Speed |  |  |  | 12400 | 708 | 17.5 |  | 9600 | 803 | 3.5 |  | Non Federally-Regulated | 07/16/2020 | 8277930 | 07/16/2020
Johnson Controls, Inc. | Johnson Controls | VPCS18*1****0 (ECM) |  | Ground-Water-Source | WBAHP: Heat Pump Packaged Unit | Heat Pump | 230 | 1 |  |  |  | Single-Speed |  |  |  | 21600 | 885 | 24.4 |  | 17800 | 1109 | 4.7 |  | Non Federally-Regulated | 07/16/2020 | 200083984 | 07/16/2020
Johnson Controls, Inc. | Johnson Controls | VSCS30*1****0 (ECM) |  | Water-Source | WBAHP: Heat Pump Packaged Unit | Heat Pump | 208 | 1 |  |  |  | Single-Speed |  |  |  | 30100 | 2150 | 14 |  | 33400 | 2039 | 4.8 |  | Federally-Regulated Commercial & Industrial Equipment | 07/16/2020 | 200083963 | 07/16/2020
Johnson Controls, Inc. | Johnson Controls | VSCS24*1****0 |  | Ground-Source | WBAHP: Heat Pump Packaged Unit | Heat Pump | 230 | 1 |  |  |  | Single-Speed |  |  |  | 26000 | 1656 | 15.7 |  | 18500 | 1694 | 3.2 |  | Non Federally-Regulated | 07/16/2020 | 200083948 | 07/16/2020
Johnson Controls, Inc. | Johnson Controls | VSCS18*1****0 (ECM) |  | Ground-Water-Source | WBAHP: Heat Pump Packaged Unit | Heat Pump | 208 | 1 |  |  |  | Single-Speed |  |  |  | 20900 | 995 | 21 |  | 18100 | 1326 | 4 |  | Non Federally-Regulated | 07/16/2020 | 200083939 | 07/16/2020
Johnson Controls, Inc. | Johnson Controls | VSCS18*6****0 (ECM) |  | Ground-Water-Source | WBAHP: Heat Pump Packaged Unit | Heat Pump | 265 | 1 |  |  |  | Single-Speed |  |  |  | 20900 | 995 | 21 |  | 18100 | 1326 | 4 |  | Non Federally-Regulated | 07/16/2020 | 200083945 | 07/16/2020
Johnson Controls, Inc. | Johnson Controls | VSCS12*6****0 (ECM) |  | Ground-Source | WBAHP: Heat Pump Packaged Unit | Heat Pump | 265 | 1 |  |  |  | Single-Speed |  |  |  | 12800 | 882 | 14.5 |  | 9400 | 834 | 3.3 |  | Non Federally-Regulated | 07/16/2020 | 200083921 | 07/16/2020
Johnson Controls, Inc. | Johnson Controls | VSCS12*1****0 |  | Water-Source | WBAHP: Heat Pump Packaged Unit | Heat Pump | 230 | 1 |  |  |  | Single-Speed |  |  |  | 12200 | 938 | 13 |  | 14900 | 992 | 4.4 |  | Federally-Regulated Commercial & Industrial Equipment | 07/16/2020 | 200083912 | 07/16/2020
Johnson Controls, Inc. | Johnson Controls | VSCS18*1****0 (ECM) |  | Ground-Source | WBAHP: Heat Pump Packaged Unit | Heat Pump | 230 | 1 |  |  |  | Single-Speed |  |  |  | 19100 | 1264 | 15.1 |  | 13700 | 1216 | 3.3 |  | Non Federally-Regulated | 07/16/2020 | 200083939 | 07/16/2020
Johnson Controls, Inc. | Johnson Controls | VSCS24*1****0 |  | Ground-Source | WBAHP: Heat Pump Packaged Unit | Heat Pump | 208 | 1 |  |  |  | Single-Speed |  |  |  | 26000 | 1656 | 15.7 |  | 18500 | 1694 | 3.2 |  | Non Federally-Regulated | 07/16/2020 | 200083948 | 07/16/2020
Johnson Controls, Inc. | Johnson Controls | VSCS30*1****0 |  | Ground-Water-Source | WBAHP: Heat Pump Packaged Unit | Heat Pump | 230 | 1 |  |  |  | Single-Speed |  |  |  | 33500 | 1634 | 20.5 |  | 27500 | 2238 | 3.6 |  | Non Federally-Regulated | 07/16/2020 | 200083960 | 07/16/2020
Johnson Controls, Inc. | Johnson Controls | VSCS12*1****0 |  | Ground-Water-Source | WBAHP: Heat Pump Packaged Unit | Heat Pump | 208 | 1 |  |  |  | Single-Speed |  |  |  | 14400 | 727 | 19.8 |  | 12200 | 966 | 3.7 |  | Non Federally-Regulated | 07/16/2020 | 200083912 | 07/16/2020
Johnson Controls, Inc. | Johnson Controls | VSCS24*1****0 |  | Water-Source | WBAHP: Heat Pump Packaged Unit | Heat Pump | 208 | 1 |  |  |  | Single-Speed |  |  |  | 24400 | 1820 | 13.4 |  | 30200 | 1966 | 4.5 |  | Federally-Regulated Commercial & Industrial Equipment | 07/16/2020 | 200083948 | 07/16/2020
Johnson Controls, Inc. | Johnson Controls | VSCS30*1****0 |  | Water-Source | WBAHP: Heat Pump Packaged Unit | Heat Pump | 208 | 1 |  |  |  | Single-Speed |  |  |  | 29700 | 2233 | 13.3 |  | 33900 | 2258 | 4.4 |  | Federally-Regulated Commercial & Industrial Equipment | 07/16/2020 | 200083960 | 07/16/2020
Johnson Controls, Inc. | Johnson Controls | VSCS18*1****0 (ECM) |  | Water-Source | WBAHP: Heat Pump Packaged Unit | Heat Pump | 208 | 1 |  |  |  | Single-Speed |  |  |  | 18400 | 1352 | 13.6 |  | 22000 | 1371 | 4.7 |  | Federally-Regulated Commercial & Industrial Equipment | 07/16/2020 | 200083939 | 07/16/2020
Johnson Controls, Inc. | Johnson Controls | VSCS24*1****0 |  | Ground-Water-Source | WBAHP: Heat Pump Packaged Unit | Heat Pump | 230 | 1 |  |  |  | Single-Speed |  |  |  | 28100 | 1306 | 21.5 |  | 23800 | 1788 | 3.9 |  | Non Federally-Regulated | 07/16/2020 | 200083948 | 07/16/2020
Johnson Controls, Inc. | Johnson Controls | VSCS18*6****0 (ECM) |  | Water-Source | WBAHP: Heat Pump Packaged Unit | Heat Pump | 265 | 1 |  |  |  | Single-Speed |  |  |  | 18400 | 1352 | 13.6 |  | 22000 | 1371 | 4.7 |  | Federally-Regulated Commercial & Industrial Equipment | 07/16/2020 | 200083945 | 07/16/2020
Johnson Controls, Inc. | Johnson Controls | VSCS12*1****0 (ECM) |  | Water-Source | WBAHP: Heat Pump Packaged Unit | Heat Pump | 208 | 1 |  |  |  | Single-Speed |  |  |  | 12300 | 917 | 13.4 |  | 14700 | 957 | 4.5 |  | Federally-Regulated Commercial & Industrial Equipment | 07/16/2020 | 200083915 | 07/16/2020
Johnson Controls, Inc. | Johnson Controls | VSCS24*1****0 (ECM) |  | Ground-Water-Source | WBAHP: Heat Pump Packaged Unit | Heat Pump | 208 | 1 |  |  |  | Single-Speed |  |  |  | 28200 | 1299 | 21.7 |  | 24000 | 1758 | 4 |  | Non Federally-Regulated | 07/16/2020 | 200083951 | 07/16/2020
Johnson Controls, Inc. | Johnson Controls | VPCS30*1****0 (ECM) |  | Ground-Source | WBAHP: Heat Pump Packaged Unit | Heat Pump | 208 | 1 |  |  |  | Single-Speed |  |  |  | 31300 | 1691 | 18.5 |  | 21800 | 1681 | 3.8 |  | Non Federally-Regulated | 07/16/2020 | 8277934 | 07/16/2020
Johnson Controls, Inc. | Johnson Controls | VPCS12*1****0 (ECM) |  | Water-Source | WBAHP: Heat Pump Packaged Unit | Heat Pump | 208 | 1 |  |  |  | Single-Speed |  |  |  | 11900 | 767 | 15.5 |  | 15000 | 879 | 5 |  | Federally-Regulated Commercial & Industrial Equipment | 07/16/2020 | 8277930 | 07/16/2020
Johnson Controls, Inc. | Johnson Controls | VSCS30*1****0 |  | Ground-Water-Source | WBAHP: Heat Pump Packaged Unit | Heat Pump | 208 | 1 |  |  |  | Single-Speed |  |  |  | 33500 | 1634 | 20.5 |  | 27500 | 2238 | 3.6 |  | Non Federally-Regulated | 07/16/2020 | 200083960 | 07/16/2020
Johnson Controls, Inc. | Johnson Controls | VSCS12*1****0 (ECM) |  | Ground-Source | WBAHP: Heat Pump Packaged Unit | Heat Pump | 230 | 1 |  |  |  | Single-Speed |  |  |  | 12800 | 882 | 14.5 |  | 9400 | 834 | 3.3 |  | Non Federally-Regulated | 07/16/2020 | 200083915 | 07/16/2020
Johnson Controls, Inc. | Johnson Controls | VPCS18*1****0 (ECM) |  | Ground-Source | WBAHP: Heat Pump Packaged Unit | Heat Pump | 230 | 1 |  |  |  | Single-Speed |  |  |  | 19000 | 1055 | 18 |  | 13700 | 1085 | 3.7 |  | Non Federally-Regulated | 07/16/2020 | 200083984 | 07/16/2020
Johnson Controls, Inc. | Johnson Controls | VSCS12*1****0 |  | Ground-Source | WBAHP: Heat Pump Packaged Unit | Heat Pump | 230 | 1 |  |  |  | Single-Speed |  |  |  | 12600 | 881 | 14.3 |  | 9700 | 888 | 3.2 |  | Non Federally-Regulated | 07/16/2020 | 200083912 | 07/16/2020
Johnson Controls, Inc. | Johnson Controls | VSCS24*6****0 (ECM) |  | Ground-Source | WBAHP: Heat Pump Packaged Unit | Heat Pump | 265 | 1 |  |  |  | Single-Speed |  |  |  | 26100 | 1621 | 16.1 |  | 17900 | 1589 | 3.3 |  | Non Federally-Regulated | 07/16/2020 | 200083957 | 07/16/2020
Johnson Controls, Inc. | Johnson Controls | VSCS24*1****0 |  | Ground-Water-Source | WBAHP: Heat Pump Packaged Unit | Heat Pump | 208 | 1 |  |  |  | Single-Speed |  |  |  | 28100 | 1306 | 21.5 |  | 23800 | 1788 | 3.9 |  | Non Federally-Regulated | 07/16/2020 | 200083948 | 07/16/2020
Johnson Controls, Inc. | Johnson Controls | VSCS18*6****0 (ECM) |  | Ground-Source | WBAHP: Heat Pump Packaged Unit | Heat Pump | 265 | 1 |  |  |  | Single-Speed |  |  |  | 19100 | 1264 | 15.1 |  | 13700 | 1216 | 3.3 |  | Non Federally-Regulated | 07/16/2020 | 200083945 | 07/16/2020
Johnson Controls, Inc. | Johnson Controls | VSCS18*1****0 (ECM) |  | Ground-Water-Source | WBAHP: Heat Pump Packaged Unit | Heat Pump | 230 | 1 |  |  |  | Single-Speed |  |  |  | 20900 | 995 | 21 |  | 18100 | 1326 | 4 |  | Non Federally-Regulated | 07/16/2020 | 200083939 | 07/16/2020
Johnson Controls, Inc. | Johnson Controls | VSCS30*1****0 (ECM) |  | Water-Source | WBAHP: Heat Pump Packaged Unit | Heat Pump | 230 | 1 |  |  |  | Single-Speed |  |  |  | 30100 | 2150 | 14 |  | 33400 | 2039 | 4.8 |  | Federally-Regulated Commercial & Industrial Equipment | 07/16/2020 | 200083963 | 07/16/2020
Johnson Controls, Inc. | Johnson Controls | VPCS12*1****0 (ECM) |  | Ground-Water-Source | WBAHP: Heat Pump Packaged Unit | Heat Pump | 230 | 1 |  |  |  | Single-Speed |  |  |  | 13900 | 617 | 22.5 |  | 12200 | 831 | 4.3 |  | Non Federally-Regulated | 07/16/2020 | 8277930 | 07/16/2020
Johnson Controls, Inc. | Johnson Controls | VSCS30*1****0 |  | Ground-Source | WBAHP: Heat Pump Packaged Unit | Heat Pump | 208 | 1 |  |  |  | Single-Speed |  |  |  | 31800 | 2092 | 15.2 |  | 20500 | 1938 | 3.1 |  | Non Federally-Regulated | 07/16/2020 | 200083960 | 07/16/2020
Johnson Controls, Inc. | Johnson Controls | VSCS24*6****0 (ECM) |  | Water-Source | WBAHP: Heat Pump Packaged Unit | Heat Pump | 265 | 1 |  |  |  | Single-Speed |  |  |  | 24600 | 1795 | 13.7 |  | 30000 | 1911 | 4.6 |  | Federally-Regulated Commercial & Industrial Equipment | 07/16/2020 | 200083957 | 07/16/2020
Johnson Controls, Inc. | Johnson Controls | VSCS18*1****0 |  | Water-Source | WBAHP: Heat Pump Packaged Unit | Heat Pump | 230 | 1 |  |  |  | Single-Speed |  |  |  | 18100 | 1371 | 13.2 |  | 22300 | 1420 | 4.6 |  | Federally-Regulated Commercial & Industrial Equipment | 07/16/2020 | 200083936 | 07/16/2020
Johnson Controls, Inc. | Johnson Controls | VPCS30*1****0 (ECM) |  | Ground-Water-Source | WBAHP: Heat Pump Packaged Unit | Heat Pump | 208 | 1 |  |  |  | Single-Speed |  |  |  | 34200 | 1401 | 24.4 |  | 27900 | 1703 | 4.8 |  | Non Federally-Regulated | 07/16/2020 | 8277934 | 07/16/2020
Johnson Controls, Inc. | Johnson Controls | VSCS24*1****0 |  | Water-Source | WBAHP: Heat Pump Packaged Unit | Heat Pump | 230 | 1 |  |  |  | Single-Speed |  |  |  | 24400 | 1820 | 13.4 |  | 30200 | 1966 | 4.5 |  | Federally-Regulated Commercial & Industrial Equipment | 07/16/2020 | 200083948 | 07/16/2020
Waterfurnace International, Inc. | GEOSTAR Z SERIES | ZS036**3*4 |  | Water-Source | WBAHP: Heat Pump Packaged Unit | Heat Pump | 208 | 3 |  |  |  | Single-Speed |  |  |  | 33300 | 2220 | 15 |  | 40600 | 2478 | 4.8 |  | Federally-Regulated Commercial & Industrial Equipment | 07/16/2020 | 4651726 | 07/16/2020
Waterfurnace International, Inc. | GEOSTAR Z SERIES | ZS036**3*4 |  | Ground-Water-Source | WBAHP: Heat Pump Packaged Unit | Heat Pump | 208 | 3 |  |  |  | Single-Speed |  |  |  | 37700 | 1639 | 23 |  | 33000 | 2249 | 4.3 |  | Non Federally-Regulated | 07/16/2020 | 4651726 | 07/16/2020
Waterfurnace International, Inc. | GEOSTAR Z SERIES | ZS036**3*4 |  | Ground-Source | WBAHP: Heat Pump Packaged Unit | Heat Pump | 208 | 3 |  |  |  | Single-Speed |  |  |  | 34500 | 1994 | 17.3 |  | 26000 | 2116 | 3.6 |  | Non Federally-Regulated | 07/16/2020 | 4651726 | 07/16/2020
Waterfurnace International, Inc. | ASTON CONSOLES | GCLC/GCLW/GCLS09*0 |  | Ground-Water-Source | WBAHP-O: Heat Pump Packaged Un | Heat Pump | 230 | 1 |  |  |  | Single-Speed |  |  |  | 10000 | 537 | 18.6 |  | 9200 | 728 | 3.7 |  | Non Federally-Regulated | 07/16/2020 | 8993487 | 07/16/2020
Waterfurnace International, Inc. | ASTON CONSOLES | GCLC/GCLW/GCLS09*2 |  | Water-Source | WBAHP-O: Heat Pump Packaged Un | Heat Pump | 265 | 1 |  |  |  | Single-Speed |  |  |  | 8700 | 713 | 12.2 |  | 11400 | 776 | 4.3 |  | Federally-Regulated Commercial & Industrial Equipment | 07/16/2020 | 8993488 | 07/16/2020
Waterfurnace International, Inc. | ASTON CONSOLES | GCLC/GCLW/GCLS12*0 |  | Ground-Water-Source | WBAHP-O: Heat Pump Packaged Un | Heat Pump | 208 | 1 |  |  |  | Single-Speed |  |  |  | 12700 | 709 | 17.9 |  | 11800 | 934 | 3.7 |  | Non Federally-Regulated | 07/16/2020 | 8993490 | 07/16/2020
Waterfurnace International, Inc. | ASTON CONSOLES | GCLC/GCLW/GCLS12*9 |  | Ground-Water-Source | WBAHP-O: Heat Pump Packaged Un | Heat Pump | 115 | 1 |  |  |  | Single-Speed |  |  |  | 12700 | 709 | 17.9 |  | 11800 | 934 | 3.7 |  | Non Federally-Regulated | 07/16/2020 | 8993492 | 07/16/2020
Waterfurnace International, Inc. | ASTON CONSOLES | GCLC/GCLW/GCLS15*0 |  | Water-Source | WBAHP-O: Heat Pump Packaged Un | Heat Pump | 208 | 1 |  |  |  | Single-Speed |  |  |  | 13300 | 1090 | 12.2 |  | 17500 | 1165 | 4.4 |  | Federally-Regulated Commercial & Industrial Equipment | 07/16/2020 | 8993483 | 07/16/2020
Waterfurnace International, Inc. | ASTON CONSOLES | GCLC/GCLW/GCLS18*2 |  | Water-Source | WBAHP-O: Heat Pump Packaged Un | Heat Pump | 265 | 1 |  |  |  | Single-Speed |  |  |  | 16200 | 1327 | 12.2 |  | 20500 | 1397 | 4.3 |  | Federally-Regulated Commercial & Industrial Equipment | 07/16/2020 | 8993486 | 07/16/2020
Waterfurnace International, Inc. | ASTON CONSOLES | GCLC/GCLW/GCLS09*9 |  | Ground-Water-Source | WBAHP-O: Heat Pump Packaged Un | Heat Pump | 115 | 1 |  |  |  | Single-Speed |  |  |  | 10000 | 537 | 18.6 |  | 9200 | 728 | 3.7 |  | Non Federally-Regulated | 07/16/2020 | 8993489 | 07/16/2020
Waterfurnace International, Inc. | ASTON CONSOLES | GCLC/GCLW/GCLS09*0 |  | Water-Source | WBAHP-O: Heat Pump Packaged Un | Heat Pump | 230 | 1 |  |  |  | Single-Speed |  |  |  | 8700 | 713 | 12.2 |  | 11400 | 776 | 4.3 |  | Federally-Regulated Commercial & Industrial Equipment | 07/16/2020 | 8993487 | 07/16/2020
Waterfurnace International, Inc. | ASTON CONSOLES | GCLC/GCLW/GCLS09*0 |  | Water-Source | WBAHP-O: Heat Pump Packaged Un | Heat Pump | 208 | 1 |  |  |  | Single-Speed |  |  |  | 8700 | 713 | 12.2 |  | 11400 | 776 | 4.3 |  | Federally-Regulated Commercial & Industrial Equipment | 07/16/2020 | 8993487 | 07/16/2020
Waterfurnace International, Inc. | ASTON CONSOLES | GCLC/GCLW/GCLS12*0 |  | Ground-Water-Source | WBAHP-O: Heat Pump Packaged Un | Heat Pump | 230 | 1 |  |  |  | Single-Speed |  |  |  | 12700 | 709 | 17.9 |  | 11800 | 934 | 3.7 |  | Non Federally-Regulated | 07/16/2020 | 8993490 | 07/16/2020
Waterfurnace International, Inc. | ASTON CONSOLES | GCLC/GCLW/GCLS12*0 |  | Water-Source | WBAHP-O: Heat Pump Packaged Un | Heat Pump | 230 | 1 |  |  |  | Single-Speed |  |  |  | 10900 | 893 | 12.2 |  | 14700 | 1001 | 4.3 |  | Federally-Regulated Commercial & Industrial Equipment | 07/16/2020 | 8993490 | 07/16/2020
Waterfurnace International, Inc. | ASTON CONSOLES | GCLC/GCLW/GCLS12*2 |  | Ground-Water-Source | WBAHP-O: Heat Pump Packaged Un | Heat Pump | 265 | 1 |  |  |  | Single-Speed |  |  |  | 12700 | 709 | 17.9 |  | 11800 | 934 | 3.7 |  | Non Federally-Regulated | 07/16/2020 | 8993491 | 07/16/2020
Waterfurnace International, Inc. | ASTON CONSOLES | GCLC/GCLW/GCLS12*0 |  | Water-Source | WBAHP-O: Heat Pump Packaged Un | Heat Pump | 208 | 1 |  |  |  | Single-Speed |  |  |  | 10900 | 893 | 12.2 |  | 14700 | 1001 | 4.3 |  | Federally-Regulated Commercial & Industrial Equipment | 07/16/2020 | 8993490 | 07/16/2020
Waterfurnace International, Inc. | ASTON CONSOLES | GCLC/GCLW/GCLS18*2 |  | Ground-Water-Source | WBAHP-O: Heat Pump Packaged Un | Heat Pump | 265 | 1 |  |  |  | Single-Speed |  |  |  | 19000 | 1027 | 18.5 |  | 17000 | 1346 | 3.7 |  | Non Federally-Regulated | 07/16/2020 | 8993486 | 07/16/2020
Waterfurnace International, Inc. | ASTON CONSOLES | GCLC/GCLW/GCLS15*0 |  | Water-Source | WBAHP-O: Heat Pump Packaged Un | Heat Pump | 230 | 1 |  |  |  | Single-Speed |  |  |  | 13300 | 1090 | 12.2 |  | 17500 | 1165 | 4.4 |  | Federally-Regulated Commercial & Industrial Equipment | 07/16/2020 | 8993483 | 07/16/2020
Waterfurnace International, Inc. | ASTON CONSOLES | GCLC/GCLW/GCLS12*9 |  | Water-Source | WBAHP-O: Heat Pump Packaged Un | Heat Pump | 115 | 1 |  |  |  | Single-Speed |  |  |  | 10900 | 893 | 12.2 |  | 14700 | 1001 | 4.3 |  | Federally-Regulated Commercial & Industrial Equipment | 07/16/2020 | 8993492 | 07/16/2020
Waterfurnace International, Inc. | ASTON CONSOLES | GCLC/GCLW/GCLS09*9 |  | Water-Source | WBAHP-O: Heat Pump Packaged Un | Heat Pump | 115 | 1 |  |  |  | Single-Speed |  |  |  | 8700 | 713 | 12.2 |  | 11400 | 776 | 4.3 |  | Federally-Regulated Commercial & Industrial Equipment | 07/16/2020 | 8993489 | 07/16/2020
Waterfurnace International, Inc. | ASTON CONSOLES | GCLC/GCLW/GCLS15*0 |  | Ground-Water-Source | WBAHP-O: Heat Pump Packaged Un | Heat Pump | 208 | 1 |  |  |  | Single-Speed |  |  |  | 16200 | 852 | 19 |  | 14300 | 1102 | 3.8 |  | Non Federally-Regulated | 07/16/2020 | 8993483 | 07/16/2020
Waterfurnace International, Inc. | ASTON CONSOLES | GCLC/GCLW/GCLS15*0 |  | Ground-Water-Source | WBAHP-O: Heat Pump Packaged Un | Heat Pump | 230 | 1 |  |  |  | Single-Speed |  |  |  | 16200 | 852 | 19 |  | 14300 | 1102 | 3.8 |  | Non Federally-Regulated | 07/16/2020 | 8993483 | 07/16/2020
Waterfurnace International, Inc. | ASTON CONSOLES | GCLC/GCLW/GCLS12*2 |  | Water-Source | WBAHP-O: Heat Pump Packaged Un | Heat Pump | 265 | 1 |  |  |  | Single-Speed |  |  |  | 10900 | 893 | 12.2 |  | 14700 | 1001 | 4.3 |  | Federally-Regulated Commercial & Industrial Equipment | 07/16/2020 | 8993491 | 07/16/2020
Waterfurnace International, Inc. | ASTON CONSOLES | GCLC/GCLW/GCLS09*2 |  | Ground-Water-Source | WBAHP-O: Heat Pump Packaged Un | Heat Pump | 265 | 1 |  |  |  | Single-Speed |  |  |  | 10000 | 537 | 18.6 |  | 9200 | 728 | 3.7 |  | Non Federally-Regulated | 07/16/2020 | 8993488 | 07/16/2020
Waterfurnace International, Inc. | ASTON CONSOLES | GCLC/GCLW/GCLS09*0 |  | Ground-Water-Source | WBAHP-O: Heat Pump Packaged Un | Heat Pump | 208 | 1 |  |  |  | Single-Speed |  |  |  | 10000 | 537 | 18.6 |  | 9200 | 728 | 3.7 |  | Non Federally-Regulated | 07/16/2020 | 8993487 | 07/16/2020
Enertech Global, LLC | Hydron Module | HZS060******B |  | Water-Source | WBAHP: Heat Pump Packaged Unit | Heat Pump | 230 | 1 |  |  |  | Single-Speed |  |  |  | 58400 | 3792 | 15.4 |  | 75700 | 4527 | 4.9 |  | Federally-Regulated Commercial & Industrial Equipment | 07/16/2020 | 9910765 | 07/16/2020
Enertech Global, LLC | Hydron Module | HZS060*3***1B |  | Ground-Source | WBAHP: Heat Pump Packaged Unit | Heat Pump | 460 | 3 |  |  |  | Single-Speed |  |  |  | 60700 | 3112 | 19.5 |  | 48200 | 3531 | 4 |  | Non Federally-Regulated | 07/16/2020 | 9910759 | 07/16/2020
Enertech Global, LLC | Hydron Module | HVT060 |  | Ground-Water-Source | WBAHP: Heat Pump Packaged Unit | Heat Pump | 230 | 1 |  |  |  | Single-Speed |  |  |  | 64200 | 2918 | 22 |  | 57500 | 3744 | 4.5 |  | Non Federally-Regulated | 07/16/2020 | 8738032 | 07/16/2020
Enertech Global, LLC | Hydron Module | HZS036*****1B |  | Ground-Source | WBAHP: Heat Pump Packaged Unit | Heat Pump | 208 | 1 |  |  |  | Single-Speed |  |  |  | 38400 | 1969 | 19.5 |  | 27600 | 2022 | 4 |  | Non Federally-Regulated | 07/16/2020 | 9910621 | 07/16/2020
Enertech Global, LLC | Hydron Module | HZS036*2***1B |  | Water-Source | WBAHP: Heat Pump Packaged Unit | Heat Pump | 208 | 3 |  |  |  | Single-Speed |  |  |  | 36800 | 2190 | 16.8 |  | 43300 | 2394 | 5.3 |  | Federally-Regulated Commercial & Industrial Equipment | 07/16/2020 | 9910624 | 07/16/2020
Enertech Global, LLC | Hydron Module | HVT060*2 |  | Ground-Source | WBAHP: Heat Pump Packaged Unit | Heat Pump | 230 | 3 |  |  |  | Single-Speed |  |  |  | 60900 | 3460 | 17.6 |  | 46300 | 3570 | 3.8 |  | Non Federally-Regulated | 07/16/2020 | 8738035 | 07/16/2020
Enertech Global, LLC | Hydron Module | HZS060*2****B |  | Ground-Source | WBAHP: Heat Pump Packaged Unit | Heat Pump | 208 | 3 |  |  |  | Single-Speed |  |  |  | 60500 | 3398 | 17.8 |  | 49200 | 3794 | 3.8 |  | Non Federally-Regulated | 07/16/2020 | 9910768 | 07/16/2020
Enertech Global, LLC | Hydron Module | HZS060*2****B |  | Water-Source | WBAHP: Heat Pump Packaged Unit | Heat Pump | 230 | 3 |  |  |  | Single-Speed |  |  |  | 58400 | 3792 | 15.4 |  | 75700 | 4527 | 4.9 |  | Federally-Regulated Commercial & Industrial Equipment | 07/16/2020 | 9910768 | 07/16/2020
Enertech Global, LLC | Hydron Module | HVT060 |  | Water-Source | WBAHP: Heat Pump Packaged Unit | Heat Pump | 208 | 1 |  |  |  | Single-Speed |  |  |  | 58600 | 3805 | 15.4 |  | 70500 | 4051 | 5.1 |  | Federally-Regulated Commercial & Industrial Equipment | 07/16/2020 | 8738032 | 07/16/2020
Enertech Global, LLC | Hydron Module | HVT060 |  | Ground-Source | WBAHP: Heat Pump Packaged Unit | Heat Pump | 230 | 1 |  |  |  | Single-Speed |  |  |  | 60900 | 3460 | 17.6 |  | 46300 | 3570 | 3.8 |  | Non Federally-Regulated | 07/16/2020 | 8738032 | 07/16/2020
Enertech Global, LLC | Hydron Module | HVT060*2 |  | Ground-Source | WBAHP: Heat Pump Packaged Unit | Heat Pump | 208 | 3 |  |  |  | Single-Speed |  |  |  | 60900 | 3460 | 17.6 |  | 46300 | 3570 | 3.8 |  | Non Federally-Regulated | 07/16/2020 | 8738035 | 07/16/2020
Enertech Global, LLC | Hydron Module | HRT024A | MPD024 | Ground-Source | WBAHP-CB: Heat Pump Split Syst | Heat Pump | 208 | 1 | False |  |  | Single-Speed |  |  |  | 24600 | 1556 | 15.8 |  | 18000 | 1598 | 3.3 |  | Non Federally-Regulated | 07/16/2020 | 5317915 | 07/16/2020
Enertech Global, LLC | Hydron Module | HZS060*3****B |  | Ground-Source | WBAHP: Heat Pump Packaged Unit | Heat Pump | 460 | 3 |  |  |  | Single-Speed |  |  |  | 60500 | 3398 | 17.8 |  | 49200 | 3794 | 3.8 |  | Non Federally-Regulated | 07/16/2020 | 9910771 | 07/16/2020
Enertech Global, LLC | Hydron Module | HVT060*3 |  | Ground-Source | WBAHP: Heat Pump Packaged Unit | Heat Pump | 460 | 3 |  |  |  | Single-Speed |  |  |  | 60900 | 3460 | 17.6 |  | 46300 | 3570 | 3.8 |  | Non Federally-Regulated | 07/16/2020 | 8738038 | 07/16/2020
Enertech Global, LLC | Hydron Module | HZS036*2***1B |  | Ground-Source | WBAHP: Heat Pump Packaged Unit | Heat Pump | 230 | 3 |  |  |  | Single-Speed |  |  |  | 38400 | 1969 | 19.5 |  | 27600 | 2022 | 4 |  | Non Federally-Regulated | 07/16/2020 | 9910624 | 07/16/2020
Enertech Global, LLC | Hydron Module | HZS060*2***1B |  | Water-Source | WBAHP: Heat Pump Packaged Unit | Heat Pump | 208 | 3 |  |  |  | Single-Speed |  |  |  | 59300 | 3488 | 17 |  | 74700 | 4130 | 5.3 |  | Federally-Regulated Commercial & Industrial Equipment | 07/16/2020 | 9910756 | 07/16/2020
Enertech Global, LLC | Hydron Module | HVT060 |  | Ground-Source | WBAHP: Heat Pump Packaged Unit | Heat Pump | 208 | 1 |  |  |  | Single-Speed |  |  |  | 60900 | 3460 | 17.6 |  | 46300 | 3570 | 3.8 |  | Non Federally-Regulated | 07/16/2020 | 8738032 | 07/16/2020
Enertech Global, LLC | Hydron Module | HZS060******B |  | Ground-Source | WBAHP: Heat Pump Packaged Unit | Heat Pump | 208 | 1 |  |  |  | Single-Speed |  |  |  | 60500 | 3398 | 17.8 |  | 49200 | 3794 | 3.8 |  | Non Federally-Regulated | 07/16/2020 | 9910765 | 07/16/2020
Enertech Global, LLC | Hydron Module | HVT060*3 |  | Water-Source | WBAHP: Heat Pump Packaged Unit | Heat Pump | 460 | 3 |  |  |  | Single-Speed |  |  |  | 58600 | 3805 | 15.4 |  | 70500 | 4051 | 5.1 |  | Federally-Regulated Commercial & Industrial Equipment | 07/16/2020 | 8738038 | 07/16/2020
Enertech Global, LLC | Hydron Module | HZS036******B |  | Water-Source | WBAHP: Heat Pump Packaged Unit | Heat Pump | 208 | 1 |  |  |  | Single-Speed |  |  |  | 35900 | 2301 | 15.6 |  | 43400 | 2595 | 4.9 |  | Federally-Regulated Commercial & Industrial Equipment | 07/16/2020 | 9910637 | 07/16/2020
Enertech Global, LLC | Hydron Module | HZS036******B |  | Ground-Source | WBAHP: Heat Pump Packaged Unit | Heat Pump | 230 | 1 |  |  |  | Single-Speed |  |  |  | 37600 | 2077 | 18.1 |  | 27800 | 2202 | 3.7 |  | Non Federally-Regulated | 07/16/2020 | 9910637 | 07/16/2020
Enertech Global, LLC | Hydron Module | HRT024A | MCD024 | Ground-Source | WBAHP-C: Heat Pump Split Syste | Heat Pump | 208 | 1 | False |  |  | Single-Speed |  |  |  | 24700 | 1506 | 16.4 |  | 17600 | 1473 | 3.5 |  | Non Federally-Regulated | 07/16/2020 | 5932329 | 07/16/2020
Enertech Global, LLC | Hydron Module | HZS036******B |  | Water-Source | WBAHP: Heat Pump Packaged Unit | Heat Pump | 230 | 1 |  |  |  | Single-Speed |  |  |  | 35900 | 2301 | 15.6 |  | 43400 | 2595 | 4.9 |  | Federally-Regulated Commercial & Industrial Equipment | 07/16/2020 | 9910637 | 07/16/2020
Enertech Global, LLC | Hydron Module | HZS060*****1B |  | Water-Source | WBAHP: Heat Pump Packaged Unit | Heat Pump | 230 | 1 |  |  |  | Single-Speed |  |  |  | 59300 | 3488 | 17 |  | 74700 | 4130 | 5.3 |  | Federally-Regulated Commercial & Industrial Equipment | 07/16/2020 | 9910753 | 07/16/2020
Enertech Global, LLC | Hydron Module | HZS060*3***1B |  | Water-Source | WBAHP: Heat Pump Packaged Unit | Heat Pump | 460 | 3 |  |  |  | Single-Speed |  |  |  | 59300 | 3488 | 17 |  | 74700 | 4130 | 5.3 |  | Federally-Regulated Commercial & Industrial Equipment | 07/16/2020 | 9910759 | 07/16/2020
Enertech Global, LLC | Hydron Module | HZS036*****1B |  | Water-Source | WBAHP: Heat Pump Packaged Unit | Heat Pump | 208 | 1 |  |  |  | Single-Speed |  |  |  | 36800 | 2190 | 16.8 |  | 43300 | 2394 | 5.3 |  | Federally-Regulated Commercial & Industrial Equipment | 07/16/2020 | 9910621 | 07/16/2020
Enertech Global, LLC | Hydron Module | HZS036*3***1B |  | Ground-Source | WBAHP: Heat Pump Packaged Unit | Heat Pump | 460 | 3 |  |  |  | Single-Speed |  |  |  | 38400 | 1969 | 19.5 |  | 27600 | 2022 | 4 |  | Non Federally-Regulated | 07/16/2020 | 9910627 | 07/16/2020
Enertech Global, LLC | Hydron Module | HVT060*2 |  | Water-Source | WBAHP: Heat Pump Packaged Unit | Heat Pump | 230 | 3 |  |  |  | Single-Speed |  |  |  | 58600 | 3805 | 15.4 |  | 70500 | 4051 | 5.1 |  | Federally-Regulated Commercial & Industrial Equipment | 07/16/2020 | 8738035 | 07/16/2020
Enertech Global, LLC | Hydron Module | HZS060*2****B |  | Water-Source | WBAHP: Heat Pump Packaged Unit | Heat Pump | 208 | 3 |  |  |  | Single-Speed |  |  |  | 58400 | 3792 | 15.4 |  | 75700 | 4527 | 4.9 |  | Federally-Regulated Commercial & Industrial Equipment | 07/16/2020 | 9910768 | 07/16/2020
Enertech Global, LLC | Hydron Module | HZS036*3****B |  | Water-Source | WBAHP: Heat Pump Packaged Unit | Heat Pump | 460 | 3 |  |  |  | Single-Speed |  |  |  | 35900 | 2301 | 15.6 |  | 43400 | 2595 | 4.9 |  | Federally-Regulated Commercial & Industrial Equipment | 07/16/2020 | 9910643 | 07/16/2020
Enertech Global, LLC | Hydron Module | HZS036*A***1B |  | Water-Source | WBAHP: Heat Pump Packaged Unit | Heat Pump | 265 | 1 |  |  |  | Single-Speed |  |  |  | 36800 | 2190 | 16.8 |  | 43300 | 2394 | 5.3 |  | Federally-Regulated Commercial & Industrial Equipment | 07/16/2020 | 9910630 | 07/16/2020
Enertech Global, LLC | Hydron Module | HZS060******B |  | Water-Source | WBAHP: Heat Pump Packaged Unit | Heat Pump | 208 | 1 |  |  |  | Single-Speed |  |  |  | 58400 | 3792 | 15.4 |  | 75700 | 4527 | 4.9 |  | Federally-Regulated Commercial & Industrial Equipment | 07/16/2020 | 9910765 | 07/16/2020
Enertech Global, LLC | Hydron Module | HVT060 |  | Ground-Water-Source | WBAHP: Heat Pump Packaged Unit | Heat Pump | 208 | 1 |  |  |  | Single-Speed |  |  |  | 64200 | 2918 | 22 |  | 57500 | 3744 | 4.5 |  | Non Federally-Regulated | 07/16/2020 | 8738032 | 07/16/2020
Enertech Global, LLC | Hydron Module | HVT060*3 |  | Ground-Water-Source | WBAHP: Heat Pump Packaged Unit | Heat Pump | 460 | 3 |  |  |  | Single-Speed |  |  |  | 64200 | 2918 | 22 |  | 57500 | 3744 | 4.5 |  | Non Federally-Regulated | 07/16/2020 | 8738038 | 07/16/2020
Enertech Global, LLC | Hydron Module | HZS036*4****B |  | Water-Source | WBAHP: Heat Pump Packaged Unit | Heat Pump | 575 | 3 |  |  |  | Single-Speed |  |  |  | 35900 | 2301 | 15.6 |  | 43400 | 2595 | 4.9 |  | Federally-Regulated Commercial & Industrial Equipment | 07/16/2020 | 9910646 | 07/16/2020
Enertech Global, LLC | Hydron Module | HZS060*4****B |  | Water-Source | WBAHP: Heat Pump Packaged Unit | Heat Pump | 575 | 3 |  |  |  | Single-Speed |  |  |  | 58400 | 3792 | 15.4 |  | 75700 | 4527 | 4.9 |  | Federally-Regulated Commercial & Industrial Equipment | 07/16/2020 | 9910774 | 07/16/2020
Enertech Global, LLC | Hydron Module | HZS036*2****B |  | Ground-Source | WBAHP: Heat Pump Packaged Unit | Heat Pump | 208 | 3 |  |  |  | Single-Speed |  |  |  | 37600 | 2077 | 18.1 |  | 27800 | 2202 | 3.7 |  | Non Federally-Regulated | 07/16/2020 | 9910640 | 07/16/2020
Enertech Global, LLC | Hydron Module | HZS036*2****B |  | Ground-Source | WBAHP: Heat Pump Packaged Unit | Heat Pump | 230 | 3 |  |  |  | Single-Speed |  |  |  | 37600 | 2077 | 18.1 |  | 27800 | 2202 | 3.7 |  | Non Federally-Regulated | 07/16/2020 | 9910640 | 07/16/2020
Enertech Global, LLC | Hydron Module | HZS060*****1B |  | Water-Source | WBAHP: Heat Pump Packaged Unit | Heat Pump | 208 | 1 |  |  |  | Single-Speed |  |  |  | 59300 | 3488 | 17 |  | 74700 | 4130 | 5.3 |  | Federally-Regulated Commercial & Industrial Equipment | 07/16/2020 | 9910753 | 07/16/2020
Enertech Global, LLC | Hydron Module | HZS036*3***1B |  | Water-Source | WBAHP: Heat Pump Packaged Unit | Heat Pump | 460 | 3 |  |  |  | Single-Speed |  |  |  | 36800 | 2190 | 16.8 |  | 43300 | 2394 | 5.3 |  | Federally-Regulated Commercial & Industrial Equipment | 07/16/2020 | 9910627 | 07/16/2020
Enertech Global, LLC | Hydron Module | HZS036*2****B |  | Water-Source | WBAHP: Heat Pump Packaged Unit | Heat Pump | 208 | 3 |  |  |  | Single-Speed |  |  |  | 35900 | 2301 | 15.6 |  | 43400 | 2595 | 4.9 |  | Federally-Regulated Commercial & Industrial Equipment | 07/16/2020 | 9910640 | 07/16/2020
Enertech Global, LLC | Hydron Module | HZS060*****1B |  | Ground-Source | WBAHP: Heat Pump Packaged Unit | Heat Pump | 208 | 1 |  |  |  | Single-Speed |  |  |  | 60700 | 3112 | 19.5 |  | 48200 | 3531 | 4 |  | Non Federally-Regulated | 07/16/2020 | 9910753 | 07/16/2020
Enertech Global, LLC | Hydron Module | HZS060*2***1B |  | Water-Source | WBAHP: Heat Pump Packaged Unit | Heat Pump | 230 | 3 |  |  |  | Single-Speed |  |  |  | 59300 | 3488 | 17 |  | 74700 | 4130 | 5.3 |  | Federally-Regulated Commercial & Industrial Equipment | 07/16/2020 | 9910756 | 07/16/2020
Enertech Global, LLC | Hydron Module | HZS036*A****B |  | Water-Source | WBAHP: Heat Pump Packaged Unit | Heat Pump | 265 | 1 |  |  |  | Single-Speed |  |  |  | 35900 | 2301 | 15.6 |  | 43400 | 2595 | 4.9 |  | Federally-Regulated Commercial & Industrial Equipment | 07/16/2020 | 9910649 | 07/16/2020
Enertech Global, LLC | Hydron Module | HZS036*2****B |  | Water-Source | WBAHP: Heat Pump Packaged Unit | Heat Pump | 230 | 3 |  |  |  | Single-Speed |  |  |  | 35900 | 2301 | 15.6 |  | 43400 | 2595 | 4.9 |  | Federally-Regulated Commercial & Industrial Equipment | 07/16/2020 | 9910640 | 07/16/2020
Enertech Global, LLC | Hydron Module | HRT024A | ACD024 | Ground-Source | WBAHP-C: Heat Pump Split Syste | Heat Pump | 230 | 1 | False |  |  | Single-Speed |  |  |  | 24700 | 1506 | 16.4 |  | 17600 | 1473 | 3.5 |  | Non Federally-Regulated | 07/16/2020 | 5317919 | 07/16/2020
Enertech Global, LLC | Hydron Module | HRT024A | MPD024 | Ground-Source | WBAHP-CB: Heat Pump Split Syst | Heat Pump | 230 | 1 | False |  |  | Single-Speed |  |  |  | 24600 | 1556 | 15.8 |  | 18000 | 1598 | 3.3 |  | Non Federally-Regulated | 07/16/2020 | 5317915 | 07/16/2020
Enertech Global, LLC | Hydron Module | HZS036*A***1B |  | Ground-Source | WBAHP: Heat Pump Packaged Unit | Heat Pump | 265 | 1 |  |  |  | Single-Speed |  |  |  | 38400 | 1969 | 19.5 |  | 27600 | 2022 | 4 |  | Non Federally-Regulated | 07/16/2020 | 9910630 | 07/16/2020
Enertech Global, LLC | Hydron Module | HZS036*A****B |  | Ground-Source | WBAHP: Heat Pump Packaged Unit | Heat Pump | 265 | 1 |  |  |  | Single-Speed |  |  |  | 37600 | 2077 | 18.1 |  | 27800 | 2202 | 3.7 |  | Non Federally-Regulated | 07/16/2020 | 9910649 | 07/16/2020
Enertech Global, LLC | Hydron Module | HZS036******B |  | Ground-Source | WBAHP: Heat Pump Packaged Unit | Heat Pump | 208 | 1 |  |  |  | Single-Speed |  |  |  | 37600 | 2077 | 18.1 |  | 27800 | 2202 | 3.7 |  | Non Federally-Regulated | 07/16/2020 | 9910637 | 07/16/2020
Enertech Global, LLC | Hydron Module | HZS060*2****B |  | Ground-Source | WBAHP: Heat Pump Packaged Unit | Heat Pump | 230 | 3 |  |  |  | Single-Speed |  |  |  | 60500 | 3398 | 17.8 |  | 49200 | 3794 | 3.8 |  | Non Federally-Regulated | 07/16/2020 | 9910768 | 07/16/2020
Enertech Global, LLC | Hydron Module | HZS036*****1B |  | Ground-Source | WBAHP: Heat Pump Packaged Unit | Heat Pump | 230 | 1 |  |  |  | Single-Speed |  |  |  | 38400 | 1969 | 19.5 |  | 27600 | 2022 | 4 |  | Non Federally-Regulated | 07/16/2020 | 9910621 | 07/16/2020
Enertech Global, LLC | Hydron Module | HZS060*4****B |  | Ground-Source | WBAHP: Heat Pump Packaged Unit | Heat Pump | 575 | 3 |  |  |  | Single-Speed |  |  |  | 60500 | 3398 | 17.8 |  | 49200 | 3794 | 3.8 |  | Non Federally-Regulated | 07/16/2020 | 9910774 | 07/16/2020
Enertech Global, LLC | Hydron Module | HZS060*****1B |  | Ground-Source | WBAHP: Heat Pump Packaged Unit | Heat Pump | 230 | 1 |  |  |  | Single-Speed |  |  |  | 60700 | 3112 | 19.5 |  | 48200 | 3531 | 4 |  | Non Federally-Regulated | 07/16/2020 | 9910753 | 07/16/2020
Enertech Global, LLC | Hydron Module | HZS036*2***1B |  | Ground-Source | WBAHP: Heat Pump Packaged Unit | Heat Pump | 208 | 3 |  |  |  | Single-Speed |  |  |  | 38400 | 1969 | 19.5 |  | 27600 | 2022 | 4 |  | Non Federally-Regulated | 07/16/2020 | 9910624 | 07/16/2020
Enertech Global, LLC | Hydron Module | HVT060*A |  | Ground-Water-Source | WBAHP: Heat Pump Packaged Unit | Heat Pump | 265 | 1 |  |  |  | Single-Speed |  |  |  | 64200 | 3042 | 21.1 |  | 57500 | 3829 | 4.4 |  | Non Federally-Regulated | 07/16/2020 | 8738041 | 07/16/2020
Enertech Global, LLC | Hydron Module | HVT060*2 |  | Ground-Water-Source | WBAHP: Heat Pump Packaged Unit | Heat Pump | 230 | 3 |  |  |  | Single-Speed |  |  |  | 64200 | 2918 | 22 |  | 57500 | 3744 | 4.5 |  | Non Federally-Regulated | 07/16/2020 | 8738035 | 07/16/2020
Enertech Global, LLC | Hydron Module | HZS060*2***1B |  | Ground-Source | WBAHP: Heat Pump Packaged Unit | Heat Pump | 230 | 3 |  |  |  | Single-Speed |  |  |  | 60700 | 3112 | 19.5 |  | 48200 | 3531 | 4 |  | Non Federally-Regulated | 07/16/2020 | 9910756 | 07/16/2020
Enertech Global, LLC | Hydron Module | HZS060*3****B |  | Water-Source | WBAHP: Heat Pump Packaged Unit | Heat Pump | 460 | 3 |  |  |  | Single-Speed |  |  |  | 58400 | 3792 | 15.4 |  | 75700 | 4527 | 4.9 |  | Federally-Regulated Commercial & Industrial Equipment | 07/16/2020 | 9910771 | 07/16/2020
Enertech Global, LLC | Hydron Module | HZS036*****1B |  | Water-Source | WBAHP: Heat Pump Packaged Unit | Heat Pump | 230 | 1 |  |  |  | Single-Speed |  |  |  | 36800 | 2190 | 16.8 |  | 43300 | 2394 | 5.3 |  | Federally-Regulated Commercial & Industrial Equipment | 07/16/2020 | 9910621 | 07/16/2020
Enertech Global, LLC | Hydron Module | HRT024A | ACD024 | Ground-Source | WBAHP-C: Heat Pump Split Syste | Heat Pump | 208 | 1 | False |  |  | Single-Speed |  |  |  | 24700 | 1506 | 16.4 |  | 17600 | 1473 | 3.5 |  | Non Federally-Regulated | 07/16/2020 | 5317919 | 07/16/2020
Enertech Global, LLC | Hydron Module | HVT060*A |  | Ground-Source | WBAHP: Heat Pump Packaged Unit | Heat Pump | 265 | 1 |  |  |  | Single-Speed |  |  |  | 60900 | 3603 | 16.9 |  | 46300 | 3667 | 3.7 |  | Non Federally-Regulated | 07/16/2020 | 8738041 | 07/16/2020
Enertech Global, LLC | Hydron Module | HZS036*2***1B |  | Water-Source | WBAHP: Heat Pump Packaged Unit | Heat Pump | 230 | 3 |  |  |  | Single-Speed |  |  |  | 36800 | 2190 | 16.8 |  | 43300 | 2394 | 5.3 |  | Federally-Regulated Commercial & Industrial Equipment | 07/16/2020 | 9910624 | 07/16/2020
Enertech Global, LLC | Hydron Module | HZS060******B |  | Ground-Source | WBAHP: Heat Pump Packaged Unit | Heat Pump | 230 | 1 |  |  |  | Single-Speed |  |  |  | 60500 | 3398 | 17.8 |  | 49200 | 3794 | 3.8 |  | Non Federally-Regulated | 07/16/2020 | 9910765 | 07/16/2020
Enertech Global, LLC | Hydron Module | HZS060*2***1B |  | Ground-Source | WBAHP: Heat Pump Packaged Unit | Heat Pump | 208 | 3 |  |  |  | Single-Speed |  |  |  | 60700 | 3112 | 19.5 |  | 48200 | 3531 | 4 |  | Non Federally-Regulated | 07/16/2020 | 9910756 | 07/16/2020
Enertech Global, LLC | Hydron Module | HVT060*2 |  | Ground-Water-Source | WBAHP: Heat Pump Packaged Unit | Heat Pump | 208 | 3 |  |  |  | Single-Speed |  |  |  | 64200 | 2918 | 22 |  | 57500 | 3744 | 4.5 |  | Non Federally-Regulated | 07/16/2020 | 8738035 | 07/16/2020
Enertech Global, LLC | Hydron Module | HZS036*3****B |  | Ground-Source | WBAHP: Heat Pump Packaged Unit | Heat Pump | 460 | 3 |  |  |  | Single-Speed |  |  |  | 37600 | 2077 | 18.1 |  | 27800 | 2202 | 3.7 |  | Non Federally-Regulated | 07/16/2020 | 9910643 | 07/16/2020
Enertech Global, LLC | Hydron Module | HVT060*2 |  | Water-Source | WBAHP: Heat Pump Packaged Unit | Heat Pump | 208 | 3 |  |  |  | Single-Speed |  |  |  | 58600 | 3805 | 15.4 |  | 70500 | 4051 | 5.1 |  | Federally-Regulated Commercial & Industrial Equipment | 07/16/2020 | 8738035 | 07/16/2020
Enertech Global, LLC | Hydron Module | HVT060*A |  | Water-Source | WBAHP: Heat Pump Packaged Unit | Heat Pump | 265 | 1 |  |  |  | Single-Speed |  |  |  | 58600 | 3932 | 14.9 |  | 70500 | 4216 | 4.9 |  | Federally-Regulated Commercial & Industrial Equipment | 07/16/2020 | 8738041 | 07/16/2020
Enertech Global, LLC | Hydron Module | HZS036*4****B |  | Ground-Source | WBAHP: Heat Pump Packaged Unit | Heat Pump | 575 | 3 |  |  |  | Single-Speed |  |  |  | 37600 | 2077 | 18.1 |  | 27800 | 2202 | 3.7 |  | Non Federally-Regulated | 07/16/2020 | 9910646 | 07/16/2020
Enertech Global, LLC | Hydron Module | HVT060 |  | Water-Source | WBAHP: Heat Pump Packaged Unit | Heat Pump | 230 | 1 |  |  |  | Single-Speed |  |  |  | 58600 | 3805 | 15.4 |  | 70500 | 4051 | 5.1 |  | Federally-Regulated Commercial & Industrial Equipment | 07/16/2020 | 8738032 | 07/16/2020
Enertech Global, LLC | GEOCOMFORT | GXT048D2 |  | Ground-Water-Source | WBAHP: Heat Pump Packaged Unit | Heat Pump | 208 | 3 |  |  |  | Single-Speed |  |  |  | 53100 | 2402 | 22.1 |  | 47400 | 3019 | 4.6 |  | Non Federally-Regulated | 07/16/2020 | 5646394 | 07/16/2020
Enertech Global, LLC | GEOCOMFORT | GXT048D |  | Ground-Source | WBAHP: Heat Pump Packaged Unit | Heat Pump | 230 | 1 |  |  |  | Single-Speed |  |  |  | 49000 | 2865 | 17.1 |  | 38200 | 2870 | 3.9 |  | Non Federally-Regulated | 07/16/2020 | 5646391 | 07/16/2020
Enertech Global, LLC | GEOCOMFORT | GXT024D3 |  | Ground-Water-Source | WBAHP: Heat Pump Packaged Unit | Heat Pump | 460 | 3 |  |  |  | Single-Speed |  |  |  | 29600 | 1100 | 26.9 |  | 24700 | 1392 | 5.2 |  | Non Federally-Regulated | 07/16/2020 | 5646349 | 07/16/2020
Enertech Global, LLC | GEOCOMFORT | GCT048D2 |  | Ground-Water-Source | WBAHP: Heat Pump Packaged Unit | Heat Pump | 208 | 3 |  |  |  | Single-Speed |  |  |  | 53100 | 2435 | 21.8 |  | 46700 | 2975 | 4.6 |  | Non Federally-Regulated | 07/16/2020 | 5646768 | 07/16/2020
Enertech Global, LLC | GEOCOMFORT | GCT048D2 |  | Ground-Source | WBAHP: Heat Pump Packaged Unit | Heat Pump | 208 | 3 |  |  |  | Single-Speed |  |  |  | 49000 | 2865 | 17.1 |  | 38000 | 2855 | 3.9 |  | Non Federally-Regulated | 07/16/2020 | 5646768 | 07/16/2020
Enertech Global, LLC | GEOCOMFORT | GVS041*2 |  | Water-Source | WBAHP: Heat Pump Packaged Unit | Heat Pump | 208 | 3 |  |  |  | Single-Speed |  |  |  | 37100 | 2506 | 14.8 |  | 46800 | 2981 | 4.6 |  | Federally-Regulated Commercial & Industrial Equipment | 07/16/2020 | 203143111 | 07/16/2020
Enertech Global, LLC | GEOCOMFORT | GRT060A | MPD060 | Ground-Source | WBAHP-CB: Heat Pump Split Syst | Heat Pump | 208 | 1 | False |  |  | Single-Speed |  |  |  | 61500 | 3575 | 17.2 |  | 45600 | 3818 | 3.5 |  | Non Federally-Regulated | 07/16/2020 | 5317933 | 07/16/2020
Enertech Global, LLC | GEOCOMFORT | GCT048D |  | Ground-Water-Source | WBAHP: Heat Pump Packaged Unit | Heat Pump | 230 | 1 |  |  |  | Single-Speed |  |  |  | 53100 | 2435 | 21.8 |  | 46700 | 2975 | 4.6 |  | Non Federally-Regulated | 07/16/2020 | 5646765 | 07/16/2020
Enertech Global, LLC | GEOCOMFORT | GXT036D |  | Ground-Water-Source | WBAHP: Heat Pump Packaged Unit | Heat Pump | 230 | 1 |  |  |  | Single-Speed |  |  |  | 42200 | 1758 | 24 |  | 37000 | 2126 | 5.1 |  | Non Federally-Regulated | 07/16/2020 | 5646371 | 07/16/2020
Enertech Global, LLC | GEOCOMFORT | GXT036D2 |  | Ground-Water-Source | WBAHP: Heat Pump Packaged Unit | Heat Pump | 208 | 3 |  |  |  | Single-Speed |  |  |  | 42200 | 1758 | 24 |  | 37000 | 2126 | 5.1 |  | Non Federally-Regulated | 07/16/2020 | 5646374 | 07/16/2020
Enertech Global, LLC | GEOCOMFORT | GVS041*2***1 |  | Water-Source | WBAHP: Heat Pump Packaged Unit | Heat Pump | 208 | 3 |  |  |  | Single-Speed |  |  |  | 38300 | 2487 | 15.4 |  | 46900 | 2695 | 5.1 |  | Federally-Regulated Commercial & Industrial Equipment | 07/16/2020 | 203143749 | 07/16/2020
Enertech Global, LLC | GEOCOMFORT | GXT024D |  | Ground-Water-Source | WBAHP: Heat Pump Packaged Unit | Heat Pump | 208 | 1 |  |  |  | Single-Speed |  |  |  | 29600 | 1100 | 26.9 |  | 24700 | 1392 | 5.2 |  | Non Federally-Regulated | 07/16/2020 | 5646343 | 07/16/2020
Enertech Global, LLC | GEOCOMFORT | GVS041*3***1 |  | Water-Source | WBAHP: Heat Pump Packaged Unit | Heat Pump | 460 | 3 |  |  |  | Single-Speed |  |  |  | 38300 | 2487 | 15.4 |  | 46900 | 2695 | 5.1 |  | Federally-Regulated Commercial & Industrial Equipment | 07/16/2020 | 203143752 | 07/16/2020
Enertech Global, LLC | GEOCOMFORT | GXT024D2 |  | Ground-Source | WBAHP: Heat Pump Packaged Unit | Heat Pump | 208 | 3 |  |  |  | Single-Speed |  |  |  | 27200 | 1339 | 20.3 |  | 19800 | 1349 | 4.3 |  | Non Federally-Regulated | 07/16/2020 | 5646346 | 07/16/2020
Enertech Global, LLC | GEOCOMFORT | GXT060D |  | Ground-Source | WBAHP: Heat Pump Packaged Unit | Heat Pump | 208 | 1 |  |  |  | Single-Speed |  |  |  | 63000 | 3539 | 17.8 |  | 47700 | 3778 | 3.7 |  | Non Federally-Regulated | 07/16/2020 | 5440541 | 07/16/2020
Enertech Global, LLC | GEOCOMFORT | GVS041*4 |  | Ground-Source | WBAHP: Heat Pump Packaged Unit | Heat Pump | 575 | 3 |  |  |  | Single-Speed |  |  |  | 38700 | 2263 | 17.1 |  | 31100 | 2531 | 3.6 |  | Non Federally-Regulated | 07/16/2020 | 203143119 | 07/16/2020
Enertech Global, LLC | GEOCOMFORT | GVS041*4 |  | Water-Source | WBAHP: Heat Pump Packaged Unit | Heat Pump | 575 | 3 |  |  |  | Single-Speed |  |  |  | 37100 | 2506 | 14.8 |  | 46800 | 2981 | 4.6 |  | Federally-Regulated Commercial & Industrial Equipment | 07/16/2020 | 203143119 | 07/16/2020
Enertech Global, LLC | GEOCOMFORT | GVS041*3***1 |  | Ground-Source | WBAHP: Heat Pump Packaged Unit | Heat Pump | 460 | 3 |  |  |  | Single-Speed |  |  |  | 39800 | 2235 | 17.8 |  | 31200 | 2471 | 3.7 |  | Non Federally-Regulated | 07/16/2020 | 203143752 | 07/16/2020
Enertech Global, LLC | GEOCOMFORT | GCT036D |  | Ground-Water-Source | WBAHP: Heat Pump Packaged Unit | Heat Pump | 230 | 1 |  |  |  | Single-Speed |  |  |  | 41700 | 1774 | 23.5 |  | 36700 | 2151 | 5 |  | Non Federally-Regulated | 07/16/2020 | 5646381 | 07/16/2020
Enertech Global, LLC | GEOCOMFORT | GXT024D |  | Ground-Water-Source | WBAHP: Heat Pump Packaged Unit | Heat Pump | 230 | 1 |  |  |  | Single-Speed |  |  |  | 29600 | 1100 | 26.9 |  | 24700 | 1392 | 5.2 |  | Non Federally-Regulated | 07/16/2020 | 5646343 | 07/16/2020
Enertech Global, LLC | GEOCOMFORT | GXT048D2 |  | Ground-Source | WBAHP: Heat Pump Packaged Unit | Heat Pump | 230 | 3 |  |  |  | Single-Speed |  |  |  | 49000 | 2865 | 17.1 |  | 38200 | 2870 | 3.9 |  | Non Federally-Regulated | 07/16/2020 | 5646394 | 07/16/2020
Enertech Global, LLC | GEOCOMFORT | GCT036D |  | Ground-Water-Source | WBAHP: Heat Pump Packaged Unit | Heat Pump | 208 | 1 |  |  |  | Single-Speed |  |  |  | 41700 | 1774 | 23.5 |  | 36700 | 2151 | 5 |  | Non Federally-Regulated | 07/16/2020 | 5646381 | 07/16/2020
Enertech Global, LLC | GEOCOMFORT | GVS041*2***1 |  | Ground-Water-Source | WBAHP: Heat Pump Packaged Unit | Heat Pump | 208 | 3 |  |  |  | Single-Speed |  |  |  | 43000 | 1822 | 23.6 |  | 39200 | 2611 | 4.4 |  | Non Federally-Regulated | 07/16/2020 | 203143749 | 07/16/2020
Enertech Global, LLC | GEOCOMFORT | GCT048D3 |  | Ground-Source | WBAHP: Heat Pump Packaged Unit | Heat Pump | 460 | 3 |  |  |  | Single-Speed |  |  |  | 49000 | 2865 | 17.1 |  | 38000 | 2855 | 3.9 |  | Non Federally-Regulated | 07/16/2020 | 5646771 | 07/16/2020
Enertech Global, LLC | GEOCOMFORT | GCT036D3 |  | Ground-Water-Source | WBAHP: Heat Pump Packaged Unit | Heat Pump | 460 | 3 |  |  |  | Single-Speed |  |  |  | 41700 | 1774 | 23.5 |  | 36700 | 2151 | 5 |  | Non Federally-Regulated | 07/16/2020 | 5646387 | 07/16/2020
Enertech Global, LLC | GEOCOMFORT | GXT060D2 |  | Ground-Source | WBAHP: Heat Pump Packaged Unit | Heat Pump | 230 | 3 |  |  |  | Single-Speed |  |  |  | 63000 | 3539 | 17.8 |  | 47700 | 3778 | 3.7 |  | Non Federally-Regulated | 07/16/2020 | 5440573 | 07/16/2020
Enertech Global, LLC | GEOCOMFORT | GCT048D |  | Ground-Source | WBAHP: Heat Pump Packaged Unit | Heat Pump | 208 | 1 |  |  |  | Single-Speed |  |  |  | 49000 | 2865 | 17.1 |  | 38000 | 2855 | 3.9 |  | Non Federally-Regulated | 07/16/2020 | 5646765 | 07/16/2020
Enertech Global, LLC | GEOCOMFORT | GXT048D3 |  | Ground-Source | WBAHP: Heat Pump Packaged Unit | Heat Pump | 460 | 3 |  |  |  | Single-Speed |  |  |  | 49000 | 2865 | 17.1 |  | 38200 | 2870 | 3.9 |  | Non Federally-Regulated | 07/16/2020 | 5646397 | 07/16/2020
Enertech Global, LLC | GEOCOMFORT | GCT036D |  | Ground-Source | WBAHP: Heat Pump Packaged Unit | Heat Pump | 208 | 1 |  |  |  | Single-Speed |  |  |  | 38600 | 2109 | 18.3 |  | 28600 | 2044 | 4.1 |  | Non Federally-Regulated | 07/16/2020 | 5646381 | 07/16/2020
Enertech Global, LLC | GEOCOMFORT | GCT036D2 |  | Ground-Source | WBAHP: Heat Pump Packaged Unit | Heat Pump | 230 | 3 |  |  |  | Single-Speed |  |  |  | 38600 | 2109 | 18.3 |  | 28600 | 2044 | 4.1 |  | Non Federally-Regulated | 07/16/2020 | 5646384 | 07/16/2020
Enertech Global, LLC | GEOCOMFORT | GRT048A | MPD060 | Ground-Source | WBAHP-CB: Heat Pump Split Syst | Heat Pump | 208 | 1 | False |  |  | Single-Speed |  |  |  | 50700 | 2816 | 18 |  | 34200 | 2708 | 3.7 |  | Non Federally-Regulated | 07/16/2020 | 5317927 | 07/16/2020
Enertech Global, LLC | GEOCOMFORT | GCT048D |  | Ground-Source | WBAHP: Heat Pump Packaged Unit | Heat Pump | 230 | 1 |  |  |  | Single-Speed |  |  |  | 49000 | 2865 | 17.1 |  | 38000 | 2855 | 3.9 |  | Non Federally-Regulated | 07/16/2020 | 5646765 | 07/16/2020
Enertech Global, LLC | GEOCOMFORT | GCT048D2 |  | Ground-Water-Source | WBAHP: Heat Pump Packaged Unit | Heat Pump | 230 | 3 |  |  |  | Single-Speed |  |  |  | 53100 | 2435 | 21.8 |  | 46700 | 2975 | 4.6 |  | Non Federally-Regulated | 07/16/2020 | 5646768 | 07/16/2020
Enertech Global, LLC | GEOCOMFORT | GXT036D2 |  | Ground-Source | WBAHP: Heat Pump Packaged Unit | Heat Pump | 230 | 3 |  |  |  | Single-Speed |  |  |  | 38900 | 2125 | 18.3 |  | 29200 | 2037 | 4.2 |  | Non Federally-Regulated | 07/16/2020 | 5646374 | 07/16/2020
Enertech Global, LLC | GEOCOMFORT | GXT036D |  | Ground-Source | WBAHP: Heat Pump Packaged Unit | Heat Pump | 230 | 1 |  |  |  | Single-Speed |  |  |  | 38900 | 2125 | 18.3 |  | 29200 | 2037 | 4.2 |  | Non Federally-Regulated | 07/16/2020 | 5646371 | 07/16/2020
Enertech Global, LLC | GEOCOMFORT | GXT036D3 |  | Ground-Water-Source | WBAHP: Heat Pump Packaged Unit | Heat Pump | 460 | 3 |  |  |  | Single-Speed |  |  |  | 42200 | 1758 | 24 |  | 37000 | 2126 | 5.1 |  | Non Federally-Regulated | 07/16/2020 | 5646377 | 07/16/2020
Enertech Global, LLC | GEOCOMFORT | GCT036D2 |  | Ground-Source | WBAHP: Heat Pump Packaged Unit | Heat Pump | 208 | 3 |  |  |  | Single-Speed |  |  |  | 38600 | 2109 | 18.3 |  | 28600 | 2044 | 4.1 |  | Non Federally-Regulated | 07/16/2020 | 5646384 | 07/16/2020
Enertech Global, LLC | GEOCOMFORT | GRT048A | MPD060 | Ground-Source | WBAHP-CB: Heat Pump Split Syst | Heat Pump | 230 | 1 | False |  |  | Single-Speed |  |  |  | 50700 | 2816 | 18 |  | 34200 | 2708 | 3.7 |  | Non Federally-Regulated | 07/16/2020 | 5317927 | 07/16/2020
Enertech Global, LLC | GEOCOMFORT | GCT048D |  | Ground-Water-Source | WBAHP: Heat Pump Packaged Unit | Heat Pump | 208 | 1 |  |  |  | Single-Speed |  |  |  | 53100 | 2435 | 21.8 |  | 46700 | 2975 | 4.6 |  | Non Federally-Regulated | 07/16/2020 | 5646765 | 07/16/2020
Enertech Global, LLC | GEOCOMFORT | GVS041*3***1 |  | Ground-Water-Source | WBAHP: Heat Pump Packaged Unit | Heat Pump | 460 | 3 |  |  |  | Single-Speed |  |  |  | 43000 | 1822 | 23.6 |  | 39200 | 2611 | 4.4 |  | Non Federally-Regulated | 07/16/2020 | 203143752 | 07/16/2020
Enertech Global, LLC | GEOCOMFORT | GXT024D3 |  | Ground-Source | WBAHP: Heat Pump Packaged Unit | Heat Pump | 460 | 3 |  |  |  | Single-Speed |  |  |  | 27200 | 1339 | 20.3 |  | 19800 | 1349 | 4.3 |  | Non Federally-Regulated | 07/16/2020 | 5646349 | 07/16/2020
Enertech Global, LLC | GEOCOMFORT | GXT048D |  | Ground-Water-Source | WBAHP: Heat Pump Packaged Unit | Heat Pump | 230 | 1 |  |  |  | Single-Speed |  |  |  | 53100 | 2402 | 22.1 |  | 47400 | 3019 | 4.6 |  | Non Federally-Regulated | 07/16/2020 | 5646391 | 07/16/2020
Enertech Global, LLC | GEOCOMFORT | GXT048D3 |  | Ground-Water-Source | WBAHP: Heat Pump Packaged Unit | Heat Pump | 460 | 3 |  |  |  | Single-Speed |  |  |  | 53100 | 2402 | 22.1 |  | 47400 | 3019 | 4.6 |  | Non Federally-Regulated | 07/16/2020 | 5646397 | 07/16/2020
Enertech Global, LLC | GEOCOMFORT | GXT036D3 |  | Ground-Source | WBAHP: Heat Pump Packaged Unit | Heat Pump | 460 | 3 |  |  |  | Single-Speed |  |  |  | 38900 | 2125 | 18.3 |  | 29200 | 2037 | 4.2 |  | Non Federally-Regulated | 07/16/2020 | 5646377 | 07/16/2020
Enertech Global, LLC | GEOCOMFORT | GXT048D2 |  | Ground-Water-Source | WBAHP: Heat Pump Packaged Unit | Heat Pump | 230 | 3 |  |  |  | Single-Speed |  |  |  | 53100 | 2402 | 22.1 |  | 47400 | 3019 | 4.6 |  | Non Federally-Regulated | 07/16/2020 | 5646394 | 07/16/2020
Enertech Global, LLC | GEOCOMFORT | GXT024D |  | Ground-Source | WBAHP: Heat Pump Packaged Unit | Heat Pump | 230 | 1 |  |  |  | Single-Speed |  |  |  | 27200 | 1339 | 20.3 |  | 19800 | 1349 | 4.3 |  | Non Federally-Regulated | 07/16/2020 | 5646343 | 07/16/2020
Enertech Global, LLC | GEOCOMFORT | GXT036D |  | Ground-Water-Source | WBAHP: Heat Pump Packaged Unit | Heat Pump | 208 | 1 |  |  |  | Single-Speed |  |  |  | 42200 | 1758 | 24 |  | 37000 | 2126 | 5.1 |  | Non Federally-Regulated | 07/16/2020 | 5646371 | 07/16/2020
Enertech Global, LLC | GEOCOMFORT | GRT036A | MPD036 | Ground-Source | WBAHP-CB: Heat Pump Split Syst | Heat Pump | 208 | 1 | False |  |  | Single-Speed |  |  |  | 35500 | 2218 | 16 |  | 27400 | 2170 | 3.7 |  | Non Federally-Regulated | 07/16/2020 | 5317921 | 07/16/2020
Enertech Global, LLC | GEOCOMFORT | GVS041*****1 |  | Ground-Source | WBAHP: Heat Pump Packaged Unit | Heat Pump | 208 | 1 |  |  |  | Single-Speed |  |  |  | 39800 | 2235 | 17.8 |  | 31200 | 2471 | 3.7 |  | Non Federally-Regulated | 07/16/2020 | 203143746 | 07/16/2020
Enertech Global, LLC | GEOCOMFORT | GVS041*3 |  | Water-Source | WBAHP: Heat Pump Packaged Unit | Heat Pump | 460 | 3 |  |  |  | Single-Speed |  |  |  | 37100 | 2506 | 14.8 |  | 46800 | 2981 | 4.6 |  | Federally-Regulated Commercial & Industrial Equipment | 07/16/2020 | 203143114 | 07/16/2020
Enertech Global, LLC | GEOCOMFORT | GXT048D |  | Ground-Source | WBAHP: Heat Pump Packaged Unit | Heat Pump | 208 | 1 |  |  |  | Single-Speed |  |  |  | 49000 | 2865 | 17.1 |  | 38200 | 2870 | 3.9 |  | Non Federally-Regulated | 07/16/2020 | 5646391 | 07/16/2020
Enertech Global, LLC | GEOCOMFORT | GXT060D |  | Ground-Source | WBAHP: Heat Pump Packaged Unit | Heat Pump | 230 | 1 |  |  |  | Single-Speed |  |  |  | 63000 | 3539 | 17.8 |  | 47700 | 3778 | 3.7 |  | Non Federally-Regulated | 07/16/2020 | 5440541 | 07/16/2020
Enertech Global, LLC | GEOCOMFORT | GCT036D |  | Ground-Source | WBAHP: Heat Pump Packaged Unit | Heat Pump | 230 | 1 |  |  |  | Single-Speed |  |  |  | 38600 | 2109 | 18.3 |  | 28600 | 2044 | 4.1 |  | Non Federally-Regulated | 07/16/2020 | 5646381 | 07/16/2020
Enertech Global, LLC | GEOCOMFORT | GVS041*2***1 |  | Ground-Source | WBAHP: Heat Pump Packaged Unit | Heat Pump | 208 | 3 |  |  |  | Single-Speed |  |  |  | 39800 | 2235 | 17.8 |  | 31200 | 2471 | 3.7 |  | Non Federally-Regulated | 07/16/2020 | 203143749 | 07/16/2020
Enertech Global, LLC | GEOCOMFORT | GXT024D2 |  | Ground-Water-Source | WBAHP: Heat Pump Packaged Unit | Heat Pump | 230 | 3 |  |  |  | Single-Speed |  |  |  | 29600 | 1100 | 26.9 |  | 24700 | 1392 | 5.2 |  | Non Federally-Regulated | 07/16/2020 | 5646346 | 07/16/2020
Enertech Global, LLC | GEOCOMFORT | GCT048D3 |  | Ground-Water-Source | WBAHP: Heat Pump Packaged Unit | Heat Pump | 460 | 3 |  |  |  | Single-Speed |  |  |  | 53100 | 2435 | 21.8 |  | 46700 | 2975 | 4.6 |  | Non Federally-Regulated | 07/16/2020 | 5646771 | 07/16/2020
Enertech Global, LLC | GEOCOMFORT | GRT036A | MPD036 | Ground-Source | WBAHP-CB: Heat Pump Split Syst | Heat Pump | 230 | 1 | False |  |  | Single-Speed |  |  |  | 35500 | 2218 | 16 |  | 27400 | 2170 | 3.7 |  | Non Federally-Regulated | 07/16/2020 | 5317921 | 07/16/2020
Enertech Global, LLC | GEOCOMFORT | GVS041*****1 |  | Ground-Water-Source | WBAHP: Heat Pump Packaged Unit | Heat Pump | 208 | 1 |  |  |  | Single-Speed |  |  |  | 43000 | 1822 | 23.6 |  | 39200 | 2611 | 4.4 |  | Non Federally-Regulated | 07/16/2020 | 203143746 | 07/16/2020
Enertech Global, LLC | GEOCOMFORT | GVS041*3 |  | Ground-Water-Source | WBAHP: Heat Pump Packaged Unit | Heat Pump | 460 | 3 |  |  |  | Single-Speed |  |  |  | 41400 | 1856 | 22.3 |  | 38900 | 2780 | 4.1 |  | Non Federally-Regulated | 07/16/2020 | 203143114 | 07/16/2020
Enertech Global, LLC | GEOCOMFORT | GXT024D |  | Ground-Source | WBAHP: Heat Pump Packaged Unit | Heat Pump | 208 | 1 |  |  |  | Single-Speed |  |  |  | 27200 | 1339 | 20.3 |  | 19800 | 1349 | 4.3 |  | Non Federally-Regulated | 07/16/2020 | 5646343 | 07/16/2020
Enertech Global, LLC | GEOCOMFORT | GXT036D2 |  | Ground-Water-Source | WBAHP: Heat Pump Packaged Unit | Heat Pump | 230 | 3 |  |  |  | Single-Speed |  |  |  | 42200 | 1758 | 24 |  | 37000 | 2126 | 5.1 |  | Non Federally-Regulated | 07/16/2020 | 5646374 | 07/16/2020
Enertech Global, LLC | GEOCOMFORT | GCT036D2 |  | Ground-Water-Source | WBAHP: Heat Pump Packaged Unit | Heat Pump | 208 | 3 |  |  |  | Single-Speed |  |  |  | 41700 | 1774 | 23.5 |  | 36700 | 2151 | 5 |  | Non Federally-Regulated | 07/16/2020 | 5646384 | 07/16/2020
Enertech Global, LLC | GEOCOMFORT | GXT024D2 |  | Ground-Water-Source | WBAHP: Heat Pump Packaged Unit | Heat Pump | 208 | 3 |  |  |  | Single-Speed |  |  |  | 29600 | 1100 | 26.9 |  | 24700 | 1392 | 5.2 |  | Non Federally-Regulated | 07/16/2020 | 5646346 | 07/16/2020
Enertech Global, LLC | GEOCOMFORT | GVS041*3 |  | Ground-Source | WBAHP: Heat Pump Packaged Unit | Heat Pump | 460 | 3 |  |  |  | Single-Speed |  |  |  | 38700 | 2263 | 17.1 |  | 31100 | 2531 | 3.6 |  | Non Federally-Regulated | 07/16/2020 | 203143114 | 07/16/2020
Enertech Global, LLC | GEOCOMFORT | GXT060D2 |  | Ground-Source | WBAHP: Heat Pump Packaged Unit | Heat Pump | 208 | 3 |  |  |  | Single-Speed |  |  |  | 63000 | 3539 | 17.8 |  | 47700 | 3778 | 3.7 |  | Non Federally-Regulated | 07/16/2020 | 5440573 | 07/16/2020
Enertech Global, LLC | GEOCOMFORT | GXT036D |  | Ground-Source | WBAHP: Heat Pump Packaged Unit | Heat Pump | 208 | 1 |  |  |  | Single-Speed |  |  |  | 38900 | 2125 | 18.3 |  | 29200 | 2037 | 4.2 |  | Non Federally-Regulated | 07/16/2020 | 5646371 | 07/16/2020
Enertech Global, LLC | GEOCOMFORT | GXT048D |  | Ground-Water-Source | WBAHP: Heat Pump Packaged Unit | Heat Pump | 208 | 1 |  |  |  | Single-Speed |  |  |  | 53100 | 2402 | 22.1 |  | 47400 | 3019 | 4.6 |  | Non Federally-Regulated | 07/16/2020 | 5646391 | 07/16/2020
Enertech Global, LLC | GEOCOMFORT | GCT036D3 |  | Ground-Source | WBAHP: Heat Pump Packaged Unit | Heat Pump | 460 | 3 |  |  |  | Single-Speed |  |  |  | 38600 | 2109 | 18.3 |  | 28600 | 2044 | 4.1 |  | Non Federally-Regulated | 07/16/2020 | 5646387 | 07/16/2020
Enertech Global, LLC | GEOCOMFORT | GCT036D2 |  | Ground-Water-Source | WBAHP: Heat Pump Packaged Unit | Heat Pump | 230 | 3 |  |  |  | Single-Speed |  |  |  | 41700 | 1774 | 23.5 |  | 36700 | 2151 | 5 |  | Non Federally-Regulated | 07/16/2020 | 5646384 | 07/16/2020
Enertech Global, LLC | GEOCOMFORT | GXT060D3 |  | Ground-Source | WBAHP: Heat Pump Packaged Unit | Heat Pump | 460 | 3 |  |  |  | Single-Speed |  |  |  | 63000 | 3539 | 17.8 |  | 47700 | 3778 | 3.7 |  | Non Federally-Regulated | 07/16/2020 | 5440703 | 07/16/2020
Enertech Global, LLC | GEOCOMFORT | GXT024D2 |  | Ground-Source | WBAHP: Heat Pump Packaged Unit | Heat Pump | 230 | 3 |  |  |  | Single-Speed |  |  |  | 27200 | 1339 | 20.3 |  | 19800 | 1349 | 4.3 |  | Non Federally-Regulated | 07/16/2020 | 5646346 | 07/16/2020
Enertech Global, LLC | GEOCOMFORT | GCT048D2 |  | Ground-Source | WBAHP: Heat Pump Packaged Unit | Heat Pump | 230 | 3 |  |  |  | Single-Speed |  |  |  | 49000 | 2865 | 17.1 |  | 38000 | 2855 | 3.9 |  | Non Federally-Regulated | 07/16/2020 | 5646768 | 07/16/2020
Enertech Global, LLC | GEOCOMFORT | GRT060A | MPD060 | Ground-Source | WBAHP-CB: Heat Pump Split Syst | Heat Pump | 230 | 1 | False |  |  | Single-Speed |  |  |  | 61500 | 3575 | 17.2 |  | 45600 | 3818 | 3.5 |  | Non Federally-Regulated | 07/16/2020 | 5317933 | 07/16/2020
Enertech Global, LLC | GEOCOMFORT | GXT036D2 |  | Ground-Source | WBAHP: Heat Pump Packaged Unit | Heat Pump | 208 | 3 |  |  |  | Single-Speed |  |  |  | 38900 | 2125 | 18.3 |  | 29200 | 2037 | 4.2 |  | Non Federally-Regulated | 07/16/2020 | 5646374 | 07/16/2020
Enertech Global, LLC | GEOCOMFORT | GVS041*****1 |  | Water-Source | WBAHP: Heat Pump Packaged Unit | Heat Pump | 208 | 1 |  |  |  | Single-Speed |  |  |  | 38300 | 2487 | 15.4 |  | 46900 | 2695 | 5.1 |  | Federally-Regulated Commercial & Industrial Equipment | 07/16/2020 | 203143746 | 07/16/2020
Enertech Global, LLC | GEOCOMFORT | GXT048D2 |  | Ground-Source | WBAHP: Heat Pump Packaged Unit | Heat Pump | 208 | 3 |  |  |  | Single-Speed |  |  |  | 49000 | 2865 | 17.1 |  | 38200 | 2870 | 3.9 |  | Non Federally-Regulated | 07/16/2020 | 5646394 | 07/16/2020
Enertech Global, LLC | GEOCOMFORT | GVS041*4 |  | Ground-Water-Source | WBAHP: Heat Pump Packaged Unit | Heat Pump | 575 | 3 |  |  |  | Single-Speed |  |  |  | 41400 | 1856 | 22.3 |  | 38900 | 2780 | 4.1 |  | Non Federally-Regulated | 07/16/2020 | 203143119 | 07/16/2020
Trane U.S. Inc. | Trane | GEVE0363 |  | Water-Source | WBAHP: Heat Pump Packaged Unit | Heat Pump | 208 | 3 |  |  |  | Single-Speed |  |  |  | 36300 | 2542 | 14.28 |  | 46200 | 2962 | 4.6 |  | Federally-Regulated Commercial & Industrial Equipment | 07/16/2020 | 4660292 | 07/16/2020
Trane U.S. Inc. | Trane | EXHF0363 |  | Ground-Source | WBAHP: Heat Pump Packaged Unit | Heat Pump | 208 | 3 |  |  |  | Single-Speed |  |  |  | 36400 | 1905 | 19.1 |  | 26700 | 2070 | 3.8 |  | Non Federally-Regulated | 07/16/2020 | 5295956 | 07/16/2020
Trane U.S. Inc. | Trane | EXHF0241 |  | Ground-Water-Source | WBAHP: Heat Pump Packaged Unit | Heat Pump | 208 | 1 |  |  |  | Single-Speed |  |  |  | 25900 | 1088 | 23.8 |  | 24100 | 1569 | 4.5 |  | Non Federally-Regulated | 07/16/2020 | 5295943 | 07/16/2020
Trane U.S. Inc. | Trane | EXHF0421 |  | Ground-Source | WBAHP: Heat Pump Packaged Unit | Heat Pump | 208 | 1 |  |  |  | Single-Speed |  |  |  | 43500 | 2351 | 18.5 |  | 32500 | 2448 | 3.9 |  | Non Federally-Regulated | 07/16/2020 | 5295959 | 07/16/2020
Trane U.S. Inc. | Trane | EXHF0361 |  | Water-Source | WBAHP: Heat Pump Packaged Unit | Heat Pump | 208 | 1 |  |  |  | Single-Speed |  |  |  | 34600 | 2035 | 17 |  | 42700 | 2317 | 5.4 |  | Federally-Regulated Commercial & Industrial Equipment | 07/16/2020 | 5295953 | 07/16/2020
Trane U.S. Inc. | Trane | EXHF0423 |  | Ground-Source | WBAHP: Heat Pump Packaged Unit | Heat Pump | 208 | 3 |  |  |  | Single-Speed |  |  |  | 43500 | 2351 | 18.5 |  | 32500 | 2448 | 3.9 |  | Non Federally-Regulated | 07/16/2020 | 5295963 | 07/16/2020
Trane U.S. Inc. | Trane | EXHF0361 |  | Ground-Water-Source | WBAHP: Heat Pump Packaged Unit | Heat Pump | 208 | 1 |  |  |  | Single-Speed |  |  |  | 39700 | 1538 | 25.8 |  | 35500 | 2167 | 4.8 |  | Non Federally-Regulated | 07/16/2020 | 5295953 | 07/16/2020
Trane U.S. Inc. | Trane | EXHF0241 |  | Water-Source | WBAHP: Heat Pump Packaged Unit | Heat Pump | 208 | 1 |  |  |  | Single-Speed |  |  |  | 23800 | 1487 | 16 |  | 27700 | 1691 | 4.8 |  | Federally-Regulated Commercial & Industrial Equipment | 07/16/2020 | 5295943 | 07/16/2020
Trane U.S. Inc. | Trane | EXHF0301 |  | Ground-Source | WBAHP: Heat Pump Packaged Unit | Heat Pump | 208 | 1 |  |  |  | Single-Speed |  |  |  | 29700 | 1588 | 18.7 |  | 21100 | 1671 | 3.7 |  | Non Federally-Regulated | 07/16/2020 | 5295950 | 07/16/2020
Trane U.S. Inc. | Trane | EXHF0423 |  | Ground-Water-Source | WBAHP: Heat Pump Packaged Unit | Heat Pump | 208 | 3 |  |  |  | Single-Speed |  |  |  | 45800 | 1965 | 23.3 |  | 42000 | 2618 | 4.7 |  | Non Federally-Regulated | 07/16/2020 | 5295963 | 07/16/2020
Trane U.S. Inc. | Trane | EXHF0247 |  | Ground-Water-Source | WBAHP: Heat Pump Packaged Unit | Heat Pump | 265 | 1 |  |  |  | Single-Speed |  |  |  | 25900 | 1088 | 23.8 |  | 24100 | 1569 | 4.5 |  | Non Federally-Regulated | 07/16/2020 | 5295949 | 07/16/2020
Trane U.S. Inc. | Trane | GEVE0187 |  | Ground-Water-Source | WBAHP: Heat Pump Packaged Unit | Heat Pump | 265 | 1 |  |  |  | Single-Speed |  |  |  | 19400 | 1061 | 18.28 |  | 18400 | 1411 | 3.8 |  | Non Federally-Regulated | 07/16/2020 | 4659990 | 07/16/2020
Trane U.S. Inc. | Trane | GEHE0187 |  | Water-Source | WBAHP: Heat Pump Packaged Unit | Heat Pump | 265 | 1 |  |  |  | Single-Speed |  |  |  | 18000 | 1384 | 13 |  | 21900 | 1435 | 4.5 |  | Federally-Regulated Commercial & Industrial Equipment | 07/16/2020 | 4659866 | 07/16/2020
Trane U.S. Inc. | Trane | GEVE0364 |  | Ground-Source | WBAHP: Heat Pump Packaged Unit | Heat Pump | 460 | 3 |  |  |  | Single-Speed |  |  |  | 37600 | 2296 | 16.37 |  | 30100 | 2756 | 3.2 |  | Non Federally-Regulated | 07/16/2020 | 4660296 | 07/16/2020
Trane U.S. Inc. | Trane | GECE0187 |  | Water-Source | WBAHP-O: Heat Pump Packaged Un | Heat Pump | 265 | 1 |  |  |  | Single-Speed |  |  |  | 16500 | 1269 | 13 |  | 20100 | 1277 | 4.6 |  | Federally-Regulated Commercial & Industrial Equipment | 07/16/2020 | 4659825 | 07/16/2020
Trane U.S. Inc. | Trane | EXHF0367 |  | Water-Source | WBAHP: Heat Pump Packaged Unit | Heat Pump | 265 | 1 |  |  |  | Single-Speed |  |  |  | 34600 | 2035 | 17 |  | 42700 | 2317 | 5.4 |  | Federally-Regulated Commercial & Industrial Equipment | 07/16/2020 | 5295955 | 07/16/2020
Trane U.S. Inc. | Trane | GEVE0363 |  | Ground-Source | WBAHP: Heat Pump Packaged Unit | Heat Pump | 208 | 3 |  |  |  | Single-Speed |  |  |  | 37600 | 2296 | 16.37 |  | 30100 | 2756 | 3.2 |  | Non Federally-Regulated | 07/16/2020 | 4660292 | 07/16/2020
Trane U.S. Inc. | Trane | GEVE0364 |  | Ground-Water-Source | WBAHP: Heat Pump Packaged Unit | Heat Pump | 460 | 3 |  |  |  | Single-Speed |  |  |  | 40100 | 1847 | 21.71 |  | 38100 | 2777 | 4 |  | Non Federally-Regulated | 07/16/2020 | 4660296 | 07/16/2020
Trane U.S. Inc. | Trane | EXHF0241 |  | Ground-Source | WBAHP: Heat Pump Packaged Unit | Heat Pump | 208 | 1 |  |  |  | Single-Speed |  |  |  | 24700 | 1372 | 18 |  | 17900 | 1457 | 3.6 |  | Non Federally-Regulated | 07/16/2020 | 5295943 | 07/16/2020
Trane U.S. Inc. | Trane | GEVE0367 |  | Water-Source | WBAHP: Heat Pump Packaged Unit | Heat Pump | 265 | 1 |  |  |  | Single-Speed |  |  |  | 36300 | 2542 | 14.28 |  | 46200 | 2962 | 4.6 |  | Federally-Regulated Commercial & Industrial Equipment | 07/16/2020 | 4660301 | 07/16/2020
Trane U.S. Inc. | Trane | GEVE0187 |  | Water-Source | WBAHP: Heat Pump Packaged Unit | Heat Pump | 265 | 1 |  |  |  | Single-Speed |  |  |  | 17800 | 1369 | 13 |  | 22200 | 1455 | 4.5 |  | Federally-Regulated Commercial & Industrial Equipment | 07/16/2020 | 4659990 | 07/16/2020
Trane U.S. Inc. | Trane | EXHF0307 |  | Water-Source | WBAHP: Heat Pump Packaged Unit | Heat Pump | 265 | 1 |  |  |  | Single-Speed |  |  |  | 28300 | 1724 | 16.41 |  | 34400 | 1873 | 5.4 |  | Federally-Regulated Commercial & Industrial Equipment | 07/16/2020 | 5295952 | 07/16/2020
Trane U.S. Inc. | Trane | EXHF0364 |  | Ground-Source | WBAHP: Heat Pump Packaged Unit | Heat Pump | 460 | 3 |  |  |  | Single-Speed |  |  |  | 36400 | 1905 | 19.1 |  | 26700 | 2070 | 3.8 |  | Non Federally-Regulated | 07/16/2020 | 5295958 | 07/16/2020
Trane U.S. Inc. | Trane | GECE0150 |  | Water-Source | WBAHP-O: Heat Pump Packaged Un | Heat Pump | 115 | 1 |  |  |  | Single-Speed |  |  |  | 14700 | 1106 | 13.29 |  | 17300 | 1099 | 4.6 |  | Federally-Regulated Commercial & Industrial Equipment | 07/16/2020 | 4659822 | 07/16/2020
Trane U.S. Inc. | Trane | EXHF0301 |  | Water-Source | WBAHP: Heat Pump Packaged Unit | Heat Pump | 208 | 1 |  |  |  | Single-Speed |  |  |  | 28300 | 1724 | 16.41 |  | 34400 | 1873 | 5.4 |  | Federally-Regulated Commercial & Industrial Equipment | 07/16/2020 | 5295950 | 07/16/2020
Trane U.S. Inc. | Trane | GEHE0187 |  | Ground-Water-Source | WBAHP: Heat Pump Packaged Unit | Heat Pump | 265 | 1 |  |  |  | Single-Speed |  |  |  | 19500 | 1050 | 18.56 |  | 18100 | 1356 | 3.9 |  | Non Federally-Regulated | 07/16/2020 | 4659866 | 07/16/2020
Trane U.S. Inc. | Trane | GECE0150 |  | Ground-Source | WBAHP-O: Heat Pump Packaged Un | Heat Pump | 115 | 1 |  |  |  | Single-Speed |  |  |  | 15300 | 1004 | 15.23 |  | 11600 | 1042 | 3.3 |  | Non Federally-Regulated | 07/16/2020 | 4659822 | 07/16/2020
Trane U.S. Inc. | Trane | EXHF0307 |  | Ground-Water-Source | WBAHP: Heat Pump Packaged Unit | Heat Pump | 265 | 1 |  |  |  | Single-Speed |  |  |  | 32200 | 1325 | 24.3 |  | 28000 | 1783 | 4.6 |  | Non Federally-Regulated | 07/16/2020 | 5295952 | 07/16/2020
Trane U.S. Inc. | Trane | EXHF0363 |  | Water-Source | WBAHP: Heat Pump Packaged Unit | Heat Pump | 208 | 3 |  |  |  | Single-Speed |  |  |  | 34600 | 2035 | 17 |  | 42700 | 2317 | 5.4 |  | Federally-Regulated Commercial & Industrial Equipment | 07/16/2020 | 5295956 | 07/16/2020
Trane U.S. Inc. | Trane | GECE0187 |  | Ground-Water-Source | WBAHP-O: Heat Pump Packaged Un | Heat Pump | 265 | 1 |  |  |  | Single-Speed |  |  |  | 17700 | 965 | 18.33 |  | 16400 | 1219 | 3.9 |  | Non Federally-Regulated | 07/16/2020 | 4659825 | 07/16/2020
Trane U.S. Inc. | Trane | GEHE0187 |  | Ground-Source | WBAHP: Heat Pump Packaged Unit | Heat Pump | 265 | 1 |  |  |  | Single-Speed |  |  |  | 18500 | 1304 | 14.18 |  | 14300 | 1309 | 3.2 |  | Non Federally-Regulated | 07/16/2020 | 4659866 | 07/16/2020
Trane U.S. Inc. | Trane | EXHF0367 |  | Ground-Water-Source | WBAHP: Heat Pump Packaged Unit | Heat Pump | 265 | 1 |  |  |  | Single-Speed |  |  |  | 39700 | 1538 | 25.8 |  | 35500 | 2167 | 4.8 |  | Non Federally-Regulated | 07/16/2020 | 5295955 | 07/16/2020
Trane U.S. Inc. | Trane | EXHF0363 |  | Ground-Water-Source | WBAHP: Heat Pump Packaged Unit | Heat Pump | 208 | 3 |  |  |  | Single-Speed |  |  |  | 39700 | 1538 | 25.8 |  | 35500 | 2167 | 4.8 |  | Non Federally-Regulated | 07/16/2020 | 5295956 | 07/16/2020
Trane U.S. Inc. | Trane | GECE0150 |  | Ground-Water-Source | WBAHP-O: Heat Pump Packaged Un | Heat Pump | 115 | 1 |  |  |  | Single-Speed |  |  |  | 16100 | 829 | 19.4 |  | 14300 | 1063 | 3.9 |  | Non Federally-Regulated | 07/16/2020 | 4659822 | 07/16/2020
Trane U.S. Inc. | Trane | EXHF0301 |  | Ground-Water-Source | WBAHP: Heat Pump Packaged Unit | Heat Pump | 208 | 1 |  |  |  | Single-Speed |  |  |  | 32200 | 1325 | 24.3 |  | 28000 | 1783 | 4.6 |  | Non Federally-Regulated | 07/16/2020 | 5295950 | 07/16/2020
Trane U.S. Inc. | Trane | GEVE0367 |  | Ground-Source | WBAHP: Heat Pump Packaged Unit | Heat Pump | 265 | 1 |  |  |  | Single-Speed |  |  |  | 37600 | 2296 | 16.37 |  | 30100 | 2756 | 3.2 |  | Non Federally-Regulated | 07/16/2020 | 4660301 | 07/16/2020
Trane U.S. Inc. | Trane | EXHF0247 |  | Water-Source | WBAHP: Heat Pump Packaged Unit | Heat Pump | 265 | 1 |  |  |  | Single-Speed |  |  |  | 23800 | 1487 | 16 |  | 27700 | 1691 | 4.8 |  | Federally-Regulated Commercial & Industrial Equipment | 07/16/2020 | 5295949 | 07/16/2020
Trane U.S. Inc. | Trane | EXHF0367 |  | Ground-Source | WBAHP: Heat Pump Packaged Unit | Heat Pump | 265 | 1 |  |  |  | Single-Speed |  |  |  | 36400 | 1905 | 19.1 |  | 26700 | 2070 | 3.8 |  | Non Federally-Regulated | 07/16/2020 | 5295955 | 07/16/2020
Trane U.S. Inc. | Trane | EXHF0307 |  | Ground-Source | WBAHP: Heat Pump Packaged Unit | Heat Pump | 265 | 1 |  |  |  | Single-Speed |  |  |  | 29700 | 1588 | 18.7 |  | 21100 | 1671 | 3.7 |  | Non Federally-Regulated | 07/16/2020 | 5295952 | 07/16/2020
Trane U.S. Inc. | Trane | GECE0187 |  | Ground-Source | WBAHP-O: Heat Pump Packaged Un | Heat Pump | 265 | 1 |  |  |  | Single-Speed |  |  |  | 16900 | 1185 | 14.26 |  | 12900 | 1181 | 3.2 |  | Non Federally-Regulated | 07/16/2020 | 4659825 | 07/16/2020
Trane U.S. Inc. | Trane | GEVE0363 |  | Ground-Water-Source | WBAHP: Heat Pump Packaged Unit | Heat Pump | 208 | 3 |  |  |  | Single-Speed |  |  |  | 40100 | 1847 | 21.71 |  | 38100 | 2777 | 4 |  | Non Federally-Regulated | 07/16/2020 | 4660292 | 07/16/2020
Trane U.S. Inc. | Trane | EXHF0361 |  | Ground-Source | WBAHP: Heat Pump Packaged Unit | Heat Pump | 208 | 1 |  |  |  | Single-Speed |  |  |  | 36400 | 1905 | 19.1 |  | 26700 | 2070 | 3.8 |  | Non Federally-Regulated | 07/16/2020 | 5295953 | 07/16/2020
Trane U.S. Inc. | Trane | GEVE0367 |  | Ground-Water-Source | WBAHP: Heat Pump Packaged Unit | Heat Pump | 265 | 1 |  |  |  | Single-Speed |  |  |  | 40100 | 1847 | 21.71 |  | 38100 | 2777 | 4 |  | Non Federally-Regulated | 07/16/2020 | 4660301 | 07/16/2020
Trane U.S. Inc. | Trane | GEVE0364 |  | Water-Source | WBAHP: Heat Pump Packaged Unit | Heat Pump | 460 | 3 |  |  |  | Single-Speed |  |  |  | 36300 | 2542 | 14.28 |  | 46200 | 2962 | 4.6 |  | Federally-Regulated Commercial & Industrial Equipment | 07/16/2020 | 4660296 | 07/16/2020
Trane U.S. Inc. | Trane | GEVE0187 |  | Ground-Source | WBAHP: Heat Pump Packaged Unit | Heat Pump | 265 | 1 |  |  |  | Single-Speed |  |  |  | 18300 | 1297 | 14.1 |  | 14500 | 1303 | 3.3 |  | Non Federally-Regulated | 07/16/2020 | 4659990 | 07/16/2020
Trane U.S. Inc. | Trane | EXHF0247 |  | Ground-Source | WBAHP: Heat Pump Packaged Unit | Heat Pump | 265 | 1 |  |  |  | Single-Speed |  |  |  | 24700 | 1372 | 18 |  | 17900 | 1457 | 3.6 |  | Non Federally-Regulated | 07/16/2020 | 5295949 | 07/16/2020
AAON, Inc. | AAON, Inc. | WV-060-A-H-ACAC-C0-10-200-A |  | Ground-Source | WBAHP: Heat Pump Packaged Unit | Heat Pump | 265 | 1 |  |  |  | Single-Speed |  |  |  | 62000 | 3583 | 17.3 |  | 47800 | 3619 | 3.9 |  | Non Federally-Regulated | 07/16/2020 | 202330412 | 07/16/2020
AAON, Inc. | AAON, Inc. | WV-036-A-H-ACAC-C0-10-200-A |  | Ground-Source | WBAHP: Heat Pump Packaged Unit | Heat Pump | 265 | 1 |  |  |  | Single-Speed |  |  |  | 36600 | 2115 | 17.3 |  | 27400 | 2230 | 3.6 |  | Non Federally-Regulated | 07/16/2020 | 202330388 | 07/16/2020
AAON, Inc. | AAON, Inc. | WV-060-A-H-ACAC-C0-10-200-A |  | Water-Source | WBAHP: Heat Pump Packaged Unit | Heat Pump | 265 | 1 |  |  |  | Single-Speed |  |  |  | 59000 | 3933 | 15 |  | 72900 | 4273 | 5 |  | Federally-Regulated Commercial & Industrial Equipment | 07/16/2020 | 202330412 | 07/16/2020
AAON, Inc. | AAON, Inc. | WV-036-3-H-ACAC-C0-10-100-A |  | Ground-Source | WBAHP: Heat Pump Packaged Unit | Heat Pump | 460 | 3 |  |  |  | Single-Speed |  |  |  | 35600 | 2253 | 15.8 |  | 25600 | 2344 | 3.2 |  | Non Federally-Regulated | 07/16/2020 | 202330390 | 07/16/2020
AAON, Inc. | AAON, Inc. | WV-060-A-H-DCAC-C0-10-D00-A |  | Ground-Water-Source | WBAHP: Heat Pump Packaged Unit | Heat Pump | 265 | 1 |  |  |  | Dual-Speed |  |  |  | 64000 | 2949 | 21.7 |  | 65000 | 3887 | 4.9 |  | Non Federally-Regulated | 07/16/2020 | 202330431 | 07/16/2020
AAON, Inc. | AAON, Inc. | WV-036-A-H-DCAC-C0-10-D00-A |  | Ground-Water-Source | WBAHP: Heat Pump Packaged Unit | Heat Pump | 265 | 1 |  |  |  | Dual-Speed |  |  |  | 40500 | 1956 | 20.7 |  | 35200 | 2344 | 4.4 |  | Non Federally-Regulated | 07/16/2020 | 202330423 | 07/16/2020
AAON, Inc. | AAON, Inc. | WV-060-2-H-ACAC-C0-10-100-A |  | Water-Source | WBAHP: Heat Pump Packaged Unit | Heat Pump | 208 | 3 |  |  |  | Single-Speed |  |  |  | 57500 | 4136 | 13.9 |  | 73800 | 4601 | 4.7 |  | Federally-Regulated Commercial & Industrial Equipment | 07/16/2020 | 202330413 | 07/16/2020
AAON, Inc. | AAON, Inc. | WV-060-3-H-ACAC-C0-10-200-A |  | Ground-Source | WBAHP: Heat Pump Packaged Unit | Heat Pump | 460 | 3 |  |  |  | Single-Speed |  |  |  | 62000 | 3583 | 17.3 |  | 47800 | 3619 | 3.9 |  | Non Federally-Regulated | 07/16/2020 | 202330416 | 07/16/2020
AAON, Inc. | AAON, Inc. | WV-036-A-H-ACAC-C0-10-100-A |  | Ground-Source | WBAHP: Heat Pump Packaged Unit | Heat Pump | 265 | 1 |  |  |  | Single-Speed |  |  |  | 35600 | 2253 | 15.8 |  | 25600 | 2344 | 3.2 |  | Non Federally-Regulated | 07/16/2020 | 202330386 | 07/16/2020
AAON, Inc. | AAON, Inc. | WV-060-3-H-ACAC-C0-10-100-A |  | Ground-Source | WBAHP: Heat Pump Packaged Unit | Heat Pump | 460 | 3 |  |  |  | Single-Speed |  |  |  | 61100 | 3795 | 16.1 |  | 43900 | 3829 | 3.4 |  | Non Federally-Regulated | 07/16/2020 | 202330414 | 07/16/2020
AAON, Inc. | AAON, Inc. | WV-036-3-H-DCAC-C0-10-200-A |  | Ground-Source | WBAHP: Heat Pump Packaged Unit | Heat Pump | 460 | 3 |  |  |  | Dual-Speed |  |  |  | 38400 | 2098 | 18.3 |  | 25600 | 2084 | 3.6 |  | Non Federally-Regulated | 07/16/2020 | 202330424 | 07/16/2020
AAON, Inc. | AAON, Inc. | WV-060-A-H-ACAC-C0-10-100-A |  | Water-Source | WBAHP: Heat Pump Packaged Unit | Heat Pump | 265 | 1 |  |  |  | Single-Speed |  |  |  | 57500 | 4136 | 13.9 |  | 73800 | 4601 | 4.7 |  | Federally-Regulated Commercial & Industrial Equipment | 07/16/2020 | 202330410 | 07/16/2020
AAON, Inc. | AAON, Inc. | WV-036-1-H-ACAC-C0-10-100-A |  | Ground-Source | WBAHP: Heat Pump Packaged Unit | Heat Pump | 208 | 1 |  |  |  | Single-Speed |  |  |  | 35600 | 2253 | 15.8 |  | 25600 | 2344 | 3.2 |  | Non Federally-Regulated | 07/16/2020 | 202330385 | 07/16/2020
AAON, Inc. | AAON, Inc. | WV-060-2-H-ACAC-C0-10-200-A |  | Water-Source | WBAHP: Heat Pump Packaged Unit | Heat Pump | 208 | 3 |  |  |  | Single-Speed |  |  |  | 59000 | 3933 | 15 |  | 72900 | 4273 | 5 |  | Federally-Regulated Commercial & Industrial Equipment | 07/16/2020 | 202330415 | 07/16/2020
AAON, Inc. | AAON, Inc. | WV-060-3-H-DCAC-C0-10-200-A |  | Ground-Source | WBAHP: Heat Pump Packaged Unit | Heat Pump | 460 | 3 |  |  |  | Dual-Speed |  |  |  | 59300 | 3683 | 16.1 |  | 40300 | 3515 | 3.4 |  | Non Federally-Regulated | 07/16/2020 | 202330432 | 07/16/2020
AAON, Inc. | AAON, Inc. | WV-060-3-H-ACAC-C0-10-200-A |  | Water-Source | WBAHP: Heat Pump Packaged Unit | Heat Pump | 460 | 3 |  |  |  | Single-Speed |  |  |  | 59000 | 3933 | 15 |  | 72900 | 4273 | 5 |  | Federally-Regulated Commercial & Industrial Equipment | 07/16/2020 | 202330416 | 07/16/2020
AAON, Inc. | AAON, Inc. | WV-024-A-H-DCAC-C0-10-D00-A |  | Ground-Source | WBAHP: Heat Pump Packaged Unit | Heat Pump | 265 | 1 |  |  |  | Dual-Speed |  |  |  | 26900 | 1486 | 18.1 |  | 16700 | 1281 | 3.8 |  | Non Federally-Regulated | 07/16/2020 | 202330418 | 07/16/2020
AAON, Inc. | AAON, Inc. | WV-060-A-H-DCAC-C0-10-200-A |  | Water-Source | WBAHP: Heat Pump Packaged Unit | Heat Pump | 265 | 1 |  |  |  | Dual-Speed |  |  |  | 62300 | 4019 | 15.5 |  | 73200 | 4290 | 5 |  | Federally-Regulated Commercial & Industrial Equipment | 07/16/2020 | 202330430 | 07/16/2020
AAON, Inc. | AAON, Inc. | WV-036-A-H-DCAC-C0-10-D00-A |  | Water-Source | WBAHP: Heat Pump Packaged Unit | Heat Pump | 265 | 1 |  |  |  | Dual-Speed |  |  |  | 35500 | 2448 | 14.5 |  | 42900 | 2565 | 4.9 |  | Federally-Regulated Commercial & Industrial Equipment | 07/16/2020 | 202330423 | 07/16/2020
AAON, Inc. | AAON, Inc. | WV-060-2-H-ACAC-C0-10-100-A |  | Ground-Source | WBAHP: Heat Pump Packaged Unit | Heat Pump | 208 | 3 |  |  |  | Single-Speed |  |  |  | 61100 | 3795 | 16.1 |  | 43900 | 3829 | 3.4 |  | Non Federally-Regulated | 07/16/2020 | 202330413 | 07/16/2020
AAON, Inc. | AAON, Inc. | WV-036-3-H-ACAC-C0-10-200-A |  | Ground-Source | WBAHP: Heat Pump Packaged Unit | Heat Pump | 460 | 3 |  |  |  | Single-Speed |  |  |  | 36600 | 2115 | 17.3 |  | 27400 | 2230 | 3.6 |  | Non Federally-Regulated | 07/16/2020 | 202330392 | 07/16/2020
AAON, Inc. | AAON, Inc. | WV-060-2-H-ACAC-C0-10-200-A |  | Ground-Source | WBAHP: Heat Pump Packaged Unit | Heat Pump | 208 | 3 |  |  |  | Single-Speed |  |  |  | 62000 | 3583 | 17.3 |  | 47800 | 3619 | 3.9 |  | Non Federally-Regulated | 07/16/2020 | 202330415 | 07/16/2020
AAON, Inc. | AAON, Inc. | WV-060-A-H-ACAC-C0-10-100-A |  | Ground-Source | WBAHP: Heat Pump Packaged Unit | Heat Pump | 265 | 1 |  |  |  | Single-Speed |  |  |  | 61100 | 3795 | 16.1 |  | 43900 | 3829 | 3.4 |  | Non Federally-Regulated | 07/16/2020 | 202330410 | 07/16/2020
AAON, Inc. | AAON, Inc. | WV-060-1-H-ACAC-C0-10-200-A |  | Ground-Source | WBAHP: Heat Pump Packaged Unit | Heat Pump | 208 | 1 |  |  |  | Single-Speed |  |  |  | 62000 | 3583 | 17.3 |  | 47800 | 3619 | 3.9 |  | Non Federally-Regulated | 07/16/2020 | 202330411 | 07/16/2020
AAON, Inc. | AAON, Inc. | WV-060-1-H-ACAC-C0-10-200-A |  | Water-Source | WBAHP: Heat Pump Packaged Unit | Heat Pump | 208 | 1 |  |  |  | Single-Speed |  |  |  | 59000 | 3933 | 15 |  | 72900 | 4273 | 5 |  | Federally-Regulated Commercial & Industrial Equipment | 07/16/2020 | 202330411 | 07/16/2020
AAON, Inc. | AAON, Inc. | WV-060-1-H-ACAC-C0-10-100-A |  | Water-Source | WBAHP: Heat Pump Packaged Unit | Heat Pump | 208 | 1 |  |  |  | Single-Speed |  |  |  | 57500 | 4136 | 13.9 |  | 73800 | 4601 | 4.7 |  | Federally-Regulated Commercial & Industrial Equipment | 07/16/2020 | 202330409 | 07/16/2020
AAON, Inc. | AAON, Inc. | WV-060-3-H-ACAC-C0-10-100-A |  | Water-Source | WBAHP: Heat Pump Packaged Unit | Heat Pump | 460 | 3 |  |  |  | Single-Speed |  |  |  | 57500 | 4136 | 13.9 |  | 73800 | 4601 | 4.7 |  | Federally-Regulated Commercial & Industrial Equipment | 07/16/2020 | 202330414 | 07/16/2020
AAON, Inc. | AAON, Inc. | WV-060-1-H-ACAC-C0-10-100-A |  | Ground-Source | WBAHP: Heat Pump Packaged Unit | Heat Pump | 208 | 1 |  |  |  | Single-Speed |  |  |  | 61100 | 3795 | 16.1 |  | 43900 | 3829 | 3.4 |  | Non Federally-Regulated | 07/16/2020 | 202330409 | 07/16/2020
AAON, Inc. | AAON, Inc. | WV-036-1-H-ACAC-C0-10-200-A |  | Ground-Source | WBAHP: Heat Pump Packaged Unit | Heat Pump | 208 | 1 |  |  |  | Single-Speed |  |  |  | 36600 | 2115 | 17.3 |  | 27400 | 2230 | 3.6 |  | Non Federally-Regulated | 07/16/2020 | 202330387 | 07/16/2020
AAON, Inc. | AAON, Inc. | WV-024-A-H-DCAC-C0-10-D00-A |  | Water-Source | WBAHP: Heat Pump Packaged Unit | Heat Pump | 265 | 1 |  |  |  | Dual-Speed |  |  |  | 25700 | 1626 | 15.8 |  | 26900 | 1576 | 5 |  | Federally-Regulated Commercial & Industrial Equipment | 07/16/2020 | 202330418 | 07/16/2020
AAON, Inc. | AAON, Inc. | WV-024-3-H-ACAC-C0-10-200-A |  | Ground-Source | WBAHP: Heat Pump Packaged Unit | Heat Pump | 460 | 3 |  |  |  | Single-Speed |  |  |  | 23200 | 1333 | 17.4 |  | 17200 | 1482 | 3.4 |  | Non Federally-Regulated | 07/16/2020 | 202330376 | 07/16/2020
AAON, Inc. | AAON, Inc. | WV-060-A-H-DCAC-C0-10-D00-A |  | Ground-Source | WBAHP: Heat Pump Packaged Unit | Heat Pump | 265 | 1 |  |  |  | Dual-Speed |  |  |  | 61500 | 3639 | 16.9 |  | 46500 | 3764 | 3.6 |  | Non Federally-Regulated | 07/16/2020 | 202330431 | 07/16/2020
AAON, Inc. | AAON, Inc. | WV-024-3-H-DCAC-C0-10-200-A |  | Ground-Source | WBAHP: Heat Pump Packaged Unit | Heat Pump | 460 | 3 |  |  |  | Dual-Speed |  |  |  | 25600 | 1368 | 18.7 |  | 16380 | 1371 | 3.5 |  | Non Federally-Regulated | 07/16/2020 | 202330419 | 07/16/2020
AAON, Inc. | AAON, Inc. | WV-024-A-H-DCAC-C0-10-D00-A |  | Ground-Water-Source | WBAHP: Heat Pump Packaged Unit | Heat Pump | 265 | 1 |  |  |  | Dual-Speed |  |  |  | 29000 | 1277 | 22.7 |  | 21800 | 1452 | 4.4 |  | Non Federally-Regulated | 07/16/2020 | 202330418 | 07/16/2020
AAON, Inc. | AAON, Inc. | WV-036-2-H-ACAC-C0-10-100-A |  | Ground-Source | WBAHP: Heat Pump Packaged Unit | Heat Pump | 208 | 3 |  |  |  | Single-Speed |  |  |  | 35600 | 2253 | 15.8 |  | 25600 | 2344 | 3.2 |  | Non Federally-Regulated | 07/16/2020 | 202330389 | 07/16/2020
AAON, Inc. | AAON, Inc. | WV-036-2-H-ACAC-C0-10-200-A |  | Ground-Source | WBAHP: Heat Pump Packaged Unit | Heat Pump | 208 | 3 |  |  |  | Single-Speed |  |  |  | 36600 | 2115 | 17.3 |  | 27400 | 2230 | 3.6 |  | Non Federally-Regulated | 07/16/2020 | 202330391 | 07/16/2020
AAON, Inc. | AAON, Inc. | WV-036-A-H-DCAC-C0-10-D00-A |  | Ground-Source | WBAHP: Heat Pump Packaged Unit | Heat Pump | 265 | 1 |  |  |  | Dual-Speed |  |  |  | 37400 | 2239 | 16.7 |  | 27500 | 2066 | 3.9 |  | Non Federally-Regulated | 07/16/2020 | 202330423 | 07/16/2020
AAON, Inc. | AAON, Inc. | WV-060-A-H-DCAC-C0-10-200-A |  | Ground-Source | WBAHP: Heat Pump Packaged Unit | Heat Pump | 265 | 1 |  |  |  | Dual-Speed |  |  |  | 59300 | 3683 | 16.1 |  | 40300 | 3515 | 3.4 |  | Non Federally-Regulated | 07/16/2020 | 202330430 | 07/16/2020
AAON, Inc. | AAON, Inc. | WV-060-A-H-DCAC-C0-10-200-A |  | Ground-Water-Source | WBAHP: Heat Pump Packaged Unit | Heat Pump | 265 | 1 |  |  |  | Dual-Speed |  |  |  | 62600 | 3161 | 19.8 |  | 61500 | 3918 | 4.6 |  | Non Federally-Regulated | 07/16/2020 | 202330430 | 07/16/2020
Trane U.S. Inc. | Trane | GEVE036 |  | Ground-Source | WBAHP: Heat Pump Packaged Unit | Both Heat Pump and Electric Re | 208 | 1 |  |  |  | Single-Speed |  |  |  | 37600 | 2296 | 16.37 | 13.4 | 30100 | 2756 | 3.2 | 3.1 | Non Federally-Regulated | 07/16/2020 | 3273327 | 07/16/2020
Trane U.S. Inc. | Trane | GECE0127 |  | Ground-Water-Source | WBAHP-O: Heat Pump Packaged Un | Heat Pump | 265 | 1 |  |  |  | Single-Speed |  |  |  | 12800 | 669 | 19.11 | 16.2 | 11500 | 855 | 3.9 | 3.6 | Non Federally-Regulated | 07/16/2020 | 4659821 | 07/16/2020
Trane U.S. Inc. | Trane | GECE0060 |  | Water-Source | WBAHP-O: Heat Pump Packaged Un | Heat Pump | 115 | 1 |  |  |  | Single-Speed |  |  |  | 7500 | 600 | 12.5 | 11.2 | 9100 | 567 | 4.7 | 4.2 | Federally-Regulated Commercial & Industrial Equipment | 07/16/2020 | 4659812 | 07/16/2020
Trane U.S. Inc. | Trane | GEVE018 |  | Ground-Source | WBAHP: Heat Pump Packaged Unit | Both Heat Pump and Electric Re | 208 | 1 |  |  |  | Single-Speed |  |  |  | 18300 | 1297 | 14.1 | 13.4 | 14500 | 1303 | 3.3 | 3.1 | Non Federally-Regulated | 07/16/2020 | 3273323 | 07/16/2020
Trane U.S. Inc. | Trane | GEVE036 |  | Ground-Water-Source | WBAHP: Heat Pump Packaged Unit | Both Heat Pump and Electric Re | 208 | 1 |  |  |  | Single-Speed |  |  |  | 40100 | 1847 | 21.71 | 16.2 | 38100 | 2777 | 4 | 3.6 | Non Federally-Regulated | 07/16/2020 | 3273327 | 07/16/2020
Trane U.S. Inc. | Trane | GEHE018 |  | Ground-Source | WBAHP: Heat Pump Packaged Unit | Heat Pump | 208 | 1 |  |  |  | Single-Speed |  |  |  | 18500 | 1304 | 14.18 | 13.4 | 14300 | 1309 | 3.2 | 3.1 | Non Federally-Regulated | 07/16/2020 | 3273020 | 07/16/2020
Trane U.S. Inc. | Trane | GEVE018 |  | Ground-Water-Source | WBAHP: Heat Pump Packaged Unit | Both Heat Pump and Electric Re | 208 | 1 |  |  |  | Single-Speed |  |  |  | 19400 | 1061 | 18.28 | 16.2 | 18400 | 1411 | 3.8 | 3.6 | Non Federally-Regulated | 07/16/2020 | 3273323 | 07/16/2020
Trane U.S. Inc. | Trane | GEHE018 |  | Ground-Water-Source | WBAHP: Heat Pump Packaged Unit | Heat Pump | 208 | 1 |  |  |  | Single-Speed |  |  |  | 19500 | 1050 | 18.56 | 16.2 | 18100 | 1356 | 3.9 | 3.6 | Non Federally-Regulated | 07/16/2020 | 3273020 | 07/16/2020
Trane U.S. Inc. | Trane | GECE012 |  | Water-Source | WBAHP-O: Heat Pump Packaged Un | Heat Pump | 208 | 1 |  |  |  | Single-Speed |  |  |  | 11500 | 877 | 13.1 | 11.2 | 14100 | 879 | 4.7 | 4.2 | Federally-Regulated Commercial & Industrial Equipment | 07/16/2020 | 3377206 | 07/16/2020
Trane U.S. Inc. | Trane | GECE0097 |  | Water-Source | WBAHP-O: Heat Pump Packaged Un | Heat Pump | 265 | 1 |  |  |  | Single-Speed |  |  |  | 8800 | 671 | 13.1 | 11.2 | 10500 | 628 | 4.9 | 4.2 | Federally-Regulated Commercial & Industrial Equipment | 07/16/2020 | 4659817 | 07/16/2020
Trane U.S. Inc. | Trane | GECE0090 |  | Ground-Water-Source | WBAHP-O: Heat Pump Packaged Un | Heat Pump | 115 | 1 |  |  |  | Single-Speed |  |  |  | 9900 | 546 | 18.1 | 16.2 | 9200 | 652 | 4.1 | 3.6 | Non Federally-Regulated | 07/16/2020 | 4659815 | 07/16/2020
Trane U.S. Inc. | Trane | GECE0060 |  | Ground-Source | WBAHP-O: Heat Pump Packaged Un | Heat Pump | 115 | 1 |  |  |  | Single-Speed |  |  |  | 7800 | 540 | 14.42 | 13.4 | 5900 | 540 | 3.2 | 3.1 | Non Federally-Regulated | 07/16/2020 | 4659812 | 07/16/2020
Trane U.S. Inc. | Trane | GECE0097 |  | Ground-Water-Source | WBAHP-O: Heat Pump Packaged Un | Heat Pump | 265 | 1 |  |  |  | Single-Speed |  |  |  | 9900 | 546 | 18.1 | 16.2 | 9200 | 652 | 4.1 | 3.6 | Non Federally-Regulated | 07/16/2020 | 4659817 | 07/16/2020
Trane U.S. Inc. | Trane | GECE0067 |  | Water-Source | WBAHP-O: Heat Pump Packaged Un | Heat Pump | 265 | 1 |  |  |  | Single-Speed |  |  |  | 7500 | 600 | 12.5 | 11.2 | 9100 | 567 | 4.7 | 4.2 | Federally-Regulated Commercial & Industrial Equipment | 07/16/2020 | 4659814 | 07/16/2020
Trane U.S. Inc. | Trane | GECE0127 |  | Ground-Source | WBAHP-O: Heat Pump Packaged Un | Heat Pump | 265 | 1 |  |  |  | Single-Speed |  |  |  | 11900 | 812 | 14.65 | 13.4 | 9200 | 827 | 3.3 | 3.1 | Non Federally-Regulated | 07/16/2020 | 4659821 | 07/16/2020
Trane U.S. Inc. | Trane | GECE018 |  | Ground-Water-Source | WBAHP-O: Heat Pump Packaged Un | Heat Pump | 208 | 1 |  |  |  | Single-Speed |  |  |  | 17700 | 965 | 18.33 | 16.2 | 16400 | 1219 | 3.9 | 3.6 | Non Federally-Regulated | 07/16/2020 | 3377748 | 07/16/2020
Trane U.S. Inc. | Trane | GECE006 |  | Ground-Source | WBAHP-O: Heat Pump Packaged Un | Heat Pump | 208 | 1 |  |  |  | Single-Speed |  |  |  | 7800 | 540 | 14.42 | 13.4 | 5900 | 540 | 3.2 | 3.1 | Non Federally-Regulated | 07/16/2020 | 3376823 | 07/16/2020
Trane U.S. Inc. | Trane | GECE009 |  | Water-Source | WBAHP-O: Heat Pump Packaged Un | Heat Pump | 208 | 1 |  |  |  | Single-Speed |  |  |  | 8800 | 671 | 13.1 | 11.2 | 10500 | 628 | 4.9 | 4.2 | Federally-Regulated Commercial & Industrial Equipment | 07/16/2020 | 3376826 | 07/16/2020
Trane U.S. Inc. | Trane | GECE0067 |  | Ground-Water-Source | WBAHP-O: Heat Pump Packaged Un | Heat Pump | 265 | 1 |  |  |  | Single-Speed |  |  |  | 8500 | 458 | 18.54 | 16.2 | 7600 | 552 | 4 | 3.6 | Non Federally-Regulated | 07/16/2020 | 4659814 | 07/16/2020
Trane U.S. Inc. | Trane | GECE006 |  | Water-Source | WBAHP-O: Heat Pump Packaged Un | Heat Pump | 208 | 1 |  |  |  | Single-Speed |  |  |  | 7500 | 600 | 12.5 | 11.2 | 9100 | 567 | 4.7 | 4.2 | Federally-Regulated Commercial & Industrial Equipment | 07/16/2020 | 3376823 | 07/16/2020
Trane U.S. Inc. | Trane | GECE0120 |  | Ground-Source | WBAHP-O: Heat Pump Packaged Un | Heat Pump | 115 | 1 |  |  |  | Single-Speed |  |  |  | 11900 | 812 | 14.65 | 13.4 | 9200 | 827 | 3.3 | 3.1 | Non Federally-Regulated | 07/16/2020 | 4659818 | 07/16/2020
Trane U.S. Inc. | Trane | GECE012 |  | Ground-Water-Source | WBAHP-O: Heat Pump Packaged Un | Heat Pump | 208 | 1 |  |  |  | Single-Speed |  |  |  | 12800 | 669 | 19.11 | 16.2 | 11500 | 855 | 3.9 | 3.6 | Non Federally-Regulated | 07/16/2020 | 3377206 | 07/16/2020
Trane U.S. Inc. | Trane | GECE006 |  | Ground-Water-Source | WBAHP-O: Heat Pump Packaged Un | Heat Pump | 208 | 1 |  |  |  | Single-Speed |  |  |  | 8500 | 458 | 18.54 | 16.2 | 7600 | 552 | 4 | 3.6 | Non Federally-Regulated | 07/16/2020 | 3376823 | 07/16/2020
Trane U.S. Inc. | Trane | GEVE036 |  | Water-Source | WBAHP: Heat Pump Packaged Unit | Both Heat Pump and Electric Re | 208 | 1 |  |  |  | Single-Speed |  |  |  | 36300 | 2542 | 14.28 | 11.2 | 46200 | 2962 | 4.6 | 4.2 | Federally-Regulated Commercial & Industrial Equipment | 07/16/2020 | 3273327 | 07/16/2020
Trane U.S. Inc. | Trane | GECE0090 |  | Water-Source | WBAHP-O: Heat Pump Packaged Un | Heat Pump | 115 | 1 |  |  |  | Single-Speed |  |  |  | 8800 | 671 | 13.1 | 11.2 | 10500 | 628 | 4.9 | 4.2 | Federally-Regulated Commercial & Industrial Equipment | 07/16/2020 | 4659815 | 07/16/2020
Trane U.S. Inc. | Trane | GECE0097 |  | Ground-Source | WBAHP-O: Heat Pump Packaged Un | Heat Pump | 265 | 1 |  |  |  | Single-Speed |  |  |  | 9100 | 623 | 14.6 | 13.4 | 6800 | 611 | 3.3 | 3.1 | Non Federally-Regulated | 07/16/2020 | 4659817 | 07/16/2020
Trane U.S. Inc. | Trane | GECE018 |  | Water-Source | WBAHP-O: Heat Pump Packaged Un | Heat Pump | 208 | 1 |  |  |  | Single-Speed |  |  |  | 16500 | 1269 | 13 | 11.2 | 20100 | 1277 | 4.6 | 4.2 | Federally-Regulated Commercial & Industrial Equipment | 07/16/2020 | 3377748 | 07/16/2020
Trane U.S. Inc. | Trane | GECE009 |  | Ground-Water-Source | WBAHP-O: Heat Pump Packaged Un | Heat Pump | 208 | 1 |  |  |  | Single-Speed |  |  |  | 9900 | 546 | 18.1 | 16.2 | 9200 | 652 | 4.1 | 3.6 | Non Federally-Regulated | 07/16/2020 | 3376826 | 07/16/2020
Trane U.S. Inc. | Trane | GECE0157 |  | Ground-Water-Source | WBAHP-O: Heat Pump Packaged Un | Heat Pump | 265 | 1 |  |  |  | Single-Speed |  |  |  | 16100 | 829 | 19.4 | 16.2 | 14300 | 1063 | 3.9 | 3.6 | Non Federally-Regulated | 07/16/2020 | 4659820 | 07/16/2020
Trane U.S. Inc. | Trane | GECE018 |  | Ground-Source | WBAHP-O: Heat Pump Packaged Un | Heat Pump | 208 | 1 |  |  |  | Single-Speed |  |  |  | 16900 | 1185 | 14.26 | 13.4 | 12900 | 1181 | 3.2 | 3.1 | Non Federally-Regulated | 07/16/2020 | 3377748 | 07/16/2020
Trane U.S. Inc. | Trane | GECE0090 |  | Ground-Source | WBAHP-O: Heat Pump Packaged Un | Heat Pump | 115 | 1 |  |  |  | Single-Speed |  |  |  | 9100 | 623 | 14.6 | 13.4 | 6800 | 611 | 3.3 | 3.1 | Non Federally-Regulated | 07/16/2020 | 4659815 | 07/16/2020
Trane U.S. Inc. | Trane | GECE0157 |  | Water-Source | WBAHP-O: Heat Pump Packaged Un | Heat Pump | 265 | 1 |  |  |  | Single-Speed |  |  |  | 14700 | 1106 | 13.29 | 11.2 | 17300 | 1099 | 4.6 | 4.2 | Federally-Regulated Commercial & Industrial Equipment | 07/16/2020 | 4659820 | 07/16/2020
Trane U.S. Inc. | Trane | GEHE018 |  | Water-Source | WBAHP: Heat Pump Packaged Unit | Heat Pump | 208 | 1 |  |  |  | Single-Speed |  |  |  | 18000 | 1384 | 13 | 11.2 | 21900 | 1435 | 4.5 | 4.2 | Federally-Regulated Commercial & Industrial Equipment | 07/16/2020 | 3273020 | 07/16/2020
Trane U.S. Inc. | Trane | GEVE018 |  | Water-Source | WBAHP: Heat Pump Packaged Unit | Both Heat Pump and Electric Re | 208 | 1 |  |  |  | Single-Speed |  |  |  | 17800 | 1369 | 13 | 11.2 | 22200 | 1455 | 4.5 | 4.2 | Federally-Regulated Commercial & Industrial Equipment | 07/16/2020 | 3273323 | 07/16/2020
Trane U.S. Inc. | Trane | GECE0060 |  | Ground-Water-Source | WBAHP-O: Heat Pump Packaged Un | Heat Pump | 115 | 1 |  |  |  | Single-Speed |  |  |  | 8500 | 458 | 18.54 | 16.2 | 7600 | 552 | 4 | 3.6 | Non Federally-Regulated | 07/16/2020 | 4659812 | 07/16/2020
Trane U.S. Inc. | Trane | GECE0120 |  | Ground-Water-Source | WBAHP-O: Heat Pump Packaged Un | Heat Pump | 115 | 1 |  |  |  | Single-Speed |  |  |  | 12800 | 669 | 19.11 | 16.2 | 11500 | 855 | 3.9 | 3.6 | Non Federally-Regulated | 07/16/2020 | 4659818 | 07/16/2020
Trane U.S. Inc. | Trane | GECE012 |  | Ground-Source | WBAHP-O: Heat Pump Packaged Un | Heat Pump | 208 | 1 |  |  |  | Single-Speed |  |  |  | 11900 | 812 | 14.65 | 13.4 | 9200 | 827 | 3.3 | 3.1 | Non Federally-Regulated | 07/16/2020 | 3377206 | 07/16/2020
Trane U.S. Inc. | Trane | GECE0127 |  | Water-Source | WBAHP-O: Heat Pump Packaged Un | Heat Pump | 265 | 1 |  |  |  | Single-Speed |  |  |  | 11500 | 877 | 13.1 | 11.2 | 14100 | 879 | 4.7 | 4.2 | Federally-Regulated Commercial & Industrial Equipment | 07/16/2020 | 4659821 | 07/16/2020
Trane U.S. Inc. | Trane | GECE009 |  | Ground-Source | WBAHP-O: Heat Pump Packaged Un | Heat Pump | 208 | 1 |  |  |  | Single-Speed |  |  |  | 9100 | 623 | 14.6 | 13.4 | 6800 | 611 | 3.3 | 3.1 | Non Federally-Regulated | 07/16/2020 | 3376826 | 07/16/2020
Trane U.S. Inc. | Trane | GECE015 |  | Water-Source | WBAHP-O: Heat Pump Packaged Un | Heat Pump | 208 | 1 |  |  |  | Single-Speed |  |  |  | 14700 | 1106 | 13.29 | 11.2 | 17300 | 1099 | 4.6 | 4.2 | Federally-Regulated Commercial & Industrial Equipment | 07/16/2020 | 3377384 | 07/16/2020
Trane U.S. Inc. | Trane | GECE0157 |  | Ground-Source | WBAHP-O: Heat Pump Packaged Un | Heat Pump | 265 | 1 |  |  |  | Single-Speed |  |  |  | 15300 | 1004 | 15.23 | 13.4 | 11600 | 1042 | 3.3 | 3.1 | Non Federally-Regulated | 07/16/2020 | 4659820 | 07/16/2020
Trane U.S. Inc. | Trane | GECE0067 |  | Ground-Source | WBAHP-O: Heat Pump Packaged Un | Heat Pump | 265 | 1 |  |  |  | Single-Speed |  |  |  | 7800 | 540 | 14.42 | 13.4 | 5900 | 540 | 3.2 | 3.1 | Non Federally-Regulated | 07/16/2020 | 4659814 | 07/16/2020
Trane U.S. Inc. | Trane | GECE015 |  | Ground-Water-Source | WBAHP-O: Heat Pump Packaged Un | Heat Pump | 208 | 1 |  |  |  | Single-Speed |  |  |  | 16100 | 829 | 19.4 | 16.2 | 14300 | 1063 | 3.9 | 3.6 | Non Federally-Regulated | 07/16/2020 | 3377384 | 07/16/2020
Trane U.S. Inc. | Trane | GECE015 |  | Ground-Source | WBAHP-O: Heat Pump Packaged Un | Heat Pump | 208 | 1 |  |  |  | Single-Speed |  |  |  | 15300 | 1004 | 15.23 | 13.4 | 11600 | 1042 | 3.3 | 3.1 | Non Federally-Regulated | 07/16/2020 | 3377384 | 07/16/2020
Trane U.S. Inc. | Trane | GECE0120 |  | Water-Source | WBAHP-O: Heat Pump Packaged Un | Heat Pump | 115 | 1 |  |  |  | Single-Speed |  |  |  | 11500 | 877 | 13.1 | 11.2 | 14100 | 879 | 4.7 | 4.2 | Federally-Regulated Commercial & Industrial Equipment | 07/16/2020 | 4659818 | 07/16/2020
Johnson Controls, Inc. | ENVIRO-TEC | VPCS18*1****0 (ECM) |  | Ground-Water-Source | WBAHP: Heat Pump Packaged Unit | Heat Pump | 230 | 1 |  |  |  | Single-Speed |  |  |  | 21600 | 885 | 24.4 |  | 17800 | 1109 | 4.7 |  | Non Federally-Regulated | 07/16/2020 | 200083985 | 07/16/2020
Johnson Controls, Inc. | ENVIRO-TEC | VSCS18*1****0 |  | Water-Source | WBAHP: Heat Pump Packaged Unit | Heat Pump | 208 | 1 |  |  |  | Single-Speed |  |  |  | 18100 | 1371 | 13.2 |  | 22300 | 1420 | 4.6 |  | Federally-Regulated Commercial & Industrial Equipment | 07/16/2020 | 200083937 | 07/16/2020
Johnson Controls, Inc. | ENVIRO-TEC | VSCS24*6****0 (ECM) |  | Ground-Source | WBAHP: Heat Pump Packaged Unit | Heat Pump | 265 | 1 |  |  |  | Single-Speed |  |  |  | 26100 | 1621 | 16.1 |  | 17900 | 1589 | 3.3 |  | Non Federally-Regulated | 07/16/2020 | 200083958 | 07/16/2020
Johnson Controls, Inc. | ENVIRO-TEC | VSCS24*1****0 (ECM) |  | Water-Source | WBAHP: Heat Pump Packaged Unit | Heat Pump | 208 | 1 |  |  |  | Single-Speed |  |  |  | 24600 | 1795 | 13.7 |  | 30000 | 1911 | 4.6 |  | Federally-Regulated Commercial & Industrial Equipment | 07/16/2020 | 200083952 | 07/16/2020
Johnson Controls, Inc. | ENVIRO-TEC | VSCS30*1****0 |  | Water-Source | WBAHP: Heat Pump Packaged Unit | Heat Pump | 208 | 1 |  |  |  | Single-Speed |  |  |  | 29700 | 2233 | 13.3 |  | 33900 | 2258 | 4.4 |  | Federally-Regulated Commercial & Industrial Equipment | 07/16/2020 | 200083961 | 07/16/2020
Johnson Controls, Inc. | ENVIRO-TEC | VSCS24*6****0 (ECM) |  | Water-Source | WBAHP: Heat Pump Packaged Unit | Heat Pump | 265 | 1 |  |  |  | Single-Speed |  |  |  | 24600 | 1795 | 13.7 |  | 30000 | 1911 | 4.6 |  | Federally-Regulated Commercial & Industrial Equipment | 07/16/2020 | 200083958 | 07/16/2020
Johnson Controls, Inc. | ENVIRO-TEC | VSCS24*1****0 |  | Ground-Water-Source | WBAHP: Heat Pump Packaged Unit | Heat Pump | 208 | 1 |  |  |  | Single-Speed |  |  |  | 28100 | 1306 | 21.5 |  | 23800 | 1788 | 3.9 |  | Non Federally-Regulated | 07/16/2020 | 200083949 | 07/16/2020
Johnson Controls, Inc. | ENVIRO-TEC | VSCS18*1****0 |  | Water-Source | WBAHP: Heat Pump Packaged Unit | Heat Pump | 230 | 1 |  |  |  | Single-Speed |  |  |  | 18100 | 1371 | 13.2 |  | 22300 | 1420 | 4.6 |  | Federally-Regulated Commercial & Industrial Equipment | 07/16/2020 | 200083937 | 07/16/2020
Johnson Controls, Inc. | ENVIRO-TEC | VSCS30*6****0 (ECM) |  | Ground-Water-Source | WBAHP: Heat Pump Packaged Unit | Heat Pump | 265 | 1 |  |  |  | Single-Speed |  |  |  | 33900 | 1599 | 21.2 |  | 27100 | 1985 | 4 |  | Non Federally-Regulated | 07/16/2020 | 200083970 | 07/16/2020
Johnson Controls, Inc. | ENVIRO-TEC | VPCS18*1****0 (ECM) |  | Ground-Source | WBAHP: Heat Pump Packaged Unit | Heat Pump | 208 | 1 |  |  |  | Single-Speed |  |  |  | 19000 | 1055 | 18 |  | 13700 | 1085 | 3.7 |  | Non Federally-Regulated | 07/16/2020 | 200083985 | 07/16/2020
Johnson Controls, Inc. | ENVIRO-TEC | VSCS18*1****0 (ECM) |  | Ground-Source | WBAHP: Heat Pump Packaged Unit | Heat Pump | 230 | 1 |  |  |  | Single-Speed |  |  |  | 19100 | 1264 | 15.1 |  | 13700 | 1216 | 3.3 |  | Non Federally-Regulated | 07/16/2020 | 200083940 | 07/16/2020
Johnson Controls, Inc. | ENVIRO-TEC | VSCS18*1****0 (ECM) |  | Ground-Source | WBAHP: Heat Pump Packaged Unit | Heat Pump | 208 | 1 |  |  |  | Single-Speed |  |  |  | 19100 | 1264 | 15.1 |  | 13700 | 1216 | 3.3 |  | Non Federally-Regulated | 07/16/2020 | 200083940 | 07/16/2020
Johnson Controls, Inc. | ENVIRO-TEC | VSCS18*1****0 (ECM) |  | Water-Source | WBAHP: Heat Pump Packaged Unit | Heat Pump | 208 | 1 |  |  |  | Single-Speed |  |  |  | 18400 | 1352 | 13.6 |  | 22000 | 1371 | 4.7 |  | Federally-Regulated Commercial & Industrial Equipment | 07/16/2020 | 200083940 | 07/16/2020
Johnson Controls, Inc. | ENVIRO-TEC | VSCS12*1****0 |  | Ground-Water-Source | WBAHP: Heat Pump Packaged Unit | Heat Pump | 208 | 1 |  |  |  | Single-Speed |  |  |  | 14400 | 727 | 19.8 |  | 12200 | 966 | 3.7 |  | Non Federally-Regulated | 07/16/2020 | 200083913 | 07/16/2020
Johnson Controls, Inc. | ENVIRO-TEC | VSCS12*1****0 |  | Ground-Source | WBAHP: Heat Pump Packaged Unit | Heat Pump | 208 | 1 |  |  |  | Single-Speed |  |  |  | 12600 | 881 | 14.3 |  | 9700 | 888 | 3.2 |  | Non Federally-Regulated | 07/16/2020 | 200083913 | 07/16/2020
Johnson Controls, Inc. | ENVIRO-TEC | VSCS12*6****0 (ECM) |  | Ground-Source | WBAHP: Heat Pump Packaged Unit | Heat Pump | 265 | 1 |  |  |  | Single-Speed |  |  |  | 12800 | 882 | 14.5 |  | 9400 | 834 | 3.3 |  | Non Federally-Regulated | 07/16/2020 | 200083922 | 07/16/2020
Johnson Controls, Inc. | ENVIRO-TEC | VSCS12*1****0 (ECM) |  | Ground-Source | WBAHP: Heat Pump Packaged Unit | Heat Pump | 230 | 1 |  |  |  | Single-Speed |  |  |  | 12800 | 882 | 14.5 |  | 9400 | 834 | 3.3 |  | Non Federally-Regulated | 07/16/2020 | 200083916 | 07/16/2020
Johnson Controls, Inc. | ENVIRO-TEC | VPCS18*1****0 (ECM) |  | Water-Source | WBAHP: Heat Pump Packaged Unit | Heat Pump | 230 | 1 |  |  |  | Single-Speed |  |  |  | 18400 | 1150 | 16 |  | 21400 | 1119 | 5.6 |  | Federally-Regulated Commercial & Industrial Equipment | 07/16/2020 | 200083985 | 07/16/2020
Johnson Controls, Inc. | ENVIRO-TEC | VSCS30*1****0 |  | Ground-Water-Source | WBAHP: Heat Pump Packaged Unit | Heat Pump | 208 | 1 |  |  |  | Single-Speed |  |  |  | 33500 | 1634 | 20.5 |  | 27500 | 2238 | 3.6 |  | Non Federally-Regulated | 07/16/2020 | 200083961 | 07/16/2020
Johnson Controls, Inc. | ENVIRO-TEC | VSCS24*1****0 (ECM) |  | Ground-Source | WBAHP: Heat Pump Packaged Unit | Heat Pump | 230 | 1 |  |  |  | Single-Speed |  |  |  | 26100 | 1621 | 16.1 |  | 17900 | 1589 | 3.3 |  | Non Federally-Regulated | 07/16/2020 | 200083952 | 07/16/2020
Johnson Controls, Inc. | ENVIRO-TEC | VSCS30*1****0 (ECM) |  | Water-Source | WBAHP: Heat Pump Packaged Unit | Heat Pump | 230 | 1 |  |  |  | Single-Speed |  |  |  | 30100 | 2150 | 14 |  | 33400 | 2039 | 4.8 |  | Federally-Regulated Commercial & Industrial Equipment | 07/16/2020 | 200083964 | 07/16/2020
Johnson Controls, Inc. | ENVIRO-TEC | VSCS18*6****0 (ECM) |  | Ground-Water-Source | WBAHP: Heat Pump Packaged Unit | Heat Pump | 265 | 1 |  |  |  | Single-Speed |  |  |  | 20900 | 995 | 21 |  | 18100 | 1326 | 4 |  | Non Federally-Regulated | 07/16/2020 | 200083946 | 07/16/2020
Johnson Controls, Inc. | ENVIRO-TEC | VPCS12*1****0 (ECM) |  | Water-Source | WBAHP: Heat Pump Packaged Unit | Heat Pump | 230 | 1 |  |  |  | Single-Speed |  |  |  | 11900 | 767 | 15.5 |  | 15000 | 879 | 5 |  | Federally-Regulated Commercial & Industrial Equipment | 07/16/2020 | 201796687 | 07/16/2020
Johnson Controls, Inc. | ENVIRO-TEC | VSCS24*1****0 (ECM) |  | Ground-Water-Source | WBAHP: Heat Pump Packaged Unit | Heat Pump | 230 | 1 |  |  |  | Single-Speed |  |  |  | 28200 | 1299 | 21.7 |  | 24000 | 1758 | 4 |  | Non Federally-Regulated | 07/16/2020 | 200083952 | 07/16/2020
Johnson Controls, Inc. | ENVIRO-TEC | VSCS12*1****0 (ECM) |  | Ground-Source | WBAHP: Heat Pump Packaged Unit | Heat Pump | 208 | 1 |  |  |  | Single-Speed |  |  |  | 12800 | 882 | 14.5 |  | 9400 | 834 | 3.3 |  | Non Federally-Regulated | 07/16/2020 | 200083916 | 07/16/2020
Johnson Controls, Inc. | ENVIRO-TEC | VSCS30*6****0 (ECM) |  | Water-Source | WBAHP: Heat Pump Packaged Unit | Heat Pump | 265 | 1 |  |  |  | Single-Speed |  |  |  | 30100 | 2150 | 14 |  | 33400 | 2039 | 4.8 |  | Federally-Regulated Commercial & Industrial Equipment | 07/16/2020 | 200083970 | 07/16/2020
Johnson Controls, Inc. | ENVIRO-TEC | VSCS24*1****0 |  | Ground-Source | WBAHP: Heat Pump Packaged Unit | Heat Pump | 230 | 1 |  |  |  | Single-Speed |  |  |  | 26000 | 1656 | 15.7 |  | 18500 | 1694 | 3.2 |  | Non Federally-Regulated | 07/16/2020 | 200083949 | 07/16/2020
Johnson Controls, Inc. | ENVIRO-TEC | VSCS30*1****0 (ECM) |  | Ground-Source | WBAHP: Heat Pump Packaged Unit | Heat Pump | 208 | 1 |  |  |  | Single-Speed |  |  |  | 32200 | 2037 | 15.8 |  | 20100 | 1785 | 3.3 |  | Non Federally-Regulated | 07/16/2020 | 200083964 | 07/16/2020
Johnson Controls, Inc. | ENVIRO-TEC | VSCS18*1****0 (ECM) |  | Water-Source | WBAHP: Heat Pump Packaged Unit | Heat Pump | 230 | 1 |  |  |  | Single-Speed |  |  |  | 18400 | 1352 | 13.6 |  | 22000 | 1371 | 4.7 |  | Federally-Regulated Commercial & Industrial Equipment | 07/16/2020 | 200083940 | 07/16/2020
Johnson Controls, Inc. | ENVIRO-TEC | VSCS18*1****0 |  | Ground-Source | WBAHP: Heat Pump Packaged Unit | Heat Pump | 208 | 1 |  |  |  | Single-Speed |  |  |  | 18800 | 1296 | 14.5 |  | 14000 | 1282 | 3.2 |  | Non Federally-Regulated | 07/16/2020 | 200083937 | 07/16/2020
Johnson Controls, Inc. | ENVIRO-TEC | VSCS30*1****0 (ECM) |  | Ground-Source | WBAHP: Heat Pump Packaged Unit | Heat Pump | 230 | 1 |  |  |  | Single-Speed |  |  |  | 32200 | 2037 | 15.8 |  | 20100 | 1785 | 3.3 |  | Non Federally-Regulated | 07/16/2020 | 200083964 | 07/16/2020
Johnson Controls, Inc. | ENVIRO-TEC | VSCS24*1****0 |  | Water-Source | WBAHP: Heat Pump Packaged Unit | Heat Pump | 208 | 1 |  |  |  | Single-Speed |  |  |  | 24400 | 1820 | 13.4 |  | 30200 | 1966 | 4.5 |  | Federally-Regulated Commercial & Industrial Equipment | 07/16/2020 | 200083949 | 07/16/2020
Johnson Controls, Inc. | ENVIRO-TEC | VPCS30*1****0 (ECM) |  | Ground-Source | WBAHP: Heat Pump Packaged Unit | Heat Pump | 230 | 1 |  |  |  | Single-Speed |  |  |  | 31300 | 1691 | 18.5 |  | 21800 | 1681 | 3.8 |  | Non Federally-Regulated | 07/16/2020 | 201796690 | 07/16/2020
Johnson Controls, Inc. | ENVIRO-TEC | VSCS12*1****0 |  | Ground-Water-Source | WBAHP: Heat Pump Packaged Unit | Heat Pump | 230 | 1 |  |  |  | Single-Speed |  |  |  | 14400 | 727 | 19.8 |  | 12200 | 966 | 3.7 |  | Non Federally-Regulated | 07/16/2020 | 200083913 | 07/16/2020
Johnson Controls, Inc. | ENVIRO-TEC | VPCS30*1****0 (ECM) |  | Ground-Source | WBAHP: Heat Pump Packaged Unit | Heat Pump | 208 | 1 |  |  |  | Single-Speed |  |  |  | 31300 | 1691 | 18.5 |  | 21800 | 1681 | 3.8 |  | Non Federally-Regulated | 07/16/2020 | 201796690 | 07/16/2020
Johnson Controls, Inc. | ENVIRO-TEC | VSCS12*6****0 (ECM) |  | Ground-Water-Source | WBAHP: Heat Pump Packaged Unit | Heat Pump | 265 | 1 |  |  |  | Single-Speed |  |  |  | 14600 | 722 | 20.2 |  | 12000 | 925 | 3.8 |  | Non Federally-Regulated | 07/16/2020 | 200083922 | 07/16/2020
Johnson Controls, Inc. | ENVIRO-TEC | VSCS24*6****0 (ECM) |  | Ground-Water-Source | WBAHP: Heat Pump Packaged Unit | Heat Pump | 265 | 1 |  |  |  | Single-Speed |  |  |  | 28200 | 1299 | 21.7 |  | 24000 | 1758 | 4 |  | Non Federally-Regulated | 07/16/2020 | 200083958 | 07/16/2020
Johnson Controls, Inc. | ENVIRO-TEC | VSCS30*1****0 |  | Ground-Source | WBAHP: Heat Pump Packaged Unit | Heat Pump | 208 | 1 |  |  |  | Single-Speed |  |  |  | 31800 | 2092 | 15.2 |  | 20500 | 1938 | 3.1 |  | Non Federally-Regulated | 07/16/2020 | 200083961 | 07/16/2020
Johnson Controls, Inc. | ENVIRO-TEC | VSCS12*1****0 |  | Ground-Source | WBAHP: Heat Pump Packaged Unit | Heat Pump | 230 | 1 |  |  |  | Single-Speed |  |  |  | 12600 | 881 | 14.3 |  | 9700 | 888 | 3.2 |  | Non Federally-Regulated | 07/16/2020 | 200083913 | 07/16/2020
Johnson Controls, Inc. | ENVIRO-TEC | VPCS12*1****0 (ECM) |  | Ground-Source | WBAHP: Heat Pump Packaged Unit | Heat Pump | 208 | 1 |  |  |  | Single-Speed |  |  |  | 12400 | 708 | 17.5 |  | 9600 | 803 | 3.5 |  | Non Federally-Regulated | 07/16/2020 | 201796687 | 07/16/2020
Johnson Controls, Inc. | ENVIRO-TEC | VPCS30*1****0 (ECM) |  | Ground-Water-Source | WBAHP: Heat Pump Packaged Unit | Heat Pump | 230 | 1 |  |  |  | Single-Speed |  |  |  | 34200 | 1401 | 24.4 |  | 27900 | 1703 | 4.8 |  | Non Federally-Regulated | 07/16/2020 | 201796690 | 07/16/2020
Johnson Controls, Inc. | ENVIRO-TEC | VSCS30*1****0 |  | Ground-Water-Source | WBAHP: Heat Pump Packaged Unit | Heat Pump | 230 | 1 |  |  |  | Single-Speed |  |  |  | 33500 | 1634 | 20.5 |  | 27500 | 2238 | 3.6 |  | Non Federally-Regulated | 07/16/2020 | 200083961 | 07/16/2020
Johnson Controls, Inc. | ENVIRO-TEC | VSCS24*1****0 |  | Ground-Source | WBAHP: Heat Pump Packaged Unit | Heat Pump | 208 | 1 |  |  |  | Single-Speed |  |  |  | 26000 | 1656 | 15.7 |  | 18500 | 1694 | 3.2 |  | Non Federally-Regulated | 07/16/2020 | 200083949 | 07/16/2020
Johnson Controls, Inc. | ENVIRO-TEC | VSCS18*6****0 (ECM) |  | Water-Source | WBAHP: Heat Pump Packaged Unit | Heat Pump | 265 | 1 |  |  |  | Single-Speed |  |  |  | 18400 | 1352 | 13.6 |  | 22000 | 1371 | 4.7 |  | Federally-Regulated Commercial & Industrial Equipment | 07/16/2020 | 200083946 | 07/16/2020
Johnson Controls, Inc. | ENVIRO-TEC | VPCS18*1****0 (ECM) |  | Water-Source | WBAHP: Heat Pump Packaged Unit | Heat Pump | 208 | 1 |  |  |  | Single-Speed |  |  |  | 18400 | 1150 | 16 |  | 21400 | 1119 | 5.6 |  | Federally-Regulated Commercial & Industrial Equipment | 07/16/2020 | 200083985 | 07/16/2020
Johnson Controls, Inc. | ENVIRO-TEC | VSCS30*1****0 (ECM) |  | Ground-Water-Source | WBAHP: Heat Pump Packaged Unit | Heat Pump | 230 | 1 |  |  |  | Single-Speed |  |  |  | 33900 | 1599 | 21.2 |  | 27100 | 1985 | 4 |  | Non Federally-Regulated | 07/16/2020 | 200083964 | 07/16/2020
Johnson Controls, Inc. | ENVIRO-TEC | VSCS30*1****0 |  | Ground-Source | WBAHP: Heat Pump Packaged Unit | Heat Pump | 230 | 1 |  |  |  | Single-Speed |  |  |  | 31800 | 2092 | 15.2 |  | 20500 | 1938 | 3.1 |  | Non Federally-Regulated | 07/16/2020 | 200083961 | 07/16/2020
Johnson Controls, Inc. | ENVIRO-TEC | VSCS12*1****0 |  | Water-Source | WBAHP: Heat Pump Packaged Unit | Heat Pump | 208 | 1 |  |  |  | Single-Speed |  |  |  | 12200 | 938 | 13 |  | 14900 | 992 | 4.4 |  | Federally-Regulated Commercial & Industrial Equipment | 07/16/2020 | 200083913 | 07/16/2020
Johnson Controls, Inc. | ENVIRO-TEC | VSCS12*1****0 (ECM) |  | Water-Source | WBAHP: Heat Pump Packaged Unit | Heat Pump | 230 | 1 |  |  |  | Single-Speed |  |  |  | 12300 | 917 | 13.4 |  | 14700 | 957 | 4.5 |  | Federally-Regulated Commercial & Industrial Equipment | 07/16/2020 | 200083916 | 07/16/2020
Johnson Controls, Inc. | ENVIRO-TEC | VSCS12*1****0 (ECM) |  | Ground-Water-Source | WBAHP: Heat Pump Packaged Unit | Heat Pump | 208 | 1 |  |  |  | Single-Speed |  |  |  | 14600 | 722 | 20.2 |  | 12000 | 925 | 3.8 |  | Non Federally-Regulated | 07/16/2020 | 200083916 | 07/16/2020
Johnson Controls, Inc. | ENVIRO-TEC | VSCS18*1****0 |  | Ground-Water-Source | WBAHP: Heat Pump Packaged Unit | Heat Pump | 230 | 1 |  |  |  | Single-Speed |  |  |  | 20800 | 1009 | 20.6 |  | 18000 | 1352 | 3.9 |  | Non Federally-Regulated | 07/16/2020 | 200083937 | 07/16/2020
Johnson Controls, Inc. | ENVIRO-TEC | VPCS30*1****0 (ECM) |  | Ground-Water-Source | WBAHP: Heat Pump Packaged Unit | Heat Pump | 208 | 1 |  |  |  | Single-Speed |  |  |  | 34200 | 1401 | 24.4 |  | 27900 | 1703 | 4.8 |  | Non Federally-Regulated | 07/16/2020 | 201796690 | 07/16/2020
Johnson Controls, Inc. | ENVIRO-TEC | VSCS18*6****0 (ECM) |  | Ground-Source | WBAHP: Heat Pump Packaged Unit | Heat Pump | 265 | 1 |  |  |  | Single-Speed |  |  |  | 19100 | 1264 | 15.1 |  | 13700 | 1216 | 3.3 |  | Non Federally-Regulated | 07/16/2020 | 200083946 | 07/16/2020
Johnson Controls, Inc. | ENVIRO-TEC | VSCS12*1****0 (ECM) |  | Water-Source | WBAHP: Heat Pump Packaged Unit | Heat Pump | 208 | 1 |  |  |  | Single-Speed |  |  |  | 12300 | 917 | 13.4 |  | 14700 | 957 | 4.5 |  | Federally-Regulated Commercial & Industrial Equipment | 07/16/2020 | 200083916 | 07/16/2020
Johnson Controls, Inc. | ENVIRO-TEC | VPCS18*1****0 (ECM) |  | Ground-Source | WBAHP: Heat Pump Packaged Unit | Heat Pump | 230 | 1 |  |  |  | Single-Speed |  |  |  | 19000 | 1055 | 18 |  | 13700 | 1085 | 3.7 |  | Non Federally-Regulated | 07/16/2020 | 200083985 | 07/16/2020
Johnson Controls, Inc. | ENVIRO-TEC | VPCS30*1****0 (ECM) |  | Water-Source | WBAHP: Heat Pump Packaged Unit | Heat Pump | 208 | 1 |  |  |  | Single-Speed |  |  |  | 30100 | 1813 | 16.6 |  | 34000 | 1811 | 5.5 |  | Federally-Regulated Commercial & Industrial Equipment | 07/16/2020 | 201796690 | 07/16/2020
Johnson Controls, Inc. | ENVIRO-TEC | VPCS12*1****0 (ECM) |  | Ground-Water-Source | WBAHP: Heat Pump Packaged Unit | Heat Pump | 230 | 1 |  |  |  | Single-Speed |  |  |  | 13900 | 617 | 22.5 |  | 12200 | 831 | 4.3 |  | Non Federally-Regulated | 07/16/2020 | 201796687 | 07/16/2020
Johnson Controls, Inc. | ENVIRO-TEC | VPCS12*1****0 (ECM) |  | Ground-Source | WBAHP: Heat Pump Packaged Unit | Heat Pump | 230 | 1 |  |  |  | Single-Speed |  |  |  | 12400 | 708 | 17.5 |  | 9600 | 803 | 3.5 |  | Non Federally-Regulated | 07/16/2020 | 201796687 | 07/16/2020
Johnson Controls, Inc. | ENVIRO-TEC | VSCS24*1****0 (ECM) |  | Ground-Water-Source | WBAHP: Heat Pump Packaged Unit | Heat Pump | 208 | 1 |  |  |  | Single-Speed |  |  |  | 28200 | 1299 | 21.7 |  | 24000 | 1758 | 4 |  | Non Federally-Regulated | 07/16/2020 | 200083952 | 07/16/2020
Johnson Controls, Inc. | ENVIRO-TEC | VSCS30*1****0 (ECM) |  | Water-Source | WBAHP: Heat Pump Packaged Unit | Heat Pump | 208 | 1 |  |  |  | Single-Speed |  |  |  | 30100 | 2150 | 14 |  | 33400 | 2039 | 4.8 |  | Federally-Regulated Commercial & Industrial Equipment | 07/16/2020 | 200083964 | 07/16/2020
Johnson Controls, Inc. | ENVIRO-TEC | VSCS18*1****0 (ECM) |  | Ground-Water-Source | WBAHP: Heat Pump Packaged Unit | Heat Pump | 208 | 1 |  |  |  | Single-Speed |  |  |  | 20900 | 995 | 21 |  | 18100 | 1326 | 4 |  | Non Federally-Regulated | 07/16/2020 | 200083940 | 07/16/2020
Johnson Controls, Inc. | ENVIRO-TEC | VSCS24*1****0 |  | Ground-Water-Source | WBAHP: Heat Pump Packaged Unit | Heat Pump | 230 | 1 |  |  |  | Single-Speed |  |  |  | 28100 | 1306 | 21.5 |  | 23800 | 1788 | 3.9 |  | Non Federally-Regulated | 07/16/2020 | 200083949 | 07/16/2020
Johnson Controls, Inc. | ENVIRO-TEC | VSCS18*1****0 |  | Ground-Source | WBAHP: Heat Pump Packaged Unit | Heat Pump | 230 | 1 |  |  |  | Single-Speed |  |  |  | 18800 | 1296 | 14.5 |  | 14000 | 1282 | 3.2 |  | Non Federally-Regulated | 07/16/2020 | 200083937 | 07/16/2020
Johnson Controls, Inc. | ENVIRO-TEC | VPCS12*1****0 (ECM) |  | Ground-Water-Source | WBAHP: Heat Pump Packaged Unit | Heat Pump | 208 | 1 |  |  |  | Single-Speed |  |  |  | 13900 | 617 | 22.5 |  | 12200 | 831 | 4.3 |  | Non Federally-Regulated | 07/16/2020 | 201796687 | 07/16/2020
Johnson Controls, Inc. | ENVIRO-TEC | VPCS30*1****0 (ECM) |  | Water-Source | WBAHP: Heat Pump Packaged Unit | Heat Pump | 230 | 1 |  |  |  | Single-Speed |  |  |  | 30100 | 1813 | 16.6 |  | 34000 | 1811 | 5.5 |  | Federally-Regulated Commercial & Industrial Equipment | 07/16/2020 | 201796690 | 07/16/2020
Johnson Controls, Inc. | ENVIRO-TEC | VSCS12*1****0 (ECM) |  | Ground-Water-Source | WBAHP: Heat Pump Packaged Unit | Heat Pump | 230 | 1 |  |  |  | Single-Speed |  |  |  | 14600 | 722 | 20.2 |  | 12000 | 925 | 3.8 |  | Non Federally-Regulated | 07/16/2020 | 200083916 | 07/16/2020
Johnson Controls, Inc. | ENVIRO-TEC | VSCS18*1****0 |  | Ground-Water-Source | WBAHP: Heat Pump Packaged Unit | Heat Pump | 208 | 1 |  |  |  | Single-Speed |  |  |  | 20800 | 1009 | 20.6 |  | 18000 | 1352 | 3.9 |  | Non Federally-Regulated | 07/16/2020 | 200083937 | 07/16/2020
Johnson Controls, Inc. | ENVIRO-TEC | VPCS18*1****0 (ECM) |  | Ground-Water-Source | WBAHP: Heat Pump Packaged Unit | Heat Pump | 208 | 1 |  |  |  | Single-Speed |  |  |  | 21600 | 885 | 24.4 |  | 17800 | 1109 | 4.7 |  | Non Federally-Regulated | 07/16/2020 | 200083985 | 07/16/2020
Johnson Controls, Inc. | ENVIRO-TEC | VSCS12*6****0 (ECM) |  | Water-Source | WBAHP: Heat Pump Packaged Unit | Heat Pump | 265 | 1 |  |  |  | Single-Speed |  |  |  | 12300 | 917 | 13.4 |  | 14700 | 957 | 4.5 |  | Federally-Regulated Commercial & Industrial Equipment | 07/16/2020 | 200083922 | 07/16/2020
Johnson Controls, Inc. | ENVIRO-TEC | VSCS30*1****0 |  | Water-Source | WBAHP: Heat Pump Packaged Unit | Heat Pump | 230 | 1 |  |  |  | Single-Speed |  |  |  | 29700 | 2233 | 13.3 |  | 33900 | 2258 | 4.4 |  | Federally-Regulated Commercial & Industrial Equipment | 07/16/2020 | 200083961 | 07/16/2020
Johnson Controls, Inc. | ENVIRO-TEC | VSCS24*1****0 |  | Water-Source | WBAHP: Heat Pump Packaged Unit | Heat Pump | 230 | 1 |  |  |  | Single-Speed |  |  |  | 24400 | 1820 | 13.4 |  | 30200 | 1966 | 4.5 |  | Federally-Regulated Commercial & Industrial Equipment | 07/16/2020 | 200083949 | 07/16/2020
Johnson Controls, Inc. | ENVIRO-TEC | VSCS30*1****0 (ECM) |  | Ground-Water-Source | WBAHP: Heat Pump Packaged Unit | Heat Pump | 208 | 1 |  |  |  | Single-Speed |  |  |  | 33900 | 1599 | 21.2 |  | 27100 | 1985 | 4 |  | Non Federally-Regulated | 07/16/2020 | 200083964 | 07/16/2020
Johnson Controls, Inc. | ENVIRO-TEC | VSCS30*6****0 (ECM) |  | Ground-Source | WBAHP: Heat Pump Packaged Unit | Heat Pump | 265 | 1 |  |  |  | Single-Speed |  |  |  | 32200 | 2037 | 15.8 |  | 20100 | 1785 | 3.3 |  | Non Federally-Regulated | 07/16/2020 | 200083970 | 07/16/2020
Johnson Controls, Inc. | ENVIRO-TEC | VSCS18*1****0 (ECM) |  | Ground-Water-Source | WBAHP: Heat Pump Packaged Unit | Heat Pump | 230 | 1 |  |  |  | Single-Speed |  |  |  | 20900 | 995 | 21 |  | 18100 | 1326 | 4 |  | Non Federally-Regulated | 07/16/2020 | 200083940 | 07/16/2020
Johnson Controls, Inc. | ENVIRO-TEC | VSCS24*1****0 (ECM) |  | Ground-Source | WBAHP: Heat Pump Packaged Unit | Heat Pump | 208 | 1 |  |  |  | Single-Speed |  |  |  | 26100 | 1621 | 16.1 |  | 17900 | 1589 | 3.3 |  | Non Federally-Regulated | 07/16/2020 | 200083952 | 07/16/2020
Johnson Controls, Inc. | ENVIRO-TEC | VSCS12*1****0 |  | Water-Source | WBAHP: Heat Pump Packaged Unit | Heat Pump | 230 | 1 |  |  |  | Single-Speed |  |  |  | 12200 | 938 | 13 |  | 14900 | 992 | 4.4 |  | Federally-Regulated Commercial & Industrial Equipment | 07/16/2020 | 200083913 | 07/16/2020
Johnson Controls, Inc. | ENVIRO-TEC | VPCS12*1****0 (ECM) |  | Water-Source | WBAHP: Heat Pump Packaged Unit | Heat Pump | 208 | 1 |  |  |  | Single-Speed |  |  |  | 11900 | 767 | 15.5 |  | 15000 | 879 | 5 |  | Federally-Regulated Commercial & Industrial Equipment | 07/16/2020 | 201796687 | 07/16/2020
Johnson Controls, Inc. | ENVIRO-TEC | VSCS24*1****0 (ECM) |  | Water-Source | WBAHP: Heat Pump Packaged Unit | Heat Pump | 230 | 1 |  |  |  | Single-Speed |  |  |  | 24600 | 1795 | 13.7 |  | 30000 | 1911 | 4.6 |  | Federally-Regulated Commercial & Industrial Equipment | 07/16/2020 | 200083952 | 07/16/2020
Waterfurnace International, Inc. | 5 SERIES OUTDOOR SPLITS | NDS049H1 | SRAA048* | Ground-Water-Source | WBAHP-C: Heat Pump Split Syste | Heat Pump | 230 | 1 | False |  |  | Dual-Speed |  |  |  | 51000 | 2107 | 24.2 |  | 47100 | 3000 | 4.6 |  | Non Federally-Regulated | 07/16/2020 | 10272220 | 07/16/2020
Waterfurnace International, Inc. | 5 SERIES OUTDOOR SPLITS | NDS049H1 | SRAA048* | Water-Source | WBAHP-C: Heat Pump Split Syste | Heat Pump | 230 | 1 | False |  |  | Dual-Speed |  |  |  | 43200 | 2805 | 15.4 |  | 56300 | 3235 | 5.1 |  | Federally-Regulated Commercial & Industrial Equipment | 07/16/2020 | 10272220 | 07/16/2020
Waterfurnace International, Inc. | 5 SERIES OUTDOOR SPLITS | NDS049H1 | SRAA048* | Ground-Source | WBAHP-C: Heat Pump Split Syste | Heat Pump | 230 | 1 | False |  |  | Dual-Speed |  |  |  | 46300 | 2572 | 18 |  | 37700 | 2833 | 3.9 |  | Non Federally-Regulated | 07/16/2020 | 10272220 | 07/16/2020
Waterfurnace International, Inc. | 5 SERIES OUTDOOR SPLITS | NDS049H1 | SRAA048* | Ground-Source | WBAHP-C: Heat Pump Split Syste | Heat Pump | 208 | 1 | False |  |  | Dual-Speed |  |  |  | 46300 | 2572 | 18 |  | 37700 | 2833 | 3.9 |  | Non Federally-Regulated | 07/16/2020 | 10272220 | 07/16/2020
Waterfurnace International, Inc. | 5 SERIES OUTDOOR SPLITS | NDS038J1 | SAH036* | Ground-Source | WBAHP-CB: Heat Pump Split Syst | Heat Pump | 208 | 1 | False |  |  | Dual-Speed |  |  |  | 36000 | 1894 | 19 |  | 27900 | 2044 | 4 |  | Non Federally-Regulated | 07/16/2020 | 202326829 | 07/16/2020
Waterfurnace International, Inc. | 5 SERIES OUTDOOR SPLITS | NDS049H1 | SRAA048* | Water-Source | WBAHP-C: Heat Pump Split Syste | Heat Pump | 208 | 1 | False |  |  | Dual-Speed |  |  |  | 43200 | 2805 | 15.4 |  | 56300 | 3235 | 5.1 |  | Federally-Regulated Commercial & Industrial Equipment | 07/16/2020 | 10272220 | 07/16/2020
Waterfurnace International, Inc. | 5 SERIES OUTDOOR SPLITS | NDS038J1 | SAH036* | Water-Source | WBAHP-CB: Heat Pump Split Syst | Heat Pump | 208 | 1 | False |  |  | Dual-Speed |  |  |  | 34400 | 2110 | 16.3 |  | 41600 | 2344 | 5.2 |  | Federally-Regulated Commercial & Industrial Equipment | 07/16/2020 | 202326829 | 07/16/2020
Waterfurnace International, Inc. | 5 SERIES OUTDOOR SPLITS | NDS049H1 | SRAA048* | Ground-Water-Source | WBAHP-C: Heat Pump Split Syste | Heat Pump | 208 | 1 | False |  |  | Dual-Speed |  |  |  | 51000 | 2107 | 24.2 |  | 47100 | 3000 | 4.6 |  | Non Federally-Regulated | 07/16/2020 | 10272220 | 07/16/2020
Waterfurnace International, Inc. | 5 SERIES OUTDOOR SPLITS | NDS038J1 | SAH036* | Ground-Water-Source | WBAHP-CB: Heat Pump Split Syst | Heat Pump | 208 | 1 | False |  |  | Dual-Speed |  |  |  | 38200 | 1578 | 24.2 |  | 35100 | 2188 | 4.7 |  | Non Federally-Regulated | 07/16/2020 | 202326829 | 07/16/2020
Waterfurnace International, Inc. | ASTON | 101/102H030**1*(0,3)***** |  | Ground-Water-Source | WBAHP: Heat Pump Packaged Unit | Heat Pump | 208 | 1 |  |  |  | Single-Speed |  |  |  | 30800 | 1136 | 27.1 | 16.2 | 26000 | 1621 | 4.7 | 3.6 | Non Federally-Regulated | 02/08/2019 |  | 07/16/2020
Waterfurnace International, Inc. | ASTON | 101/102H030**1*(0,3)***** |  | Water-Source | WBAHP: Heat Pump Packaged Unit | Heat Pump | 208 | 1 |  |  |  | Single-Speed |  |  |  | 26800 | 1497 | 17.9 | 11.2 | 32900 | 1819 | 5.3 | 4.2 | Federally-Regulated Commercial & Industrial Equipment | 02/08/2019 |  | 07/16/2020
Waterfurnace International, Inc. | ASTON | 101/102H030**1*(1,4)***** |  | Water-Source | WBAHP: Heat Pump Packaged Unit | Heat Pump | 208 | 1 |  |  |  | Single-Speed |  |  |  | 27000 | 1428 | 18.9 | 11.2 | 32900 | 1721 | 5.6 | 4.2 | Federally-Regulated Commercial & Industrial Equipment | 02/08/2019 |  | 07/16/2020
Waterfurnace International, Inc. | ASTON | 101/102H030**1*(1,4)***** |  | Ground-Source | WBAHP: Heat Pump Packaged Unit | Heat Pump | 208 | 1 |  |  |  | Single-Speed |  |  |  | 28100 | 1277 | 22 | 13.4 | 20500 | 1540 | 3.9 | 3.1 | Non Federally-Regulated | 02/08/2019 |  | 07/16/2020
Waterfurnace International, Inc. | ASTON | 101/102H018**1*(1,4)***** |  | Ground-Source | WBAHP: Heat Pump Packaged Unit | Heat Pump | 208 | 1 |  |  |  | Single-Speed |  |  |  | 18500 | 1010 | 18.3 | 13.4 | 14500 | 1118 | 3.8 | 3.1 | Non Federally-Regulated | 02/08/2019 |  | 07/16/2020
Waterfurnace International, Inc. | ASTON | 101/102H018**1*(1,4)***** |  | Water-Source | WBAHP: Heat Pump Packaged Unit | Heat Pump | 208 | 1 |  |  |  | Single-Speed |  |  |  | 17400 | 1108 | 15.7 | 11.2 | 23000 | 1271 | 5.3 | 4.2 | Federally-Regulated Commercial & Industrial Equipment | 02/08/2019 |  | 07/16/2020
Waterfurnace International, Inc. | ASTON | 101/102H018**1*(1,4)***** |  | Ground-Water-Source | WBAHP: Heat Pump Packaged Unit | Heat Pump | 208 | 1 |  |  |  | Single-Speed |  |  |  | 20600 | 792 | 26 | 16.2 | 18700 | 1191 | 4.6 | 3.6 | Non Federally-Regulated | 02/08/2019 |  | 07/16/2020
Waterfurnace International, Inc. | ASTON | 101/102H030**1*(1,4)***** |  | Ground-Water-Source | WBAHP: Heat Pump Packaged Unit | Heat Pump | 208 | 1 |  |  |  | Single-Speed |  |  |  | 31200 | 1057 | 29.5 | 16.2 | 26000 | 1587 | 4.8 | 3.6 | Non Federally-Regulated | 02/08/2019 |  | 07/16/2020
Waterfurnace International, Inc. | ASTON | 101/102H030**1*(0,3)***** |  | Ground-Source | WBAHP: Heat Pump Packaged Unit | Heat Pump | 208 | 1 |  |  |  | Single-Speed |  |  |  | 27900 | 1322 | 21.1 | 13.4 | 20300 | 1607 | 3.7 | 3.1 | Non Federally-Regulated | 02/08/2019 |  | 07/16/2020
Waterfurnace International, Inc. | ASTON | 101/102J064**1*(1,4) |  | Water-Source | WBAHP: Heat Pump Packaged Unit | Heat Pump | 208 | 1 |  |  |  | Dual-Speed |  |  |  | 62300 | 3798 | 16.4 | 11.2 | 73900 | 4165 | 5.2 | 4.2 | Federally-Regulated Commercial & Industrial Equipment | 09/18/2019 |  | 07/16/2020
Waterfurnace International, Inc. | ASTON | 103H064**1 | SRAA060* | Water-Source | WBAHP-C: Heat Pump Split Syste | Heat Pump | 230 | 1 | False |  |  | Dual-Speed |  |  |  | 54800 | 3653 | 15 | 12 | 66900 | 4084 | 4.8 | 4.2 | Federally-Regulated Commercial & Industrial Equipment | 06/13/2017 |  | 07/16/2020
Waterfurnace International, Inc. | ASTON | 103H064**1 | SAH060* | Ground-Water-Source | WBAHP-CB: Heat Pump Split Syst | Heat Pump | 230 | 1 | False |  |  | Dual-Speed |  |  |  | 63200 | 2808 | 22.5 | 16.2 | 56000 | 3730 | 4.4 | 3.6 | Non Federally-Regulated | 06/13/2017 |  | 07/16/2020
Waterfurnace International, Inc. | ASTON | 103H064**1 | SAH060* | Ground-Source | WBAHP-CB: Heat Pump Split Syst | Heat Pump | 208 | 1 | False |  |  | Dual-Speed |  |  |  | 57400 | 3376 | 17 | 13.4 | 45200 | 3580 | 3.7 | 3.1 | Non Federally-Regulated | 12/06/2019 |  | 07/16/2020
Waterfurnace International, Inc. | ASTON | 101/102H064**1*(1,4)***** |  | Water-Source | WBAHP: Heat Pump Packaged Unit | Heat Pump | 208 | 1 |  |  |  | Dual-Speed |  |  |  | 62300 | 3798 | 16.4 | 11.2 | 73900 | 4165 | 5.2 | 4.2 | Federally-Regulated Commercial & Industrial Equipment | 02/08/2019 |  | 07/16/2020
Waterfurnace International, Inc. | ASTON | 103H064**1 | SRAA060* | Ground-Source | WBAHP-C: Heat Pump Split Syste | Heat Pump | 208 | 1 | False |  |  | Dual-Speed |  |  |  | 57400 | 3376 | 17 | 13.4 | 45200 | 3580 | 3.7 | 3.1 | Non Federally-Regulated | 12/06/2019 |  | 07/16/2020
Waterfurnace International, Inc. | ASTON | 103H064**1 | SRAA060* | Ground-Source | WBAHP-C: Heat Pump Split Syste | Heat Pump | 230 | 1 | False |  |  | Dual-Speed |  |  |  | 57400 | 3376 | 17 | 13.4 | 45200 | 3580 | 3.7 | 3.1 | Non Federally-Regulated | 06/13/2017 |  | 07/16/2020
Waterfurnace International, Inc. | ASTON | 103H064**1 | SRAA060* | Ground-Water-Source | WBAHP-C: Heat Pump Split Syste | Heat Pump | 208 | 1 | False |  |  | Dual-Speed |  |  |  | 63200 | 2808 | 22.5 | 16.2 | 56000 | 3730 | 4.4 | 3.6 | Non Federally-Regulated | 12/06/2019 |  | 07/16/2020
Waterfurnace International, Inc. | ASTON | 103H064**1 | SRAA060* | Water-Source | WBAHP-C: Heat Pump Split Syste | Heat Pump | 208 | 1 | False |  |  | Dual-Speed |  |  |  | 54800 | 3653 | 15 | 12 | 66900 | 4084 | 4.8 | 4.2 | Federally-Regulated Commercial & Industrial Equipment | 12/06/2019 |  | 07/16/2020
Waterfurnace International, Inc. | ASTON | 103H064**1 | SAH060* | Water-Source | WBAHP-CB: Heat Pump Split Syst | Heat Pump | 208 | 1 | False |  |  | Dual-Speed |  |  |  | 54800 | 3653 | 15 | 12 | 66900 | 4084 | 4.8 | 4.2 | Federally-Regulated Commercial & Industrial Equipment | 12/06/2019 |  | 07/16/2020
Waterfurnace International, Inc. | ASTON | 103H064**1 | SAH060* | Ground-Water-Source | WBAHP-CB: Heat Pump Split Syst | Heat Pump | 208 | 1 | False |  |  | Dual-Speed |  |  |  | 63200 | 2808 | 22.5 | 16.2 | 56000 | 3730 | 4.4 | 3.6 | Non Federally-Regulated | 12/06/2019 |  | 07/16/2020
Waterfurnace International, Inc. | ASTON | 103H064**1 | SRAA060* | Ground-Water-Source | WBAHP-C: Heat Pump Split Syste | Heat Pump | 230 | 1 | False |  |  | Dual-Speed |  |  |  | 63200 | 2808 | 22.5 | 16.2 | 56000 | 3730 | 4.4 | 3.6 | Non Federally-Regulated | 06/13/2017 |  | 07/16/2020
Waterfurnace International, Inc. | ASTON | 103H064**1 | SAH060* | Ground-Source | WBAHP-CB: Heat Pump Split Syst | Heat Pump | 230 | 1 | False |  |  | Dual-Speed |  |  |  | 57400 | 3376 | 17 | 13.4 | 45200 | 3580 | 3.7 | 3.1 | Non Federally-Regulated | 06/13/2017 |  | 07/16/2020
Waterfurnace International, Inc. | ASTON | 103H064**1 | SAH060* | Water-Source | WBAHP-CB: Heat Pump Split Syst | Heat Pump | 230 | 1 | False |  |  | Dual-Speed |  |  |  | 54800 | 3653 | 15 | 12 | 66900 | 4084 | 4.8 | 4.2 | Federally-Regulated Commercial & Industrial Equipment | 06/13/2017 |  | 07/16/2020
AAON, Inc. | AAON, Inc. | RQ-005-2-0-BCAY-V0-10-000-A |  | Water-Source | WBAHP: Heat Pump Packaged Unit | Both Heat Pump and Electric Re | 208 | 3 |  |  |  | Single-Speed |  |  |  | 58000 | 4296 | 13.5 | 11.2 | 71900 | 4390 | 4.8 | 4.2 | Federally-Regulated Commercial & Industrial Equipment | 05/06/2020 | 202330454 | 07/16/2020
AAON, Inc. | AAON, Inc. | RQ-002-3-0-DCAY-S0-10-000-A |  | Ground-Source | WBAHP: Heat Pump Packaged Unit | Both Heat Pump and Electric Re | 460 | 3 |  |  |  | Single-Speed |  |  |  | 23800 | 1506 | 15.8 | 13.4 | 16100 | 1474 | 3.2 | 3.1 | Non Federally-Regulated | 11/13/2018 |  | 07/16/2020
AAON, Inc. | AAON, Inc. | RQ-003-1-0-BCAY-V0-10-000-A |  | Ground-Source | WBAHP: Heat Pump Packaged Unit | Both Heat Pump and Electric Re | 208 | 1 |  |  |  | Single-Speed |  |  |  | 38400 | 2370 | 16.2 | 13.4 | 28000 | 2486 | 3.3 | 3.1 | Non Federally-Regulated | 11/28/2018 |  | 07/16/2020
AAON, Inc. | AAON, Inc. | RQ-002-1-0-DCAY-S0-10-000-A |  | Ground-Source | WBAHP: Heat Pump Packaged Unit | Both Heat Pump and Electric Re | 208 | 1 |  |  |  | Single-Speed |  |  |  | 23800 | 1506 | 15.8 | 13.4 | 16100 | 1474 | 3.2 | 3.1 | Non Federally-Regulated | 11/13/2018 |  | 07/16/2020
AAON, Inc. | AAON, Inc. | RQ-005-2-0-DCAY-S0-10-000-A |  | Water-Source | WBAHP: Heat Pump Packaged Unit | Both Heat Pump and Electric Re | 208 | 3 |  |  |  | Single-Speed |  |  |  | 54800 | 3702 | 14.8 | 11.2 | 65300 | 3680 | 5.2 | 4.2 | Federally-Regulated Commercial & Industrial Equipment | 05/06/2020 | 202330457 | 07/16/2020
AAON, Inc. | AAON, Inc. | RQ-005-1-0-DCAY-S0-10-000-A |  | Ground-Water-Source | WBAHP: Heat Pump Packaged Unit | Both Heat Pump and Electric Re | 208 | 1 |  |  |  | Single-Speed |  |  |  | 61500 | 2757 | 22.3 | 16.2 | 53000 | 3376 | 4.6 | 3.6 | Non Federally-Regulated | 05/06/2020 | 202330453 | 07/16/2020
AAON, Inc. | AAON, Inc. | RQ-002-2-0-DCAY-S0-10-000-A |  | Ground-Source | WBAHP: Heat Pump Packaged Unit | Both Heat Pump and Electric Re | 208 | 3 |  |  |  | Single-Speed |  |  |  | 23800 | 1506 | 15.8 | 13.4 | 16100 | 1474 | 3.2 | 3.1 | Non Federally-Regulated | 11/13/2018 |  | 07/16/2020
AAON, Inc. | AAON, Inc. | RQ-005-3-0-BCAY-V0-10-000-A |  | Water-Source | WBAHP: Heat Pump Packaged Unit | Both Heat Pump and Electric Re | 460 | 3 |  |  |  | Single-Speed |  |  |  | 58000 | 4296 | 13.5 | 11.2 | 71900 | 4390 | 4.8 | 4.2 | Federally-Regulated Commercial & Industrial Equipment | 05/06/2020 | 202330455 | 07/16/2020
AAON, Inc. | AAON, Inc. | RQ-003-4-0-DCAY-S0-10-000-A |  | Ground-Source | WBAHP: Heat Pump Packaged Unit | Both Heat Pump and Electric Re | 575 | 3 |  |  |  | Single-Speed |  |  |  | 33400 | 2352 | 14.2 | 13.4 | 23300 | 2202 | 3.1 | 3.1 | Non Federally-Regulated | 11/13/2018 |  | 07/16/2020
AAON, Inc. | AAON, Inc. | WV-060-3-H-DCAC-C0-10-200-A |  | Ground-Water-Source | WBAHP: Heat Pump Packaged Unit | Heat Pump | 460 | 3 |  |  |  | Dual-Speed |  |  |  | 62600 | 3161 | 19.8 | 16.2 | 61500 | 3918 | 4.6 | 3.6 | Non Federally-Regulated | 05/06/2020 | 202330432 | 07/16/2020
AAON, Inc. | AAON, Inc. | RQ-003-4-0-BCAY-V0-10-000-A |  | Ground-Source | WBAHP: Heat Pump Packaged Unit | Both Heat Pump and Electric Re | 575 | 3 |  |  |  | Single-Speed |  |  |  | 38400 | 2370 | 16.2 | 13.4 | 28000 | 2486 | 3.3 | 3.1 | Non Federally-Regulated | 11/13/2018 |  | 07/16/2020
AAON, Inc. | AAON, Inc. | RQ-003-1-0-BCAY-V0-10-000-A |  | Ground-Water-Source | WBAHP: Heat Pump Packaged Unit | Both Heat Pump and Electric Re | 208 | 1 |  |  |  | Single-Speed |  |  |  | 42600 | 1844 | 23.1 | 16.2 | 37100 | 2528 | 4.3 | 3.6 | Non Federally-Regulated | 11/28/2018 |  | 07/16/2020
AAON, Inc. | AAON, Inc. | RQ-005-1-0-DCAY-S0-10-000-A |  | Water-Source | WBAHP: Heat Pump Packaged Unit | Both Heat Pump and Electric Re | 208 | 1 |  |  |  | Single-Speed |  |  |  | 54800 | 3702 | 14.8 | 11.2 | 65300 | 3680 | 5.2 | 4.2 | Federally-Regulated Commercial & Industrial Equipment | 05/06/2020 | 202330453 | 07/16/2020
AAON, Inc. | AAON, Inc. | RQ-003-1-0-BCAY-V0-10-000-A |  | Water-Source | WBAHP: Heat Pump Packaged Unit | Both Heat Pump and Electric Re | 208 | 1 |  |  |  | Single-Speed |  |  |  | 37600 | 2647 | 14.2 | 11.2 | 45900 | 2862 | 4.7 | 4.2 | Federally-Regulated Commercial & Industrial Equipment | 11/28/2018 |  | 07/16/2020
AAON, Inc. | AAON, Inc. | RQ-005-4-0-DCAY-S0-10-000-A |  | Ground-Water-Source | WBAHP: Heat Pump Packaged Unit | Both Heat Pump and Electric Re | 575 | 3 |  |  |  | Single-Speed |  |  |  | 61500 | 2757 | 22.3 | 16.2 | 53000 | 3376 | 4.6 | 3.6 | Non Federally-Regulated | 05/06/2020 | 202330459 | 07/16/2020
AAON, Inc. | AAON, Inc. | RQ-005-4-0-BCAY-V0-10-000-A |  | Water-Source | WBAHP: Heat Pump Packaged Unit | Both Heat Pump and Electric Re | 575 | 3 |  |  |  | Single-Speed |  |  |  | 58000 | 4296 | 13.5 | 11.2 | 71900 | 4390 | 4.8 | 4.2 | Federally-Regulated Commercial & Industrial Equipment | 05/06/2020 | 202330456 | 07/16/2020
AAON, Inc. | AAON, Inc. | RQ-003-2-0-DCAY-S0-10-000-A |  | Ground-Source | WBAHP: Heat Pump Packaged Unit | Both Heat Pump and Electric Re | 208 | 3 |  |  |  | Single-Speed |  |  |  | 33400 | 2352 | 14.2 | 13.4 | 23300 | 2202 | 3.1 | 3.1 | Non Federally-Regulated | 11/13/2018 |  | 07/16/2020
AAON, Inc. | AAON, Inc. | WV-060-3-H-DCAC-C0-10-200-A |  | Water-Source | WBAHP: Heat Pump Packaged Unit | Heat Pump | 460 | 3 |  |  |  | Dual-Speed |  |  |  | 62300 | 4019 | 15.5 | 11.2 | 73200 | 4290 | 5 | 4.2 | Federally-Regulated Commercial & Industrial Equipment | 05/06/2020 | 202330432 | 07/16/2020
AAON, Inc. | AAON, Inc. | RQ-005-3-0-DCAY-S0-10-000-A |  | Water-Source | WBAHP: Heat Pump Packaged Unit | Both Heat Pump and Electric Re | 460 | 3 |  |  |  | Single-Speed |  |  |  | 54800 | 3702 | 14.8 | 11.2 | 65300 | 3680 | 5.2 | 4.2 | Federally-Regulated Commercial & Industrial Equipment | 05/06/2020 | 202330458 | 07/16/2020
AAON, Inc. | AAON, Inc. | RQ-005-3-0-DCAY-S0-10-000-A |  | Ground-Water-Source | WBAHP: Heat Pump Packaged Unit | Both Heat Pump and Electric Re | 460 | 3 |  |  |  | Single-Speed |  |  |  | 61500 | 2757 | 22.3 | 16.2 | 53000 | 3376 | 4.6 | 3.6 | Non Federally-Regulated | 05/06/2020 | 202330458 | 07/16/2020
AAON, Inc. | AAON, Inc. | WV-060-A-H-DCAC-C0-10-D00-A |  | Water-Source | WBAHP: Heat Pump Packaged Unit | Heat Pump | 265 | 1 |  |  |  | Dual-Speed |  |  |  | 60500 | 3781 | 16 | 11.2 | 78900 | 4282 | 5.4 | 4.2 | Federally-Regulated Commercial & Industrial Equipment | 10/28/2019 |  | 07/16/2020
AAON, Inc. | AAON, Inc. | RQ-003-3-0-BCAY-V0-10-000-A |  | Ground-Source | WBAHP: Heat Pump Packaged Unit | Both Heat Pump and Electric Re | 460 | 3 |  |  |  | Single-Speed |  |  |  | 38400 | 2370 | 16.2 | 13.4 | 28000 | 2486 | 3.3 | 3.1 | Non Federally-Regulated | 11/13/2018 |  | 07/16/2020
AAON, Inc. | AAON, Inc. | SB-003-2-0-BCAC-V0-10-000-A |  | Ground-Source | WBAHP: Heat Pump Packaged Unit | Both Heat Pump and Electric Re | 208 | 3 |  |  |  | Single-Speed |  |  |  | 37300 | 2316 | 16.1 | 13.4 | 27900 | 2477 | 3.3 | 3.1 | Non Federally-Regulated | 11/13/2018 |  | 07/16/2020
AAON, Inc. | AAON, Inc. | RQ-005-4-0-DCAY-S0-10-000-A |  | Water-Source | WBAHP: Heat Pump Packaged Unit | Both Heat Pump and Electric Re | 575 | 3 |  |  |  | Single-Speed |  |  |  | 54800 | 3702 | 14.8 | 11.2 | 65300 | 3680 | 5.2 | 4.2 | Federally-Regulated Commercial & Industrial Equipment | 05/06/2020 | 202330459 | 07/16/2020
AAON, Inc. | AAON, Inc. | RQ-003-3-0-DCAY-S0-10-000-A |  | Ground-Source | WBAHP: Heat Pump Packaged Unit | Both Heat Pump and Electric Re | 460 | 3 |  |  |  | Single-Speed |  |  |  | 33400 | 2352 | 14.2 | 13.4 | 23300 | 2202 | 3.1 | 3.1 | Non Federally-Regulated | 11/14/2018 |  | 07/16/2020
AAON, Inc. | AAON, Inc. | RQ-003-1-0-DCAY-S0-10-000-A |  | Ground-Source | WBAHP: Heat Pump Packaged Unit | Both Heat Pump and Electric Re | 208 | 1 |  |  |  | Single-Speed |  |  |  | 33400 | 2352 | 14.2 | 13.4 | 23300 | 2202 | 3.1 | 3.1 | Non Federally-Regulated | 11/13/2018 |  | 07/16/2020
AAON, Inc. | AAON, Inc. | RQ-005-2-0-DCAY-S0-10-000-A |  | Ground-Water-Source | WBAHP: Heat Pump Packaged Unit | Both Heat Pump and Electric Re | 208 | 3 |  |  |  | Single-Speed |  |  |  | 61500 | 2757 | 22.3 | 16.2 | 53000 | 3376 | 4.6 | 3.6 | Non Federally-Regulated | 05/06/2020 | 202330457 | 07/16/2020
AAON, Inc. | AAON, Inc. | SB-003-1-0-BCBC-V0-10-000-A |  | Ground-Source | WBAHP: Heat Pump Packaged Unit | Both Heat Pump and Electric Re | 208 | 1 |  |  |  | Single-Speed |  |  |  | 38100 | 2411 | 15.8 | 13.4 | 28400 | 2601 | 3.2 | 3.1 | Non Federally-Regulated | 11/13/2018 |  | 07/16/2020
AAON, Inc. | AAON, Inc. | RQ-005-1-0-BCAY-V0-10-000-A |  | Water-Source | WBAHP: Heat Pump Packaged Unit | Both Heat Pump and Electric Re | 208 | 1 |  |  |  | Single-Speed |  |  |  | 58000 | 4296 | 13.5 | 11.2 | 71900 | 4390 | 4.8 | 4.2 | Federally-Regulated Commercial & Industrial Equipment | 05/06/2020 | 202330452 | 07/16/2020
Waterfurnace International, Inc. | ASTON COMPACT | GBV/GBH015**2*0 |  | Ground-Water-Source | WBAHP: Heat Pump Packaged Unit | Heat Pump | 265 | 1 |  |  |  | Single-Speed |  |  |  | 16700 | 642 | 26 |  | 15500 | 1009 | 4.5 |  | Non Federally-Regulated | 07/16/2020 | 6501890 | 07/16/2020
Waterfurnace International, Inc. | ASTON COMPACT | GBV/GBH060**0*1 |  | Ground-Source | WBAHP: Heat Pump Packaged Unit | Heat Pump | 208 | 1 |  |  |  | Single-Speed |  |  |  | 62200 | 3380 | 18.4 |  | 47900 | 3509 | 4 |  | Non Federally-Regulated | 07/16/2020 | 6501977 | 07/16/2020
Waterfurnace International, Inc. | ASTON COMPACT | GBV/GBH015**2*0 |  | Ground-Source | WBAHP: Heat Pump Packaged Unit | Heat Pump | 265 | 1 |  |  |  | Single-Speed |  |  |  | 15000 | 833 | 18 |  | 12000 | 925 | 3.8 |  | Non Federally-Regulated | 07/16/2020 | 6501890 | 07/16/2020
Waterfurnace International, Inc. | ASTON COMPACT | GBV/GBH015**2*0 |  | Water-Source | WBAHP: Heat Pump Packaged Unit | Heat Pump | 265 | 1 |  |  |  | Single-Speed |  |  |  | 14400 | 905 | 15.9 |  | 18500 | 1063 | 5.1 |  | Federally-Regulated Commercial & Industrial Equipment | 07/16/2020 | 6501890 | 07/16/2020
Waterfurnace International, Inc. | GEO STAR Z SERIES | ZS030**2*0 |  | Water-Source | WBAHP: Heat Pump Packaged Unit | Heat Pump | 265 | 1 |  |  |  | Single-Speed |  |  |  | 29500 | 1979 | 14.9 |  | 34600 | 2112 | 4.8 |  | Federally-Regulated Commercial & Industrial Equipment | 07/16/2020 | 3696271 | 07/16/2020
Waterfurnace International, Inc. | GEO STAR Z SERIES | ZS030**2*0 |  | Ground-Water-Source | WBAHP: Heat Pump Packaged Unit | Heat Pump | 265 | 1 |  |  |  | Single-Speed |  |  |  | 32900 | 1430 | 23 |  | 28300 | 2073 | 4 |  | Non Federally-Regulated | 07/16/2020 | 3696271 | 07/16/2020
Waterfurnace International, Inc. | GEO STAR Z SERIES | ZS030**2*0 |  | Ground-Source | WBAHP: Heat Pump Packaged Unit | Heat Pump | 265 | 1 |  |  |  | Single-Speed |  |  |  | 29000 | 1705 | 17 |  | 22800 | 1909 | 3.5 |  | Non Federally-Regulated | 07/16/2020 | 3696271 | 07/16/2020
Enertech Global, LLC | Tetco | TXT036D2 |  | Ground-Water-Source | WBAHP: Heat Pump Packaged Unit | Heat Pump | 208 | 3 |  |  |  | Single-Speed |  |  |  | 42200 | 1758 | 24 |  | 37000 | 2126 | 5.1 |  | Non Federally-Regulated | 07/16/2020 | 5646376 | 07/16/2020
Enertech Global, LLC | Tetco | TVS041*4 |  | Ground-Water-Source | WBAHP: Heat Pump Packaged Unit | Heat Pump | 575 | 3 |  |  |  | Single-Speed |  |  |  | 41400 | 1856 | 22.3 |  | 38900 | 2780 | 4.1 |  | Non Federally-Regulated | 07/16/2020 | 203143157 | 07/16/2020
Enertech Global, LLC | Tetco | TVS041*3 |  | Ground-Water-Source | WBAHP: Heat Pump Packaged Unit | Heat Pump | 460 | 3 |  |  |  | Single-Speed |  |  |  | 41400 | 1856 | 22.3 |  | 38900 | 2780 | 4.1 |  | Non Federally-Regulated | 07/16/2020 | 203143153 | 07/16/2020
Enertech Global, LLC | Tetco | TVS041*2 |  | Water-Source | WBAHP: Heat Pump Packaged Unit | Heat Pump | 208 | 3 |  |  |  | Single-Speed |  |  |  | 37100 | 2506 | 14.8 |  | 46800 | 2981 | 4.6 |  | Federally-Regulated Commercial & Industrial Equipment | 07/16/2020 | 203143148 | 07/16/2020
Enertech Global, LLC | Tetco | TXT024D3 |  | Ground-Source | WBAHP: Heat Pump Packaged Unit | Heat Pump | 460 | 3 |  |  |  | Single-Speed |  |  |  | 27200 | 1339 | 20.3 |  | 19800 | 1349 | 4.3 |  | Non Federally-Regulated | 07/16/2020 | 5646351 | 07/16/2020
Enertech Global, LLC | Tetco | TCT048D3 |  | Ground-Water-Source | WBAHP: Heat Pump Packaged Unit | Heat Pump | 460 | 3 |  |  |  | Single-Speed |  |  |  | 53100 | 2435 | 21.8 |  | 46700 | 2975 | 4.6 |  | Non Federally-Regulated | 07/16/2020 | 5646773 | 07/16/2020
Enertech Global, LLC | Tetco | TVS041*3***1 |  | Ground-Source | WBAHP: Heat Pump Packaged Unit | Heat Pump | 460 | 3 |  |  |  | Single-Speed |  |  |  | 39800 | 2235 | 17.8 |  | 31200 | 2471 | 3.7 |  | Non Federally-Regulated | 07/16/2020 | 203143790 | 07/16/2020
Enertech Global, LLC | Tetco | TVS041*4 |  | Water-Source | WBAHP: Heat Pump Packaged Unit | Heat Pump | 575 | 3 |  |  |  | Single-Speed |  |  |  | 37100 | 2506 | 14.8 |  | 46800 | 2981 | 4.6 |  | Federally-Regulated Commercial & Industrial Equipment | 07/16/2020 | 203143157 | 07/16/2020
Enertech Global, LLC | Tetco | TXT060D2 |  | Ground-Source | WBAHP: Heat Pump Packaged Unit | Heat Pump | 208 | 3 |  |  |  | Single-Speed |  |  |  | 63000 | 3539 | 17.8 |  | 47700 | 3778 | 3.7 |  | Non Federally-Regulated | 07/16/2020 | 5440575 | 07/16/2020
Enertech Global, LLC | Tetco | TXT036D2 |  | Ground-Source | WBAHP: Heat Pump Packaged Unit | Heat Pump | 230 | 3 |  |  |  | Single-Speed |  |  |  | 38900 | 2125 | 18.3 |  | 29200 | 2037 | 4.2 |  | Non Federally-Regulated | 07/16/2020 | 5646376 | 07/16/2020
Enertech Global, LLC | Tetco | TCT036D |  | Ground-Source | WBAHP: Heat Pump Packaged Unit | Heat Pump | 208 | 1 |  |  |  | Single-Speed |  |  |  | 38600 | 2109 | 18.3 |  | 28600 | 2044 | 4.1 |  | Non Federally-Regulated | 07/16/2020 | 5646383 | 07/16/2020
Enertech Global, LLC | Tetco | TCT036D |  | Ground-Water-Source | WBAHP: Heat Pump Packaged Unit | Heat Pump | 208 | 1 |  |  |  | Single-Speed |  |  |  | 41700 | 1774 | 23.5 |  | 36700 | 2151 | 5 |  | Non Federally-Regulated | 07/16/2020 | 5646383 | 07/16/2020
Enertech Global, LLC | Tetco | TCT048D3 |  | Ground-Source | WBAHP: Heat Pump Packaged Unit | Heat Pump | 460 | 3 |  |  |  | Single-Speed |  |  |  | 49000 | 2865 | 17.1 |  | 38000 | 2855 | 3.9 |  | Non Federally-Regulated | 07/16/2020 | 5646773 | 07/16/2020
Enertech Global, LLC | Tetco | TRT036A | MPD036 | Ground-Source | WBAHP-CB: Heat Pump Split Syst | Heat Pump | 208 | 1 | False |  |  | Single-Speed |  |  |  | 35500 | 2218 | 16 |  | 27400 | 2170 | 3.7 |  | Non Federally-Regulated | 07/16/2020 | 5317923 | 07/16/2020
Enertech Global, LLC | Tetco | TCT048D |  | Ground-Water-Source | WBAHP: Heat Pump Packaged Unit | Heat Pump | 208 | 1 |  |  |  | Single-Speed |  |  |  | 53100 | 2435 | 21.8 |  | 46700 | 2975 | 4.6 |  | Non Federally-Regulated | 07/16/2020 | 5646767 | 07/16/2020
Enertech Global, LLC | Tetco | TXT036D2 |  | Ground-Source | WBAHP: Heat Pump Packaged Unit | Heat Pump | 208 | 3 |  |  |  | Single-Speed |  |  |  | 38900 | 2125 | 18.3 |  | 29200 | 2037 | 4.2 |  | Non Federally-Regulated | 07/16/2020 | 5646376 | 07/16/2020
Enertech Global, LLC | Tetco | TVS041*2***1 |  | Water-Source | WBAHP: Heat Pump Packaged Unit | Heat Pump | 208 | 3 |  |  |  | Single-Speed |  |  |  | 38300 | 2487 | 15.4 |  | 46900 | 2695 | 5.1 |  | Federally-Regulated Commercial & Industrial Equipment | 07/16/2020 | 203143785 | 07/16/2020
Enertech Global, LLC | Tetco | TCT048D |  | Ground-Water-Source | WBAHP: Heat Pump Packaged Unit | Heat Pump | 230 | 1 |  |  |  | Single-Speed |  |  |  | 53100 | 2435 | 21.8 |  | 46700 | 2975 | 4.6 |  | Non Federally-Regulated | 07/16/2020 | 5646767 | 07/16/2020
Enertech Global, LLC | Tetco | TCT048D2 |  | Ground-Source | WBAHP: Heat Pump Packaged Unit | Heat Pump | 208 | 3 |  |  |  | Single-Speed |  |  |  | 49000 | 2865 | 17.1 |  | 38000 | 2855 | 3.9 |  | Non Federally-Regulated | 07/16/2020 | 5646770 | 07/16/2020
Enertech Global, LLC | Tetco | TXT024D |  | Ground-Source | WBAHP: Heat Pump Packaged Unit | Heat Pump | 230 | 1 |  |  |  | Single-Speed |  |  |  | 27200 | 1339 | 20.3 |  | 19800 | 1349 | 4.3 |  | Non Federally-Regulated | 07/16/2020 | 5646345 | 07/16/2020
Enertech Global, LLC | Tetco | TXT048D |  | Ground-Source | WBAHP: Heat Pump Packaged Unit | Heat Pump | 208 | 1 |  |  |  | Single-Speed |  |  |  | 49000 | 2865 | 17.1 |  | 38200 | 2870 | 3.9 |  | Non Federally-Regulated | 07/16/2020 | 5646393 | 07/16/2020
Enertech Global, LLC | Tetco | TXT060D3 |  | Ground-Source | WBAHP: Heat Pump Packaged Unit | Heat Pump | 460 | 3 |  |  |  | Single-Speed |  |  |  | 63000 | 3539 | 17.8 |  | 47700 | 3778 | 3.7 |  | Non Federally-Regulated | 07/16/2020 | 5440705 | 07/16/2020
Enertech Global, LLC | Tetco | TRT060A | MPD060 | Ground-Source | WBAHP-CB: Heat Pump Split Syst | Heat Pump | 208 | 1 | False |  |  | Single-Speed |  |  |  | 61500 | 3575 | 17.2 |  | 45600 | 3818 | 3.5 |  | Non Federally-Regulated | 07/16/2020 | 5317935 | 07/16/2020
Enertech Global, LLC | Tetco | TXT048D |  | Ground-Source | WBAHP: Heat Pump Packaged Unit | Heat Pump | 230 | 1 |  |  |  | Single-Speed |  |  |  | 49000 | 2865 | 17.1 |  | 38200 | 2870 | 3.9 |  | Non Federally-Regulated | 07/16/2020 | 5646393 | 07/16/2020
Enertech Global, LLC | Tetco | TXT060D2 |  | Ground-Source | WBAHP: Heat Pump Packaged Unit | Heat Pump | 230 | 3 |  |  |  | Single-Speed |  |  |  | 63000 | 3539 | 17.8 |  | 47700 | 3778 | 3.7 |  | Non Federally-Regulated | 07/16/2020 | 5440575 | 07/16/2020
Enertech Global, LLC | Tetco | TXT024D2 |  | Ground-Source | WBAHP: Heat Pump Packaged Unit | Heat Pump | 230 | 3 |  |  |  | Single-Speed |  |  |  | 27200 | 1339 | 20.3 |  | 19800 | 1349 | 4.3 |  | Non Federally-Regulated | 07/16/2020 | 5646348 | 07/16/2020
Enertech Global, LLC | Tetco | TXT048D2 |  | Ground-Source | WBAHP: Heat Pump Packaged Unit | Heat Pump | 208 | 3 |  |  |  | Single-Speed |  |  |  | 49000 | 2865 | 17.1 |  | 38200 | 2870 | 3.9 |  | Non Federally-Regulated | 07/16/2020 | 5646396 | 07/16/2020
Enertech Global, LLC | Tetco | TRT048A | MPD060 | Ground-Source | WBAHP-CB: Heat Pump Split Syst | Heat Pump | 230 | 1 | False |  |  | Single-Speed |  |  |  | 50700 | 2816 | 18 |  | 34200 | 2708 | 3.7 |  | Non Federally-Regulated | 07/16/2020 | 5317929 | 07/16/2020
Enertech Global, LLC | Tetco | TVS041*4 |  | Ground-Source | WBAHP: Heat Pump Packaged Unit | Heat Pump | 575 | 3 |  |  |  | Single-Speed |  |  |  | 38700 | 2263 | 17.1 |  | 31100 | 2531 | 3.6 |  | Non Federally-Regulated | 07/16/2020 | 203143157 | 07/16/2020
Enertech Global, LLC | Tetco | TXT048D3 |  | Ground-Source | WBAHP: Heat Pump Packaged Unit | Heat Pump | 460 | 3 |  |  |  | Single-Speed |  |  |  | 49000 | 2865 | 17.1 |  | 38200 | 2870 | 3.9 |  | Non Federally-Regulated | 07/16/2020 | 5646399 | 07/16/2020
Enertech Global, LLC | Tetco | TXT024D2 |  | Ground-Source | WBAHP: Heat Pump Packaged Unit | Heat Pump | 208 | 3 |  |  |  | Single-Speed |  |  |  | 27200 | 1339 | 20.3 |  | 19800 | 1349 | 4.3 |  | Non Federally-Regulated | 07/16/2020 | 5646348 | 07/16/2020
Enertech Global, LLC | Tetco | TXT024D3 |  | Ground-Water-Source | WBAHP: Heat Pump Packaged Unit | Heat Pump | 460 | 3 |  |  |  | Single-Speed |  |  |  | 29600 | 1100 | 26.9 |  | 24700 | 1392 | 5.2 |  | Non Federally-Regulated | 07/16/2020 | 5646351 | 07/16/2020
Enertech Global, LLC | Tetco | TXT024D2 |  | Ground-Water-Source | WBAHP: Heat Pump Packaged Unit | Heat Pump | 208 | 3 |  |  |  | Single-Speed |  |  |  | 29600 | 1100 | 26.9 |  | 24700 | 1392 | 5.2 |  | Non Federally-Regulated | 07/16/2020 | 5646348 | 07/16/2020
Enertech Global, LLC | Tetco | TXT048D3 |  | Ground-Water-Source | WBAHP: Heat Pump Packaged Unit | Heat Pump | 460 | 3 |  |  |  | Single-Speed |  |  |  | 53100 | 2402 | 22.1 |  | 47400 | 3019 | 4.6 |  | Non Federally-Regulated | 07/16/2020 | 5646399 | 07/16/2020
Enertech Global, LLC | Tetco | TCT048D |  | Ground-Source | WBAHP: Heat Pump Packaged Unit | Heat Pump | 230 | 1 |  |  |  | Single-Speed |  |  |  | 49000 | 2865 | 17.1 |  | 38000 | 2855 | 3.9 |  | Non Federally-Regulated | 07/16/2020 | 5646767 | 07/16/2020
Enertech Global, LLC | Tetco | TVS041*3 |  | Water-Source | WBAHP: Heat Pump Packaged Unit | Heat Pump | 460 | 3 |  |  |  | Single-Speed |  |  |  | 37100 | 2506 | 14.8 |  | 46800 | 2981 | 4.6 |  | Federally-Regulated Commercial & Industrial Equipment | 07/16/2020 | 203143153 | 07/16/2020
Enertech Global, LLC | Tetco | TCT048D |  | Ground-Source | WBAHP: Heat Pump Packaged Unit | Heat Pump | 208 | 1 |  |  |  | Single-Speed |  |  |  | 49000 | 2865 | 17.1 |  | 38000 | 2855 | 3.9 |  | Non Federally-Regulated | 07/16/2020 | 5646767 | 07/16/2020
Enertech Global, LLC | Tetco | TXT024D |  | Ground-Source | WBAHP: Heat Pump Packaged Unit | Heat Pump | 208 | 1 |  |  |  | Single-Speed |  |  |  | 27200 | 1339 | 20.3 |  | 19800 | 1349 | 4.3 |  | Non Federally-Regulated | 07/16/2020 | 5646345 | 07/16/2020
Enertech Global, LLC | Tetco | TXT036D |  | Ground-Water-Source | WBAHP: Heat Pump Packaged Unit | Heat Pump | 208 | 1 |  |  |  | Single-Speed |  |  |  | 42200 | 1758 | 24 |  | 37000 | 2126 | 5.1 |  | Non Federally-Regulated | 07/16/2020 | 5646373 | 07/16/2020
Enertech Global, LLC | Tetco | TVS041*3***1 |  | Ground-Water-Source | WBAHP: Heat Pump Packaged Unit | Heat Pump | 460 | 3 |  |  |  | Single-Speed |  |  |  | 43000 | 1822 | 23.6 |  | 39200 | 2611 | 4.4 |  | Non Federally-Regulated | 07/16/2020 | 203143790 | 07/16/2020
Enertech Global, LLC | Tetco | TCT036D3 |  | Ground-Source | WBAHP: Heat Pump Packaged Unit | Heat Pump | 460 | 3 |  |  |  | Single-Speed |  |  |  | 38600 | 2109 | 18.3 |  | 28600 | 2044 | 4.1 |  | Non Federally-Regulated | 07/16/2020 | 5646389 | 07/16/2020
Enertech Global, LLC | Tetco | TXT060D |  | Ground-Source | WBAHP: Heat Pump Packaged Unit | Heat Pump | 230 | 1 |  |  |  | Single-Speed |  |  |  | 63000 | 3539 | 17.8 |  | 47700 | 3778 | 3.7 |  | Non Federally-Regulated | 07/16/2020 | 5440543 | 07/16/2020
Enertech Global, LLC | Tetco | TVS041*3***1 |  | Water-Source | WBAHP: Heat Pump Packaged Unit | Heat Pump | 460 | 3 |  |  |  | Single-Speed |  |  |  | 38300 | 2487 | 15.4 |  | 46900 | 2695 | 5.1 |  | Federally-Regulated Commercial & Industrial Equipment | 07/16/2020 | 203143790 | 07/16/2020
Enertech Global, LLC | Tetco | TXT036D |  | Ground-Water-Source | WBAHP: Heat Pump Packaged Unit | Heat Pump | 230 | 1 |  |  |  | Single-Speed |  |  |  | 42200 | 1758 | 24 |  | 37000 | 2126 | 5.1 |  | Non Federally-Regulated | 07/16/2020 | 5646373 | 07/16/2020
Enertech Global, LLC | Tetco | TXT036D3 |  | Ground-Source | WBAHP: Heat Pump Packaged Unit | Heat Pump | 460 | 3 |  |  |  | Single-Speed |  |  |  | 38900 | 2125 | 18.3 |  | 29200 | 2037 | 4.2 |  | Non Federally-Regulated | 07/16/2020 | 5646379 | 07/16/2020
Enertech Global, LLC | Tetco | TXT048D2 |  | Ground-Water-Source | WBAHP: Heat Pump Packaged Unit | Heat Pump | 208 | 3 |  |  |  | Single-Speed |  |  |  | 53100 | 2402 | 22.1 |  | 47400 | 3019 | 4.6 |  | Non Federally-Regulated | 07/16/2020 | 5646396 | 07/16/2020
Enertech Global, LLC | Tetco | TXT036D |  | Ground-Source | WBAHP: Heat Pump Packaged Unit | Heat Pump | 208 | 1 |  |  |  | Single-Speed |  |  |  | 38900 | 2125 | 18.3 |  | 29200 | 2037 | 4.2 |  | Non Federally-Regulated | 07/16/2020 | 5646373 | 07/16/2020
Enertech Global, LLC | Tetco | TVS041*2***1 |  | Ground-Source | WBAHP: Heat Pump Packaged Unit | Heat Pump | 208 | 3 |  |  |  | Single-Speed |  |  |  | 39800 | 2235 | 17.8 |  | 31200 | 2471 | 3.7 |  | Non Federally-Regulated | 07/16/2020 | 203143785 | 07/16/2020
Enertech Global, LLC | Tetco | TCT036D3 |  | Ground-Water-Source | WBAHP: Heat Pump Packaged Unit | Heat Pump | 460 | 3 |  |  |  | Single-Speed |  |  |  | 41700 | 1774 | 23.5 |  | 36700 | 2151 | 5 |  | Non Federally-Regulated | 07/16/2020 | 5646389 | 07/16/2020
Enertech Global, LLC | Tetco | TXT060D |  | Ground-Source | WBAHP: Heat Pump Packaged Unit | Heat Pump | 208 | 1 |  |  |  | Single-Speed |  |  |  | 63000 | 3539 | 17.8 |  | 47700 | 3778 | 3.7 |  | Non Federally-Regulated | 07/16/2020 | 5440543 | 07/16/2020
Enertech Global, LLC | Tetco | TCT036D2 |  | Ground-Water-Source | WBAHP: Heat Pump Packaged Unit | Heat Pump | 230 | 3 |  |  |  | Single-Speed |  |  |  | 41700 | 1774 | 23.5 |  | 36700 | 2151 | 5 |  | Non Federally-Regulated | 07/16/2020 | 5646386 | 07/16/2020
Enertech Global, LLC | Tetco | TVS041*****1 |  | Ground-Source | WBAHP: Heat Pump Packaged Unit | Heat Pump | 208 | 1 |  |  |  | Single-Speed |  |  |  | 39800 | 2235 | 17.8 |  | 31200 | 2471 | 3.7 |  | Non Federally-Regulated | 07/16/2020 | 203143781 | 07/16/2020
Enertech Global, LLC | Tetco | TRT036A | MPD036 | Ground-Source | WBAHP-CB: Heat Pump Split Syst | Heat Pump | 230 | 1 | False |  |  | Single-Speed |  |  |  | 35500 | 2218 | 16 |  | 27400 | 2170 | 3.7 |  | Non Federally-Regulated | 07/16/2020 | 5317923 | 07/16/2020
Enertech Global, LLC | Tetco | TRT048A | MPD060 | Ground-Source | WBAHP-CB: Heat Pump Split Syst | Heat Pump | 208 | 1 | False |  |  | Single-Speed |  |  |  | 50700 | 2816 | 18 |  | 34200 | 2708 | 3.7 |  | Non Federally-Regulated | 07/16/2020 | 5317929 | 07/16/2020
Enertech Global, LLC | Tetco | TVS041*2***1 |  | Ground-Water-Source | WBAHP: Heat Pump Packaged Unit | Heat Pump | 208 | 3 |  |  |  | Single-Speed |  |  |  | 43000 | 1822 | 23.6 |  | 39200 | 2611 | 4.4 |  | Non Federally-Regulated | 07/16/2020 | 203143785 | 07/16/2020
Enertech Global, LLC | Tetco | TCT036D2 |  | Ground-Water-Source | WBAHP: Heat Pump Packaged Unit | Heat Pump | 208 | 3 |  |  |  | Single-Speed |  |  |  | 41700 | 1774 | 23.5 |  | 36700 | 2151 | 5 |  | Non Federally-Regulated | 07/16/2020 | 5646386 | 07/16/2020
Enertech Global, LLC | Tetco | TVS041*****1 |  | Water-Source | WBAHP: Heat Pump Packaged Unit | Heat Pump | 208 | 1 |  |  |  | Single-Speed |  |  |  | 38300 | 2487 | 15.4 |  | 46900 | 2695 | 5.1 |  | Federally-Regulated Commercial & Industrial Equipment | 07/16/2020 | 203143781 | 07/16/2020
Enertech Global, LLC | Tetco | TXT024D2 |  | Ground-Water-Source | WBAHP: Heat Pump Packaged Unit | Heat Pump | 230 | 3 |  |  |  | Single-Speed |  |  |  | 29600 | 1100 | 26.9 |  | 24700 | 1392 | 5.2 |  | Non Federally-Regulated | 07/16/2020 | 5646348 | 07/16/2020
Enertech Global, LLC | Tetco | TCT036D2 |  | Ground-Source | WBAHP: Heat Pump Packaged Unit | Heat Pump | 208 | 3 |  |  |  | Single-Speed |  |  |  | 38600 | 2109 | 18.3 |  | 28600 | 2044 | 4.1 |  | Non Federally-Regulated | 07/16/2020 | 5646386 | 07/16/2020
Enertech Global, LLC | Tetco | TXT036D2 |  | Ground-Water-Source | WBAHP: Heat Pump Packaged Unit | Heat Pump | 230 | 3 |  |  |  | Single-Speed |  |  |  | 42200 | 1758 | 24 |  | 37000 | 2126 | 5.1 |  | Non Federally-Regulated | 07/16/2020 | 5646376 | 07/16/2020
Enertech Global, LLC | Tetco | TCT048D2 |  | Ground-Water-Source | WBAHP: Heat Pump Packaged Unit | Heat Pump | 230 | 3 |  |  |  | Single-Speed |  |  |  | 53100 | 2435 | 21.8 |  | 46700 | 2975 | 4.6 |  | Non Federally-Regulated | 07/16/2020 | 5646770 | 07/16/2020
Enertech Global, LLC | Tetco | TCT048D2 |  | Ground-Water-Source | WBAHP: Heat Pump Packaged Unit | Heat Pump | 208 | 3 |  |  |  | Single-Speed |  |  |  | 53100 | 2435 | 21.8 |  | 46700 | 2975 | 4.6 |  | Non Federally-Regulated | 07/16/2020 | 5646770 | 07/16/2020
Enertech Global, LLC | Tetco | TVS041*****1 |  | Ground-Water-Source | WBAHP: Heat Pump Packaged Unit | Heat Pump | 208 | 1 |  |  |  | Single-Speed |  |  |  | 43000 | 1822 | 23.6 |  | 39200 | 2611 | 4.4 |  | Non Federally-Regulated | 07/16/2020 | 203143781 | 07/16/2020
Enertech Global, LLC | Tetco | TCT036D |  | Ground-Source | WBAHP: Heat Pump Packaged Unit | Heat Pump | 230 | 1 |  |  |  | Single-Speed |  |  |  | 38600 | 2109 | 18.3 |  | 28600 | 2044 | 4.1 |  | Non Federally-Regulated | 07/16/2020 | 5646383 | 07/16/2020
Enertech Global, LLC | Tetco | TXT036D3 |  | Ground-Water-Source | WBAHP: Heat Pump Packaged Unit | Heat Pump | 460 | 3 |  |  |  | Single-Speed |  |  |  | 42200 | 1758 | 24 |  | 37000 | 2126 | 5.1 |  | Non Federally-Regulated | 07/16/2020 | 5646379 | 07/16/2020
Enertech Global, LLC | Tetco | TXT048D |  | Ground-Water-Source | WBAHP: Heat Pump Packaged Unit | Heat Pump | 230 | 1 |  |  |  | Single-Speed |  |  |  | 53100 | 2402 | 22.1 |  | 47400 | 3019 | 4.6 |  | Non Federally-Regulated | 07/16/2020 | 5646393 | 07/16/2020
Enertech Global, LLC | Tetco | TXT024D |  | Ground-Water-Source | WBAHP: Heat Pump Packaged Unit | Heat Pump | 230 | 1 |  |  |  | Single-Speed |  |  |  | 29600 | 1100 | 26.9 |  | 24700 | 1392 | 5.2 |  | Non Federally-Regulated | 07/16/2020 | 5646345 | 07/16/2020
Enertech Global, LLC | Tetco | TRT060A | MPD060 | Ground-Source | WBAHP-CB: Heat Pump Split Syst | Heat Pump | 230 | 1 | False |  |  | Single-Speed |  |  |  | 61500 | 3575 | 17.2 |  | 45600 | 3818 | 3.5 |  | Non Federally-Regulated | 07/16/2020 | 5317935 | 07/16/2020
Enertech Global, LLC | Tetco | TXT048D2 |  | Ground-Source | WBAHP: Heat Pump Packaged Unit | Heat Pump | 230 | 3 |  |  |  | Single-Speed |  |  |  | 49000 | 2865 | 17.1 |  | 38200 | 2870 | 3.9 |  | Non Federally-Regulated | 07/16/2020 | 5646396 | 07/16/2020
Enertech Global, LLC | Tetco | TXT036D |  | Ground-Source | WBAHP: Heat Pump Packaged Unit | Heat Pump | 230 | 1 |  |  |  | Single-Speed |  |  |  | 38900 | 2125 | 18.3 |  | 29200 | 2037 | 4.2 |  | Non Federally-Regulated | 07/16/2020 | 5646373 | 07/16/2020
Enertech Global, LLC | Tetco | TXT048D |  | Ground-Water-Source | WBAHP: Heat Pump Packaged Unit | Heat Pump | 208 | 1 |  |  |  | Single-Speed |  |  |  | 53100 | 2402 | 22.1 |  | 47400 | 3019 | 4.6 |  | Non Federally-Regulated | 07/16/2020 | 5646393 | 07/16/2020
Enertech Global, LLC | Tetco | TCT048D2 |  | Ground-Source | WBAHP: Heat Pump Packaged Unit | Heat Pump | 230 | 3 |  |  |  | Single-Speed |  |  |  | 49000 | 2865 | 17.1 |  | 38000 | 2855 | 3.9 |  | Non Federally-Regulated | 07/16/2020 | 5646770 | 07/16/2020
Enertech Global, LLC | Tetco | TXT024D |  | Ground-Water-Source | WBAHP: Heat Pump Packaged Unit | Heat Pump | 208 | 1 |  |  |  | Single-Speed |  |  |  | 29600 | 1100 | 26.9 |  | 24700 | 1392 | 5.2 |  | Non Federally-Regulated | 07/16/2020 | 5646345 | 07/16/2020
Enertech Global, LLC | Tetco | TCT036D |  | Ground-Water-Source | WBAHP: Heat Pump Packaged Unit | Heat Pump | 230 | 1 |  |  |  | Single-Speed |  |  |  | 41700 | 1774 | 23.5 |  | 36700 | 2151 | 5 |  | Non Federally-Regulated | 07/16/2020 | 5646383 | 07/16/2020
Enertech Global, LLC | Tetco | TCT036D2 |  | Ground-Source | WBAHP: Heat Pump Packaged Unit | Heat Pump | 230 | 3 |  |  |  | Single-Speed |  |  |  | 38600 | 2109 | 18.3 |  | 28600 | 2044 | 4.1 |  | Non Federally-Regulated | 07/16/2020 | 5646386 | 07/16/2020
Enertech Global, LLC | Tetco | TXT048D2 |  | Ground-Water-Source | WBAHP: Heat Pump Packaged Unit | Heat Pump | 230 | 3 |  |  |  | Single-Speed |  |  |  | 53100 | 2402 | 22.1 |  | 47400 | 3019 | 4.6 |  | Non Federally-Regulated | 07/16/2020 | 5646396 | 07/16/2020
Enertech Global, LLC | GEOCOMFORT | GVT060*A |  | Water-Source | WBAHP: Heat Pump Packaged Unit | Heat Pump | 265 | 1 |  |  |  | Single-Speed |  |  |  | 58600 | 3932 | 14.9 |  | 70500 | 4216 | 4.9 |  | Federally-Regulated Commercial & Industrial Equipment | 07/16/2020 | 8738040 | 07/16/2020
Enertech Global, LLC | GEOCOMFORT | GVT060*2 |  | Water-Source | WBAHP: Heat Pump Packaged Unit | Heat Pump | 230 | 3 |  |  |  | Single-Speed |  |  |  | 58600 | 3805 | 15.4 |  | 70500 | 4051 | 5.1 |  | Federally-Regulated Commercial & Industrial Equipment | 07/16/2020 | 8738034 | 07/16/2020
Enertech Global, LLC | GEOCOMFORT | GZS060*2***1B |  | Water-Source | WBAHP: Heat Pump Packaged Unit | Heat Pump | 230 | 3 |  |  |  | Single-Speed |  |  |  | 59300 | 3488 | 17 |  | 74700 | 4130 | 5.3 |  | Federally-Regulated Commercial & Industrial Equipment | 07/16/2020 | 9910755 | 07/16/2020
Enertech Global, LLC | GEOCOMFORT | GZS036******B |  | Ground-Source | WBAHP: Heat Pump Packaged Unit | Heat Pump | 230 | 1 |  |  |  | Single-Speed |  |  |  | 37600 | 2077 | 18.1 |  | 27800 | 2202 | 3.7 |  | Non Federally-Regulated | 07/16/2020 | 9910636 | 07/16/2020
Enertech Global, LLC | GEOCOMFORT | GVT060*3 |  | Ground-Water-Source | WBAHP: Heat Pump Packaged Unit | Heat Pump | 460 | 3 |  |  |  | Single-Speed |  |  |  | 64200 | 2918 | 22 |  | 57500 | 3744 | 4.5 |  | Non Federally-Regulated | 07/16/2020 | 8738037 | 07/16/2020
Enertech Global, LLC | GEOCOMFORT | GZS060*2***1B |  | Water-Source | WBAHP: Heat Pump Packaged Unit | Heat Pump | 208 | 3 |  |  |  | Single-Speed |  |  |  | 59300 | 3488 | 17 |  | 74700 | 4130 | 5.3 |  | Federally-Regulated Commercial & Industrial Equipment | 07/16/2020 | 9910755 | 07/16/2020
Enertech Global, LLC | GEOCOMFORT | GZS036*****1B |  | Water-Source | WBAHP: Heat Pump Packaged Unit | Heat Pump | 208 | 1 |  |  |  | Single-Speed |  |  |  | 36800 | 2190 | 16.8 |  | 43300 | 2394 | 5.3 |  | Federally-Regulated Commercial & Industrial Equipment | 07/16/2020 | 9910620 | 07/16/2020
Enertech Global, LLC | GEOCOMFORT | GZS060*2****B |  | Ground-Source | WBAHP: Heat Pump Packaged Unit | Heat Pump | 230 | 3 |  |  |  | Single-Speed |  |  |  | 60500 | 3398 | 17.8 |  | 49200 | 3794 | 3.8 |  | Non Federally-Regulated | 07/16/2020 | 9910767 | 07/16/2020
Enertech Global, LLC | GEOCOMFORT | GRT024A | ACD024 | Ground-Source | WBAHP-C: Heat Pump Split Syste | Heat Pump | 230 | 1 | False |  |  | Single-Speed |  |  |  | 24700 | 1506 | 16.4 |  | 17600 | 1473 | 3.5 |  | Non Federally-Regulated | 07/16/2020 | 5317918 | 07/16/2020
Enertech Global, LLC | GEOCOMFORT | GZS036*****1B |  | Water-Source | WBAHP: Heat Pump Packaged Unit | Heat Pump | 230 | 1 |  |  |  | Single-Speed |  |  |  | 36800 | 2190 | 16.8 |  | 43300 | 2394 | 5.3 |  | Federally-Regulated Commercial & Industrial Equipment | 07/16/2020 | 9910620 | 07/16/2020
Enertech Global, LLC | GEOCOMFORT | GZS060*3****B |  | Ground-Source | WBAHP: Heat Pump Packaged Unit | Heat Pump | 460 | 3 |  |  |  | Single-Speed |  |  |  | 60500 | 3398 | 17.8 |  | 49200 | 3794 | 3.8 |  | Non Federally-Regulated | 07/16/2020 | 9910770 | 07/16/2020
Enertech Global, LLC | GEOCOMFORT | GZS060*****1B |  | Ground-Source | WBAHP: Heat Pump Packaged Unit | Heat Pump | 230 | 1 |  |  |  | Single-Speed |  |  |  | 60700 | 3112 | 19.5 |  | 48200 | 3531 | 4 |  | Non Federally-Regulated | 07/16/2020 | 9910752 | 07/16/2020
Enertech Global, LLC | GEOCOMFORT | GVT060*3 |  | Ground-Source | WBAHP: Heat Pump Packaged Unit | Heat Pump | 460 | 3 |  |  |  | Single-Speed |  |  |  | 60900 | 3460 | 17.6 |  | 46300 | 3570 | 3.8 |  | Non Federally-Regulated | 07/16/2020 | 8738037 | 07/16/2020
Enertech Global, LLC | GEOCOMFORT | GZS060*****1B |  | Ground-Source | WBAHP: Heat Pump Packaged Unit | Heat Pump | 208 | 1 |  |  |  | Single-Speed |  |  |  | 60700 | 3112 | 19.5 |  | 48200 | 3531 | 4 |  | Non Federally-Regulated | 07/16/2020 | 9910752 | 07/16/2020
Enertech Global, LLC | GEOCOMFORT | GZS036*2****B |  | Water-Source | WBAHP: Heat Pump Packaged Unit | Heat Pump | 208 | 3 |  |  |  | Single-Speed |  |  |  | 35900 | 2301 | 15.6 |  | 43400 | 2595 | 4.9 |  | Federally-Regulated Commercial & Industrial Equipment | 07/16/2020 | 9910639 | 07/16/2020
Enertech Global, LLC | GEOCOMFORT | GRT024A | MCD024 | Ground-Source | WBAHP-C: Heat Pump Split Syste | Heat Pump | 208 | 1 | False |  |  | Single-Speed |  |  |  | 24700 | 1506 | 16.4 |  | 17600 | 1473 | 3.5 |  | Non Federally-Regulated | 07/16/2020 | 5932328 | 07/16/2020
Enertech Global, LLC | GEOCOMFORT | GZS036*2****B |  | Water-Source | WBAHP: Heat Pump Packaged Unit | Heat Pump | 230 | 3 |  |  |  | Single-Speed |  |  |  | 35900 | 2301 | 15.6 |  | 43400 | 2595 | 4.9 |  | Federally-Regulated Commercial & Industrial Equipment | 07/16/2020 | 9910639 | 07/16/2020
Enertech Global, LLC | GEOCOMFORT | GZS036*2****B |  | Ground-Source | WBAHP: Heat Pump Packaged Unit | Heat Pump | 208 | 3 |  |  |  | Single-Speed |  |  |  | 37600 | 2077 | 18.1 |  | 27800 | 2202 | 3.7 |  | Non Federally-Regulated | 07/16/2020 | 9910639 | 07/16/2020
Enertech Global, LLC | GEOCOMFORT | GZS060******B |  | Water-Source | WBAHP: Heat Pump Packaged Unit | Heat Pump | 230 | 1 |  |  |  | Single-Speed |  |  |  | 58400 | 3792 | 15.4 |  | 75700 | 4527 | 4.9 |  | Federally-Regulated Commercial & Industrial Equipment | 07/16/2020 | 9910764 | 07/16/2020
Enertech Global, LLC | GEOCOMFORT | GVT060 |  | Ground-Source | WBAHP: Heat Pump Packaged Unit | Heat Pump | 230 | 1 |  |  |  | Single-Speed |  |  |  | 60900 | 3460 | 17.6 |  | 46300 | 3570 | 3.8 |  | Non Federally-Regulated | 07/16/2020 | 8738031 | 07/16/2020
Enertech Global, LLC | GEOCOMFORT | GZS060*4****B |  | Ground-Source | WBAHP: Heat Pump Packaged Unit | Heat Pump | 575 | 3 |  |  |  | Single-Speed |  |  |  | 60500 | 3398 | 17.8 |  | 49200 | 3794 | 3.8 |  | Non Federally-Regulated | 07/16/2020 | 9910773 | 07/16/2020
Enertech Global, LLC | GEOCOMFORT | GVT060 |  | Ground-Water-Source | WBAHP: Heat Pump Packaged Unit | Heat Pump | 208 | 1 |  |  |  | Single-Speed |  |  |  | 64200 | 2918 | 22 |  | 57500 | 3744 | 4.5 |  | Non Federally-Regulated | 07/16/2020 | 8738031 | 07/16/2020
Enertech Global, LLC | GEOCOMFORT | GVT060 |  | Water-Source | WBAHP: Heat Pump Packaged Unit | Heat Pump | 208 | 1 |  |  |  | Single-Speed |  |  |  | 58600 | 3805 | 15.4 |  | 70500 | 4051 | 5.1 |  | Federally-Regulated Commercial & Industrial Equipment | 07/16/2020 | 8738031 | 07/16/2020
Enertech Global, LLC | GEOCOMFORT | GVT060*2 |  | Ground-Source | WBAHP: Heat Pump Packaged Unit | Heat Pump | 208 | 3 |  |  |  | Single-Speed |  |  |  | 60900 | 3460 | 17.6 |  | 46300 | 3570 | 3.8 |  | Non Federally-Regulated | 07/16/2020 | 8738034 | 07/16/2020
Enertech Global, LLC | GEOCOMFORT | GZS060*2***1B |  | Ground-Source | WBAHP: Heat Pump Packaged Unit | Heat Pump | 208 | 3 |  |  |  | Single-Speed |  |  |  | 60700 | 3112 | 19.5 |  | 48200 | 3531 | 4 |  | Non Federally-Regulated | 07/16/2020 | 9910755 | 07/16/2020
Enertech Global, LLC | GEOCOMFORT | GVT060*A |  | Ground-Source | WBAHP: Heat Pump Packaged Unit | Heat Pump | 265 | 1 |  |  |  | Single-Speed |  |  |  | 60900 | 3603 | 16.9 |  | 46300 | 3667 | 3.7 |  | Non Federally-Regulated | 07/16/2020 | 8738040 | 07/16/2020
Enertech Global, LLC | GEOCOMFORT | GZS036*4****B |  | Ground-Source | WBAHP: Heat Pump Packaged Unit | Heat Pump | 575 | 3 |  |  |  | Single-Speed |  |  |  | 37600 | 2077 | 18.1 |  | 27800 | 2202 | 3.7 |  | Non Federally-Regulated | 07/16/2020 | 9910645 | 07/16/2020
Enertech Global, LLC | GEOCOMFORT | GZS036*4****B |  | Water-Source | WBAHP: Heat Pump Packaged Unit | Heat Pump | 575 | 3 |  |  |  | Single-Speed |  |  |  | 35900 | 2301 | 15.6 |  | 43400 | 2595 | 4.9 |  | Federally-Regulated Commercial & Industrial Equipment | 07/16/2020 | 9910645 | 07/16/2020
Enertech Global, LLC | GEOCOMFORT | GVT060*2 |  | Ground-Source | WBAHP: Heat Pump Packaged Unit | Heat Pump | 230 | 3 |  |  |  | Single-Speed |  |  |  | 60900 | 3460 | 17.6 |  | 46300 | 3570 | 3.8 |  | Non Federally-Regulated | 07/16/2020 | 8738034 | 07/16/2020
Enertech Global, LLC | GEOCOMFORT | GZS036*2***1B |  | Water-Source | WBAHP: Heat Pump Packaged Unit | Heat Pump | 208 | 3 |  |  |  | Single-Speed |  |  |  | 36800 | 2190 | 16.8 |  | 43300 | 2394 | 5.3 |  | Federally-Regulated Commercial & Industrial Equipment | 07/16/2020 | 9910623 | 07/16/2020
Enertech Global, LLC | GEOCOMFORT | GZS060*2****B |  | Water-Source | WBAHP: Heat Pump Packaged Unit | Heat Pump | 208 | 3 |  |  |  | Single-Speed |  |  |  | 58400 | 3792 | 15.4 |  | 75700 | 4527 | 4.9 |  | Federally-Regulated Commercial & Industrial Equipment | 07/16/2020 | 9910767 | 07/16/2020
Enertech Global, LLC | GEOCOMFORT | GZS060*2****B |  | Ground-Source | WBAHP: Heat Pump Packaged Unit | Heat Pump | 208 | 3 |  |  |  | Single-Speed |  |  |  | 60500 | 3398 | 17.8 |  | 49200 | 3794 | 3.8 |  | Non Federally-Regulated | 07/16/2020 | 9910767 | 07/16/2020
Enertech Global, LLC | GEOCOMFORT | GZS060*4****B |  | Water-Source | WBAHP: Heat Pump Packaged Unit | Heat Pump | 575 | 3 |  |  |  | Single-Speed |  |  |  | 58400 | 3792 | 15.4 |  | 75700 | 4527 | 4.9 |  | Federally-Regulated Commercial & Industrial Equipment | 07/16/2020 | 9910773 | 07/16/2020
Enertech Global, LLC | GEOCOMFORT | GZS036******B |  | Ground-Source | WBAHP: Heat Pump Packaged Unit | Heat Pump | 208 | 1 |  |  |  | Single-Speed |  |  |  | 37600 | 2077 | 18.1 |  | 27800 | 2202 | 3.7 |  | Non Federally-Regulated | 07/16/2020 | 9910636 | 07/16/2020
Enertech Global, LLC | GEOCOMFORT | GVT060 |  | Ground-Water-Source | WBAHP: Heat Pump Packaged Unit | Heat Pump | 230 | 1 |  |  |  | Single-Speed |  |  |  | 64200 | 2918 | 22 |  | 57500 | 3744 | 4.5 |  | Non Federally-Regulated | 07/16/2020 | 8738031 | 07/16/2020
Enertech Global, LLC | GEOCOMFORT | GVT060*A |  | Ground-Water-Source | WBAHP: Heat Pump Packaged Unit | Heat Pump | 265 | 1 |  |  |  | Single-Speed |  |  |  | 64200 | 3042 | 21.1 |  | 57500 | 3829 | 4.4 |  | Non Federally-Regulated | 07/16/2020 | 8738040 | 07/16/2020
Enertech Global, LLC | GEOCOMFORT | GVT060 |  | Water-Source | WBAHP: Heat Pump Packaged Unit | Heat Pump | 230 | 1 |  |  |  | Single-Speed |  |  |  | 58600 | 3805 | 15.4 |  | 70500 | 4051 | 5.1 |  | Federally-Regulated Commercial & Industrial Equipment | 07/16/2020 | 8738031 | 07/16/2020
Enertech Global, LLC | GEOCOMFORT | GZS036*A****B |  | Ground-Source | WBAHP: Heat Pump Packaged Unit | Heat Pump | 265 | 1 |  |  |  | Single-Speed |  |  |  | 37600 | 2077 | 18.1 |  | 27800 | 2202 | 3.7 |  | Non Federally-Regulated | 07/16/2020 | 9910648 | 07/16/2020
Enertech Global, LLC | GEOCOMFORT | GZS060******B |  | Ground-Source | WBAHP: Heat Pump Packaged Unit | Heat Pump | 208 | 1 |  |  |  | Single-Speed |  |  |  | 60500 | 3398 | 17.8 |  | 49200 | 3794 | 3.8 |  | Non Federally-Regulated | 07/16/2020 | 9910764 | 07/16/2020
Enertech Global, LLC | GEOCOMFORT | GZS036*2***1B |  | Ground-Source | WBAHP: Heat Pump Packaged Unit | Heat Pump | 208 | 3 |  |  |  | Single-Speed |  |  |  | 38400 | 1969 | 19.5 |  | 27600 | 2022 | 4 |  | Non Federally-Regulated | 07/16/2020 | 9910623 | 07/16/2020
Enertech Global, LLC | GEOCOMFORT | GZS060*****1B |  | Water-Source | WBAHP: Heat Pump Packaged Unit | Heat Pump | 208 | 1 |  |  |  | Single-Speed |  |  |  | 59300 | 3488 | 17 |  | 74700 | 4130 | 5.3 |  | Federally-Regulated Commercial & Industrial Equipment | 07/16/2020 | 9910752 | 07/16/2020
Enertech Global, LLC | GEOCOMFORT | GZS060******B |  | Water-Source | WBAHP: Heat Pump Packaged Unit | Heat Pump | 208 | 1 |  |  |  | Single-Speed |  |  |  | 58400 | 3792 | 15.4 |  | 75700 | 4527 | 4.9 |  | Federally-Regulated Commercial & Industrial Equipment | 07/16/2020 | 9910764 | 07/16/2020
Enertech Global, LLC | GEOCOMFORT | GZS036*3****B |  | Ground-Source | WBAHP: Heat Pump Packaged Unit | Heat Pump | 460 | 3 |  |  |  | Single-Speed |  |  |  | 37600 | 2077 | 18.1 |  | 27800 | 2202 | 3.7 |  | Non Federally-Regulated | 07/16/2020 | 9910642 | 07/16/2020
Enertech Global, LLC | GEOCOMFORT | GZS036*2***1B |  | Water-Source | WBAHP: Heat Pump Packaged Unit | Heat Pump | 230 | 3 |  |  |  | Single-Speed |  |  |  | 36800 | 2190 | 16.8 |  | 43300 | 2394 | 5.3 |  | Federally-Regulated Commercial & Industrial Equipment | 07/16/2020 | 9910623 | 07/16/2020
Enertech Global, LLC | GEOCOMFORT | GZS036*2***1B |  | Ground-Source | WBAHP: Heat Pump Packaged Unit | Heat Pump | 230 | 3 |  |  |  | Single-Speed |  |  |  | 38400 | 1969 | 19.5 |  | 27600 | 2022 | 4 |  | Non Federally-Regulated | 07/16/2020 | 9910623 | 07/16/2020
Enertech Global, LLC | GEOCOMFORT | GRT024A | MPD024 | Ground-Source | WBAHP-CB: Heat Pump Split Syst | Heat Pump | 230 | 1 | False |  |  | Single-Speed |  |  |  | 24600 | 1556 | 15.8 |  | 18000 | 1598 | 3.3 |  | Non Federally-Regulated | 07/16/2020 | 5317914 | 07/16/2020
Enertech Global, LLC | GEOCOMFORT | GZS036*****1B |  | Ground-Source | WBAHP: Heat Pump Packaged Unit | Heat Pump | 208 | 1 |  |  |  | Single-Speed |  |  |  | 38400 | 1969 | 19.5 |  | 27600 | 2022 | 4 |  | Non Federally-Regulated | 07/16/2020 | 9910620 | 07/16/2020
Enertech Global, LLC | GEOCOMFORT | GVT060 |  | Ground-Source | WBAHP: Heat Pump Packaged Unit | Heat Pump | 208 | 1 |  |  |  | Single-Speed |  |  |  | 60900 | 3460 | 17.6 |  | 46300 | 3570 | 3.8 |  | Non Federally-Regulated | 07/16/2020 | 8738031 | 07/16/2020
Enertech Global, LLC | GEOCOMFORT | GZS060*3***1B |  | Water-Source | WBAHP: Heat Pump Packaged Unit | Heat Pump | 460 | 3 |  |  |  | Single-Speed |  |  |  | 59300 | 3488 | 17 |  | 74700 | 4130 | 5.3 |  | Federally-Regulated Commercial & Industrial Equipment | 07/16/2020 | 9910758 | 07/16/2020
Enertech Global, LLC | GEOCOMFORT | GZS036******B |  | Water-Source | WBAHP: Heat Pump Packaged Unit | Heat Pump | 230 | 1 |  |  |  | Single-Speed |  |  |  | 35900 | 2301 | 15.6 |  | 43400 | 2595 | 4.9 |  | Federally-Regulated Commercial & Industrial Equipment | 07/16/2020 | 9910636 | 07/16/2020
Enertech Global, LLC | GEOCOMFORT | GZS036*3***1B |  | Ground-Source | WBAHP: Heat Pump Packaged Unit | Heat Pump | 460 | 3 |  |  |  | Single-Speed |  |  |  | 38400 | 1969 | 19.5 |  | 27600 | 2022 | 4 |  | Non Federally-Regulated | 07/16/2020 | 9910626 | 07/16/2020
Enertech Global, LLC | GEOCOMFORT | GZS060*2****B |  | Water-Source | WBAHP: Heat Pump Packaged Unit | Heat Pump | 230 | 3 |  |  |  | Single-Speed |  |  |  | 58400 | 3792 | 15.4 |  | 75700 | 4527 | 4.9 |  | Federally-Regulated Commercial & Industrial Equipment | 07/16/2020 | 9910767 | 07/16/2020
Enertech Global, LLC | GEOCOMFORT | GZS060*3****B |  | Water-Source | WBAHP: Heat Pump Packaged Unit | Heat Pump | 460 | 3 |  |  |  | Single-Speed |  |  |  | 58400 | 3792 | 15.4 |  | 75700 | 4527 | 4.9 |  | Federally-Regulated Commercial & Industrial Equipment | 07/16/2020 | 9910770 | 07/16/2020
Enertech Global, LLC | GEOCOMFORT | GZS060*2***1B |  | Ground-Source | WBAHP: Heat Pump Packaged Unit | Heat Pump | 230 | 3 |  |  |  | Single-Speed |  |  |  | 60700 | 3112 | 19.5 |  | 48200 | 3531 | 4 |  | Non Federally-Regulated | 07/16/2020 | 9910755 | 07/16/2020
Enertech Global, LLC | GEOCOMFORT | GZS036*3****B |  | Water-Source | WBAHP: Heat Pump Packaged Unit | Heat Pump | 460 | 3 |  |  |  | Single-Speed |  |  |  | 35900 | 2301 | 15.6 |  | 43400 | 2595 | 4.9 |  | Federally-Regulated Commercial & Industrial Equipment | 07/16/2020 | 9910642 | 07/16/2020
Enertech Global, LLC | GEOCOMFORT | GZS036*A****B |  | Water-Source | WBAHP: Heat Pump Packaged Unit | Heat Pump | 265 | 1 |  |  |  | Single-Speed |  |  |  | 35900 | 2301 | 15.6 |  | 43400 | 2595 | 4.9 |  | Federally-Regulated Commercial & Industrial Equipment | 07/16/2020 | 9910648 | 07/16/2020
Enertech Global, LLC | GEOCOMFORT | GZS036*****1B |  | Ground-Source | WBAHP: Heat Pump Packaged Unit | Heat Pump | 230 | 1 |  |  |  | Single-Speed |  |  |  | 38400 | 1969 | 19.5 |  | 27600 | 2022 | 4 |  | Non Federally-Regulated | 07/16/2020 | 9910620 | 07/16/2020
Enertech Global, LLC | GEOCOMFORT | GZS036*A***1B |  | Water-Source | WBAHP: Heat Pump Packaged Unit | Heat Pump | 265 | 1 |  |  |  | Single-Speed |  |  |  | 36800 | 2190 | 16.8 |  | 43300 | 2394 | 5.3 |  | Federally-Regulated Commercial & Industrial Equipment | 07/16/2020 | 9910629 | 07/16/2020
Enertech Global, LLC | GEOCOMFORT | GZS036*A***1B |  | Ground-Source | WBAHP: Heat Pump Packaged Unit | Heat Pump | 265 | 1 |  |  |  | Single-Speed |  |  |  | 38400 | 1969 | 19.5 |  | 27600 | 2022 | 4 |  | Non Federally-Regulated | 07/16/2020 | 9910629 | 07/16/2020
Enertech Global, LLC | GEOCOMFORT | GZS036******B |  | Water-Source | WBAHP: Heat Pump Packaged Unit | Heat Pump | 208 | 1 |  |  |  | Single-Speed |  |  |  | 35900 | 2301 | 15.6 |  | 43400 | 2595 | 4.9 |  | Federally-Regulated Commercial & Industrial Equipment | 07/16/2020 | 9910636 | 07/16/2020
Enertech Global, LLC | GEOCOMFORT | GVT060*2 |  | Ground-Water-Source | WBAHP: Heat Pump Packaged Unit | Heat Pump | 230 | 3 |  |  |  | Single-Speed |  |  |  | 64200 | 2918 | 22 |  | 57500 | 3744 | 4.5 |  | Non Federally-Regulated | 07/16/2020 | 8738034 | 07/16/2020
Enertech Global, LLC | GEOCOMFORT | GZS060*3***1B |  | Ground-Source | WBAHP: Heat Pump Packaged Unit | Heat Pump | 460 | 3 |  |  |  | Single-Speed |  |  |  | 60700 | 3112 | 19.5 |  | 48200 | 3531 | 4 |  | Non Federally-Regulated | 07/16/2020 | 9910758 | 07/16/2020
Enertech Global, LLC | GEOCOMFORT | GZS060*****1B |  | Water-Source | WBAHP: Heat Pump Packaged Unit | Heat Pump | 230 | 1 |  |  |  | Single-Speed |  |  |  | 59300 | 3488 | 17 |  | 74700 | 4130 | 5.3 |  | Federally-Regulated Commercial & Industrial Equipment | 07/16/2020 | 9910752 | 07/16/2020
Enertech Global, LLC | GEOCOMFORT | GVT060*2 |  | Ground-Water-Source | WBAHP: Heat Pump Packaged Unit | Heat Pump | 208 | 3 |  |  |  | Single-Speed |  |  |  | 64200 | 2918 | 22 |  | 57500 | 3744 | 4.5 |  | Non Federally-Regulated | 07/16/2020 | 8738034 | 07/16/2020
Enertech Global, LLC | GEOCOMFORT | GVT060*2 |  | Water-Source | WBAHP: Heat Pump Packaged Unit | Heat Pump | 208 | 3 |  |  |  | Single-Speed |  |  |  | 58600 | 3805 | 15.4 |  | 70500 | 4051 | 5.1 |  | Federally-Regulated Commercial & Industrial Equipment | 07/16/2020 | 8738034 | 07/16/2020
Enertech Global, LLC | GEOCOMFORT | GZS060******B |  | Ground-Source | WBAHP: Heat Pump Packaged Unit | Heat Pump | 230 | 1 |  |  |  | Single-Speed |  |  |  | 60500 | 3398 | 17.8 |  | 49200 | 3794 | 3.8 |  | Non Federally-Regulated | 07/16/2020 | 9910764 | 07/16/2020
Enertech Global, LLC | GEOCOMFORT | GRT024A | ACD024 | Ground-Source | WBAHP-C: Heat Pump Split Syste | Heat Pump | 208 | 1 | False |  |  | Single-Speed |  |  |  | 24700 | 1506 | 16.4 |  | 17600 | 1473 | 3.5 |  | Non Federally-Regulated | 07/16/2020 | 5317918 | 07/16/2020
Enertech Global, LLC | GEOCOMFORT | GRT024A | MPD024 | Ground-Source | WBAHP-CB: Heat Pump Split Syst | Heat Pump | 208 | 1 | False |  |  | Single-Speed |  |  |  | 24600 | 1556 | 15.8 |  | 18000 | 1598 | 3.3 |  | Non Federally-Regulated | 07/16/2020 | 5317914 | 07/16/2020
Enertech Global, LLC | GEOCOMFORT | GVT060*3 |  | Water-Source | WBAHP: Heat Pump Packaged Unit | Heat Pump | 460 | 3 |  |  |  | Single-Speed |  |  |  | 58600 | 3805 | 15.4 |  | 70500 | 4051 | 5.1 |  | Federally-Regulated Commercial & Industrial Equipment | 07/16/2020 | 8738037 | 07/16/2020
Enertech Global, LLC | GEOCOMFORT | GZS036*2****B |  | Ground-Source | WBAHP: Heat Pump Packaged Unit | Heat Pump | 230 | 3 |  |  |  | Single-Speed |  |  |  | 37600 | 2077 | 18.1 |  | 27800 | 2202 | 3.7 |  | Non Federally-Regulated | 07/16/2020 | 9910639 | 07/16/2020
Enertech Global, LLC | GEOCOMFORT | GZS036*3***1B |  | Water-Source | WBAHP: Heat Pump Packaged Unit | Heat Pump | 460 | 3 |  |  |  | Single-Speed |  |  |  | 36800 | 2190 | 16.8 |  | 43300 | 2394 | 5.3 |  | Federally-Regulated Commercial & Industrial Equipment | 07/16/2020 | 9910626 | 07/16/2020
ClimateMaster Inc. | TRANQUILITY 20 | TSH/V/D060C*K |  | Ground-Source | WBAHP: Heat Pump Packaged Unit | Heat Pump | 230 | 1 |  |  |  | Single-Speed |  |  |  | 64400 | 3500 | 18.4 |  | 46400 | 3486 | 3.9 |  | Non Federally-Regulated | 07/16/2020 | 7426596 | 07/16/2020
ClimateMaster Inc. | TRANQUILITY 20 | TSH/V/D030C*K |  | Water-Source | WBAHP: Heat Pump Packaged Unit | Heat Pump | 208 | 1 |  |  |  | Single-Speed |  |  |  | 28000 | 1618 | 17.3 |  | 35100 | 1773 | 5.8 |  | Federally-Regulated Commercial & Industrial Equipment | 07/16/2020 | 7426575 | 07/16/2020
ClimateMaster Inc. | TRANQUILITY 20 | TSH/V/D042C*K |  | Ground-Water-Source | WBAHP: Heat Pump Packaged Unit | Heat Pump | 208 | 1 |  |  |  | Single-Speed |  |  |  | 44400 | 1505 | 29.5 |  | 35200 | 1983 | 5.2 |  | Non Federally-Regulated | 07/16/2020 | 7426587 | 07/16/2020
ClimateMaster Inc. | TRANQUILITY 20 | TSH/V/D048C*K |  | Water-Source | WBAHP: Heat Pump Packaged Unit | Heat Pump | 208 | 1 |  |  |  | Single-Speed |  |  |  | 48900 | 2843 | 17.2 |  | 57700 | 3252 | 5.2 |  | Federally-Regulated Commercial & Industrial Equipment | 07/16/2020 | 7426590 | 07/16/2020
ClimateMaster Inc. | TRANQUILITY 20 | TSH/V/D060C*K |  | Water-Source | WBAHP: Heat Pump Packaged Unit | Heat Pump | 208 | 1 |  |  |  | Single-Speed |  |  |  | 63200 | 3674 | 17.2 |  | 73200 | 3972 | 5.4 |  | Federally-Regulated Commercial & Industrial Equipment | 07/16/2020 | 7426596 | 07/16/2020
ClimateMaster Inc. | TRANQUILITY 20 | TSH/V/D030C*K |  | Ground-Water-Source | WBAHP: Heat Pump Packaged Unit | Heat Pump | 208 | 1 |  |  |  | Single-Speed |  |  |  | 30800 | 1153 | 26.7 |  | 28000 | 1674 | 4.9 |  | Non Federally-Regulated | 07/16/2020 | 7426575 | 07/16/2020
ClimateMaster Inc. | TRANQUILITY 20 | TSH/V/D030C*K |  | Ground-Source | WBAHP: Heat Pump Packaged Unit | Heat Pump | 208 | 1 |  |  |  | Single-Speed |  |  |  | 29200 | 1505 | 19.4 |  | 22000 | 1572 | 4.1 |  | Non Federally-Regulated | 07/16/2020 | 7426575 | 07/16/2020
ClimateMaster Inc. | TRANQUILITY 20 | TSH/V/D060C*K |  | Ground-Source | WBAHP: Heat Pump Packaged Unit | Heat Pump | 208 | 1 |  |  |  | Single-Speed |  |  |  | 64400 | 3500 | 18.4 |  | 46400 | 3486 | 3.9 |  | Non Federally-Regulated | 07/16/2020 | 7426596 | 07/16/2020
ClimateMaster Inc. | TRANQUILITY 20 | TSH/V/D042C*K |  | Ground-Source | WBAHP: Heat Pump Packaged Unit | Heat Pump | 208 | 1 |  |  |  | Single-Speed |  |  |  | 40700 | 1858 | 21.9 |  | 27400 | 1958 | 4.1 |  | Non Federally-Regulated | 07/16/2020 | 7426587 | 07/16/2020
ClimateMaster Inc. | TRANQUILITY 20 | TSH/V/D042C*K |  | Water-Source | WBAHP: Heat Pump Packaged Unit | Heat Pump | 208 | 1 |  |  |  | Single-Speed |  |  |  | 39400 | 2010 | 19.6 |  | 45100 | 2202 | 6 |  | Federally-Regulated Commercial & Industrial Equipment | 07/16/2020 | 7426587 | 07/16/2020
ClimateMaster Inc. | TRANQUILITY 20 | TSH/V/D042C |  | Ground-Source | WBAHP: Heat Pump Packaged Unit | Heat Pump | 208 | 1 |  |  |  | Single-Speed |  |  |  | 40100 | 2067 | 19.4 |  | 28700 | 2213 | 3.8 |  | Non Federally-Regulated | 07/16/2020 | 7426584 | 07/16/2020
ClimateMaster Inc. | TRANQUILITY 20 | TSH/V/D048C*K |  | Ground-Water-Source | WBAHP: Heat Pump Packaged Unit | Heat Pump | 208 | 1 |  |  |  | Single-Speed |  |  |  | 53700 | 2246 | 23.9 |  | 45700 | 3043 | 4.4 |  | Non Federally-Regulated | 07/16/2020 | 7426590 | 07/16/2020
ClimateMaster Inc. | TRANQUILITY 20 | TSH/V/D042C |  | Water-Source | WBAHP: Heat Pump Packaged Unit | Heat Pump | 208 | 1 |  |  |  | Single-Speed |  |  |  | 38500 | 2238 | 17.2 |  | 46300 | 2423 | 5.6 |  | Federally-Regulated Commercial & Industrial Equipment | 07/16/2020 | 7426584 | 07/16/2020
ClimateMaster Inc. | TRANQUILITY 20 | TSH/V/D060C*K |  | Water-Source | WBAHP: Heat Pump Packaged Unit | Heat Pump | 230 | 1 |  |  |  | Single-Speed |  |  |  | 63200 | 3674 | 17.2 |  | 73200 | 3972 | 5.4 |  | Federally-Regulated Commercial & Industrial Equipment | 07/16/2020 | 7426596 | 07/16/2020
ClimateMaster Inc. | TRANQUILITY 20 | TSH/V/D048C*K |  | Ground-Source | WBAHP: Heat Pump Packaged Unit | Heat Pump | 208 | 1 |  |  |  | Single-Speed |  |  |  | 50600 | 2691 | 18.8 |  | 36100 | 2859 | 3.7 |  | Non Federally-Regulated | 07/16/2020 | 7426590 | 07/16/2020
ClimateMaster Inc. | TRANQUILITY 20 | TSH/V/D042C |  | Ground-Water-Source | WBAHP: Heat Pump Packaged Unit | Heat Pump | 208 | 1 |  |  |  | Single-Speed |  |  |  | 43700 | 1720 | 25.4 |  | 36200 | 2257 | 4.7 |  | Non Federally-Regulated | 07/16/2020 | 7426584 | 07/16/2020
ClimateMaster Inc. | TRANQUILITY 27 DIGITAL SPLIT | TES/P064B | TAC064B | Ground-Water-Source | WBAHP-C: Heat Pump Split Syste | Heat Pump | 208 | 1 | False |  |  | Single-Speed |  |  |  | 58700 | 3041 | 19.3 |  | 56400 | 4349 | 3.8 |  | Non Federally-Regulated | 07/16/2020 | 8875705 | 07/16/2020
ClimateMaster Inc. | TRANQUILITY 27 DIGITAL SPLIT | TES/P026B | TAC026B***B* | Ground-Water-Source | WBAHP-C: Heat Pump Split Syste | Heat Pump | 208 | 1 | False |  |  | Single-Speed |  |  |  | 26400 | 1173 | 22.5 |  | 22900 | 1491 | 4.5 |  | Non Federally-Regulated | 07/16/2020 | 8875745 | 07/16/2020
ClimateMaster Inc. | TRANQUILITY 27 DIGITAL SPLIT | TES/P026B | TAC026B***B* | Ground-Source | WBAHP-C: Heat Pump Split Syste | Heat Pump | 208 | 1 | False |  |  | Single-Speed |  |  |  | 26000 | 1444 | 18 |  | 18600 | 1434 | 3.8 |  | Non Federally-Regulated | 07/16/2020 | 8875745 | 07/16/2020
ClimateMaster Inc. | TRANQUILITY 27 DIGITAL SPLIT | TES/P064B | TAC064B | Ground-Source | WBAHP-C: Heat Pump Split Syste | Heat Pump | 208 | 1 | False |  |  | Single-Speed |  |  |  | 54500 | 3585 | 15.2 |  | 44000 | 3792 | 3.4 |  | Non Federally-Regulated | 07/16/2020 | 8875705 | 07/16/2020
ClimateMaster Inc. | TRANQUILITY 27 DIGITAL SPLIT | TES/P026B | TAC026B***A* | Ground-Source | WBAHP-C: Heat Pump Split Syste | Heat Pump | 208 | 1 | False |  |  | Single-Speed |  |  |  | 24000 | 1379 | 17.4 |  | 18800 | 1412 | 3.9 |  | Non Federally-Regulated | 07/16/2020 | 8875744 | 07/16/2020
ClimateMaster Inc. | TRANQUILITY 27 DIGITAL SPLIT | TES/P038B | TAC038B | Ground-Source | WBAHP-C: Heat Pump Split Syste | Heat Pump | 208 | 1 | False |  |  | Single-Speed |  |  |  | 38000 | 2196 | 17.3 |  | 26600 | 2106 | 3.7 |  | Non Federally-Regulated | 07/16/2020 | 8785449 | 07/16/2020
ClimateMaster Inc. | TRANQUILITY 27 DIGITAL SPLIT | TES/P038B | TAC038B | Ground-Water-Source | WBAHP-C: Heat Pump Split Syste | Heat Pump | 208 | 1 | False |  |  | Single-Speed |  |  |  | 40200 | 1802 | 22.3 |  | 32800 | 2184 | 4.4 |  | Non Federally-Regulated | 07/16/2020 | 8785449 | 07/16/2020
ClimateMaster Inc. | TRANQUILITY 27 DIGITAL SPLIT | TES/P049B | TAC049B | Ground-Water-Source | WBAHP-C: Heat Pump Split Syste | Heat Pump | 208 | 1 | False |  |  | Single-Speed |  |  |  | 52000 | 2441 | 21.3 |  | 46100 | 3216 | 4.2 |  | Non Federally-Regulated | 07/16/2020 | 8797100 | 07/16/2020
ClimateMaster Inc. | TRANQUILITY 27 DIGITAL SPLIT | TES/P049B | TAC049B | Ground-Source | WBAHP-C: Heat Pump Split Syste | Heat Pump | 208 | 1 | False |  |  | Single-Speed |  |  |  | 48400 | 2951 | 16.4 |  | 36000 | 3014 | 3.5 |  | Non Federally-Regulated | 07/16/2020 | 8797100 | 07/16/2020
ClimateMaster Inc. | TRANQUILITY 27 DIGITAL SPLIT | TES/P026B | TAC026B***A* | Ground-Water-Source | WBAHP-C: Heat Pump Split Syste | Heat Pump | 208 | 1 | False |  |  | Single-Speed |  |  |  | 25200 | 1125 | 22.4 |  | 22300 | 1452 | 4.5 |  | Non Federally-Regulated | 07/16/2020 | 8875744 | 07/16/2020
Trane U.S. Inc. | Trane | VSVE0504 |  | Water-Source | WBAHP: Heat Pump Packaged Unit | Heat Pump | 460 | 3 |  |  |  | Variable-Speed |  |  |  | 51200 | 3256 | 15.72 |  | 68800 | 3790 | 5.3 |  | Federally-Regulated Commercial & Industrial Equipment | 07/16/2020 | 4947242 | 07/16/2020
Trane U.S. Inc. | Trane | VSVE0424 |  | Water-Source | WBAHP: Heat Pump Packaged Unit | Heat Pump | 460 | 3 |  |  |  | Variable-Speed |  |  |  | 44100 | 2416 | 18.25 |  | 54700 | 2694 | 6 |  | Federally-Regulated Commercial & Industrial Equipment | 07/16/2020 | 5699526 | 07/16/2020
Trane U.S. Inc. | Trane | VSVE0334 |  | Water-Source | WBAHP: Heat Pump Packaged Unit | Heat Pump | 460 | 3 |  |  |  | Variable-Speed |  |  |  | 32900 | 2126 | 15.47 |  | 40400 | 2168 | 5.5 |  | Federally-Regulated Commercial & Industrial Equipment | 07/16/2020 | 4947185 | 07/16/2020
Trane U.S. Inc. | Trane | VSHE0501 |  | Water-Source | WBAHP: Heat Pump Packaged Unit | Heat Pump | 208 | 1 |  |  |  | Variable-Speed |  |  |  | 50200 | 3042 | 16.5 |  | 64400 | 3254 | 5.8 |  | Federally-Regulated Commercial & Industrial Equipment | 07/16/2020 | 5699652 | 07/16/2020
Trane U.S. Inc. | Trane | VSVE0604 |  | Ground-Source | WBAHP: Heat Pump Packaged Unit | Heat Pump | 460 | 3 |  |  |  | Variable-Speed |  |  |  | 64600 | 3530 | 18.3 |  | 50000 | 3663 | 4 |  | Non Federally-Regulated | 07/16/2020 | 5699535 | 07/16/2020
Trane U.S. Inc. | Trane | VSVE0424 |  | Ground-Source | WBAHP: Heat Pump Packaged Unit | Heat Pump | 460 | 3 |  |  |  | Variable-Speed |  |  |  | 46200 | 2097 | 22.03 |  | 31900 | 2349 | 4 |  | Non Federally-Regulated | 07/16/2020 | 5699526 | 07/16/2020
Trane U.S. Inc. | Trane | VSVE0601 |  | Water-Source | WBAHP: Heat Pump Packaged Unit | Heat Pump | 208 | 1 |  |  |  | Variable-Speed |  |  |  | 61800 | 3961 | 15.6 |  | 81200 | 4326 | 5.5 |  | Federally-Regulated Commercial & Industrial Equipment | 07/16/2020 | 5699527 | 07/16/2020
Trane U.S. Inc. | Trane | VSHE0421 |  | Ground-Source | WBAHP: Heat Pump Packaged Unit | Heat Pump | 208 | 1 |  |  |  | Variable-Speed |  |  |  | 44600 | 2027 | 22 |  | 31500 | 2051 | 4.5 |  | Non Federally-Regulated | 07/16/2020 | 5699639 | 07/16/2020
Trane U.S. Inc. | Trane | VSVE0501 |  | Ground-Water-Source | WBAHP: Heat Pump Packaged Unit | Heat Pump | 208 | 1 |  |  |  | Variable-Speed |  |  |  | 57800 | 2206 | 26.19 |  | 54600 | 3493 | 4.6 |  | Non Federally-Regulated | 07/16/2020 | 4947240 | 07/16/2020
Trane U.S. Inc. | Trane | VSHE0331 |  | Ground-Water-Source | WBAHP: Heat Pump Packaged Unit | Heat Pump | 208 | 1 |  |  |  | Variable-Speed |  |  |  | 37900 | 1515 | 25.01 |  | 32300 | 1900 | 5 |  | Non Federally-Regulated | 07/16/2020 | 5699634 | 07/16/2020
Trane U.S. Inc. | Trane | VSHE0241 |  | Ground-Water-Source | WBAHP: Heat Pump Packaged Unit | Heat Pump | 208 | 1 |  |  |  | Variable-Speed |  |  |  | 28400 | 894 | 31.76 |  | 24300 | 1336 | 5.3 |  | Non Federally-Regulated | 07/16/2020 | 5699628 | 07/16/2020
Trane U.S. Inc. | Trane | VSVE0504 |  | Ground-Source | WBAHP: Heat Pump Packaged Unit | Heat Pump | 460 | 3 |  |  |  | Variable-Speed |  |  |  | 54100 | 2883 | 18.76 |  | 41400 | 3235 | 3.8 |  | Non Federally-Regulated | 07/16/2020 | 4947242 | 07/16/2020
Trane U.S. Inc. | Trane | VSVE0241 |  | Ground-Water-Source | WBAHP: Heat Pump Packaged Unit | Heat Pump | 208 | 1 |  |  |  | Variable-Speed |  |  |  | 27800 | 836 | 33.24 |  | 24400 | 1375 | 5.2 |  | Non Federally-Regulated | 07/16/2020 | 4947178 | 07/16/2020
Trane U.S. Inc. | Trane | GEHE0127 |  | Ground-Source | WBAHP: Heat Pump Packaged Unit | Heat Pump | 265 | 1 |  |  |  | Single-Speed |  |  |  | 12000 | 826 | 14.52 |  | 9300 | 836 | 3.3 |  | Non Federally-Regulated | 07/16/2020 | 4659862 | 07/16/2020
Trane U.S. Inc. | Trane | VSHE0421 |  | Water-Source | WBAHP: Heat Pump Packaged Unit | Heat Pump | 208 | 1 |  |  |  | Variable-Speed |  |  |  | 42600 | 2290 | 18.6 |  | 51800 | 2265 | 6.7 |  | Federally-Regulated Commercial & Industrial Equipment | 07/16/2020 | 5699639 | 07/16/2020
Trane U.S. Inc. | Trane | VSHE0501 |  | Ground-Water-Source | WBAHP: Heat Pump Packaged Unit | Heat Pump | 208 | 1 |  |  |  | Variable-Speed |  |  |  | 56200 | 2161 | 26 |  | 52500 | 3016 | 5.1 |  | Non Federally-Regulated | 07/16/2020 | 5699652 | 07/16/2020
Trane U.S. Inc. | Trane | VSHE0334 |  | Water-Source | WBAHP: Heat Pump Packaged Unit | Heat Pump | 460 | 3 |  |  |  | Variable-Speed |  |  |  | 33800 | 2140 | 15.79 |  | 40200 | 2013 | 5.9 |  | Federally-Regulated Commercial & Industrial Equipment | 07/16/2020 | 5699637 | 07/16/2020
Trane U.S. Inc. | Trane | VSHE0241 |  | Ground-Source | WBAHP: Heat Pump Packaged Unit | Heat Pump | 208 | 1 |  |  |  | Variable-Speed |  |  |  | 26200 | 1200 | 21.82 |  | 18500 | 1246 | 4.4 |  | Non Federally-Regulated | 07/16/2020 | 5699628 | 07/16/2020
Trane U.S. Inc. | Trane | GEVE0120 |  | Water-Source | WBAHP: Heat Pump Packaged Unit | Heat Pump | 115 | 1 |  |  |  | Single-Speed |  |  |  | 11600 | 878 | 13.2 |  | 14900 | 911 | 4.8 |  | Federally-Regulated Commercial & Industrial Equipment | 07/16/2020 | 4659983 | 07/16/2020
Trane U.S. Inc. | Trane | VSHE0244 |  | Water-Source | WBAHP: Heat Pump Packaged Unit | Heat Pump | 460 | 3 |  |  |  | Variable-Speed |  |  |  | 25100 | 1371 | 18.3 |  | 30300 | 1378 | 6.4 |  | Federally-Regulated Commercial & Industrial Equipment | 07/16/2020 | 5699633 | 07/16/2020
Trane U.S. Inc. | Trane | GEHE0127 |  | Ground-Water-Source | WBAHP: Heat Pump Packaged Unit | Heat Pump | 265 | 1 |  |  |  | Single-Speed |  |  |  | 12700 | 673 | 18.86 |  | 12000 | 874 | 4 |  | Non Federally-Regulated | 07/16/2020 | 4659862 | 07/16/2020
Trane U.S. Inc. | Trane | GEHE0120 |  | Water-Source | WBAHP: Heat Pump Packaged Unit | Heat Pump | 115 | 1 |  |  |  | Single-Speed |  |  |  | 11700 | 886 | 13.2 |  | 14600 | 912 | 4.7 |  | Federally-Regulated Commercial & Industrial Equipment | 07/16/2020 | 4659861 | 07/16/2020
Trane U.S. Inc. | Trane | VSVE0244 |  | Water-Source | WBAHP: Heat Pump Packaged Unit | Heat Pump | 460 | 3 |  |  |  | Variable-Speed |  |  |  | 24600 | 1334 | 18.44 |  | 30300 | 1455 | 6.1 |  | Federally-Regulated Commercial & Industrial Equipment | 07/16/2020 | 4947180 | 07/16/2020
Trane U.S. Inc. | Trane | VSHE0504 |  | Water-Source | WBAHP: Heat Pump Packaged Unit | Heat Pump | 460 | 3 |  |  |  | Variable-Speed |  |  |  | 50200 | 3042 | 16.5 |  | 64400 | 3254 | 5.8 |  | Federally-Regulated Commercial & Industrial Equipment | 07/16/2020 | 5699654 | 07/16/2020
Trane U.S. Inc. | Trane | VSHE0331 |  | Ground-Source | WBAHP: Heat Pump Packaged Unit | Heat Pump | 208 | 1 |  |  |  | Variable-Speed |  |  |  | 35300 | 1907 | 18.51 |  | 24700 | 1765 | 4.1 |  | Non Federally-Regulated | 07/16/2020 | 5699634 | 07/16/2020
Trane U.S. Inc. | Trane | VSHE0421 |  | Ground-Water-Source | WBAHP: Heat Pump Packaged Unit | Heat Pump | 208 | 1 |  |  |  | Variable-Speed |  |  |  | 47300 | 1530 | 30.9 |  | 42000 | 2198 | 5.6 |  | Non Federally-Regulated | 07/16/2020 | 5699639 | 07/16/2020
Trane U.S. Inc. | Trane | VSVE0421 |  | Ground-Source | WBAHP: Heat Pump Packaged Unit | Heat Pump | 208 | 1 |  |  |  | Variable-Speed |  |  |  | 46200 | 2097 | 22.03 |  | 31900 | 2349 | 4 |  | Non Federally-Regulated | 07/16/2020 | 5699505 | 07/16/2020
Trane U.S. Inc. | Trane | EXVF0121 |  | Ground-Source | WBAHP: Heat Pump Packaged Unit | Heat Pump | 208 | 1 |  |  |  | Single-Speed |  |  |  | 13100 | 719 | 18.2 |  | 9400 | 736 | 3.7 |  | Non Federally-Regulated | 07/16/2020 | 6966727 | 07/16/2020
Trane U.S. Inc. | Trane | EXVF0121 |  | Water-Source | WBAHP: Heat Pump Packaged Unit | Heat Pump | 208 | 1 |  |  |  | Single-Speed |  |  |  | 12400 | 806 | 15.37 |  | 15100 | 855 | 5.2 |  | Federally-Regulated Commercial & Industrial Equipment | 07/16/2020 | 6966727 | 07/16/2020
Trane U.S. Inc. | Trane | VSVE0421 |  | Ground-Water-Source | WBAHP: Heat Pump Packaged Unit | Heat Pump | 208 | 1 |  |  |  | Variable-Speed |  |  |  | 50100 | 1543 | 32.46 |  | 43600 | 2515 | 5.1 |  | Non Federally-Regulated | 07/16/2020 | 5699505 | 07/16/2020
Trane U.S. Inc. | Trane | VSVE0501 |  | Water-Source | WBAHP: Heat Pump Packaged Unit | Heat Pump | 208 | 1 |  |  |  | Variable-Speed |  |  |  | 51200 | 3256 | 15.72 |  | 68800 | 3790 | 5.3 |  | Federally-Regulated Commercial & Industrial Equipment | 07/16/2020 | 4947240 | 07/16/2020
Trane U.S. Inc. | Trane | VSHE0501 |  | Ground-Source | WBAHP: Heat Pump Packaged Unit | Heat Pump | 208 | 1 |  |  |  | Variable-Speed |  |  |  | 52400 | 2715 | 19.3 |  | 40100 | 2798 | 4.2 |  | Non Federally-Regulated | 07/16/2020 | 5699652 | 07/16/2020
Trane U.S. Inc. | Trane | VSHE0424 |  | Water-Source | WBAHP: Heat Pump Packaged Unit | Heat Pump | 460 | 3 |  |  |  | Variable-Speed |  |  |  | 42600 | 2290 | 18.6 |  | 51800 | 2265 | 6.7 |  | Federally-Regulated Commercial & Industrial Equipment | 07/16/2020 | 5699650 | 07/16/2020
Trane U.S. Inc. | Trane | VSHE0424 |  | Ground-Water-Source | WBAHP: Heat Pump Packaged Unit | Heat Pump | 460 | 3 |  |  |  | Variable-Speed |  |  |  | 47300 | 1530 | 30.9 |  | 42000 | 2198 | 5.6 |  | Non Federally-Regulated | 07/16/2020 | 5699650 | 07/16/2020
Trane U.S. Inc. | Trane | VSVE0601 |  | Ground-Source | WBAHP: Heat Pump Packaged Unit | Heat Pump | 208 | 1 |  |  |  | Variable-Speed |  |  |  | 64600 | 3530 | 18.3 |  | 50000 | 3663 | 4 |  | Non Federally-Regulated | 07/16/2020 | 5699527 | 07/16/2020
Trane U.S. Inc. | Trane | VSHE0244 |  | Ground-Source | WBAHP: Heat Pump Packaged Unit | Heat Pump | 460 | 3 |  |  |  | Variable-Speed |  |  |  | 26200 | 1200 | 21.82 |  | 18500 | 1246 | 4.4 |  | Non Federally-Regulated | 07/16/2020 | 5699633 | 07/16/2020
Trane U.S. Inc. | Trane | VSVE0504 |  | Ground-Water-Source | WBAHP: Heat Pump Packaged Unit | Heat Pump | 460 | 3 |  |  |  | Variable-Speed |  |  |  | 57800 | 2206 | 26.19 |  | 54600 | 3493 | 4.6 |  | Non Federally-Regulated | 07/16/2020 | 4947242 | 07/16/2020
Trane U.S. Inc. | Trane | GEVE0120 |  | Ground-Source | WBAHP: Heat Pump Packaged Unit | Heat Pump | 115 | 1 |  |  |  | Single-Speed |  |  |  | 12000 | 805 | 14.9 |  | 9400 | 822 | 3.4 |  | Non Federally-Regulated | 07/16/2020 | 4659983 | 07/16/2020
Trane U.S. Inc. | Trane | VSHE0334 |  | Ground-Water-Source | WBAHP: Heat Pump Packaged Unit | Heat Pump | 460 | 3 |  |  |  | Variable-Speed |  |  |  | 37900 | 1515 | 25.01 |  | 32300 | 1900 | 5 |  | Non Federally-Regulated | 07/16/2020 | 5699637 | 07/16/2020
Trane U.S. Inc. | Trane | VSHE0504 |  | Ground-Water-Source | WBAHP: Heat Pump Packaged Unit | Heat Pump | 460 | 3 |  |  |  | Variable-Speed |  |  |  | 56200 | 2161 | 26 |  | 52500 | 3016 | 5.1 |  | Non Federally-Regulated | 07/16/2020 | 5699654 | 07/16/2020
Trane U.S. Inc. | Trane | VSVE0604 |  | Water-Source | WBAHP: Heat Pump Packaged Unit | Heat Pump | 460 | 3 |  |  |  | Variable-Speed |  |  |  | 61800 | 3961 | 15.6 |  | 81200 | 4326 | 5.5 |  | Federally-Regulated Commercial & Industrial Equipment | 07/16/2020 | 5699535 | 07/16/2020
Trane U.S. Inc. | Trane | VSVE0421 |  | Water-Source | WBAHP: Heat Pump Packaged Unit | Heat Pump | 208 | 1 |  |  |  | Variable-Speed |  |  |  | 44100 | 2416 | 18.25 |  | 54700 | 2694 | 6 |  | Federally-Regulated Commercial & Industrial Equipment | 07/16/2020 | 5699505 | 07/16/2020
Trane U.S. Inc. | Trane | VSHE0424 |  | Ground-Source | WBAHP: Heat Pump Packaged Unit | Heat Pump | 460 | 3 |  |  |  | Variable-Speed |  |  |  | 44600 | 2027 | 22 |  | 31500 | 2051 | 4.5 |  | Non Federally-Regulated | 07/16/2020 | 5699650 | 07/16/2020
Trane U.S. Inc. | Trane | GEHE0120 |  | Ground-Source | WBAHP: Heat Pump Packaged Unit | Heat Pump | 115 | 1 |  |  |  | Single-Speed |  |  |  | 12000 | 826 | 14.52 |  | 9300 | 836 | 3.3 |  | Non Federally-Regulated | 07/16/2020 | 4659861 | 07/16/2020
Trane U.S. Inc. | Trane | VSHE0244 |  | Ground-Water-Source | WBAHP: Heat Pump Packaged Unit | Heat Pump | 460 | 3 |  |  |  | Variable-Speed |  |  |  | 28400 | 894 | 31.76 |  | 24300 | 1336 | 5.3 |  | Non Federally-Regulated | 07/16/2020 | 5699633 | 07/16/2020
Trane U.S. Inc. | Trane | GEVE0127 |  | Ground-Water-Source | WBAHP: Heat Pump Packaged Unit | Heat Pump | 265 | 1 |  |  |  | Single-Speed |  |  |  | 12800 | 652 | 19.61 |  | 12200 | 867 | 4.1 |  | Non Federally-Regulated | 07/16/2020 | 4659985 | 07/16/2020
Trane U.S. Inc. | Trane | VSVE0501 |  | Ground-Source | WBAHP: Heat Pump Packaged Unit | Heat Pump | 208 | 1 |  |  |  | Variable-Speed |  |  |  | 54100 | 2883 | 18.76 |  | 41400 | 3235 | 3.8 |  | Non Federally-Regulated | 07/16/2020 | 4947240 | 07/16/2020
Trane U.S. Inc. | Trane | GEHE0120 |  | Ground-Water-Source | WBAHP: Heat Pump Packaged Unit | Heat Pump | 115 | 1 |  |  |  | Single-Speed |  |  |  | 12700 | 673 | 18.86 |  | 12000 | 874 | 4 |  | Non Federally-Regulated | 07/16/2020 | 4659861 | 07/16/2020
Trane U.S. Inc. | Trane | GEVE0127 |  | Water-Source | WBAHP: Heat Pump Packaged Unit | Heat Pump | 265 | 1 |  |  |  | Single-Speed |  |  |  | 11600 | 878 | 13.2 |  | 14900 | 911 | 4.8 |  | Federally-Regulated Commercial & Industrial Equipment | 07/16/2020 | 4659985 | 07/16/2020
Trane U.S. Inc. | Trane | VSHE0334 |  | Ground-Source | WBAHP: Heat Pump Packaged Unit | Heat Pump | 460 | 3 |  |  |  | Variable-Speed |  |  |  | 35300 | 1907 | 18.51 |  | 24700 | 1765 | 4.1 |  | Non Federally-Regulated | 07/16/2020 | 5699637 | 07/16/2020
Trane U.S. Inc. | Trane | VSHE0331 |  | Water-Source | WBAHP: Heat Pump Packaged Unit | Heat Pump | 208 | 1 |  |  |  | Variable-Speed |  |  |  | 33800 | 2140 | 15.79 |  | 40200 | 2013 | 5.9 |  | Federally-Regulated Commercial & Industrial Equipment | 07/16/2020 | 5699634 | 07/16/2020
Trane U.S. Inc. | Trane | EXVF0121 |  | Ground-Water-Source | WBAHP: Heat Pump Packaged Unit | Heat Pump | 208 | 1 |  |  |  | Single-Speed |  |  |  | 14200 | 559 | 25.37 |  | 12400 | 807 | 4.5 |  | Non Federally-Regulated | 07/16/2020 | 6966727 | 07/16/2020
Trane U.S. Inc. | Trane | VSVE0241 |  | Ground-Source | WBAHP: Heat Pump Packaged Unit | Heat Pump | 208 | 1 |  |  |  | Variable-Speed |  |  |  | 25900 | 1160 | 22.32 |  | 18400 | 1293 | 4.2 |  | Non Federally-Regulated | 07/16/2020 | 4947178 | 07/16/2020
Trane U.S. Inc. | Trane | GEHE0127 |  | Water-Source | WBAHP: Heat Pump Packaged Unit | Heat Pump | 265 | 1 |  |  |  | Single-Speed |  |  |  | 11700 | 886 | 13.2 |  | 14600 | 912 | 4.7 |  | Federally-Regulated Commercial & Industrial Equipment | 07/16/2020 | 4659862 | 07/16/2020
Trane U.S. Inc. | Trane | GEVE0127 |  | Ground-Source | WBAHP: Heat Pump Packaged Unit | Heat Pump | 265 | 1 |  |  |  | Single-Speed |  |  |  | 12000 | 805 | 14.9 |  | 9400 | 822 | 3.4 |  | Non Federally-Regulated | 07/16/2020 | 4659985 | 07/16/2020
Trane U.S. Inc. | Trane | VSHE0241 |  | Water-Source | WBAHP: Heat Pump Packaged Unit | Heat Pump | 208 | 1 |  |  |  | Variable-Speed |  |  |  | 25100 | 1371 | 18.3 |  | 30300 | 1378 | 6.4 |  | Federally-Regulated Commercial & Industrial Equipment | 07/16/2020 | 5699628 | 07/16/2020
Trane U.S. Inc. | Trane | VSVE0424 |  | Ground-Water-Source | WBAHP: Heat Pump Packaged Unit | Heat Pump | 460 | 3 |  |  |  | Variable-Speed |  |  |  | 50100 | 1543 | 32.46 |  | 43600 | 2515 | 5.1 |  | Non Federally-Regulated | 07/16/2020 | 5699526 | 07/16/2020
Trane U.S. Inc. | Trane | GEVE0120 |  | Ground-Water-Source | WBAHP: Heat Pump Packaged Unit | Heat Pump | 115 | 1 |  |  |  | Single-Speed |  |  |  | 12800 | 652 | 19.61 |  | 12200 | 867 | 4.1 |  | Non Federally-Regulated | 07/16/2020 | 4659983 | 07/16/2020
Trane U.S. Inc. | Trane | VSVE0241 |  | Water-Source | WBAHP: Heat Pump Packaged Unit | Heat Pump | 208 | 1 |  |  |  | Variable-Speed |  |  |  | 24600 | 1334 | 18.44 |  | 30300 | 1455 | 6.1 |  | Federally-Regulated Commercial & Industrial Equipment | 07/16/2020 | 4947178 | 07/16/2020
Trane U.S. Inc. | Trane | VSHE0504 |  | Ground-Source | WBAHP: Heat Pump Packaged Unit | Heat Pump | 460 | 3 |  |  |  | Variable-Speed |  |  |  | 52400 | 2715 | 19.3 |  | 40100 | 2798 | 4.2 |  | Non Federally-Regulated | 07/16/2020 | 5699654 | 07/16/2020
Waterfurnace International, Inc. | SYNERGY 3D | SDV038H1*(1,2) |  | Ground-Source | WBAHP: Heat Pump Packaged Unit | Heat Pump | 208 | 1 |  |  |  | Dual-Speed |  |  |  | 36000 | 1925 | 18.7 | 13.4 | 27400 | 2059 | 3.9 | 3.1 | Non Federally-Regulated | 10/10/2017 |  | 07/16/2020
Waterfurnace International, Inc. | SYNERGY 3D | SDV038H1*(1,2) |  | Ground-Water-Source | WBAHP: Heat Pump Packaged Unit | Heat Pump | 230 | 1 |  |  |  | Dual-Speed |  |  |  | 38200 | 1605 | 23.8 | 16.2 | 33200 | 2162 | 4.5 | 3.6 | Non Federally-Regulated | 10/10/2017 |  | 07/16/2020
Waterfurnace International, Inc. | SYNERGY 3D | SDV038H1*(1,2) |  | Ground-Water-Source | WBAHP: Heat Pump Packaged Unit | Heat Pump | 208 | 1 |  |  |  | Dual-Speed |  |  |  | 38200 | 1605 | 23.8 | 16.2 | 33200 | 2162 | 4.5 | 3.6 | Non Federally-Regulated | 10/10/2017 |  | 07/16/2020
Waterfurnace International, Inc. | SYNERGY 3D | SDV038H1*(1,2) |  | Ground-Source | WBAHP: Heat Pump Packaged Unit | Heat Pump | 230 | 1 |  |  |  | Dual-Speed |  |  |  | 36000 | 1925 | 18.7 | 13.4 | 27400 | 2059 | 3.9 | 3.1 | Non Federally-Regulated | 10/10/2017 |  | 07/16/2020
Waterfurnace International, Inc. | MAGNOLIA PLUS | 12(1,2)A036 |  | Ground-Source | WBAHP: Heat Pump Packaged Unit | Heat Pump | 208 | 1 |  |  |  | Dual-Speed |  |  |  | 35100 | 2264 | 15.5 | 13.4 | 26000 | 2116 | 3.6 | 3.1 | Non Federally-Regulated | 12/06/2019 |  | 07/16/2020
Waterfurnace International, Inc. | MAGNOLIA PLUS | 12(1,2)A024 |  | Water-Source | WBAHP: Heat Pump Packaged Unit | Heat Pump | 208 | 1 |  |  |  | Dual-Speed |  |  |  | 22000 | 1582 | 13.9 | 11.2 | 28300 | 1692 | 4.9 | 4.2 | Federally-Regulated Commercial & Industrial Equipment | 12/06/2019 |  | 07/16/2020
Waterfurnace International, Inc. | MAGNOLIA PLUS | 12(1,2)A072 |  | Water-Source | WBAHP: Heat Pump Packaged Unit | Heat Pump | 230 | 1 |  |  |  | Dual-Speed |  |  |  | 64400 | 4472 | 14.4 | 11.2 | 82800 | 5392 | 4.5 | 4.2 | Federally-Regulated Commercial & Industrial Equipment | 02/16/2016 |  | 07/16/2020
Waterfurnace International, Inc. | MAGNOLIA PLUS | 12(1,2)A036 |  | Ground-Water-Source | WBAHP: Heat Pump Packaged Unit | Heat Pump | 230 | 1 |  |  |  | Dual-Speed |  |  |  | 38000 | 1928 | 19.7 | 16.2 | 35500 | 2477 | 4.2 | 3.6 | Non Federally-Regulated | 02/16/2016 |  | 07/16/2020
Waterfurnace International, Inc. | MAGNOLIA PLUS | 12(1,2)A036 |  | Water-Source | WBAHP: Heat Pump Packaged Unit | Heat Pump | 208 | 1 |  |  |  | Dual-Speed |  |  |  | 33700 | 2496 | 13.5 | 11.2 | 42500 | 2650 | 4.7 | 4.2 | Federally-Regulated Commercial & Industrial Equipment | 12/06/2019 |  | 07/16/2020
Waterfurnace International, Inc. | MAGNOLIA PLUS | 12(1,2)A024 |  | Ground-Source | WBAHP: Heat Pump Packaged Unit | Heat Pump | 230 | 1 |  |  |  | Dual-Speed |  |  |  | 23100 | 1480 | 15.6 | 13.4 | 18900 | 1457 | 3.8 | 3.1 | Non Federally-Regulated | 02/16/2016 |  | 07/16/2020
Waterfurnace International, Inc. | MAGNOLIA PLUS | 12(1,2)A036 |  | Ground-Source | WBAHP: Heat Pump Packaged Unit | Heat Pump | 230 | 1 |  |  |  | Dual-Speed |  |  |  | 35100 | 2264 | 15.5 | 13.4 | 26000 | 2116 | 3.6 | 3.1 | Non Federally-Regulated | 02/16/2016 |  | 07/16/2020
Waterfurnace International, Inc. | MAGNOLIA PLUS | 12(1,2)A024 |  | Ground-Water-Source | WBAHP: Heat Pump Packaged Unit | Heat Pump | 230 | 1 |  |  |  | Dual-Speed |  |  |  | 25100 | 1218 | 20.6 | 16.2 | 23500 | 1565 | 4.4 | 3.6 | Non Federally-Regulated | 02/16/2016 |  | 07/16/2020
Waterfurnace International, Inc. | MAGNOLIA PLUS | 12(1,2)A072 |  | Water-Source | WBAHP: Heat Pump Packaged Unit | Heat Pump | 208 | 1 |  |  |  | Dual-Speed |  |  |  | 64400 | 4472 | 14.4 | 11.2 | 82800 | 5392 | 4.5 | 4.2 | Federally-Regulated Commercial & Industrial Equipment | 12/06/2019 |  | 07/16/2020
Waterfurnace International, Inc. | MAGNOLIA PLUS | 12(1,2)A024 |  | Ground-Water-Source | WBAHP: Heat Pump Packaged Unit | Heat Pump | 208 | 1 |  |  |  | Dual-Speed |  |  |  | 25100 | 1218 | 20.6 | 16.2 | 23500 | 1565 | 4.4 | 3.6 | Non Federally-Regulated | 12/06/2019 |  | 07/16/2020
Waterfurnace International, Inc. | MAGNOLIA PLUS | 12(1,2)A024 |  | Water-Source | WBAHP: Heat Pump Packaged Unit | Heat Pump | 230 | 1 |  |  |  | Dual-Speed |  |  |  | 22000 | 1582 | 13.9 | 11.2 | 28300 | 1692 | 4.9 | 4.2 | Federally-Regulated Commercial & Industrial Equipment | 02/16/2016 |  | 07/16/2020
Waterfurnace International, Inc. | MAGNOLIA PLUS | 12(1,2)A024 |  | Ground-Source | WBAHP: Heat Pump Packaged Unit | Heat Pump | 208 | 1 |  |  |  | Dual-Speed |  |  |  | 23100 | 1480 | 15.6 | 13.4 | 18900 | 1457 | 3.8 | 3.1 | Non Federally-Regulated | 12/06/2019 |  | 07/16/2020
Waterfurnace International, Inc. | MAGNOLIA PLUS | 12(1,2)A036 |  | Water-Source | WBAHP: Heat Pump Packaged Unit | Heat Pump | 230 | 1 |  |  |  | Dual-Speed |  |  |  | 33700 | 2496 | 13.5 | 11.2 | 42500 | 2650 | 4.7 | 4.2 | Federally-Regulated Commercial & Industrial Equipment | 02/16/2016 |  | 07/16/2020
Waterfurnace International, Inc. | MAGNOLIA PLUS | 12(1,2)A036 |  | Ground-Water-Source | WBAHP: Heat Pump Packaged Unit | Heat Pump | 208 | 1 |  |  |  | Dual-Speed |  |  |  | 38000 | 1928 | 19.7 | 16.2 | 35500 | 2477 | 4.2 | 3.6 | Non Federally-Regulated | 12/06/2019 |  | 07/16/2020
Waterfurnace International, Inc. | VERSATEC ULTRA SERIES | USH023**3*1 |  | Ground-Source | WBAHP: Heat Pump Packaged Unit | Heat Pump | 208 | 3 |  |  |  | Single-Speed |  |  |  | 23900 | 1405 | 17 |  | 17000 | 1383 | 3.6 |  | Non Federally-Regulated | 07/16/2020 | 3628411 | 07/16/2020
Waterfurnace International, Inc. | VERSATEC ULTRA SERIES | USV/USH036**0*1 |  | Ground-Source | WBAHP: Heat Pump Packaged Unit | Heat Pump | 208 | 1 |  |  |  | Single-Speed |  |  |  | 34500 | 1994 | 17.3 |  | 26000 | 2116 | 3.6 |  | Non Federally-Regulated | 07/16/2020 | 3628409 | 07/16/2020
Waterfurnace International, Inc. | VERSATEC ULTRA SERIES | USV/USH048**0*1 |  | Water-Source | WBAHP: Heat Pump Packaged Unit | Heat Pump | 208 | 1 |  |  |  | Single-Speed |  |  |  | 47700 | 3077 | 15.5 |  | 56000 | 3419 | 4.8 |  | Federally-Regulated Commercial & Industrial Equipment | 07/16/2020 | 3628363 | 07/16/2020
Waterfurnace International, Inc. | VERSATEC ULTRA SERIES | USH023**3*1 |  | Ground-Water-Source | WBAHP: Heat Pump Packaged Unit | Heat Pump | 208 | 3 |  |  |  | Single-Speed |  |  |  | 25400 | 1104 | 23 |  | 21900 | 1492 | 4.3 |  | Non Federally-Regulated | 07/16/2020 | 3628411 | 07/16/2020
Waterfurnace International, Inc. | VERSATEC ULTRA SERIES | USV/USH036**0*1 |  | Water-Source | WBAHP: Heat Pump Packaged Unit | Heat Pump | 208 | 1 |  |  |  | Single-Speed |  |  |  | 33300 | 2220 | 15 |  | 40600 | 2478 | 4.8 |  | Federally-Regulated Commercial & Industrial Equipment | 07/16/2020 | 3628409 | 07/16/2020
Waterfurnace International, Inc. | VERSATEC ULTRA SERIES | USV/USH048**0*1 |  | Ground-Water-Source | WBAHP: Heat Pump Packaged Unit | Heat Pump | 208 | 1 |  |  |  | Single-Speed |  |  |  | 52000 | 2222 | 23.4 |  | 45900 | 3202 | 4.2 |  | Non Federally-Regulated | 07/16/2020 | 3628363 | 07/16/2020
Waterfurnace International, Inc. | VERSATEC ULTRA SERIES | USV/USH036**0*1 |  | Ground-Water-Source | WBAHP: Heat Pump Packaged Unit | Heat Pump | 208 | 1 |  |  |  | Single-Speed |  |  |  | 37700 | 1639 | 23 |  | 33000 | 2249 | 4.3 |  | Non Federally-Regulated | 07/16/2020 | 3628409 | 07/16/2020
Waterfurnace International, Inc. | VERSATEC ULTRA SERIES | USV/USH048**0*1 |  | Ground-Source | WBAHP: Heat Pump Packaged Unit | Heat Pump | 208 | 1 |  |  |  | Single-Speed |  |  |  | 49500 | 2734 | 18.1 |  | 36900 | 3004 | 3.6 |  | Non Federally-Regulated | 07/16/2020 | 3628363 | 07/16/2020
Waterfurnace International, Inc. | VERSATEC ULTRA SERIES | USH023**3*1 |  | Water-Source | WBAHP: Heat Pump Packaged Unit | Heat Pump | 208 | 3 |  |  |  | Single-Speed |  |  |  | 23000 | 1533 | 15 |  | 26000 | 1621 | 4.7 |  | Federally-Regulated Commercial & Industrial Equipment | 07/16/2020 | 3628411 | 07/16/2020
Waterfurnace International, Inc. | ASTON COMPACT | GBV/GBH060**0*1 |  | Water-Source | WBAHP: Heat Pump Packaged Unit | Heat Pump | 208 | 1 |  |  |  | Single-Speed |  |  |  | 61100 | 3725 | 16.4 |  | 74100 | 3948 | 5.5 |  | Federally-Regulated Commercial & Industrial Equipment | 07/16/2020 | 6501977 | 07/16/2020
AAON, Inc. | AAON, Inc. | M2-005-1-H-DCBC-S0-10-000-A |  | Water-Source | WBAHP: Heat Pump Packaged Unit | Both Heat Pump and Electric Re | 208 | 1 |  |  |  | Single-Speed |  |  |  | 58900 | 3681 | 16 | 11.2 | 57700 | 3676 | 4.6 | 4.2 | Federally-Regulated Commercial & Industrial Equipment | 05/06/2020 | 202330548 | 07/16/2020
AAON, Inc. | AAON, Inc. | M2-005-2-H-BCAC-V0-10-000-A |  | Water-Source | WBAHP: Heat Pump Packaged Unit | Both Heat Pump and Electric Re | 208 | 3 |  |  |  | Single-Speed |  |  |  | 60400 | 4108 | 14.7 | 11.2 | 52000 | 3544 | 4.3 | 4.2 | Federally-Regulated Commercial & Industrial Equipment | 05/06/2020 | 202330549 | 07/16/2020
AAON, Inc. | AAON, Inc. | M2-005-4-H-BCBC-V0-10-000-A |  | Water-Source | WBAHP: Heat Pump Packaged Unit | Both Heat Pump and Electric Re | 575 | 3 |  |  |  | Single-Speed |  |  |  | 63200 | 4213 | 15 | 11.2 | 52600 | 3585 | 4.3 | 4.2 | Federally-Regulated Commercial & Industrial Equipment | 05/06/2020 | 202330558 | 07/16/2020
AAON, Inc. | AAON, Inc. | M2-005-4-H-DCAC-S0-10-000-A |  | Water-Source | WBAHP: Heat Pump Packaged Unit | Both Heat Pump and Electric Re | 575 | 3 |  |  |  | Single-Speed |  |  |  | 56600 | 3582 | 15.8 | 11.2 | 57100 | 3803 | 4.4 | 4.2 | Federally-Regulated Commercial & Industrial Equipment | 05/06/2020 | 202330559 | 07/16/2020
AAON, Inc. | AAON, Inc. | M2-005-2-H-DCAC-S0-10-000-A |  | Water-Source | WBAHP: Heat Pump Packaged Unit | Both Heat Pump and Electric Re | 208 | 3 |  |  |  | Single-Speed |  |  |  | 56600 | 3582 | 15.8 | 11.2 | 57100 | 3803 | 4.4 | 4.2 | Federally-Regulated Commercial & Industrial Equipment | 05/06/2020 | 202330551 | 07/16/2020
AAON, Inc. | AAON, Inc. | M2-003-3-H-DCBC-S0-10-000-A |  | Ground-Source | WBAHP: Heat Pump Packaged Unit | Both Heat Pump and Electric Re | 460 | 3 |  |  |  | Single-Speed |  |  |  | 33300 | 2328 | 14.3 | 13.4 | 26300 | 2335 | 3.3 | 3.1 | Non Federally-Regulated | 11/13/2018 |  | 07/16/2020
AAON, Inc. | AAON, Inc. | M2-005-4-H-DCAC-S0-10-000-A |  | Ground-Water-Source | WBAHP: Heat Pump Packaged Unit | Both Heat Pump and Electric Re | 575 | 3 |  |  |  | Single-Speed |  |  |  | 62100 | 2620 | 23.7 | 16.2 | 50000 | 3574 | 4.1 | 3.6 | Non Federally-Regulated | 05/06/2020 | 202330559 | 07/16/2020
AAON, Inc. | AAON, Inc. | M2-005-3-H-DCAC-S0-10-000-A |  | Ground-Water-Source | WBAHP: Heat Pump Packaged Unit | Both Heat Pump and Electric Re | 460 | 3 |  |  |  | Single-Speed |  |  |  | 62100 | 2620 | 23.7 | 16.2 | 50000 | 3574 | 4.1 | 3.6 | Non Federally-Regulated | 05/06/2020 | 202330555 | 07/16/2020
AAON, Inc. | AAON, Inc. | M2-005-3-H-DCAC-S0-10-000-A |  | Ground-Source | WBAHP: Heat Pump Packaged Unit | Both Heat Pump and Electric Re | 460 | 3 |  |  |  | Single-Speed |  |  |  | 57900 | 3181 | 18.2 | 13.4 | 37700 | 3463 | 3.2 | 3.1 | Non Federally-Regulated | 05/06/2020 | 202330555 | 07/16/2020
AAON, Inc. | AAON, Inc. | M2-005-4-H-DCAC-S0-10-000-A |  | Ground-Source | WBAHP: Heat Pump Packaged Unit | Both Heat Pump and Electric Re | 575 | 3 |  |  |  | Single-Speed |  |  |  | 57900 | 3181 | 18.2 | 13.4 | 37700 | 3463 | 3.2 | 3.1 | Non Federally-Regulated | 05/06/2020 | 202330559 | 07/16/2020
AAON, Inc. | AAON, Inc. | M2-005-1-H-BCAC-V0-10-000-A |  | Water-Source | WBAHP: Heat Pump Packaged Unit | Both Heat Pump and Electric Re | 208 | 1 |  |  |  | Single-Speed |  |  |  | 60400 | 4108 | 14.7 | 11.2 | 52000 | 3544 | 4.3 | 4.2 | Federally-Regulated Commercial & Industrial Equipment | 05/06/2020 | 202330545 | 07/16/2020
AAON, Inc. | AAON, Inc. | M2-005-3-H-DCAC-S0-10-000-A |  | Water-Source | WBAHP: Heat Pump Packaged Unit | Both Heat Pump and Electric Re | 460 | 3 |  |  |  | Single-Speed |  |  |  | 56600 | 3582 | 15.8 | 11.2 | 57100 | 3803 | 4.4 | 4.2 | Federally-Regulated Commercial & Industrial Equipment | 05/06/2020 | 202330555 | 07/16/2020
AAON, Inc. | AAON, Inc. | M2-003-3-H-DCAC-S0-10-000-A |  | Ground-Source | WBAHP: Heat Pump Packaged Unit | Both Heat Pump and Electric Re | 460 | 3 |  |  |  | Single-Speed |  |  |  | 32400 | 1928 | 16.8 | 13.4 | 26200 | 2326 | 3.3 | 3.1 | Non Federally-Regulated | 11/13/2018 |  | 07/16/2020
AAON, Inc. | AAON, Inc. | M2-005-2-H-DCBC-S0-10-000-A |  | Water-Source | WBAHP: Heat Pump Packaged Unit | Both Heat Pump and Electric Re | 208 | 3 |  |  |  | Single-Speed |  |  |  | 58900 | 3681 | 16 | 11.2 | 57700 | 3676 | 4.6 | 4.2 | Federally-Regulated Commercial & Industrial Equipment | 05/06/2020 | 202330552 | 07/16/2020
AAON, Inc. | AAON, Inc. | M2-005-1-H-DCAC-S0-10-000-A |  | Ground-Water-Source | WBAHP: Heat Pump Packaged Unit | Both Heat Pump and Electric Re | 208 | 1 |  |  |  | Single-Speed |  |  |  | 62100 | 2620 | 23.7 | 16.2 | 50000 | 3574 | 4.1 | 3.6 | Non Federally-Regulated | 05/06/2020 | 202330547 | 07/16/2020
AAON, Inc. | AAON, Inc. | M2-005-1-H-DCAC-S0-10-000-A |  | Water-Source | WBAHP: Heat Pump Packaged Unit | Both Heat Pump and Electric Re | 208 | 1 |  |  |  | Single-Speed |  |  |  | 56600 | 3582 | 15.8 | 11.2 | 57100 | 3803 | 4.4 | 4.2 | Federally-Regulated Commercial & Industrial Equipment | 05/06/2020 | 202330547 | 07/16/2020
AAON, Inc. | AAON, Inc. | M2-003-4-H-DCBC-S0-10-000-A |  | Ground-Source | WBAHP: Heat Pump Packaged Unit | Both Heat Pump and Electric Re | 575 | 3 |  |  |  | Single-Speed |  |  |  | 33300 | 2328 | 14.3 | 13.4 | 26300 | 2335 | 3.3 | 3.1 | Non Federally-Regulated | 11/13/2018 |  | 07/16/2020
AAON, Inc. | AAON, Inc. | M2-005-3-H-DCBC-S0-10-000-A |  | Water-Source | WBAHP: Heat Pump Packaged Unit | Both Heat Pump and Electric Re | 460 | 3 |  |  |  | Single-Speed |  |  |  | 58900 | 3681 | 16 | 11.2 | 57700 | 3676 | 4.6 | 4.2 | Federally-Regulated Commercial & Industrial Equipment | 05/06/2020 | 202330556 | 07/16/2020
AAON, Inc. | AAON, Inc. | M2-003-4-H-BCBC-V0-10-000-A |  | Ground-Source | WBAHP: Heat Pump Packaged Unit | Both Heat Pump and Electric Re | 575 | 3 |  |  |  | Single-Speed |  |  |  | 41900 | 2277 | 18.4 | 13.4 | 28900 | 2352 | 3.6 | 3.1 | Non Federally-Regulated | 11/13/2018 |  | 07/16/2020
AAON, Inc. | AAON, Inc. | M2-005-3-H-BCBC-V0-10-000-A |  | Water-Source | WBAHP: Heat Pump Packaged Unit | Both Heat Pump and Electric Re | 460 | 3 |  |  |  | Single-Speed |  |  |  | 63200 | 4213 | 15 | 11.2 | 52600 | 3585 | 4.3 | 4.2 | Federally-Regulated Commercial & Industrial Equipment | 05/06/2020 | 202330554 | 07/16/2020
AAON, Inc. | AAON, Inc. | M2-003-4-H-BCAC-V0-10-000-A |  | Ground-Source | WBAHP: Heat Pump Packaged Unit | Both Heat Pump and Electric Re | 575 | 3 |  |  |  | Single-Speed |  |  |  | 35200 | 2550 | 13.8 | 13.4 | 29100 | 2751 | 3.1 | 3.1 | Non Federally-Regulated | 11/13/2018 |  | 07/16/2020
AAON, Inc. | AAON, Inc. | M2-005-1-H-DCAC-S0-10-000-A |  | Ground-Source | WBAHP: Heat Pump Packaged Unit | Both Heat Pump and Electric Re | 208 | 1 |  |  |  | Single-Speed |  |  |  | 57900 | 3181 | 18.2 | 13.4 | 37700 | 3463 | 3.2 | 3.1 | Non Federally-Regulated | 05/06/2020 | 202330547 | 07/16/2020
AAON, Inc. | AAON, Inc. | M2-005-3-H-BCAC-V0-10-000-A |  | Water-Source | WBAHP: Heat Pump Packaged Unit | Both Heat Pump and Electric Re | 460 | 3 |  |  |  | Single-Speed |  |  |  | 60400 | 4108 | 14.7 | 11.2 | 52000 | 3544 | 4.3 | 4.2 | Federally-Regulated Commercial & Industrial Equipment | 05/06/2020 | 202330553 | 07/16/2020
AAON, Inc. | AAON, Inc. | M2-003-3-H-BCBC-V0-10-000-A |  | Ground-Source | WBAHP: Heat Pump Packaged Unit | Both Heat Pump and Electric Re | 460 | 3 |  |  |  | Single-Speed |  |  |  | 41900 | 2277 | 18.4 | 13.4 | 28900 | 2352 | 3.6 | 3.1 | Non Federally-Regulated | 11/13/2018 |  | 07/16/2020
AAON, Inc. | AAON, Inc. | M2-005-2-H-BCBC-V0-10-000-A |  | Water-Source | WBAHP: Heat Pump Packaged Unit | Both Heat Pump and Electric Re | 208 | 3 |  |  |  | Single-Speed |  |  |  | 63200 | 4213 | 15 | 11.2 | 52600 | 3585 | 4.3 | 4.2 | Federally-Regulated Commercial & Industrial Equipment | 05/06/2020 | 202330550 | 07/16/2020
AAON, Inc. | AAON, Inc. | M2-003-4-H-DCAC-S0-10-000-A |  | Ground-Source | WBAHP: Heat Pump Packaged Unit | Both Heat Pump and Electric Re | 575 | 3 |  |  |  | Single-Speed |  |  |  | 32400 | 1928 | 16.8 | 13.4 | 26200 | 2326 | 3.3 | 3.1 | Non Federally-Regulated | 11/13/2018 |  | 07/16/2020
AAON, Inc. | AAON, Inc. | M2-005-1-H-BCBC-V0-10-000-A |  | Water-Source | WBAHP: Heat Pump Packaged Unit | Both Heat Pump and Electric Re | 208 | 1 |  |  |  | Single-Speed |  |  |  | 63200 | 4213 | 15 | 11.2 | 52600 | 3585 | 4.3 | 4.2 | Federally-Regulated Commercial & Industrial Equipment | 05/06/2020 | 202330546 | 07/16/2020
AAON, Inc. | AAON, Inc. | M2-005-4-H-DCBC-S0-10-000-A |  | Water-Source | WBAHP: Heat Pump Packaged Unit | Both Heat Pump and Electric Re | 575 | 3 |  |  |  | Single-Speed |  |  |  | 58900 | 3681 | 16 | 11.2 | 57700 | 3676 | 4.6 | 4.2 | Federally-Regulated Commercial & Industrial Equipment | 05/06/2020 | 202330560 | 07/16/2020
AAON, Inc. | AAON, Inc. | M2-005-2-H-DCAC-S0-10-000-A |  | Ground-Source | WBAHP: Heat Pump Packaged Unit | Both Heat Pump and Electric Re | 208 | 3 |  |  |  | Single-Speed |  |  |  | 57900 | 3181 | 18.2 | 13.4 | 37700 | 3463 | 3.2 | 3.1 | Non Federally-Regulated | 05/06/2020 | 202330551 | 07/16/2020
AAON, Inc. | AAON, Inc. | M2-005-4-H-BCAC-V0-10-000-A |  | Water-Source | WBAHP: Heat Pump Packaged Unit | Both Heat Pump and Electric Re | 575 | 3 |  |  |  | Single-Speed |  |  |  | 60400 | 4108 | 14.7 | 11.2 | 52000 | 3544 | 4.3 | 4.2 | Federally-Regulated Commercial & Industrial Equipment | 05/06/2020 | 202330557 | 07/16/2020
AAON, Inc. | AAON, Inc. | M2-005-2-H-DCAC-S0-10-000-A |  | Ground-Water-Source | WBAHP: Heat Pump Packaged Unit | Both Heat Pump and Electric Re | 208 | 3 |  |  |  | Single-Speed |  |  |  | 62100 | 2620 | 23.7 | 16.2 | 50000 | 3574 | 4.1 | 3.6 | Non Federally-Regulated | 05/06/2020 | 202330551 | 07/16/2020
ClimateMaster Inc. | TRANQUILITY 16 | TCH/V036A |  | Ground-Water-Source | WBAHP: Heat Pump Packaged Unit | Heat Pump | 208 | 1 |  |  |  | Single-Speed |  |  |  | 38700 | 1869 | 20.7 |  | 37500 | 2747 | 4 |  | Non Federally-Regulated | 07/16/2020 | 7368713 | 07/16/2020
ClimateMaster Inc. | TRANQUILITY 16 | TCH/V036A |  | Water-Source | WBAHP: Heat Pump Packaged Unit | Heat Pump | 208 | 1 |  |  |  | Single-Speed |  |  |  | 34500 | 2555 | 13.5 |  | 45200 | 3010 | 4.4 |  | Federally-Regulated Commercial & Industrial Equipment | 07/16/2020 | 7368713 | 07/16/2020
ClimateMaster Inc. | TRANQUILITY 16 | TCH/V042A |  | Ground-Source | WBAHP: Heat Pump Packaged Unit | Heat Pump | 208 | 1 |  |  |  | Single-Speed |  |  |  | 40500 | 2812 | 14.4 |  | 34300 | 3046 | 3.3 |  | Non Federally-Regulated | 07/16/2020 | 7425289 | 07/16/2020
ClimateMaster Inc. | TRANQUILITY 16 | TCH/V042A |  | Ground-Water-Source | WBAHP: Heat Pump Packaged Unit | Heat Pump | 208 | 1 |  |  |  | Single-Speed |  |  |  | 45900 | 2341 | 19.6 |  | 44000 | 3393 | 3.8 |  | Non Federally-Regulated | 07/16/2020 | 7425289 | 07/16/2020
ClimateMaster Inc. | TRANQUILITY 16 | TCH/V036A |  | Ground-Source | WBAHP: Heat Pump Packaged Unit | Heat Pump | 208 | 1 |  |  |  | Single-Speed |  |  |  | 35300 | 2369 | 14.9 |  | 29600 | 2628 | 3.3 |  | Non Federally-Regulated | 07/16/2020 | 7368713 | 07/16/2020
Bard Manufacturing Company, Inc. | Bard | GTC36S2-A | GTADP-3642-* | Ground-Source | WBAH-C: Heating Only Split Sys | Heat Pump | 208 | 1 | False |  |  | Dual-Speed | [7 empty] | 29000 | 2023 | 4.2 |  | Non Federally-Regulated | 07/16/2020 | 5360714 | 07/16/2020
Bard Manufacturing Company, Inc. | Bard | GTC36S2-A | HE37942D175B2505AW/HE37942D210B2505AW | Ground-Water-Source | WBAH-C: Heating Only Split Sys | Heat Pump | 208 | 1 | False |  |  | Dual-Speed | [7 empty] | 34000 | 2054 | 4.9 |  | Non Federally-Regulated | 07/16/2020 | 5505441 | 07/16/2020
Bard Manufacturing Company, Inc. | Bard | GV27S3AA |  | Ground-Source | WBAHP: Heat Pump Packaged Unit | Both Heat Pump and Electric Re | 230 | 1 |  |  |  | Dual-Speed |  |  |  | 26600 | 1469 | 18.1 |  | 20200 | 1443 | 4.1 |  | Non Federally-Regulated | 07/16/2020 | 9951968 | 07/16/2020
Bard Manufacturing Company, Inc. | Bard | GTC36S2-A | GTADP-3642-* | Ground-Source | WBAH-C: Heating Only Split Sys | Heat Pump | 230 | 1 | False |  |  | Dual-Speed | [7 empty] | 29000 | 2023 | 4.2 |  | Non Federally-Regulated | 07/16/2020 | 5360714 | 07/16/2020
Bard Manufacturing Company, Inc. | Bard | GTC36S2-A | GTADP-3642-* | Ground-Water-Source | WBAH-C: Heating Only Split Sys | Heat Pump | 230 | 1 | False |  |  | Dual-Speed | [7 empty] | 38000 | 2227 | 5 |  | Non Federally-Regulated | 07/16/2020 | 5360714 | 07/16/2020
Bard Manufacturing Company, Inc. | Bard | GTC36S2-A | GTADP-3642-* | Ground-Water-Source | WBAH-C: Heating Only Split Sys | Heat Pump | 208 | 1 | False |  |  | Dual-Speed | [7 empty] | 38000 | 2227 | 5 |  | Non Federally-Regulated | 07/16/2020 | 5360714 | 07/16/2020
Bard Manufacturing Company, Inc. | Bard | GTC36S2-A | HE37942D175B2505AW/HE37942D210B2505AW | Ground-Source | WBAH-C: Heating Only Split Sys | Heat Pump | 208 | 1 | False |  |  | Dual-Speed | [7 empty] | 27000 | 1930 | 4.1 |  | Non Federally-Regulated | 07/16/2020 | 5505441 | 07/16/2020
Bard Manufacturing Company, Inc. | Bard | GV27S3AA |  | Ground-Water-Source | WBAHP: Heat Pump Packaged Unit | Both Heat Pump and Electric Re | 208 | 1 |  |  |  | Dual-Speed |  |  |  | 26600 | 1166 | 22.8 |  | 26200 | 1535 | 5 |  | Non Federally-Regulated | 07/16/2020 | 9951968 | 07/16/2020
Bard Manufacturing Company, Inc. | Bard | GV27S3AA |  | Ground-Water-Source | WBAHP: Heat Pump Packaged Unit | Both Heat Pump and Electric Re | 230 | 1 |  |  |  | Dual-Speed |  |  |  | 26600 | 1166 | 22.8 |  | 26200 | 1535 | 5 |  | Non Federally-Regulated | 07/16/2020 | 9951968 | 07/16/2020
Bard Manufacturing Company, Inc. | Bard | GV27S3AA |  | Ground-Source | WBAHP: Heat Pump Packaged Unit | Both Heat Pump and Electric Re | 208 | 1 |  |  |  | Dual-Speed |  |  |  | 26600 | 1469 | 18.1 |  | 20200 | 1443 | 4.1 |  | Non Federally-Regulated | 07/16/2020 | 9951968 | 07/16/2020
ClimateMaster Inc. | TRANQUILITY HI RISE SERIES | TSL24 B |  | Ground-Source | WBAHP: Heat Pump Packaged Unit | Heat Pump | 208 | 1 |  |  |  | Single-Speed |  |  |  | 26500 | 1365 | 19.4 |  | 18500 | 1506 | 3.6 |  | Non Federally-Regulated | 07/16/2020 | 8624532 | 07/16/2020
ClimateMaster Inc. | TRANQUILITY HI RISE SERIES | TSM24 A |  | Ground-Source | WBAHP-O: Heat Pump Packaged Un | Heat Pump | 208 | 1 |  |  |  | Single-Speed |  |  |  | 26500 | 1577 | 16.8 |  | 18400 | 1586 | 3.4 |  | Non Federally-Regulated | 07/16/2020 | 7426736 | 07/16/2020
ClimateMaster Inc. | TRANQUILITY HI RISE SERIES | TSM24 A |  | Water-Source | WBAHP-O: Heat Pump Packaged Un | Heat Pump | 208 | 1 |  |  |  | Single-Speed |  |  |  | 25000 | 1736 | 14.4 |  | 32500 | 1943 | 4.9 |  | Federally-Regulated Commercial & Industrial Equipment | 07/16/2020 | 7426736 | 07/16/2020
ClimateMaster Inc. | TRANQUILITY HI RISE SERIES | TSL24 A |  | Water-Source | WBAHP: Heat Pump Packaged Unit | Heat Pump | 208 | 1 |  |  |  | Single-Speed |  |  |  | 24500 | 1611 | 15.2 |  | 31500 | 1846 | 5 |  | Federally-Regulated Commercial & Industrial Equipment | 07/16/2020 | 8624531 | 07/16/2020
ClimateMaster Inc. | TRANQUILITY HI RISE SERIES | TSL24 B |  | Water-Source | WBAHP: Heat Pump Packaged Unit | Heat Pump | 208 | 1 |  |  |  | Single-Speed |  |  |  | 25000 | 1524 | 16.4 |  | 30500 | 1686 | 5.3 |  | Federally-Regulated Commercial & Industrial Equipment | 07/16/2020 | 8624532 | 07/16/2020
ClimateMaster Inc. | TRANQUILITY HI RISE SERIES | TSM24 B |  | Ground-Source | WBAHP-O: Heat Pump Packaged Un | Heat Pump | 208 | 1 |  |  |  | Single-Speed |  |  |  | 26500 | 1432 | 18.5 |  | 18200 | 1523 | 3.5 |  | Non Federally-Regulated | 07/16/2020 | 7426741 | 07/16/2020
ClimateMaster Inc. | TRANQUILITY HI RISE SERIES | TSL24 A |  | Ground-Source | WBAHP: Heat Pump Packaged Unit | Heat Pump | 208 | 1 |  |  |  | Single-Speed |  |  |  | 26000 | 1452 | 17.9 |  | 18500 | 1594 | 3.4 |  | Non Federally-Regulated | 07/16/2020 | 8624531 | 07/16/2020
ClimateMaster Inc. | TRANQUILITY HI RISE SERIES | TSM24 B |  | Water-Source | WBAHP-O: Heat Pump Packaged Un | Heat Pump | 208 | 1 |  |  |  | Single-Speed |  |  |  | 25000 | 1592 | 15.7 |  | 32500 | 1867 | 5.1 |  | Federally-Regulated Commercial & Industrial Equipment | 07/16/2020 | 7426741 | 07/16/2020
ClimateMaster Inc. | CLIMATEMASTER | TCH/V060A*W/K |  | Ground-Source | WBAHP: Heat Pump Packaged Unit | Heat Pump | 230 | 1 |  |  |  | Single-Speed |  |  |  | 61500 | 3727 | 16.5 |  | 49200 | 4240 | 3.4 |  | Non Federally-Regulated | 07/16/2020 | 205767547 | 08/12/2020
ClimateMaster Inc. | CLIMATEMASTER | TSH/V/D024C |  | Water-Source | WBAHP: Heat Pump Packaged Unit | Heat Pump | 230 | 1 |  |  |  | Single-Speed |  |  |  | 23800 | 1408 | 16.9 |  | 30800 | 1529 | 5.9 |  | Federally-Regulated Commercial & Industrial Equipment | 07/16/2020 | 205767513 | 08/12/2020
ClimateMaster Inc. | CLIMATEMASTER | TRH/V036A |  | Water-Source | WBAHP: Heat Pump Packaged Unit | Heat Pump | 230 | 1 |  |  |  | Single-Speed |  |  |  | 34500 | 2555 | 13.5 |  | 45200 | 3010 | 4.4 |  | Federally-Regulated Commercial & Industrial Equipment | 07/16/2020 | 205767486 | 08/12/2020
ClimateMaster Inc. | CLIMATEMASTER | TRH/V012A |  | Water-Source | WBAHP: Heat Pump Packaged Unit | Heat Pump | 230 | 1 |  |  |  | Single-Speed |  |  |  | 11100 | 888 | 12.5 |  | 14700 | 1001 | 4.3 |  | Federally-Regulated Commercial & Industrial Equipment | 07/16/2020 | 205767507 | 08/12/2020
ClimateMaster Inc. | CLIMATEMASTER | TRH/V042A*W/K |  | Ground-Source | WBAHP: Heat Pump Packaged Unit | Heat Pump | 230 | 1 |  |  |  | Single-Speed |  |  |  | 42200 | 2511 | 16.8 |  | 33900 | 2922 | 3.4 |  | Non Federally-Regulated | 07/16/2020 | 205767551 | 08/12/2020
ClimateMaster Inc. | CLIMATEMASTER | TCH/V006A*W/K |  | Ground-Source | WBAHP: Heat Pump Packaged Unit | Heat Pump | 230 | 1 |  |  |  | Single-Speed |  |  |  | 6200 | 371 | 16.7 |  | 4900 | 410 | 3.5 |  | Non Federally-Regulated | 07/16/2020 | 205752888 | 08/12/2020
ClimateMaster Inc. | CLIMATEMASTER | TCH/V042A |  | Ground-Water-Source | WBAHP: Heat Pump Packaged Unit | Heat Pump | 208 | 1 |  |  |  | Single-Speed |  |  |  | 45900 | 2341 | 19.6 |  | 44000 | 3393 | 3.8 |  | Non Federally-Regulated | 07/16/2020 | 205767491 | 08/12/2020
ClimateMaster Inc. | CLIMATEMASTER | TRH/V036A |  | Ground-Water-Source | WBAHP: Heat Pump Packaged Unit | Heat Pump | 230 | 1 |  |  |  | Single-Speed |  |  |  | 38700 | 1869 | 20.7 |  | 37500 | 2747 | 4 |  | Non Federally-Regulated | 07/16/2020 | 205767486 | 08/12/2020
ClimateMaster Inc. | CLIMATEMASTER | TRH/V012A |  | Ground-Water-Source | WBAHP: Heat Pump Packaged Unit | Heat Pump | 208 | 1 |  |  |  | Single-Speed |  |  |  | 13500 | 703 | 19.2 |  | 12100 | 958 | 3.7 |  | Non Federally-Regulated | 07/16/2020 | 205767507 | 08/12/2020
ClimateMaster Inc. | CLIMATEMASTER | TCH/V042A |  | Water-Source | WBAHP: Heat Pump Packaged Unit | Heat Pump | 230 | 1 |  |  |  | Single-Speed |  |  |  | 40100 | 3037 | 13.2 |  | 52700 | 3591 | 4.3 |  | Federally-Regulated Commercial & Industrial Equipment | 07/16/2020 | 205767491 | 08/12/2020
ClimateMaster Inc. | CLIMATEMASTER | TCH/V042A*W/K |  | Ground-Water-Source | WBAHP: Heat Pump Packaged Unit | Heat Pump | 230 | 1 |  |  |  | Single-Speed |  |  |  | 46400 | 2109 | 22 |  | 42400 | 3106 | 4 |  | Non Federally-Regulated | 07/16/2020 | 205767545 | 08/12/2020
ClimateMaster Inc. | CLIMATEMASTER | TSH/V/D024C |  | Ground-Water-Source | WBAHP: Heat Pump Packaged Unit | Heat Pump | 230 | 1 |  |  |  | Single-Speed |  |  |  | 26500 | 1063 | 24.92 |  | 24100 | 1412 | 5 |  | Non Federally-Regulated | 07/16/2020 | 205767513 | 08/12/2020
ClimateMaster Inc. | CLIMATEMASTER | TCH/V042A*W/K |  | Ground-Water-Source | WBAHP: Heat Pump Packaged Unit | Heat Pump | 208 | 1 |  |  |  | Single-Speed |  |  |  | 46400 | 2109 | 22 |  | 42400 | 3106 | 4 |  | Non Federally-Regulated | 07/16/2020 | 205767545 | 08/12/2020
ClimateMaster Inc. | CLIMATEMASTER | TSL12 A |  | Ground-Source | WBAHP: Heat Pump Packaged Unit | Heat Pump | 208 | 1 |  |  |  | Single-Speed |  |  |  | 12600 | 792 | 15.9 |  | 9200 | 842 | 3.2 |  | Non Federally-Regulated | 07/16/2020 | 205767564 | 08/12/2020
ClimateMaster Inc. | CLIMATEMASTER | TRH/V042A*W/K |  | Ground-Water-Source | WBAHP: Heat Pump Packaged Unit | Heat Pump | 230 | 1 |  |  |  | Single-Speed |  |  |  | 46400 | 2109 | 22 |  | 42400 | 3106 | 4 |  | Non Federally-Regulated | 07/16/2020 | 205767551 | 08/12/2020
ClimateMaster Inc. | CLIMATEMASTER | TRH/V012A |  | Ground-Source | WBAHP: Heat Pump Packaged Unit | Heat Pump | 208 | 1 |  |  |  | Single-Speed |  |  |  | 12000 | 839 | 14.3 |  | 10000 | 915 | 3.2 |  | Non Federally-Regulated | 07/16/2020 | 205767507 | 08/12/2020
ClimateMaster Inc. | CLIMATEMASTER | TRH/V012A |  | Water-Source | WBAHP: Heat Pump Packaged Unit | Heat Pump | 208 | 1 |  |  |  | Single-Speed |  |  |  | 11100 | 888 | 12.5 |  | 14700 | 1001 | 4.3 |  | Federally-Regulated Commercial & Industrial Equipment | 07/16/2020 | 205767507 | 08/12/2020
ClimateMaster Inc. | CLIMATEMASTER | TCH/V018A*W/K |  | Water-Source | WBAHP: Heat Pump Packaged Unit | Heat Pump | 230 | 1 |  |  |  | Single-Speed |  |  |  | 18700 | 1246 | 15 |  | 21800 | 1228 | 5.2 |  | Federally-Regulated Commercial & Industrial Equipment | 07/16/2020 | 205767541 | 08/12/2020
ClimateMaster Inc. | CLIMATEMASTER | TCH/V006A*W/K |  | Ground-Source | WBAHP: Heat Pump Packaged Unit | Heat Pump | 208 | 1 |  |  |  | Single-Speed |  |  |  | 6200 | 371 | 16.7 |  | 4900 | 410 | 3.5 |  | Non Federally-Regulated | 07/16/2020 | 205752888 | 08/12/2020
ClimateMaster Inc. | CLIMATEMASTER | TZV/H030C |  | Ground-Source | WBAHP: Heat Pump Packaged Unit | Heat Pump | 230 | 1 |  |  |  | Single-Speed |  |  |  | 29900 | 1904 | 15.7 |  | 23800 | 1937 | 3.6 |  | Non Federally-Regulated | 07/16/2020 | 205767555 | 08/12/2020
ClimateMaster Inc. | CLIMATEMASTER | TCH/V060A*W/K |  | Water-Source | WBAHP: Heat Pump Packaged Unit | Heat Pump | 208 | 1 |  |  |  | Single-Speed |  |  |  | 59500 | 4075 | 14.6 |  | 72000 | 4795 | 4.4 |  | Federally-Regulated Commercial & Industrial Equipment | 07/16/2020 | 205767547 | 08/12/2020
ClimateMaster Inc. | CLIMATEMASTER | TCH/V060A*W/K |  | Ground-Source | WBAHP: Heat Pump Packaged Unit | Heat Pump | 208 | 1 |  |  |  | Single-Speed |  |  |  | 61500 | 3727 | 16.5 |  | 49200 | 4240 | 3.4 |  | Non Federally-Regulated | 07/16/2020 | 205767547 | 08/12/2020
ClimateMaster Inc. | CLIMATEMASTER | TZV/H030C |  | Ground-Water-Source | WBAHP: Heat Pump Packaged Unit | Heat Pump | 230 | 1 |  |  |  | Single-Speed |  |  |  | 32300 | 1560 | 20.7 |  | 30000 | 2093 | 4.2 |  | Non Federally-Regulated | 07/16/2020 | 205767555 | 08/12/2020
ClimateMaster Inc. | CLIMATEMASTER | TSL12 A |  | Water-Source | WBAHP: Heat Pump Packaged Unit | Heat Pump | 208 | 1 |  |  |  | Single-Speed |  |  |  | 12000 | 845 | 14.2 |  | 15500 | 873 | 5.2 |  | Federally-Regulated Commercial & Industrial Equipment | 07/16/2020 | 205767564 | 08/12/2020
ClimateMaster Inc. | CLIMATEMASTER | TSL12 A/B B |  | Water-Source | WBAHP: Heat Pump Packaged Unit | Heat Pump | 230 | 1 |  |  |  | Single-Speed |  |  |  | 11600 | 811 | 14.3 |  | 15900 | 991 | 4.7 |  | Federally-Regulated Commercial & Industrial Equipment | 07/16/2020 | 205767601 | 08/12/2020
ClimateMaster Inc. | CLIMATEMASTER | TRC18 |  | Water-Source | WBAHP-O: Heat Pump Packaged Un | Heat Pump | 230 | 1 |  |  |  | Single-Speed |  |  |  | 15600 | 1278 | 12.2 |  | 20100 | 1309 | 4.5 |  | Federally-Regulated Commercial & Industrial Equipment | 07/16/2020 | 205767483 | 08/12/2020
ClimateMaster Inc. | CLIMATEMASTER | TSH/V/D024C |  | Ground-Source | WBAHP: Heat Pump Packaged Unit | Heat Pump | 208 | 1 |  |  |  | Single-Speed |  |  |  | 25300 | 1338 | 18.9 |  | 19200 | 1406 | 4 |  | Non Federally-Regulated | 07/16/2020 | 205767513 | 08/12/2020
ClimateMaster Inc. | CLIMATEMASTER | TSH/V/D030C |  | Water-Source | WBAHP: Heat Pump Packaged Unit | Heat Pump | 230 | 1 |  |  |  | Single-Speed |  |  |  | 28000 | 1717 | 16.3 |  | 35500 | 1891 | 5.5 |  | Federally-Regulated Commercial & Industrial Equipment | 07/16/2020 | 205767515 | 08/12/2020
ClimateMaster Inc. | CLIMATEMASTER | TSL12 A/B B |  | Ground-Source | WBAHP: Heat Pump Packaged Unit | Heat Pump | 208 | 1 |  |  |  | Single-Speed |  |  |  | 12100 | 737 | 16.4 |  | 9600 | 879 | 3.2 |  | Non Federally-Regulated | 07/16/2020 | 205767601 | 08/12/2020
ClimateMaster Inc. | CLIMATEMASTER | TSH/V/D024C |  | Ground-Source | WBAHP: Heat Pump Packaged Unit | Heat Pump | 230 | 1 |  |  |  | Single-Speed |  |  |  | 25300 | 1338 | 18.9 |  | 19200 | 1406 | 4 |  | Non Federally-Regulated | 07/16/2020 | 205767513 | 08/12/2020
ClimateMaster Inc. | CLIMATEMASTER | TRH/V042A*W/K |  | Water-Source | WBAHP: Heat Pump Packaged Unit | Heat Pump | 208 | 1 |  |  |  | Single-Speed |  |  |  | 42100 | 2825 | 14.9 |  | 50400 | 3282 | 4.5 |  | Federally-Regulated Commercial & Industrial Equipment | 07/16/2020 | 205767551 | 08/12/2020
ClimateMaster Inc. | CLIMATEMASTER | TCH/V018A*W/K |  | Ground-Water-Source | WBAHP: Heat Pump Packaged Unit | Heat Pump | 208 | 1 |  |  |  | Single-Speed |  |  |  | 21500 | 911 | 23.6 |  | 17800 | 1159 | 4.5 |  | Non Federally-Regulated | 07/16/2020 | 205767541 | 08/12/2020
ClimateMaster Inc. | CLIMATEMASTER | TSH/V/D030C |  | Ground-Water-Source | WBAHP: Heat Pump Packaged Unit | Heat Pump | 230 | 1 |  |  |  | Single-Speed |  |  |  | 31000 | 1244 | 24.9 |  | 28400 | 1770 | 4.7 |  | Non Federally-Regulated | 07/16/2020 | 205767515 | 08/12/2020
ClimateMaster Inc. | CLIMATEMASTER | TSH/V/D024C |  | Water-Source | WBAHP: Heat Pump Packaged Unit | Heat Pump | 208 | 1 |  |  |  | Single-Speed |  |  |  | 23800 | 1408 | 16.9 |  | 30800 | 1529 | 5.9 |  | Federally-Regulated Commercial & Industrial Equipment | 07/16/2020 | 205767513 | 08/12/2020
ClimateMaster Inc. | CLIMATEMASTER | TZV/H030C |  | Water-Source | WBAHP: Heat Pump Packaged Unit | Heat Pump | 208 | 1 |  |  |  | Single-Speed |  |  |  | 28500 | 2035 | 14 |  | 35800 | 2280 | 4.6 |  | Federally-Regulated Commercial & Industrial Equipment | 07/16/2020 | 205767555 | 08/12/2020
ClimateMaster Inc. | CLIMATEMASTER | TRE048D |  | Water-Source | WBAHP: Heat Pump Packaged Unit | Heat Pump | 230 | 3 |  |  |  | Single-Speed |  |  |  | 48500 | 3368 | 14.4 |  | 59700 | 3722 | 4.7 |  | Federally-Regulated Commercial & Industrial Equipment | 07/16/2020 | 205767591 | 08/12/2020
ClimateMaster Inc. | CLIMATEMASTER | TSH/V/D024C |  | Ground-Water-Source | WBAHP: Heat Pump Packaged Unit | Heat Pump | 208 | 1 |  |  |  | Single-Speed |  |  |  | 26500 | 1063 | 24.92 |  | 24100 | 1412 | 5 |  | Non Federally-Regulated | 07/16/2020 | 205767513 | 08/12/2020
ClimateMaster Inc. | CLIMATEMASTER | TSL12 A/B B |  | Water-Source | WBAHP: Heat Pump Packaged Unit | Heat Pump | 208 | 1 |  |  |  | Single-Speed |  |  |  | 11600 | 811 | 14.3 |  | 15900 | 991 | 4.7 |  | Federally-Regulated Commercial & Industrial Equipment | 07/16/2020 | 205767601 | 08/12/2020
ClimateMaster Inc. | CLIMATEMASTER | TCH/V042A*W/K |  | Ground-Source | WBAHP: Heat Pump Packaged Unit | Heat Pump | 208 | 1 |  |  |  | Single-Speed |  |  |  | 42200 | 2511 | 16.8 |  | 33900 | 2922 | 3.4 |  | Non Federally-Regulated | 07/16/2020 | 205767545 | 08/12/2020
ClimateMaster Inc. | CLIMATEMASTER | TSH/V/D030C |  | Ground-Water-Source | WBAHP: Heat Pump Packaged Unit | Heat Pump | 208 | 1 |  |  |  | Single-Speed |  |  |  | 31000 | 1244 | 24.9 |  | 28400 | 1770 | 4.7 |  | Non Federally-Regulated | 07/16/2020 | 205767515 | 08/12/2020
ClimateMaster Inc. | CLIMATEMASTER | TRH/V012A |  | Ground-Water-Source | WBAHP: Heat Pump Packaged Unit | Heat Pump | 230 | 1 |  |  |  | Single-Speed |  |  |  | 13500 | 703 | 19.2 |  | 12100 | 958 | 3.7 |  | Non Federally-Regulated | 07/16/2020 | 205767507 | 08/12/2020
ClimateMaster Inc. | CLIMATEMASTER | TCH/V042A |  | Ground-Water-Source | WBAHP: Heat Pump Packaged Unit | Heat Pump | 230 | 1 |  |  |  | Single-Speed |  |  |  | 45900 | 2341 | 19.6 |  | 44000 | 3393 | 3.8 |  | Non Federally-Regulated | 07/16/2020 | 205767491 | 08/12/2020
ClimateMaster Inc. | CLIMATEMASTER | TCH/V042A |  | Ground-Source | WBAHP: Heat Pump Packaged Unit | Heat Pump | 230 | 1 |  |  |  | Single-Speed |  |  |  | 40500 | 2812 | 14.4 |  | 34300 | 3046 | 3.3 |  | Non Federally-Regulated | 07/16/2020 | 205767491 | 08/12/2020
ClimateMaster Inc. | CLIMATEMASTER | TCH/V006A*W/K |  | Ground-Water-Source | WBAHP: Heat Pump Packaged Unit | Heat Pump | 208 | 1 |  |  |  | Single-Speed |  |  |  | 7000 | 291 | 24 |  | 6300 | 439 | 4.2 |  | Non Federally-Regulated | 07/16/2020 | 205752888 | 08/12/2020
ClimateMaster Inc. | CLIMATEMASTER | TCH/V042A*W/K |  | Water-Source | WBAHP: Heat Pump Packaged Unit | Heat Pump | 208 | 1 |  |  |  | Single-Speed |  |  |  | 42100 | 2825 | 14.9 |  | 50400 | 3282 | 4.5 |  | Federally-Regulated Commercial & Industrial Equipment | 07/16/2020 | 205767545 | 08/12/2020
ClimateMaster Inc. | CLIMATEMASTER | TZV/H030C |  | Water-Source | WBAHP: Heat Pump Packaged Unit | Heat Pump | 230 | 1 |  |  |  | Single-Speed |  |  |  | 28500 | 2035 | 14 |  | 35800 | 2280 | 4.6 |  | Federally-Regulated Commercial & Industrial Equipment | 07/16/2020 | 205767555 | 08/12/2020
ClimateMaster Inc. | CLIMATEMASTER | TCH/V006A*W/K |  | Water-Source | WBAHP: Heat Pump Packaged Unit | Heat Pump | 230 | 1 |  |  |  | Single-Speed |  |  |  | 5800 | 414 | 14 |  | 7500 | 457 | 4.8 |  | Federally-Regulated Commercial & Industrial Equipment | 07/16/2020 | 205752888 | 08/12/2020
ClimateMaster Inc. | CLIMATEMASTER | TZV/H030C |  | Ground-Source | WBAHP: Heat Pump Packaged Unit | Heat Pump | 208 | 1 |  |  |  | Single-Speed |  |  |  | 29900 | 1904 | 15.7 |  | 23800 | 1937 | 3.6 |  | Non Federally-Regulated | 07/16/2020 | 205767555 | 08/12/2020
ClimateMaster Inc. | CLIMATEMASTER | TSH/V/D030C |  | Ground-Source | WBAHP: Heat Pump Packaged Unit | Heat Pump | 230 | 1 |  |  |  | Single-Speed |  |  |  | 29200 | 1578 | 18.5 |  | 22200 | 1668 | 3.9 |  | Non Federally-Regulated | 07/16/2020 | 205767515 | 08/12/2020
ClimateMaster Inc. | CLIMATEMASTER | TRH/V036A |  | Ground-Water-Source | WBAHP: Heat Pump Packaged Unit | Heat Pump | 208 | 1 |  |  |  | Single-Speed |  |  |  | 38700 | 1869 | 20.7 |  | 37500 | 2747 | 4 |  | Non Federally-Regulated | 07/16/2020 | 205767486 | 08/12/2020
ClimateMaster Inc. | CLIMATEMASTER | TRH/V042A*W/K |  | Ground-Source | WBAHP: Heat Pump Packaged Unit | Heat Pump | 208 | 1 |  |  |  | Single-Speed |  |  |  | 42200 | 2511 | 16.8 |  | 33900 | 2922 | 3.4 |  | Non Federally-Regulated | 07/16/2020 | 205767551 | 08/12/2020
ClimateMaster Inc. | CLIMATEMASTER | TRC18 |  | Water-Source | WBAHP-O: Heat Pump Packaged Un | Heat Pump | 208 | 1 |  |  |  | Single-Speed |  |  |  | 15600 | 1278 | 12.2 |  | 20100 | 1309 | 4.5 |  | Federally-Regulated Commercial & Industrial Equipment | 07/16/2020 | 205767483 | 08/12/2020
ClimateMaster Inc. | CLIMATEMASTER | TCH/V006A*W/K |  | Water-Source | WBAHP: Heat Pump Packaged Unit | Heat Pump | 208 | 1 |  |  |  | Single-Speed |  |  |  | 5800 | 414 | 14 |  | 7500 | 457 | 4.8 |  | Federally-Regulated Commercial & Industrial Equipment | 07/16/2020 | 205752888 | 08/12/2020
ClimateMaster Inc. | CLIMATEMASTER | TSH/V/D030C |  | Ground-Source | WBAHP: Heat Pump Packaged Unit | Heat Pump | 208 | 1 |  |  |  | Single-Speed |  |  |  | 29200 | 1578 | 18.5 |  | 22200 | 1668 | 3.9 |  | Non Federally-Regulated | 07/16/2020 | 205767515 | 08/12/2020
ClimateMaster Inc. | CLIMATEMASTER | TRE048D |  | Water-Source | WBAHP: Heat Pump Packaged Unit | Heat Pump | 208 | 3 |  |  |  | Single-Speed |  |  |  | 48500 | 3368 | 14.4 |  | 59700 | 3722 | 4.7 |  | Federally-Regulated Commercial & Industrial Equipment | 07/16/2020 | 205767591 | 08/12/2020
ClimateMaster Inc. | CLIMATEMASTER | TCH/V042A*W/K |  | Water-Source | WBAHP: Heat Pump Packaged Unit | Heat Pump | 230 | 1 |  |  |  | Single-Speed |  |  |  | 42100 | 2825 | 14.9 |  | 50400 | 3282 | 4.5 |  | Federally-Regulated Commercial & Industrial Equipment | 07/16/2020 | 205767545 | 08/12/2020
ClimateMaster Inc. | CLIMATEMASTER | TRE048D |  | Ground-Water-Source | WBAHP: Heat Pump Packaged Unit | Heat Pump | 208 | 3 |  |  |  | Single-Speed |  |  |  | 54800 | 2597 | 21.1 |  | 48500 | 3466 | 4.1 |  | Non Federally-Regulated | 07/16/2020 | 205767591 | 08/12/2020
ClimateMaster Inc. | CLIMATEMASTER | TRH/V036A |  | Water-Source | WBAHP: Heat Pump Packaged Unit | Heat Pump | 208 | 1 |  |  |  | Single-Speed |  |  |  | 34500 | 2555 | 13.5 |  | 45200 | 3010 | 4.4 |  | Federally-Regulated Commercial & Industrial Equipment | 07/16/2020 | 205767486 | 08/12/2020
ClimateMaster Inc. | CLIMATEMASTER | TRE048D |  | Ground-Water-Source | WBAHP: Heat Pump Packaged Unit | Heat Pump | 230 | 3 |  |  |  | Single-Speed |  |  |  | 54800 | 2597 | 21.1 |  | 48500 | 3466 | 4.1 |  | Non Federally-Regulated | 07/16/2020 | 205767591 | 08/12/2020
ClimateMaster Inc. | CLIMATEMASTER | TZV/H030C |  | Ground-Water-Source | WBAHP: Heat Pump Packaged Unit | Heat Pump | 208 | 1 |  |  |  | Single-Speed |  |  |  | 32300 | 1560 | 20.7 |  | 30000 | 2093 | 4.2 |  | Non Federally-Regulated | 07/16/2020 | 205767555 | 08/12/2020
ClimateMaster Inc. | CLIMATEMASTER | TCH/V042A*W/K |  | Ground-Source | WBAHP: Heat Pump Packaged Unit | Heat Pump | 230 | 1 |  |  |  | Single-Speed |  |  |  | 42200 | 2511 | 16.8 |  | 33900 | 2922 | 3.4 |  | Non Federally-Regulated | 07/16/2020 | 205767545 | 08/12/2020
ClimateMaster Inc. | CLIMATEMASTER | TRH/V036A |  | Ground-Source | WBAHP: Heat Pump Packaged Unit | Heat Pump | 230 | 1 |  |  |  | Single-Speed |  |  |  | 35300 | 2369 | 14.9 |  | 29600 | 2628 | 3.3 |  | Non Federally-Regulated | 07/16/2020 | 205767486 | 08/12/2020
ClimateMaster Inc. | CLIMATEMASTER | TCH/V060A*W/K |  | Water-Source | WBAHP: Heat Pump Packaged Unit | Heat Pump | 230 | 1 |  |  |  | Single-Speed |  |  |  | 59500 | 4075 | 14.6 |  | 72000 | 4795 | 4.4 |  | Federally-Regulated Commercial & Industrial Equipment | 07/16/2020 | 205767547 | 08/12/2020
ClimateMaster Inc. | CLIMATEMASTER | TSH/V/D030C |  | Water-Source | WBAHP: Heat Pump Packaged Unit | Heat Pump | 208 | 1 |  |  |  | Single-Speed |  |  |  | 28000 | 1717 | 16.3 |  | 35500 | 1891 | 5.5 |  | Federally-Regulated Commercial & Industrial Equipment | 07/16/2020 | 205767515 | 08/12/2020
ClimateMaster Inc. | CLIMATEMASTER | TCH/V006A*W/K |  | Ground-Water-Source | WBAHP: Heat Pump Packaged Unit | Heat Pump | 230 | 1 |  |  |  | Single-Speed |  |  |  | 7000 | 291 | 24 |  | 6300 | 439 | 4.2 |  | Non Federally-Regulated | 07/16/2020 | 205752888 | 08/12/2020
ClimateMaster Inc. | CLIMATEMASTER | TSL12 A/B B |  | Ground-Source | WBAHP: Heat Pump Packaged Unit | Heat Pump | 230 | 1 |  |  |  | Single-Speed |  |  |  | 12100 | 737 | 16.4 |  | 9600 | 879 | 3.2 |  | Non Federally-Regulated | 07/16/2020 | 205767601 | 08/12/2020
ClimateMaster Inc. | CLIMATEMASTER | TCH/V018A*W/K |  | Ground-Source | WBAHP: Heat Pump Packaged Unit | Heat Pump | 230 | 1 |  |  |  | Single-Speed |  |  |  | 19500 | 1140 | 17.1 |  | 14100 | 1116 | 3.7 |  | Non Federally-Regulated | 07/16/2020 | 205767541 | 08/12/2020
ClimateMaster Inc. | CLIMATEMASTER | TRE048D |  | Ground-Source | WBAHP: Heat Pump Packaged Unit | Heat Pump | 208 | 3 |  |  |  | Single-Speed |  |  |  | 50000 | 3125 | 16 |  | 37800 | 3258 | 3.4 |  | Non Federally-Regulated | 07/16/2020 | 205767591 | 08/12/2020
ClimateMaster Inc. | CLIMATEMASTER | TCH/V018A*W/K |  | Water-Source | WBAHP: Heat Pump Packaged Unit | Heat Pump | 208 | 1 |  |  |  | Single-Speed |  |  |  | 18700 | 1246 | 15 |  | 21800 | 1228 | 5.2 |  | Federally-Regulated Commercial & Industrial Equipment | 07/16/2020 | 205767541 | 08/12/2020
ClimateMaster Inc. | CLIMATEMASTER | TRH/V042A*W/K |  | Water-Source | WBAHP: Heat Pump Packaged Unit | Heat Pump | 230 | 1 |  |  |  | Single-Speed |  |  |  | 42100 | 2825 | 14.9 |  | 50400 | 3282 | 4.5 |  | Federally-Regulated Commercial & Industrial Equipment | 07/16/2020 | 205767551 | 08/12/2020
ClimateMaster Inc. | CLIMATEMASTER | TCH/V018A*W/K |  | Ground-Source | WBAHP: Heat Pump Packaged Unit | Heat Pump | 208 | 1 |  |  |  | Single-Speed |  |  |  | 19500 | 1140 | 17.1 |  | 14100 | 1116 | 3.7 |  | Non Federally-Regulated | 07/16/2020 | 205767541 | 08/12/2020
ClimateMaster Inc. | CLIMATEMASTER | TCH/V042A |  | Ground-Source | WBAHP: Heat Pump Packaged Unit | Heat Pump | 208 | 1 |  |  |  | Single-Speed |  |  |  | 40500 | 2812 | 14.4 |  | 34300 | 3046 | 3.3 |  | Non Federally-Regulated | 07/16/2020 | 205767491 | 08/12/2020
ClimateMaster Inc. | CLIMATEMASTER | TCH/V018A*W/K |  | Ground-Water-Source | WBAHP: Heat Pump Packaged Unit | Heat Pump | 230 | 1 |  |  |  | Single-Speed |  |  |  | 21500 | 911 | 23.6 |  | 17800 | 1159 | 4.5 |  | Non Federally-Regulated | 07/16/2020 | 205767541 | 08/12/2020
ClimateMaster Inc. | CLIMATEMASTER | TRE048D |  | Ground-Source | WBAHP: Heat Pump Packaged Unit | Heat Pump | 230 | 3 |  |  |  | Single-Speed |  |  |  | 50000 | 3125 | 16 |  | 37800 | 3258 | 3.4 |  | Non Federally-Regulated | 07/16/2020 | 205767591 | 08/12/2020
ClimateMaster Inc. | CLIMATEMASTER | TRH/V012A |  | Ground-Source | WBAHP: Heat Pump Packaged Unit | Heat Pump | 230 | 1 |  |  |  | Single-Speed |  |  |  | 12000 | 839 | 14.3 |  | 10000 | 915 | 3.2 |  | Non Federally-Regulated | 07/16/2020 | 205767507 | 08/12/2020
ClimateMaster Inc. | CLIMATEMASTER | TRH/V042A*W/K |  | Ground-Water-Source | WBAHP: Heat Pump Packaged Unit | Heat Pump | 208 | 1 |  |  |  | Single-Speed |  |  |  | 46400 | 2109 | 22 |  | 42400 | 3106 | 4 |  | Non Federally-Regulated | 07/16/2020 | 205767551 | 08/12/2020
ClimateMaster Inc. | CLIMATEMASTER | TCH/V042A |  | Water-Source | WBAHP: Heat Pump Packaged Unit | Heat Pump | 208 | 1 |  |  |  | Single-Speed |  |  |  | 40100 | 3037 | 13.2 |  | 52700 | 3591 | 4.3 |  | Federally-Regulated Commercial & Industrial Equipment | 07/16/2020 | 205767491 | 08/12/2020
ClimateMaster Inc. | CLIMATEMASTER | TSL12 A |  | Water-Source | WBAHP: Heat Pump Packaged Unit | Heat Pump | 230 | 1 |  |  |  | Single-Speed |  |  |  | 12000 | 845 | 14.2 |  | 15500 | 873 | 5.2 |  | Federally-Regulated Commercial & Industrial Equipment | 07/16/2020 | 205767564 | 08/12/2020
ClimateMaster Inc. | CLIMATEMASTER | TRH/V036A |  | Ground-Source | WBAHP: Heat Pump Packaged Unit | Heat Pump | 208 | 1 |  |  |  | Single-Speed |  |  |  | 35300 | 2369 | 14.9 |  | 29600 | 2628 | 3.3 |  | Non Federally-Regulated | 07/16/2020 | 205767486 | 08/12/2020
FHP Manufacturing Company | Aquarius | EP015-1HZ/VT |  | Ground-Source | WBAHP: Heat Pump Packaged Unit | Heat Pump | 208 | 1 |  |  |  | Single-Speed |  |  |  | 16200 | 786 | 20.6 |  | 11000 | 826 | 3.9 |  | Non Federally-Regulated | 12/06/2019 |  | 08/12/2020
FHP Manufacturing Company | Aquarius | EP015-1HZ/VT |  | Water-Source | WBAHP: Heat Pump Packaged Unit | Heat Pump | 208 | 1 |  |  |  | Single-Speed |  |  |  | 15200 | 868 | 17.5 |  | 17500 | 915 | 5.6 |  | Federally-Regulated Commercial & Industrial Equipment | 12/06/2019 |  | 08/12/2020
FHP Manufacturing Company | Aquarius | EP015-2HZ/VT |  | Ground-Water-Source | WBAHP: Heat Pump Packaged Unit | Heat Pump | 265 | 1 |  |  |  | Single-Speed |  |  |  | 17000 | 590 | 28.8 |  | 13000 | 828 | 4.6 |  | Non Federally-Regulated | 12/06/2019 |  | 08/12/2020
FHP Manufacturing Company | Aquarius | EP015-2HZ/VT |  | Ground-Source | WBAHP: Heat Pump Packaged Unit | Heat Pump | 265 | 1 |  |  |  | Single-Speed |  |  |  | 16200 | 786 | 20.6 |  | 11000 | 826 | 3.9 |  | Non Federally-Regulated | 12/06/2019 |  | 08/12/2020
FHP Manufacturing Company | Aquarius | EP015-2HZ/VT |  | Water-Source | WBAHP: Heat Pump Packaged Unit | Heat Pump | 265 | 1 |  |  |  | Single-Speed |  |  |  | 15200 | 868 | 17.5 |  | 17500 | 915 | 5.6 |  | Federally-Regulated Commercial & Industrial Equipment | 12/06/2019 |  | 08/12/2020
FHP Manufacturing Company | Aquarius | EP015-1HZ/VT |  | Ground-Water-Source | WBAHP: Heat Pump Packaged Unit | Heat Pump | 208 | 1 |  |  |  | Single-Speed |  |  |  | 17000 | 590 | 28.8 |  | 13000 | 828 | 4.6 |  | Non Federally-Regulated | 12/06/2019 |  | 08/12/2020
ClimateMaster Inc. | CLIMATEMASTER | TCH/V030A*W/K |  | Ground-Water-Source | WBAHP: Heat Pump Packaged Unit | Heat Pump | 230 | 1 |  |  |  | Single-Speed |  |  |  | 32000 | 1481 | 21.6 |  | 30500 | 2078 | 4.3 |  | Non Federally-Regulated | 07/16/2020 | 205767543 | 08/12/2020
ClimateMaster Inc. | CLIMATEMASTER | TRH/V015A*W/K |  | Water-Source | WBAHP: Heat Pump Packaged Unit | Heat Pump | 230 | 1 |  |  |  | Single-Speed |  |  |  | 14500 | 935 | 15.5 |  | 16800 | 965 | 5.1 |  | Federally-Regulated Commercial & Industrial Equipment | 07/16/2020 | 205767624 | 08/12/2020
ClimateMaster Inc. | CLIMATEMASTER | TCH/V030A*W/K |  | Ground-Source | WBAHP: Heat Pump Packaged Unit | Heat Pump | 208 | 1 |  |  |  | Single-Speed |  |  |  | 29500 | 1843 | 16 |  | 24000 | 1953 | 3.6 |  | Non Federally-Regulated | 07/16/2020 | 205767543 | 08/12/2020
ClimateMaster Inc. | CLIMATEMASTER | TRH/V015A*W/K |  | Ground-Water-Source | WBAHP: Heat Pump Packaged Unit | Heat Pump | 230 | 1 |  |  |  | Single-Speed |  |  |  | 16800 | 672 | 25 |  | 13800 | 919 | 4.4 |  | Non Federally-Regulated | 07/16/2020 | 205767624 | 08/12/2020
ClimateMaster Inc. | CLIMATEMASTER | TCV041A |  | Ground-Water-Source | WBAHP: Heat Pump Packaged Unit | Heat Pump | 230 | 1 |  |  |  | Single-Speed |  |  |  | 41400 | 2101 | 19.7 |  | 38000 | 3009 | 3.7 |  | Non Federally-Regulated | 07/16/2020 | 205767481 | 08/12/2020
ClimateMaster Inc. | CLIMATEMASTER | TRH/V015A*W/K |  | Ground-Source | WBAHP: Heat Pump Packaged Unit | Heat Pump | 208 | 1 |  |  |  | Single-Speed |  |  |  | 15000 | 837 | 17.9 |  | 10900 | 887 | 3.6 |  | Non Federally-Regulated | 07/16/2020 | 205767624 | 08/12/2020
ClimateMaster Inc. | CLIMATEMASTER | TCH/V060A |  | Water-Source | WBAHP: Heat Pump Packaged Unit | Heat Pump | 230 | 1 |  |  |  | Single-Speed |  |  |  | 59500 | 4576 | 13 |  | 72000 | 4907 | 4.3 |  | Federally-Regulated Commercial & Industrial Equipment | 07/16/2020 | 205767499 | 08/12/2020
ClimateMaster Inc. | CLIMATEMASTER | TZV/H024D |  | Ground-Source | WBAHP: Heat Pump Packaged Unit | Heat Pump | 230 | 1 |  |  |  | Dual-Speed |  |  |  | 24600 | 1537 | 16 |  | 17800 | 1449 | 3.6 |  | Non Federally-Regulated | 07/16/2020 | 205767608 | 08/12/2020
ClimateMaster Inc. | CLIMATEMASTER | TZV/H048C |  | Ground-Water-Source | WBAHP: Heat Pump Packaged Unit | Heat Pump | 208 | 1 |  |  |  | Single-Speed |  |  |  | 51800 | 2478 | 20.9 |  | 45000 | 2997 | 4.4 |  | Non Federally-Regulated | 07/16/2020 | 205767558 | 08/12/2020
ClimateMaster Inc. | CLIMATEMASTER | TSL15 A |  | Ground-Source | WBAHP: Heat Pump Packaged Unit | Heat Pump | 230 | 1 |  |  |  | Single-Speed |  |  |  | 15400 | 870 | 17.7 |  | 11500 | 936 | 3.6 |  | Non Federally-Regulated | 07/16/2020 | 205767566 | 08/12/2020
ClimateMaster Inc. | CLIMATEMASTER | TYV/H036B |  | Water-Source | WBAHP: Heat Pump Packaged Unit | Heat Pump | 208 | 1 |  |  |  | Dual-Speed |  |  |  | 34300 | 2271 | 15.1 |  | 42000 | 2675 | 4.6 |  | Federally-Regulated Commercial & Industrial Equipment | 07/16/2020 | 205767470 | 08/12/2020
ClimateMaster Inc. | CLIMATEMASTER | TYV/H036B |  | Ground-Source | WBAHP: Heat Pump Packaged Unit | Heat Pump | 208 | 1 |  |  |  | Dual-Speed |  |  |  | 35200 | 2107 | 16.7 |  | 27300 | 2222 | 3.6 |  | Non Federally-Regulated | 07/16/2020 | 205767470 | 08/12/2020
ClimateMaster Inc. | CLIMATEMASTER | TCV041A |  | Water-Source | WBAHP: Heat Pump Packaged Unit | Heat Pump | 208 | 1 |  |  |  | Single-Speed |  |  |  | 36500 | 2765 | 13.2 |  | 45700 | 3114 | 4.3 |  | Federally-Regulated Commercial & Industrial Equipment | 07/16/2020 | 205767481 | 08/12/2020
ClimateMaster Inc. | CLIMATEMASTER | TZV/H024D |  | Water-Source | WBAHP: Heat Pump Packaged Unit | Heat Pump | 230 | 1 |  |  |  | Dual-Speed |  |  |  | 23700 | 1657 | 14.3 |  | 28000 | 1783 | 4.6 |  | Federally-Regulated Commercial & Industrial Equipment | 07/16/2020 | 205767608 | 08/12/2020
ClimateMaster Inc. | CLIMATEMASTER | TYV/H036B |  | Ground-Source | WBAHP: Heat Pump Packaged Unit | Heat Pump | 230 | 1 |  |  |  | Dual-Speed |  |  |  | 35200 | 2107 | 16.7 |  | 27300 | 2222 | 3.6 |  | Non Federally-Regulated | 07/16/2020 | 205767470 | 08/12/2020
ClimateMaster Inc. | CLIMATEMASTER | TSM12 B |  | Water-Source | WBAHP-O: Heat Pump Packaged Un | Heat Pump | 230 | 1 |  |  |  | Single-Speed |  |  |  | 11800 | 836 | 14.1 |  | 15200 | 840 | 5.3 |  | Federally-Regulated Commercial & Industrial Equipment | 07/16/2020 | 205767530 | 08/12/2020
ClimateMaster Inc. | CLIMATEMASTER | TCV041A |  | Water-Source | WBAHP: Heat Pump Packaged Unit | Heat Pump | 230 | 1 |  |  |  | Single-Speed |  |  |  | 36500 | 2765 | 13.2 |  | 45700 | 3114 | 4.3 |  | Federally-Regulated Commercial & Industrial Equipment | 07/16/2020 | 205767481 | 08/12/2020
ClimateMaster Inc. | CLIMATEMASTER | TCH/V030A*W/K |  | Water-Source | WBAHP: Heat Pump Packaged Unit | Heat Pump | 230 | 1 |  |  |  | Single-Speed |  |  |  | 28600 | 2102 | 13.6 |  | 37000 | 2213 | 4.9 |  | Federally-Regulated Commercial & Industrial Equipment | 07/16/2020 | 205767543 | 08/12/2020
ClimateMaster Inc. | CLIMATEMASTER | TRH/V048A*W/K |  | Ground-Source | WBAHP: Heat Pump Packaged Unit | Heat Pump | 208 | 1 |  |  |  | Single-Speed |  |  |  | 50400 | 3111 | 16.2 |  | 36500 | 2971 | 3.6 |  | Non Federally-Regulated | 07/16/2020 | 205767552 | 08/12/2020
ClimateMaster Inc. | CLIMATEMASTER | TCV041A |  | Ground-Source | WBAHP: Heat Pump Packaged Unit | Heat Pump | 208 | 1 |  |  |  | Single-Speed |  |  |  | 38000 | 2567 | 14.8 |  | 30000 | 2747 | 3.2 |  | Non Federally-Regulated | 07/16/2020 | 205767481 | 08/12/2020
ClimateMaster Inc. | CLIMATEMASTER | TRH/V048A*W/K |  | Ground-Water-Source | WBAHP: Heat Pump Packaged Unit | Heat Pump | 208 | 1 |  |  |  | Single-Speed |  |  |  | 54200 | 2580 | 21 |  | 45300 | 3087 | 4.3 |  | Non Federally-Regulated | 07/16/2020 | 205767552 | 08/12/2020
ClimateMaster Inc. | CLIMATEMASTER | TSM09 B |  | Ground-Source | WBAHP-O: Heat Pump Packaged Un | Heat Pump | 230 | 1 |  |  |  | Single-Speed |  |  |  | 9700 | 598 | 16.2 |  | 7100 | 630 | 3.3 |  | Non Federally-Regulated | 07/16/2020 | 205767528 | 08/12/2020
ClimateMaster Inc. | CLIMATEMASTER | TCH/V060A |  | Ground-Source | WBAHP: Heat Pump Packaged Unit | Heat Pump | 230 | 1 |  |  |  | Single-Speed |  |  |  | 61500 | 4241 | 14.5 |  | 49200 | 4369 | 3.3 |  | Non Federally-Regulated | 07/16/2020 | 205767499 | 08/12/2020
ClimateMaster Inc. | CLIMATEMASTER | TES/P064B | TAC064B | Ground-Water-Source | WBAHP-C: Heat Pump Split Syste | Heat Pump | 208 | 1 | False |  |  | Single-Speed |  |  |  | 58700 | 3041 | 19.3 |  | 56400 | 4349 | 3.8 |  | Non Federally-Regulated | 07/16/2020 | 205767585 | 08/12/2020
ClimateMaster Inc. | CLIMATEMASTER | TYV/H042 |  | Ground-Source | WBAHP: Heat Pump Packaged Unit | Heat Pump | 230 | 1 |  |  |  | Dual-Speed |  |  |  | 43100 | 2677 | 16.1 |  | 33300 | 2870 | 3.4 |  | Non Federally-Regulated | 07/16/2020 | 205767471 | 08/12/2020
ClimateMaster Inc. | CLIMATEMASTER | TYV/H042 |  | Ground-Water-Source | WBAHP: Heat Pump Packaged Unit | Heat Pump | 230 | 1 |  |  |  | Dual-Speed |  |  |  | 46300 | 2173 | 21.3 |  | 42300 | 3023 | 4.1 |  | Non Federally-Regulated | 07/16/2020 | 205767471 | 08/12/2020
ClimateMaster Inc. | CLIMATEMASTER | TCV041A |  | Ground-Source | WBAHP: Heat Pump Packaged Unit | Heat Pump | 230 | 1 |  |  |  | Single-Speed |  |  |  | 38000 | 2567 | 14.8 |  | 30000 | 2747 | 3.2 |  | Non Federally-Regulated | 07/16/2020 | 205767481 | 08/12/2020
ClimateMaster Inc. | CLIMATEMASTER | TRH/V015A*W/K |  | Water-Source | WBAHP: Heat Pump Packaged Unit | Heat Pump | 208 | 1 |  |  |  | Single-Speed |  |  |  | 14500 | 935 | 15.5 |  | 16800 | 965 | 5.1 |  | Federally-Regulated Commercial & Industrial Equipment | 07/16/2020 | 205767624 | 08/12/2020
ClimateMaster Inc. | CLIMATEMASTER | TSH/V/D036C |  | Ground-Water-Source | WBAHP: Heat Pump Packaged Unit | Heat Pump | 208 | 1 |  |  |  | Single-Speed |  |  |  | 35400 | 1525 | 23.2 |  | 33200 | 2070 | 4.7 |  | Non Federally-Regulated | 07/16/2020 | 205767517 | 08/12/2020
ClimateMaster Inc. | CLIMATEMASTER | TCV041A |  | Ground-Water-Source | WBAHP: Heat Pump Packaged Unit | Heat Pump | 208 | 1 |  |  |  | Single-Speed |  |  |  | 41400 | 2101 | 19.7 |  | 38000 | 3009 | 3.7 |  | Non Federally-Regulated | 07/16/2020 | 205767481 | 08/12/2020
ClimateMaster Inc. | CLIMATEMASTER | TSL15 A |  | Ground-Source | WBAHP: Heat Pump Packaged Unit | Heat Pump | 208 | 1 |  |  |  | Single-Speed |  |  |  | 15400 | 870 | 17.7 |  | 11500 | 936 | 3.6 |  | Non Federally-Regulated | 07/16/2020 | 205767566 | 08/12/2020
ClimateMaster Inc. | CLIMATEMASTER | TYV/H042 |  | Ground-Water-Source | WBAHP: Heat Pump Packaged Unit | Heat Pump | 208 | 1 |  |  |  | Dual-Speed |  |  |  | 46300 | 2173 | 21.3 |  | 42300 | 3023 | 4.1 |  | Non Federally-Regulated | 07/16/2020 | 205767471 | 08/12/2020
ClimateMaster Inc. | CLIMATEMASTER | TRH/V048A*W/K |  | Ground-Water-Source | WBAHP: Heat Pump Packaged Unit | Heat Pump | 230 | 1 |  |  |  | Single-Speed |  |  |  | 54200 | 2580 | 21 |  | 45300 | 3087 | 4.3 |  | Non Federally-Regulated | 07/16/2020 | 205767552 | 08/12/2020
ClimateMaster Inc. | CLIMATEMASTER | TES/P064B | TAC064B | Ground-Source | WBAHP-C: Heat Pump Split Syste | Heat Pump | 230 | 1 | False |  |  | Single-Speed |  |  |  | 54500 | 3585 | 15.2 |  | 44000 | 3792 | 3.4 |  | Non Federally-Regulated | 07/16/2020 | 205767585 | 08/12/2020
ClimateMaster Inc. | CLIMATEMASTER | TSL30 A |  | Water-Source | WBAHP: Heat Pump Packaged Unit | Heat Pump | 208 | 1 |  |  |  | Single-Speed |  |  |  | 28000 | 1842 | 15.2 |  | 34000 | 1916 | 5.2 |  | Federally-Regulated Commercial & Industrial Equipment | 07/16/2020 | 205767572 | 08/12/2020
ClimateMaster Inc. | CLIMATEMASTER | TSM12 B |  | Water-Source | WBAHP-O: Heat Pump Packaged Un | Heat Pump | 208 | 1 |  |  |  | Single-Speed |  |  |  | 11800 | 836 | 14.1 |  | 15200 | 840 | 5.3 |  | Federally-Regulated Commercial & Industrial Equipment | 07/16/2020 | 205767530 | 08/12/2020
ClimateMaster Inc. | CLIMATEMASTER | TSM09 B |  | Water-Source | WBAHP-O: Heat Pump Packaged Un | Heat Pump | 230 | 1 |  |  |  | Single-Speed |  |  |  | 9200 | 643 | 14.3 |  | 12200 | 662 | 5.4 |  | Federally-Regulated Commercial & Industrial Equipment | 07/16/2020 | 205767528 | 08/12/2020
ClimateMaster Inc. | CLIMATEMASTER | TSH/V/D036C |  | Ground-Water-Source | WBAHP: Heat Pump Packaged Unit | Heat Pump | 230 | 1 |  |  |  | Single-Speed |  |  |  | 35400 | 1525 | 23.2 |  | 33200 | 2070 | 4.7 |  | Non Federally-Regulated | 07/16/2020 | 205767517 | 08/12/2020
ClimateMaster Inc. | CLIMATEMASTER | TZV/H024D |  | Ground-Water-Source | WBAHP: Heat Pump Packaged Unit | Heat Pump | 230 | 1 |  |  |  | Dual-Speed |  |  |  | 26500 | 1221 | 21.7 |  | 23000 | 1644 | 4.1 |  | Non Federally-Regulated | 07/16/2020 | 205767608 | 08/12/2020
ClimateMaster Inc. | CLIMATEMASTER | TSM36 A |  | Ground-Source | WBAHP-O: Heat Pump Packaged Un | Heat Pump | 208 | 1 |  |  |  | Single-Speed |  |  |  | 36000 | 2222 | 16.2 |  | 25500 | 2198 | 3.4 |  | Non Federally-Regulated | 07/16/2020 | 205767539 | 08/12/2020
ClimateMaster Inc. | CLIMATEMASTER | TSL15 A |  | Water-Source | WBAHP: Heat Pump Packaged Unit | Heat Pump | 208 | 1 |  |  |  | Single-Speed |  |  |  | 14000 | 979 | 14.3 |  | 19000 | 1113 | 5 |  | Federally-Regulated Commercial & Industrial Equipment | 07/16/2020 | 205767566 | 08/12/2020
ClimateMaster Inc. | CLIMATEMASTER | TSM12 B |  | Ground-Source | WBAHP-O: Heat Pump Packaged Un | Heat Pump | 230 | 1 |  |  |  | Single-Speed |  |  |  | 12100 | 720 | 16.8 |  | 9000 | 824 | 3.2 |  | Non Federally-Regulated | 07/16/2020 | 205767530 | 08/12/2020
ClimateMaster Inc. | CLIMATEMASTER | TSL15 A |  | Water-Source | WBAHP: Heat Pump Packaged Unit | Heat Pump | 230 | 1 |  |  |  | Single-Speed |  |  |  | 14000 | 979 | 14.3 |  | 19000 | 1113 | 5 |  | Federally-Regulated Commercial & Industrial Equipment | 07/16/2020 | 205767566 | 08/12/2020
ClimateMaster Inc. | CLIMATEMASTER | TRH/V015A*W/K |  | Ground-Source | WBAHP: Heat Pump Packaged Unit | Heat Pump | 230 | 1 |  |  |  | Single-Speed |  |  |  | 15000 | 837 | 17.9 |  | 10900 | 887 | 3.6 |  | Non Federally-Regulated | 07/16/2020 | 205767624 | 08/12/2020
ClimateMaster Inc. | CLIMATEMASTER | TSM36 A |  | Ground-Source | WBAHP-O: Heat Pump Packaged Un | Heat Pump | 230 | 1 |  |  |  | Single-Speed |  |  |  | 36000 | 2222 | 16.2 |  | 25500 | 2198 | 3.4 |  | Non Federally-Regulated | 07/16/2020 | 205767539 | 08/12/2020
ClimateMaster Inc. | CLIMATEMASTER | TRH/V048A*W/K |  | Water-Source | WBAHP: Heat Pump Packaged Unit | Heat Pump | 230 | 1 |  |  |  | Single-Speed |  |  |  | 48000 | 3428 | 14 |  | 53600 | 3272 | 4.8 |  | Federally-Regulated Commercial & Industrial Equipment | 07/16/2020 | 205767552 | 08/12/2020
ClimateMaster Inc. | CLIMATEMASTER | TSL30 A |  | Water-Source | WBAHP: Heat Pump Packaged Unit | Heat Pump | 230 | 1 |  |  |  | Single-Speed |  |  |  | 28000 | 1842 | 15.2 |  | 34000 | 1916 | 5.2 |  | Federally-Regulated Commercial & Industrial Equipment | 07/16/2020 | 205767572 | 08/12/2020
ClimateMaster Inc. | CLIMATEMASTER | TZV/H048C |  | Water-Source | WBAHP: Heat Pump Packaged Unit | Heat Pump | 208 | 1 |  |  |  | Single-Speed |  |  |  | 45900 | 3278 | 14 |  | 53800 | 3217 | 4.9 |  | Federally-Regulated Commercial & Industrial Equipment | 07/16/2020 | 205767558 | 08/12/2020
ClimateMaster Inc. | CLIMATEMASTER | TSL30 A |  | Ground-Source | WBAHP: Heat Pump Packaged Unit | Heat Pump | 208 | 1 |  |  |  | Single-Speed |  |  |  | 29500 | 1638 | 18 |  | 21000 | 1810 | 3.4 |  | Non Federally-Regulated | 07/16/2020 | 205767572 | 08/12/2020
ClimateMaster Inc. | CLIMATEMASTER | TZV/H048C |  | Water-Source | WBAHP: Heat Pump Packaged Unit | Heat Pump | 230 | 1 |  |  |  | Single-Speed |  |  |  | 45900 | 3278 | 14 |  | 53800 | 3217 | 4.9 |  | Federally-Regulated Commercial & Industrial Equipment | 07/16/2020 | 205767558 | 08/12/2020
ClimateMaster Inc. | CLIMATEMASTER | TSM09 B |  | Water-Source | WBAHP-O: Heat Pump Packaged Un | Heat Pump | 208 | 1 |  |  |  | Single-Speed |  |  |  | 9200 | 643 | 14.3 |  | 12200 | 662 | 5.4 |  | Federally-Regulated Commercial & Industrial Equipment | 07/16/2020 | 205767528 | 08/12/2020
ClimateMaster Inc. | CLIMATEMASTER | TES/P064B | TAC064B | Ground-Water-Source | WBAHP-C: Heat Pump Split Syste | Heat Pump | 230 | 1 | False |  |  | Single-Speed |  |  |  | 58700 | 3041 | 19.3 |  | 56400 | 4349 | 3.8 |  | Non Federally-Regulated | 07/16/2020 | 205767585 | 08/12/2020
ClimateMaster Inc. | CLIMATEMASTER | TCH/V030A*W/K |  | Ground-Source | WBAHP: Heat Pump Packaged Unit | Heat Pump | 230 | 1 |  |  |  | Single-Speed |  |  |  | 29500 | 1843 | 16 |  | 24000 | 1953 | 3.6 |  | Non Federally-Regulated | 07/16/2020 | 205767543 | 08/12/2020
ClimateMaster Inc. | CLIMATEMASTER | TSM12 B |  | Ground-Source | WBAHP-O: Heat Pump Packaged Un | Heat Pump | 208 | 1 |  |  |  | Single-Speed |  |  |  | 12100 | 720 | 16.8 |  | 9000 | 824 | 3.2 |  | Non Federally-Regulated | 07/16/2020 | 205767530 | 08/12/2020
ClimateMaster Inc. | CLIMATEMASTER | TES/P064B | TAC064B | Ground-Source | WBAHP-C: Heat Pump Split Syste | Heat Pump | 208 | 1 | False |  |  | Single-Speed |  |  |  | 54500 | 3585 | 15.2 |  | 44000 | 3792 | 3.4 |  | Non Federally-Regulated | 07/16/2020 | 205767585 | 08/12/2020
ClimateMaster Inc. | CLIMATEMASTER | TCH/V030A*W/K |  | Ground-Water-Source | WBAHP: Heat Pump Packaged Unit | Heat Pump | 208 | 1 |  |  |  | Single-Speed |  |  |  | 32000 | 1481 | 21.6 |  | 30500 | 2078 | 4.3 |  | Non Federally-Regulated | 07/16/2020 | 205767543 | 08/12/2020
ClimateMaster Inc. | CLIMATEMASTER | TZV/H048C |  | Ground-Water-Source | WBAHP: Heat Pump Packaged Unit | Heat Pump | 230 | 1 |  |  |  | Single-Speed |  |  |  | 51800 | 2478 | 20.9 |  | 45000 | 2997 | 4.4 |  | Non Federally-Regulated | 07/16/2020 | 205767558 | 08/12/2020
ClimateMaster Inc. | CLIMATEMASTER | TSH/V/D036C |  | Water-Source | WBAHP: Heat Pump Packaged Unit | Heat Pump | 208 | 1 |  |  |  | Single-Speed |  |  |  | 33400 | 1964 | 17 |  | 40400 | 2114 | 5.6 |  | Federally-Regulated Commercial & Industrial Equipment | 07/16/2020 | 205767517 | 08/12/2020
ClimateMaster Inc. | CLIMATEMASTER | TSH/V/D036C |  | Ground-Source | WBAHP: Heat Pump Packaged Unit | Heat Pump | 208 | 1 |  |  |  | Single-Speed |  |  |  | 34300 | 1786 | 19.2 |  | 25900 | 1851 | 4.1 |  | Non Federally-Regulated | 07/16/2020 | 205767517 | 08/12/2020
ClimateMaster Inc. | CLIMATEMASTER | TCH/V060A |  | Ground-Source | WBAHP: Heat Pump Packaged Unit | Heat Pump | 208 | 1 |  |  |  | Single-Speed |  |  |  | 61500 | 4241 | 14.5 |  | 49200 | 4369 | 3.3 |  | Non Federally-Regulated | 07/16/2020 | 205767499 | 08/12/2020
ClimateMaster Inc. | CLIMATEMASTER | TYV/H036B |  | Ground-Water-Source | WBAHP: Heat Pump Packaged Unit | Heat Pump | 230 | 1 |  |  |  | Dual-Speed |  |  |  | 38200 | 1713 | 22.3 |  | 35100 | 2392 | 4.3 |  | Non Federally-Regulated | 07/16/2020 | 205767470 | 08/12/2020
ClimateMaster Inc. | CLIMATEMASTER | TSM09 B |  | Ground-Source | WBAHP-O: Heat Pump Packaged Un | Heat Pump | 208 | 1 |  |  |  | Single-Speed |  |  |  | 9700 | 598 | 16.2 |  | 7100 | 630 | 3.3 |  | Non Federally-Regulated | 07/16/2020 | 205767528 | 08/12/2020
ClimateMaster Inc. | CLIMATEMASTER | TCH/V060A |  | Water-Source | WBAHP: Heat Pump Packaged Unit | Heat Pump | 208 | 1 |  |  |  | Single-Speed |  |  |  | 59500 | 4576 | 13 |  | 72000 | 4907 | 4.3 |  | Federally-Regulated Commercial & Industrial Equipment | 07/16/2020 | 205767499 | 08/12/2020
ClimateMaster Inc. | CLIMATEMASTER | TZV/H024D |  | Ground-Source | WBAHP: Heat Pump Packaged Unit | Heat Pump | 208 | 1 |  |  |  | Dual-Speed |  |  |  | 24600 | 1537 | 16 |  | 17800 | 1449 | 3.6 |  | Non Federally-Regulated | 07/16/2020 | 205767608 | 08/12/2020
ClimateMaster Inc. | CLIMATEMASTER | TYV/H036B |  | Ground-Water-Source | WBAHP: Heat Pump Packaged Unit | Heat Pump | 208 | 1 |  |  |  | Dual-Speed |  |  |  | 38200 | 1713 | 22.3 |  | 35100 | 2392 | 4.3 |  | Non Federally-Regulated | 07/16/2020 | 205767470 | 08/12/2020
ClimateMaster Inc. | CLIMATEMASTER | TZV/H024D |  | Water-Source | WBAHP: Heat Pump Packaged Unit | Heat Pump | 208 | 1 |  |  |  | Dual-Speed |  |  |  | 23700 | 1657 | 14.3 |  | 28000 | 1783 | 4.6 |  | Federally-Regulated Commercial & Industrial Equipment | 07/16/2020 | 205767608 | 08/12/2020
ClimateMaster Inc. | CLIMATEMASTER | TRH/V048A*W/K |  | Ground-Source | WBAHP: Heat Pump Packaged Unit | Heat Pump | 230 | 1 |  |  |  | Single-Speed |  |  |  | 50400 | 3111 | 16.2 |  | 36500 | 2971 | 3.6 |  | Non Federally-Regulated | 07/16/2020 | 205767552 | 08/12/2020
ClimateMaster Inc. | CLIMATEMASTER | TSH/V/D036C |  | Water-Source | WBAHP: Heat Pump Packaged Unit | Heat Pump | 230 | 1 |  |  |  | Single-Speed |  |  |  | 33400 | 1964 | 17 |  | 40400 | 2114 | 5.6 |  | Federally-Regulated Commercial & Industrial Equipment | 07/16/2020 | 205767517 | 08/12/2020
ClimateMaster Inc. | CLIMATEMASTER | TYV/H042 |  | Water-Source | WBAHP: Heat Pump Packaged Unit | Heat Pump | 208 | 1 |  |  |  | Dual-Speed |  |  |  | 41100 | 2874 | 14.3 |  | 50200 | 3198 | 4.6 |  | Federally-Regulated Commercial & Industrial Equipment | 07/16/2020 | 205767471 | 08/12/2020
ClimateMaster Inc. | CLIMATEMASTER | TYV/H042 |  | Ground-Source | WBAHP: Heat Pump Packaged Unit | Heat Pump | 208 | 1 |  |  |  | Dual-Speed |  |  |  | 43100 | 2677 | 16.1 |  | 33300 | 2870 | 3.4 |  | Non Federally-Regulated | 07/16/2020 | 205767471 | 08/12/2020
ClimateMaster Inc. | CLIMATEMASTER | TSL30 A |  | Ground-Source | WBAHP: Heat Pump Packaged Unit | Heat Pump | 230 | 1 |  |  |  | Single-Speed |  |  |  | 29500 | 1638 | 18 |  | 21000 | 1810 | 3.4 |  | Non Federally-Regulated | 07/16/2020 | 205767572 | 08/12/2020
ClimateMaster Inc. | CLIMATEMASTER | TSH/V/D036C |  | Ground-Source | WBAHP: Heat Pump Packaged Unit | Heat Pump | 230 | 1 |  |  |  | Single-Speed |  |  |  | 34300 | 1786 | 19.2 |  | 25900 | 1851 | 4.1 |  | Non Federally-Regulated | 07/16/2020 | 205767517 | 08/12/2020
ClimateMaster Inc. | CLIMATEMASTER | TYV/H042 |  | Water-Source | WBAHP: Heat Pump Packaged Unit | Heat Pump | 230 | 1 |  |  |  | Dual-Speed |  |  |  | 41100 | 2874 | 14.3 |  | 50200 | 3198 | 4.6 |  | Federally-Regulated Commercial & Industrial Equipment | 07/16/2020 | 205767471 | 08/12/2020
ClimateMaster Inc. | CLIMATEMASTER | TYV/H036B |  | Water-Source | WBAHP: Heat Pump Packaged Unit | Heat Pump | 230 | 1 |  |  |  | Dual-Speed |  |  |  | 34300 | 2271 | 15.1 |  | 42000 | 2675 | 4.6 |  | Federally-Regulated Commercial & Industrial Equipment | 07/16/2020 | 205767470 | 08/12/2020
ClimateMaster Inc. | CLIMATEMASTER | TZV/H024D |  | Ground-Water-Source | WBAHP: Heat Pump Packaged Unit | Heat Pump | 208 | 1 |  |  |  | Dual-Speed |  |  |  | 26500 | 1221 | 21.7 |  | 23000 | 1644 | 4.1 |  | Non Federally-Regulated | 07/16/2020 | 205767608 | 08/12/2020
ClimateMaster Inc. | CLIMATEMASTER | TRH/V048A*W/K |  | Water-Source | WBAHP: Heat Pump Packaged Unit | Heat Pump | 208 | 1 |  |  |  | Single-Speed |  |  |  | 48000 | 3428 | 14 |  | 53600 | 3272 | 4.8 |  | Federally-Regulated Commercial & Industrial Equipment | 07/16/2020 | 205767552 | 08/12/2020
ClimateMaster Inc. | CLIMATEMASTER | TSM36 A |  | Water-Source | WBAHP-O: Heat Pump Packaged Un | Heat Pump | 230 | 1 |  |  |  | Single-Speed |  |  |  | 35000 | 2482 | 14.1 |  | 40500 | 2422 | 4.9 |  | Federally-Regulated Commercial & Industrial Equipment | 07/16/2020 | 205767539 | 08/12/2020
ClimateMaster Inc. | CLIMATEMASTER | TCH/V030A*W/K |  | Water-Source | WBAHP: Heat Pump Packaged Unit | Heat Pump | 208 | 1 |  |  |  | Single-Speed |  |  |  | 28600 | 2102 | 13.6 |  | 37000 | 2213 | 4.9 |  | Federally-Regulated Commercial & Industrial Equipment | 07/16/2020 | 205767543 | 08/12/2020
ClimateMaster Inc. | CLIMATEMASTER | TRH/V015A*W/K |  | Ground-Water-Source | WBAHP: Heat Pump Packaged Unit | Heat Pump | 208 | 1 |  |  |  | Single-Speed |  |  |  | 16800 | 672 | 25 |  | 13800 | 919 | 4.4 |  | Non Federally-Regulated | 07/16/2020 | 205767624 | 08/12/2020
ClimateMaster Inc. | CLIMATEMASTER | TSM36 A |  | Water-Source | WBAHP-O: Heat Pump Packaged Un | Heat Pump | 208 | 1 |  |  |  | Single-Speed |  |  |  | 35000 | 2482 | 14.1 |  | 40500 | 2422 | 4.9 |  | Federally-Regulated Commercial & Industrial Equipment | 07/16/2020 | 205767539 | 08/12/2020
ClimateMaster Inc. | CLIMATEMASTER | TCH/V060A*W/K |  | Ground-Source | WBAHP: Heat Pump Packaged Unit | Heat Pump | 230 | 1 |  |  |  | Single-Speed |  |  |  | 61500 | 3727 | 16.5 |  | 49200 | 4240 | 3.4 |  | Non Federally-Regulated | 08/12/2020 | 205767547 | 08/12/2020
ClimateMaster Inc. | CLIMATEMASTER | TSH/V/D024C |  | Water-Source | WBAHP: Heat Pump Packaged Unit | Heat Pump | 230 | 1 |  |  |  | Single-Speed |  |  |  | 23800 | 1408 | 16.9 |  | 30800 | 1529 | 5.9 |  | Federally-Regulated Commercial & Industrial Equipment | 08/12/2020 | 205767513 | 08/12/2020
ClimateMaster Inc. | CLIMATEMASTER | TRH/V036A |  | Water-Source | WBAHP: Heat Pump Packaged Unit | Heat Pump | 230 | 1 |  |  |  | Single-Speed |  |  |  | 34500 | 2555 | 13.5 |  | 45200 | 3010 | 4.4 |  | Federally-Regulated Commercial & Industrial Equipment | 08/12/2020 | 205767486 | 08/12/2020
ClimateMaster Inc. | CLIMATEMASTER | TRH/V012A |  | Water-Source | WBAHP: Heat Pump Packaged Unit | Heat Pump | 230 | 1 |  |  |  | Single-Speed |  |  |  | 11100 | 888 | 12.5 |  | 14700 | 1001 | 4.3 |  | Federally-Regulated Commercial & Industrial Equipment | 08/12/2020 | 205767507 | 08/12/2020
ClimateMaster Inc. | CLIMATEMASTER | TRH/V042A*W/K |  | Ground-Source | WBAHP: Heat Pump Packaged Unit | Heat Pump | 230 | 1 |  |  |  | Single-Speed |  |  |  | 42200 | 2511 | 16.8 |  | 33900 | 2922 | 3.4 |  | Non Federally-Regulated | 08/12/2020 | 205767551 | 08/12/2020
ClimateMaster Inc. | CLIMATEMASTER | TCH/V006A*W/K |  | Ground-Source | WBAHP: Heat Pump Packaged Unit | Heat Pump | 230 | 1 |  |  |  | Single-Speed |  |  |  | 6200 | 371 | 16.7 |  | 4900 | 410 | 3.5 |  | Non Federally-Regulated | 08/12/2020 | 205752888 | 08/12/2020
ClimateMaster Inc. | CLIMATEMASTER | TCH/V042A |  | Ground-Water-Source | WBAHP: Heat Pump Packaged Unit | Heat Pump | 208 | 1 |  |  |  | Single-Speed |  |  |  | 45900 | 2341 | 19.6 |  | 44000 | 3393 | 3.8 |  | Non Federally-Regulated | 08/12/2020 | 205767491 | 08/12/2020
ClimateMaster Inc. | CLIMATEMASTER | TRH/V036A |  | Ground-Water-Source | WBAHP: Heat Pump Packaged Unit | Heat Pump | 230 | 1 |  |  |  | Single-Speed |  |  |  | 38700 | 1869 | 20.7 |  | 37500 | 2747 | 4 |  | Non Federally-Regulated | 08/12/2020 | 205767486 | 08/12/2020
ClimateMaster Inc. | CLIMATEMASTER | TRH/V012A |  | Ground-Water-Source | WBAHP: Heat Pump Packaged Unit | Heat Pump | 208 | 1 |  |  |  | Single-Speed |  |  |  | 13500 | 703 | 19.2 |  | 12100 | 958 | 3.7 |  | Non Federally-Regulated | 08/12/2020 | 205767507 | 08/12/2020
ClimateMaster Inc. | CLIMATEMASTER | TCH/V042A |  | Water-Source | WBAHP: Heat Pump Packaged Unit | Heat Pump | 230 | 1 |  |  |  | Single-Speed |  |  |  | 40100 | 3037 | 13.2 |  | 52700 | 3591 | 4.3 |  | Federally-Regulated Commercial & Industrial Equipment | 08/12/2020 | 205767491 | 08/12/2020
ClimateMaster Inc. | CLIMATEMASTER | TCH/V042A*W/K |  | Ground-Water-Source | WBAHP: Heat Pump Packaged Unit | Heat Pump | 230 | 1 |  |  |  | Single-Speed |  |  |  | 46400 | 2109 | 22 |  | 42400 | 3106 | 4 |  | Non Federally-Regulated | 08/12/2020 | 205767545 | 08/12/2020
ClimateMaster Inc. | CLIMATEMASTER | TSH/V/D024C |  | Ground-Water-Source | WBAHP: Heat Pump Packaged Unit | Heat Pump | 230 | 1 |  |  |  | Single-Speed |  |  |  | 26500 | 1063 | 24.92 |  | 24100 | 1412 | 5 |  | Non Federally-Regulated | 08/12/2020 | 205767513 | 08/12/2020
ClimateMaster Inc. | CLIMATEMASTER | TCH/V042A*W/K |  | Ground-Water-Source | WBAHP: Heat Pump Packaged Unit | Heat Pump | 208 | 1 |  |  |  | Single-Speed |  |  |  | 46400 | 2109 | 22 |  | 42400 | 3106 | 4 |  | Non Federally-Regulated | 08/12/2020 | 205767545 | 08/12/2020
ClimateMaster Inc. | CLIMATEMASTER | TSL12 A |  | Ground-Source | WBAHP: Heat Pump Packaged Unit | Heat Pump | 208 | 1 |  |  |  | Single-Speed |  |  |  | 12600 | 792 | 15.9 |  | 9200 | 842 | 3.2 |  | Non Federally-Regulated | 08/12/2020 | 205767564 | 08/12/2020
ClimateMaster Inc. | CLIMATEMASTER | TRH/V042A*W/K |  | Ground-Water-Source | WBAHP: Heat Pump Packaged Unit | Heat Pump | 230 | 1 |  |  |  | Single-Speed |  |  |  | 46400 | 2109 | 22 |  | 42400 | 3106 | 4 |  | Non Federally-Regulated | 08/12/2020 | 205767551 | 08/12/2020
ClimateMaster Inc. | CLIMATEMASTER | TRH/V012A |  | Ground-Source | WBAHP: Heat Pump Packaged Unit | Heat Pump | 208 | 1 |  |  |  | Single-Speed |  |  |  | 12000 | 839 | 14.3 |  | 10000 | 915 | 3.2 |  | Non Federally-Regulated | 08/12/2020 | 205767507 | 08/12/2020
ClimateMaster Inc. | CLIMATEMASTER | TRH/V012A |  | Water-Source | WBAHP: Heat Pump Packaged Unit | Heat Pump | 208 | 1 |  |  |  | Single-Speed |  |  |  | 11100 | 888 | 12.5 |  | 14700 | 1001 | 4.3 |  | Federally-Regulated Commercial & Industrial Equipment | 08/12/2020 | 205767507 | 08/12/2020
ClimateMaster Inc. | CLIMATEMASTER | TCH/V018A*W/K |  | Water-Source | WBAHP: Heat Pump Packaged Unit | Heat Pump | 230 | 1 |  |  |  | Single-Speed |  |  |  | 18700 | 1246 | 15 |  | 21800 | 1228 | 5.2 |  | Federally-Regulated Commercial & Industrial Equipment | 08/12/2020 | 205767541 | 08/12/2020
ClimateMaster Inc. | CLIMATEMASTER | TCH/V006A*W/K |  | Ground-Source | WBAHP: Heat Pump Packaged Unit | Heat Pump | 208 | 1 |  |  |  | Single-Speed |  |  |  | 6200 | 371 | 16.7 |  | 4900 | 410 | 3.5 |  | Non Federally-Regulated | 08/12/2020 | 205752888 | 08/12/2020
ClimateMaster Inc. | CLIMATEMASTER | TZV/H030C |  | Ground-Source | WBAHP: Heat Pump Packaged Unit | Heat Pump | 230 | 1 |  |  |  | Single-Speed |  |  |  | 29900 | 1904 | 15.7 |  | 23800 | 1937 | 3.6 |  | Non Federally-Regulated | 08/12/2020 | 205767555 | 08/12/2020
ClimateMaster Inc. | CLIMATEMASTER | TCH/V060A*W/K |  | Water-Source | WBAHP: Heat Pump Packaged Unit | Heat Pump | 208 | 1 |  |  |  | Single-Speed |  |  |  | 59500 | 4075 | 14.6 |  | 72000 | 4795 | 4.4 |  | Federally-Regulated Commercial & Industrial Equipment | 08/12/2020 | 205767547 | 08/12/2020
ClimateMaster Inc. | CLIMATEMASTER | TCH/V060A*W/K |  | Ground-Source | WBAHP: Heat Pump Packaged Unit | Heat Pump | 208 | 1 |  |  |  | Single-Speed |  |  |  | 61500 | 3727 | 16.5 |  | 49200 | 4240 | 3.4 |  | Non Federally-Regulated | 08/12/2020 | 205767547 | 08/12/2020
ClimateMaster Inc. | CLIMATEMASTER | TZV/H030C |  | Ground-Water-Source | WBAHP: Heat Pump Packaged Unit | Heat Pump | 230 | 1 |  |  |  | Single-Speed |  |  |  | 32300 | 1560 | 20.7 |  | 30000 | 2093 | 4.2 |  | Non Federally-Regulated | 08/12/2020 | 205767555 | 08/12/2020
ClimateMaster Inc. | CLIMATEMASTER | TSL12 A |  | Water-Source | WBAHP: Heat Pump Packaged Unit | Heat Pump | 208 | 1 |  |  |  | Single-Speed |  |  |  | 12000 | 845 | 14.2 |  | 15500 | 873 | 5.2 |  | Federally-Regulated Commercial & Industrial Equipment | 08/12/2020 | 205767564 | 08/12/2020
ClimateMaster Inc. | CLIMATEMASTER | TSL12 A/B B |  | Water-Source | WBAHP: Heat Pump Packaged Unit | Heat Pump | 230 | 1 |  |  |  | Single-Speed |  |  |  | 11600 | 811 | 14.3 |  | 15900 | 991 | 4.7 |  | Federally-Regulated Commercial & Industrial Equipment | 08/12/2020 | 205767601 | 08/12/2020
ClimateMaster Inc. | CLIMATEMASTER | TRC18 |  | Water-Source | WBAHP-O: Heat Pump Packaged Un | Heat Pump | 230 | 1 |  |  |  | Single-Speed |  |  |  | 15600 | 1278 | 12.2 |  | 20100 | 1309 | 4.5 |  | Federally-Regulated Commercial & Industrial Equipment | 08/12/2020 | 205767483 | 08/12/2020
ClimateMaster Inc. | CLIMATEMASTER | TSH/V/D024C |  | Ground-Source | WBAHP: Heat Pump Packaged Unit | Heat Pump | 208 | 1 |  |  |  | Single-Speed |  |  |  | 25300 | 1338 | 18.9 |  | 19200 | 1406 | 4 |  | Non Federally-Regulated | 08/12/2020 | 205767513 | 08/12/2020
ClimateMaster Inc. | CLIMATEMASTER | TSH/V/D030C |  | Water-Source | WBAHP: Heat Pump Packaged Unit | Heat Pump | 230 | 1 |  |  |  | Single-Speed |  |  |  | 28000 | 1717 | 16.3 |  | 35500 | 1891 | 5.5 |  | Federally-Regulated Commercial & Industrial Equipment | 08/12/2020 | 205767515 | 08/12/2020
ClimateMaster Inc. | CLIMATEMASTER | TSL12 A/B B |  | Ground-Source | WBAHP: Heat Pump Packaged Unit | Heat Pump | 208 | 1 |  |  |  | Single-Speed |  |  |  | 12100 | 737 | 16.4 |  | 9600 | 879 | 3.2 |  | Non Federally-Regulated | 08/12/2020 | 205767601 | 08/12/2020
ClimateMaster Inc. | CLIMATEMASTER | TSH/V/D024C |  | Ground-Source | WBAHP: Heat Pump Packaged Unit | Heat Pump | 230 | 1 |  |  |  | Single-Speed |  |  |  | 25300 | 1338 | 18.9 |  | 19200 | 1406 | 4 |  | Non Federally-Regulated | 08/12/2020 | 205767513 | 08/12/2020
ClimateMaster Inc. | CLIMATEMASTER | TRH/V042A*W/K |  | Water-Source | WBAHP: Heat Pump Packaged Unit | Heat Pump | 208 | 1 |  |  |  | Single-Speed |  |  |  | 42100 | 2825 | 14.9 |  | 50400 | 3282 | 4.5 |  | Federally-Regulated Commercial & Industrial Equipment | 08/12/2020 | 205767551 | 08/12/2020
ClimateMaster Inc. | CLIMATEMASTER | TCH/V018A*W/K |  | Ground-Water-Source | WBAHP: Heat Pump Packaged Unit | Heat Pump | 208 | 1 |  |  |  | Single-Speed |  |  |  | 21500 | 911 | 23.6 |  | 17800 | 1159 | 4.5 |  | Non Federally-Regulated | 08/12/2020 | 205767541 | 08/12/2020
ClimateMaster Inc. | CLIMATEMASTER | TSH/V/D030C |  | Ground-Water-Source | WBAHP: Heat Pump Packaged Unit | Heat Pump | 230 | 1 |  |  |  | Single-Speed |  |  |  | 31000 | 1244 | 24.9 |  | 28400 | 1770 | 4.7 |  | Non Federally-Regulated | 08/12/2020 | 205767515 | 08/12/2020
ClimateMaster Inc. | CLIMATEMASTER | TSH/V/D024C |  | Water-Source | WBAHP: Heat Pump Packaged Unit | Heat Pump | 208 | 1 |  |  |  | Single-Speed |  |  |  | 23800 | 1408 | 16.9 |  | 30800 | 1529 | 5.9 |  | Federally-Regulated Commercial & Industrial Equipment | 08/12/2020 | 205767513 | 08/12/2020
ClimateMaster Inc. | CLIMATEMASTER | TZV/H030C |  | Water-Source | WBAHP: Heat Pump Packaged Unit | Heat Pump | 208 | 1 |  |  |  | Single-Speed |  |  |  | 28500 | 2035 | 14 |  | 35800 | 2280 | 4.6 |  | Federally-Regulated Commercial & Industrial Equipment | 08/12/2020 | 205767555 | 08/12/2020
ClimateMaster Inc. | CLIMATEMASTER | TRE048D |  | Water-Source | WBAHP: Heat Pump Packaged Unit | Heat Pump | 230 | 3 |  |  |  | Single-Speed |  |  |  | 48500 | 3368 | 14.4 |  | 59700 | 3722 | 4.7 |  | Federally-Regulated Commercial & Industrial Equipment | 08/12/2020 | 205767591 | 08/12/2020
ClimateMaster Inc. | CLIMATEMASTER | TSH/V/D024C |  | Ground-Water-Source | WBAHP: Heat Pump Packaged Unit | Heat Pump | 208 | 1 |  |  |  | Single-Speed |  |  |  | 26500 | 1063 | 24.92 |  | 24100 | 1412 | 5 |  | Non Federally-Regulated | 08/12/2020 | 205767513 | 08/12/2020
ClimateMaster Inc. | CLIMATEMASTER | TSL12 A/B B |  | Water-Source | WBAHP: Heat Pump Packaged Unit | Heat Pump | 208 | 1 |  |  |  | Single-Speed |  |  |  | 11600 | 811 | 14.3 |  | 15900 | 991 | 4.7 |  | Federally-Regulated Commercial & Industrial Equipment | 08/12/2020 | 205767601 | 08/12/2020
ClimateMaster Inc. | CLIMATEMASTER | TCH/V042A*W/K |  | Ground-Source | WBAHP: Heat Pump Packaged Unit | Heat Pump | 208 | 1 |  |  |  | Single-Speed |  |  |  | 42200 | 2511 | 16.8 |  | 33900 | 2922 | 3.4 |  | Non Federally-Regulated | 08/12/2020 | 205767545 | 08/12/2020
ClimateMaster Inc. | CLIMATEMASTER | TSH/V/D030C |  | Ground-Water-Source | WBAHP: Heat Pump Packaged Unit | Heat Pump | 208 | 1 |  |  |  | Single-Speed |  |  |  | 31000 | 1244 | 24.9 |  | 28400 | 1770 | 4.7 |  | Non Federally-Regulated | 08/12/2020 | 205767515 | 08/12/2020
ClimateMaster Inc. | CLIMATEMASTER | TRH/V012A |  | Ground-Water-Source | WBAHP: Heat Pump Packaged Unit | Heat Pump | 230 | 1 |  |  |  | Single-Speed |  |  |  | 13500 | 703 | 19.2 |  | 12100 | 958 | 3.7 |  | Non Federally-Regulated | 08/12/2020 | 205767507 | 08/12/2020
ClimateMaster Inc. | CLIMATEMASTER | TCH/V042A |  | Ground-Water-Source | WBAHP: Heat Pump Packaged Unit | Heat Pump | 230 | 1 |  |  |  | Single-Speed |  |  |  | 45900 | 2341 | 19.6 |  | 44000 | 3393 | 3.8 |  | Non Federally-Regulated | 08/12/2020 | 205767491 | 08/12/2020
ClimateMaster Inc. | CLIMATEMASTER | TCH/V042A |  | Ground-Source | WBAHP: Heat Pump Packaged Unit | Heat Pump | 230 | 1 |  |  |  | Single-Speed |  |  |  | 40500 | 2812 | 14.4 |  | 34300 | 3046 | 3.3 |  | Non Federally-Regulated | 08/12/2020 | 205767491 | 08/12/2020
ClimateMaster Inc. | CLIMATEMASTER | TCH/V006A*W/K |  | Ground-Water-Source | WBAHP: Heat Pump Packaged Unit | Heat Pump | 208 | 1 |  |  |  | Single-Speed |  |  |  | 7000 | 291 | 24 |  | 6300 | 439 | 4.2 |  | Non Federally-Regulated | 08/12/2020 | 205752888 | 08/12/2020
ClimateMaster Inc. | CLIMATEMASTER | TCH/V042A*W/K |  | Water-Source | WBAHP: Heat Pump Packaged Unit | Heat Pump | 208 | 1 |  |  |  | Single-Speed |  |  |  | 42100 | 2825 | 14.9 |  | 50400 | 3282 | 4.5 |  | Federally-Regulated Commercial & Industrial Equipment | 08/12/2020 | 205767545 | 08/12/2020
ClimateMaster Inc. | CLIMATEMASTER | TZV/H030C |  | Water-Source | WBAHP: Heat Pump Packaged Unit | Heat Pump | 230 | 1 |  |  |  | Single-Speed |  |  |  | 28500 | 2035 | 14 |  | 35800 | 2280 | 4.6 |  | Federally-Regulated Commercial & Industrial Equipment | 08/12/2020 | 205767555 | 08/12/2020
ClimateMaster Inc. | CLIMATEMASTER | TCH/V006A*W/K |  | Water-Source | WBAHP: Heat Pump Packaged Unit | Heat Pump | 230 | 1 |  |  |  | Single-Speed |  |  |  | 5800 | 414 | 14 |  | 7500 | 457 | 4.8 |  | Federally-Regulated Commercial & Industrial Equipment | 08/12/2020 | 205752888 | 08/12/2020
ClimateMaster Inc. | CLIMATEMASTER | TZV/H030C |  | Ground-Source | WBAHP: Heat Pump Packaged Unit | Heat Pump | 208 | 1 |  |  |  | Single-Speed |  |  |  | 29900 | 1904 | 15.7 |  | 23800 | 1937 | 3.6 |  | Non Federally-Regulated | 08/12/2020 | 205767555 | 08/12/2020
ClimateMaster Inc. | CLIMATEMASTER | TSH/V/D030C |  | Ground-Source | WBAHP: Heat Pump Packaged Unit | Heat Pump | 230 | 1 |  |  |  | Single-Speed |  |  |  | 29200 | 1578 | 18.5 |  | 22200 | 1668 | 3.9 |  | Non Federally-Regulated | 08/12/2020 | 205767515 | 08/12/2020
ClimateMaster Inc. | CLIMATEMASTER | TRH/V036A |  | Ground-Water-Source | WBAHP: Heat Pump Packaged Unit | Heat Pump | 208 | 1 |  |  |  | Single-Speed |  |  |  | 38700 | 1869 | 20.7 |  | 37500 | 2747 | 4 |  | Non Federally-Regulated | 08/12/2020 | 205767486 | 08/12/2020
ClimateMaster Inc. | CLIMATEMASTER | TRH/V042A*W/K |  | Ground-Source | WBAHP: Heat Pump Packaged Unit | Heat Pump | 208 | 1 |  |  |  | Single-Speed |  |  |  | 42200 | 2511 | 16.8 |  | 33900 | 2922 | 3.4 |  | Non Federally-Regulated | 08/12/2020 | 205767551 | 08/12/2020
ClimateMaster Inc. | CLIMATEMASTER | TRC18 |  | Water-Source | WBAHP-O: Heat Pump Packaged Un | Heat Pump | 208 | 1 |  |  |  | Single-Speed |  |  |  | 15600 | 1278 | 12.2 |  | 20100 | 1309 | 4.5 |  | Federally-Regulated Commercial & Industrial Equipment | 08/12/2020 | 205767483 | 08/12/2020
ClimateMaster Inc. | CLIMATEMASTER | TCH/V006A*W/K |  | Water-Source | WBAHP: Heat Pump Packaged Unit | Heat Pump | 208 | 1 |  |  |  | Single-Speed |  |  |  | 5800 | 414 | 14 |  | 7500 | 457 | 4.8 |  | Federally-Regulated Commercial & Industrial Equipment | 08/12/2020 | 205752888 | 08/12/2020
ClimateMaster Inc. | CLIMATEMASTER | TSH/V/D030C |  | Ground-Source | WBAHP: Heat Pump Packaged Unit | Heat Pump | 208 | 1 |  |  |  | Single-Speed |  |  |  | 29200 | 1578 | 18.5 |  | 22200 | 1668 | 3.9 |  | Non Federally-Regulated | 08/12/2020 | 205767515 | 08/12/2020
ClimateMaster Inc. | CLIMATEMASTER | TRE048D |  | Water-Source | WBAHP: Heat Pump Packaged Unit | Heat Pump | 208 | 3 |  |  |  | Single-Speed |  |  |  | 48500 | 3368 | 14.4 |  | 59700 | 3722 | 4.7 |  | Federally-Regulated Commercial & Industrial Equipment | 08/12/2020 | 205767591 | 08/12/2020
ClimateMaster Inc. | CLIMATEMASTER | TCH/V042A*W/K |  | Water-Source | WBAHP: Heat Pump Packaged Unit | Heat Pump | 230 | 1 |  |  |  | Single-Speed |  |  |  | 42100 | 2825 | 14.9 |  | 50400 | 3282 | 4.5 |  | Federally-Regulated Commercial & Industrial Equipment | 08/12/2020 | 205767545 | 08/12/2020
ClimateMaster Inc. | CLIMATEMASTER | TRE048D |  | Ground-Water-Source | WBAHP: Heat Pump Packaged Unit | Heat Pump | 208 | 3 |  |  |  | Single-Speed |  |  |  | 54800 | 2597 | 21.1 |  | 48500 | 3466 | 4.1 |  | Non Federally-Regulated | 08/12/2020 | 205767591 | 08/12/2020
ClimateMaster Inc. | CLIMATEMASTER | TRH/V036A |  | Water-Source | WBAHP: Heat Pump Packaged Unit | Heat Pump | 208 | 1 |  |  |  | Single-Speed |  |  |  | 34500 | 2555 | 13.5 |  | 45200 | 3010 | 4.4 |  | Federally-Regulated Commercial & Industrial Equipment | 08/12/2020 | 205767486 | 08/12/2020
ClimateMaster Inc. | CLIMATEMASTER | TRE048D |  | Ground-Water-Source | WBAHP: Heat Pump Packaged Unit | Heat Pump | 230 | 3 |  |  |  | Single-Speed |  |  |  | 54800 | 2597 | 21.1 |  | 48500 | 3466 | 4.1 |  | Non Federally-Regulated | 08/12/2020 | 205767591 | 08/12/2020
ClimateMaster Inc. | CLIMATEMASTER | TZV/H030C |  | Ground-Water-Source | WBAHP: Heat Pump Packaged Unit | Heat Pump | 208 | 1 |  |  |  | Single-Speed |  |  |  | 32300 | 1560 | 20.7 |  | 30000 | 2093 | 4.2 |  | Non Federally-Regulated | 08/12/2020 | 205767555 | 08/12/2020
ClimateMaster Inc. | CLIMATEMASTER | TCH/V042A*W/K |  | Ground-Source | WBAHP: Heat Pump Packaged Unit | Heat Pump | 230 | 1 |  |  |  | Single-Speed |  |  |  | 42200 | 2511 | 16.8 |  | 33900 | 2922 | 3.4 |  | Non Federally-Regulated | 08/12/2020 | 205767545 | 08/12/2020
ClimateMaster Inc. | CLIMATEMASTER | TRH/V036A |  | Ground-Source | WBAHP: Heat Pump Packaged Unit | Heat Pump | 230 | 1 |  |  |  | Single-Speed |  |  |  | 35300 | 2369 | 14.9 |  | 29600 | 2628 | 3.3 |  | Non Federally-Regulated | 08/12/2020 | 205767486 | 08/12/2020
ClimateMaster Inc. | CLIMATEMASTER | TCH/V060A*W/K |  | Water-Source | WBAHP: Heat Pump Packaged Unit | Heat Pump | 230 | 1 |  |  |  | Single-Speed |  |  |  | 59500 | 4075 | 14.6 |  | 72000 | 4795 | 4.4 |  | Federally-Regulated Commercial & Industrial Equipment | 08/12/2020 | 205767547 | 08/12/2020
ClimateMaster Inc. | CLIMATEMASTER | TSH/V/D030C |  | Water-Source | WBAHP: Heat Pump Packaged Unit | Heat Pump | 208 | 1 |  |  |  | Single-Speed |  |  |  | 28000 | 1717 | 16.3 |  | 35500 | 1891 | 5.5 |  | Federally-Regulated Commercial & Industrial Equipment | 08/12/2020 | 205767515 | 08/12/2020
ClimateMaster Inc. | CLIMATEMASTER | TCH/V006A*W/K |  | Ground-Water-Source | WBAHP: Heat Pump Packaged Unit | Heat Pump | 230 | 1 |  |  |  | Single-Speed |  |  |  | 7000 | 291 | 24 |  | 6300 | 439 | 4.2 |  | Non Federally-Regulated | 08/12/2020 | 205752888 | 08/12/2020
ClimateMaster Inc. | CLIMATEMASTER | TSL12 A/B B |  | Ground-Source | WBAHP: Heat Pump Packaged Unit | Heat Pump | 230 | 1 |  |  |  | Single-Speed |  |  |  | 12100 | 737 | 16.4 |  | 9600 | 879 | 3.2 |  | Non Federally-Regulated | 08/12/2020 | 205767601 | 08/12/2020
ClimateMaster Inc. | CLIMATEMASTER | TCH/V018A*W/K |  | Ground-Source | WBAHP: Heat Pump Packaged Unit | Heat Pump | 230 | 1 |  |  |  | Single-Speed |  |  |  | 19500 | 1140 | 17.1 |  | 14100 | 1116 | 3.7 |  | Non Federally-Regulated | 08/12/2020 | 205767541 | 08/12/2020
ClimateMaster Inc. | CLIMATEMASTER | TRE048D |  | Ground-Source | WBAHP: Heat Pump Packaged Unit | Heat Pump | 208 | 3 |  |  |  | Single-Speed |  |  |  | 50000 | 3125 | 16 |  | 37800 | 3258 | 3.4 |  | Non Federally-Regulated | 08/12/2020 | 205767591 | 08/12/2020
ClimateMaster Inc. | CLIMATEMASTER | TCH/V018A*W/K |  | Water-Source | WBAHP: Heat Pump Packaged Unit | Heat Pump | 208 | 1 |  |  |  | Single-Speed |  |  |  | 18700 | 1246 | 15 |  | 21800 | 1228 | 5.2 |  | Federally-Regulated Commercial & Industrial Equipment | 08/12/2020 | 205767541 | 08/12/2020
ClimateMaster Inc. | CLIMATEMASTER | TRH/V042A*W/K |  | Water-Source | WBAHP: Heat Pump Packaged Unit | Heat Pump | 230 | 1 |  |  |  | Single-Speed |  |  |  | 42100 | 2825 | 14.9 |  | 50400 | 3282 | 4.5 |  | Federally-Regulated Commercial & Industrial Equipment | 08/12/2020 | 205767551 | 08/12/2020
ClimateMaster Inc. | CLIMATEMASTER | TCH/V018A*W/K |  | Ground-Source | WBAHP: Heat Pump Packaged Unit | Heat Pump | 208 | 1 |  |  |  | Single-Speed |  |  |  | 19500 | 1140 | 17.1 |  | 14100 | 1116 | 3.7 |  | Non Federally-Regulated | 08/12/2020 | 205767541 | 08/12/2020
ClimateMaster Inc. | CLIMATEMASTER | TCH/V042A |  | Ground-Source | WBAHP: Heat Pump Packaged Unit | Heat Pump | 208 | 1 |  |  |  | Single-Speed |  |  |  | 40500 | 2812 | 14.4 |  | 34300 | 3046 | 3.3 |  | Non Federally-Regulated | 08/12/2020 | 205767491 | 08/12/2020
ClimateMaster Inc. | CLIMATEMASTER | TCH/V018A*W/K |  | Ground-Water-Source | WBAHP: Heat Pump Packaged Unit | Heat Pump | 230 | 1 |  |  |  | Single-Speed |  |  |  | 21500 | 911 | 23.6 |  | 17800 | 1159 | 4.5 |  | Non Federally-Regulated | 08/12/2020 | 205767541 | 08/12/2020
ClimateMaster Inc. | CLIMATEMASTER | TRE048D |  | Ground-Source | WBAHP: Heat Pump Packaged Unit | Heat Pump | 230 | 3 |  |  |  | Single-Speed |  |  |  | 50000 | 3125 | 16 |  | 37800 | 3258 | 3.4 |  | Non Federally-Regulated | 08/12/2020 | 205767591 | 08/12/2020
ClimateMaster Inc. | CLIMATEMASTER | TRH/V012A |  | Ground-Source | WBAHP: Heat Pump Packaged Unit | Heat Pump | 230 | 1 |  |  |  | Single-Speed |  |  |  | 12000 | 839 | 14.3 |  | 10000 | 915 | 3.2 |  | Non Federally-Regulated | 08/12/2020 | 205767507 | 08/12/2020
ClimateMaster Inc. | CLIMATEMASTER | TRH/V042A*W/K |  | Ground-Water-Source | WBAHP: Heat Pump Packaged Unit | Heat Pump | 208 | 1 |  |  |  | Single-Speed |  |  |  | 46400 | 2109 | 22 |  | 42400 | 3106 | 4 |  | Non Federally-Regulated | 08/12/2020 | 205767551 | 08/12/2020
ClimateMaster Inc. | CLIMATEMASTER | TCH/V042A |  | Water-Source | WBAHP: Heat Pump Packaged Unit | Heat Pump | 208 | 1 |  |  |  | Single-Speed |  |  |  | 40100 | 3037 | 13.2 |  | 52700 | 3591 | 4.3 |  | Federally-Regulated Commercial & Industrial Equipment | 08/12/2020 | 205767491 | 08/12/2020
ClimateMaster Inc. | CLIMATEMASTER | TSL12 A |  | Water-Source | WBAHP: Heat Pump Packaged Unit | Heat Pump | 230 | 1 |  |  |  | Single-Speed |  |  |  | 12000 | 845 | 14.2 |  | 15500 | 873 | 5.2 |  | Federally-Regulated Commercial & Industrial Equipment | 08/12/2020 | 205767564 | 08/12/2020
ClimateMaster Inc. | CLIMATEMASTER | TRH/V036A |  | Ground-Source | WBAHP: Heat Pump Packaged Unit | Heat Pump | 208 | 1 |  |  |  | Single-Speed |  |  |  | 35300 | 2369 | 14.9 |  | 29600 | 2628 | 3.3 |  | Non Federally-Regulated | 08/12/2020 | 205767486 | 08/12/2020
ClimateMaster Inc. | CLIMATEMASTER | TCH/V006A |  | Ground-Source | WBAHP: Heat Pump Packaged Unit | Heat Pump | 230 | 1 |  |  |  | Single-Speed |  |  |  | 6200 | 402 | 15.4 |  | 4900 | 463 | 3.1 |  | Non Federally-Regulated | 07/16/2020 | 205767493 | 08/12/2020
ClimateMaster Inc. | CLIMATEMASTER | TES/P064B | TAH064C | Ground-Water-Source | WBAHP-CB: Heat Pump Split Syst | Heat Pump | 230 | 1 | False |  |  | Single-Speed |  |  |  | 62400 | 3073 | 20.3 |  | 56600 | 4147 | 4 |  | Non Federally-Regulated | 07/16/2020 | 205767584 | 08/12/2020
ClimateMaster Inc. | CLIMATEMASTER | TSL36 B |  | Ground-Source | WBAHP: Heat Pump Packaged Unit | Heat Pump | 230 | 1 |  |  |  | Single-Speed |  |  |  | 36000 | 2155 | 16.7 |  | 25500 | 2135 | 3.5 |  | Non Federally-Regulated | 07/16/2020 | 205767575 | 08/12/2020
ClimateMaster Inc. | CLIMATEMASTER | TSL18 B |  | Water-Source | WBAHP: Heat Pump Packaged Unit | Heat Pump | 230 | 1 |  |  |  | Single-Speed |  |  |  | 17100 | 1132 | 15.1 |  | 22300 | 1210 | 5.4 |  | Federally-Regulated Commercial & Industrial Equipment | 07/16/2020 | 205767569 | 08/12/2020
ClimateMaster Inc. | CLIMATEMASTER | TEV/H/D064B |  | Water-Source | WBAHP: Heat Pump Packaged Unit | Heat Pump | 208 | 1 |  |  |  | Single-Speed |  |  |  | 61500 | 3796 | 16.2 |  | 77400 | 4200 | 5.4 |  | Federally-Regulated Commercial & Industrial Equipment | 07/16/2020 | 205767476 | 08/12/2020
ClimateMaster Inc. | CLIMATEMASTER | TSH/V/D024C*K |  | Ground-Source | WBAHP: Heat Pump Packaged Unit | Heat Pump | 208 | 1 |  |  |  | Single-Speed |  |  |  | 25500 | 1220 | 20.9 |  | 19100 | 1332 | 4.2 |  | Non Federally-Regulated | 07/16/2020 | 205767514 | 08/12/2020
ClimateMaster Inc. | CLIMATEMASTER | TSM36 B |  | Ground-Source | WBAHP-O: Heat Pump Packaged Un | Heat Pump | 230 | 1 |  |  |  | Single-Speed |  |  |  | 36000 | 2181 | 16.5 |  | 25500 | 2135 | 3.5 |  | Non Federally-Regulated | 07/16/2020 | 205767540 | 08/12/2020
ClimateMaster Inc. | CLIMATEMASTER | TSH/V/D060C*K |  | Water-Source | WBAHP: Heat Pump Packaged Unit | Heat Pump | 208 | 1 |  |  |  | Single-Speed |  |  |  | 63200 | 3674 | 17.2 |  | 73200 | 3972 | 5.4 |  | Federally-Regulated Commercial & Industrial Equipment | 07/16/2020 | 205767523 | 08/12/2020
ClimateMaster Inc. | CLIMATEMASTER | TRC15 |  | Ground-Water-Source | WBAHP-O: Heat Pump Packaged Un | Heat Pump | 208 | 1 |  |  |  | Single-Speed |  |  |  | 15700 | 809 | 19.4 |  | 14600 | 1069 | 4 |  | Non Federally-Regulated | 07/16/2020 | 205767504 | 08/12/2020
ClimateMaster Inc. | CLIMATEMASTER | TRH/V024A |  | Water-Source | WBAHP: Heat Pump Packaged Unit | Heat Pump | 208 | 1 |  |  |  | Single-Speed |  |  |  | 23600 | 1815 | 13 |  | 27500 | 1752 | 4.6 |  | Federally-Regulated Commercial & Industrial Equipment | 07/16/2020 | 205767484 | 08/12/2020
ClimateMaster Inc. | CLIMATEMASTER | TRC15 |  | Ground-Water-Source | WBAHP-O: Heat Pump Packaged Un | Heat Pump | 230 | 1 |  |  |  | Single-Speed |  |  |  | 15700 | 809 | 19.4 |  | 14600 | 1069 | 4 |  | Non Federally-Regulated | 07/16/2020 | 205767504 | 08/12/2020
ClimateMaster Inc. | CLIMATEMASTER | TCH/V009A*W/K |  | Ground-Water-Source | WBAHP: Heat Pump Packaged Unit | Heat Pump | 208 | 1 |  |  |  | Single-Speed |  |  |  | 10000 | 427 | 23.4 |  | 9700 | 710 | 4 |  | Non Federally-Regulated | 07/16/2020 | 205752889 | 08/12/2020
ClimateMaster Inc. | CLIMATEMASTER | TRC15 |  | Ground-Source | WBAHP-O: Heat Pump Packaged Un | Heat Pump | 208 | 1 |  |  |  | Single-Speed |  |  |  | 14600 | 993 | 14.7 |  | 11400 | 1012 | 3.3 |  | Non Federally-Regulated | 07/16/2020 | 205767504 | 08/12/2020
ClimateMaster Inc. | CLIMATEMASTER | TSM18 B |  | Water-Source | WBAHP-O: Heat Pump Packaged Un | Heat Pump | 208 | 1 |  |  |  | Single-Speed |  |  |  | 18000 | 1184 | 15.2 |  | 22200 | 1275 | 5.1 |  | Federally-Regulated Commercial & Industrial Equipment | 07/16/2020 | 205767534 | 08/12/2020
ClimateMaster Inc. | CLIMATEMASTER | TRE036D |  | Ground-Source | WBAHP: Heat Pump Packaged Unit | Heat Pump | 230 | 3 |  |  |  | Single-Speed |  |  |  | 35000 | 2121 | 16.5 |  | 28100 | 2287 | 3.6 |  | Non Federally-Regulated | 07/16/2020 | 205767590 | 08/12/2020
ClimateMaster Inc. | CLIMATEMASTER | TSL09 B |  | Water-Source | WBAHP: Heat Pump Packaged Unit | Heat Pump | 208 | 1 |  |  |  | Single-Speed |  |  |  | 9300 | 628 | 14.8 |  | 12500 | 654 | 5.6 |  | Federally-Regulated Commercial & Industrial Equipment | 07/16/2020 | 205767563 | 08/12/2020
ClimateMaster Inc. | CLIMATEMASTER | TCH/V006A |  | Water-Source | WBAHP: Heat Pump Packaged Unit | Heat Pump | 208 | 1 |  |  |  | Single-Speed |  |  |  | 5800 | 439 | 13.2 |  | 7500 | 467 | 4.7 |  | Federally-Regulated Commercial & Industrial Equipment | 07/16/2020 | 205767493 | 08/12/2020
ClimateMaster Inc. | CLIMATEMASTER | TCH/V036A*W/K |  | Water-Source | WBAHP: Heat Pump Packaged Unit | Heat Pump | 208 | 1 |  |  |  | Single-Speed |  |  |  | 34500 | 2464 | 14 |  | 43400 | 2826 | 4.5 |  | Federally-Regulated Commercial & Industrial Equipment | 07/16/2020 | 205767544 | 08/12/2020
ClimateMaster Inc. | CLIMATEMASTER | TCH/V006A |  | Ground-Source | WBAHP: Heat Pump Packaged Unit | Heat Pump | 208 | 1 |  |  |  | Single-Speed |  |  |  | 6200 | 402 | 15.4 |  | 4900 | 463 | 3.1 |  | Non Federally-Regulated | 07/16/2020 | 205767493 | 08/12/2020
ClimateMaster Inc. | CLIMATEMASTER | TSH/V/D060C*K |  | Ground-Source | WBAHP: Heat Pump Packaged Unit | Heat Pump | 230 | 1 |  |  |  | Single-Speed |  |  |  | 64400 | 3500 | 18.4 |  | 46400 | 3486 | 3.9 |  | Non Federally-Regulated | 07/16/2020 | 205767523 | 08/12/2020
ClimateMaster Inc. | CLIMATEMASTER | TSL18 B |  | Ground-Source | WBAHP: Heat Pump Packaged Unit | Heat Pump | 208 | 1 |  |  |  | Single-Speed |  |  |  | 18400 | 1033 | 17.8 |  | 13000 | 1088 | 3.5 |  | Non Federally-Regulated | 07/16/2020 | 205767569 | 08/12/2020
ClimateMaster Inc. | CLIMATEMASTER | TRE036D |  | Water-Source | WBAHP: Heat Pump Packaged Unit | Heat Pump | 230 | 3 |  |  |  | Single-Speed |  |  |  | 35000 | 2464 | 14.2 |  | 42700 | 2502 | 5 |  | Federally-Regulated Commercial & Industrial Equipment | 07/16/2020 | 205767590 | 08/12/2020
ClimateMaster Inc. | CLIMATEMASTER | TSM18 B |  | Ground-Source | WBAHP-O: Heat Pump Packaged Un | Heat Pump | 208 | 1 |  |  |  | Single-Speed |  |  |  | 18500 | 1069 | 17.3 |  | 13200 | 1172 | 3.3 |  | Non Federally-Regulated | 07/16/2020 | 205767534 | 08/12/2020
ClimateMaster Inc. | CLIMATEMASTER | TSH/V/D060C*K |  | Ground-Source | WBAHP: Heat Pump Packaged Unit | Heat Pump | 208 | 1 |  |  |  | Single-Speed |  |  |  | 64400 | 3500 | 18.4 |  | 46400 | 3486 | 3.9 |  | Non Federally-Regulated | 07/16/2020 | 205767523 | 08/12/2020
ClimateMaster Inc. | CLIMATEMASTER | TSH/V/D024C*K |  | Water-Source | WBAHP: Heat Pump Packaged Unit | Heat Pump | 230 | 1 |  |  |  | Single-Speed |  |  |  | 23900 | 1335 | 17.9 |  | 30400 | 1460 | 6.1 |  | Federally-Regulated Commercial & Industrial Equipment | 07/16/2020 | 205767514 | 08/12/2020
ClimateMaster Inc. | CLIMATEMASTER | TCH/V036A*W/K |  | Ground-Source | WBAHP: Heat Pump Packaged Unit | Heat Pump | 208 | 1 |  |  |  | Single-Speed |  |  |  | 35400 | 2283 | 15.5 |  | 28700 | 2473 | 3.4 |  | Non Federally-Regulated | 07/16/2020 | 205767544 | 08/12/2020
ClimateMaster Inc. | CLIMATEMASTER | TSH/V/D060C*K |  | Water-Source | WBAHP: Heat Pump Packaged Unit | Heat Pump | 230 | 1 |  |  |  | Single-Speed |  |  |  | 63200 | 3674 | 17.2 |  | 73200 | 3972 | 5.4 |  | Federally-Regulated Commercial & Industrial Equipment | 07/16/2020 | 205767523 | 08/12/2020
ClimateMaster Inc. | CLIMATEMASTER | TRH/V024A |  | Water-Source | WBAHP: Heat Pump Packaged Unit | Heat Pump | 230 | 1 |  |  |  | Single-Speed |  |  |  | 23600 | 1815 | 13 |  | 27500 | 1752 | 4.6 |  | Federally-Regulated Commercial & Industrial Equipment | 07/16/2020 | 205767484 | 08/12/2020
ClimateMaster Inc. | CLIMATEMASTER | TZV/H030D |  | Ground-Water-Source | WBAHP: Heat Pump Packaged Unit | Heat Pump | 208 | 1 |  |  |  | Dual-Speed |  |  |  | 32300 | 1560 | 20.7 |  | 30000 | 2093 | 4.2 |  | Non Federally-Regulated | 07/16/2020 | 205767609 | 08/12/2020
ClimateMaster Inc. | CLIMATEMASTER | TSM24 B |  | Ground-Source | WBAHP-O: Heat Pump Packaged Un | Heat Pump | 208 | 1 |  |  |  | Single-Speed |  |  |  | 26500 | 1432 | 18.5 |  | 18200 | 1523 | 3.5 |  | Non Federally-Regulated | 07/16/2020 | 205767536 | 08/12/2020
ClimateMaster Inc. | CLIMATEMASTER | TSM36 B |  | Ground-Source | WBAHP-O: Heat Pump Packaged Un | Heat Pump | 208 | 1 |  |  |  | Single-Speed |  |  |  | 36000 | 2181 | 16.5 |  | 25500 | 2135 | 3.5 |  | Non Federally-Regulated | 07/16/2020 | 205767540 | 08/12/2020
ClimateMaster Inc. | CLIMATEMASTER | TES/P049B | TAC049B | Ground-Source | WBAHP-C: Heat Pump Split Syste | Heat Pump | 230 | 1 | False |  |  | Single-Speed |  |  |  | 48400 | 2951 | 16.4 |  | 36000 | 3014 | 3.5 |  | Non Federally-Regulated | 07/16/2020 | 205767627 | 08/12/2020
ClimateMaster Inc. | CLIMATEMASTER | TSM18 B |  | Water-Source | WBAHP-O: Heat Pump Packaged Un | Heat Pump | 230 | 1 |  |  |  | Single-Speed |  |  |  | 18000 | 1184 | 15.2 |  | 22200 | 1275 | 5.1 |  | Federally-Regulated Commercial & Industrial Equipment | 07/16/2020 | 205767534 | 08/12/2020
ClimateMaster Inc. | CLIMATEMASTER | TRH/V024A |  | Ground-Source | WBAHP: Heat Pump Packaged Unit | Heat Pump | 230 | 1 |  |  |  | Single-Speed |  |  |  | 24500 | 1633 | 15 |  | 18600 | 1651 | 3.3 |  | Non Federally-Regulated | 07/16/2020 | 205767484 | 08/12/2020
ClimateMaster Inc. | CLIMATEMASTER | TES/P064B | TAH064C | Ground-Source | WBAHP-CB: Heat Pump Split Syst | Heat Pump | 230 | 1 | False |  |  | Single-Speed |  |  |  | 57300 | 3696 | 15.5 |  | 44300 | 3818 | 3.4 |  | Non Federally-Regulated | 07/16/2020 | 205767584 | 08/12/2020
ClimateMaster Inc. | CLIMATEMASTER | TSL18 B |  | Water-Source | WBAHP: Heat Pump Packaged Unit | Heat Pump | 208 | 1 |  |  |  | Single-Speed |  |  |  | 17100 | 1132 | 15.1 |  | 22300 | 1210 | 5.4 |  | Federally-Regulated Commercial & Industrial Equipment | 07/16/2020 | 205767569 | 08/12/2020
ClimateMaster Inc. | CLIMATEMASTER | TES/P049B | TAC049B | Ground-Source | WBAHP-C: Heat Pump Split Syste | Heat Pump | 208 | 1 | False |  |  | Single-Speed |  |  |  | 48400 | 2951 | 16.4 |  | 36000 | 3014 | 3.5 |  | Non Federally-Regulated | 07/16/2020 | 205767627 | 08/12/2020
ClimateMaster Inc. | CLIMATEMASTER | TSM24 B |  | Water-Source | WBAHP-O: Heat Pump Packaged Un | Heat Pump | 230 | 1 |  |  |  | Single-Speed |  |  |  | 25000 | 1592 | 15.7 |  | 32500 | 1867 | 5.1 |  | Federally-Regulated Commercial & Industrial Equipment | 07/16/2020 | 205767536 | 08/12/2020
ClimateMaster Inc. | CLIMATEMASTER | TSH/V/D024C*K |  | Water-Source | WBAHP: Heat Pump Packaged Unit | Heat Pump | 208 | 1 |  |  |  | Single-Speed |  |  |  | 23900 | 1335 | 17.9 |  | 30400 | 1460 | 6.1 |  | Federally-Regulated Commercial & Industrial Equipment | 07/16/2020 | 205767514 | 08/12/2020
ClimateMaster Inc. | CLIMATEMASTER | TCH/V048A*W/K |  | Water-Source | WBAHP: Heat Pump Packaged Unit | Heat Pump | 208 | 1 |  |  |  | Single-Speed |  |  |  | 48000 | 3428 | 14 |  | 53600 | 3272 | 4.8 |  | Federally-Regulated Commercial & Industrial Equipment | 07/16/2020 | 205767546 | 08/12/2020
ClimateMaster Inc. | CLIMATEMASTER | TRE036D |  | Ground-Water-Source | WBAHP: Heat Pump Packaged Unit | Heat Pump | 208 | 3 |  |  |  | Single-Speed |  |  |  | 39800 | 1834 | 21.7 |  | 35400 | 2357 | 4.4 |  | Non Federally-Regulated | 07/16/2020 | 205767590 | 08/12/2020
ClimateMaster Inc. | CLIMATEMASTER | TSM24 B |  | Ground-Source | WBAHP-O: Heat Pump Packaged Un | Heat Pump | 230 | 1 |  |  |  | Single-Speed |  |  |  | 26500 | 1432 | 18.5 |  | 18200 | 1523 | 3.5 |  | Non Federally-Regulated | 07/16/2020 | 205767536 | 08/12/2020
ClimateMaster Inc. | CLIMATEMASTER | TZV/H030D |  | Ground-Source | WBAHP: Heat Pump Packaged Unit | Heat Pump | 208 | 1 |  |  |  | Dual-Speed |  |  |  | 29900 | 1904 | 15.7 |  | 23800 | 1937 | 3.6 |  | Non Federally-Regulated | 07/16/2020 | 205767609 | 08/12/2020
ClimateMaster Inc. | CLIMATEMASTER | TSL09 B |  | Ground-Source | WBAHP: Heat Pump Packaged Unit | Heat Pump | 230 | 1 |  |  |  | Single-Speed |  |  |  | 10100 | 601 | 16.8 |  | 7200 | 620 | 3.4 |  | Non Federally-Regulated | 07/16/2020 | 205767563 | 08/12/2020
ClimateMaster Inc. | CLIMATEMASTER | TSM24 B |  | Water-Source | WBAHP-O: Heat Pump Packaged Un | Heat Pump | 208 | 1 |  |  |  | Single-Speed |  |  |  | 25000 | 1592 | 15.7 |  | 32500 | 1867 | 5.1 |  | Federally-Regulated Commercial & Industrial Equipment | 07/16/2020 | 205767536 | 08/12/2020
ClimateMaster Inc. | CLIMATEMASTER | TZV/H048C |  | Ground-Source | WBAHP: Heat Pump Packaged Unit | Heat Pump | 230 | 1 |  |  |  | Single-Speed |  |  |  | 48100 | 3103 | 15.5 |  | 35600 | 2819 | 3.7 |  | Non Federally-Regulated | 07/16/2020 | 205767558 | 08/12/2020
ClimateMaster Inc. | CLIMATEMASTER | TES/P064B | TAH064C | Ground-Source | WBAHP-CB: Heat Pump Split Syst | Heat Pump | 208 | 1 | False |  |  | Single-Speed |  |  |  | 57300 | 3696 | 15.5 |  | 44300 | 3818 | 3.4 |  | Non Federally-Regulated | 07/16/2020 | 205767584 | 08/12/2020
ClimateMaster Inc. | CLIMATEMASTER | TSL36 B |  | Ground-Source | WBAHP: Heat Pump Packaged Unit | Heat Pump | 208 | 1 |  |  |  | Single-Speed |  |  |  | 36000 | 2155 | 16.7 |  | 25500 | 2135 | 3.5 |  | Non Federally-Regulated | 07/16/2020 | 205767575 | 08/12/2020
ClimateMaster Inc. | CLIMATEMASTER | TRC15 |  | Water-Source | WBAHP-O: Heat Pump Packaged Un | Heat Pump | 230 | 1 |  |  |  | Single-Speed |  |  |  | 13700 | 1070 | 12.8 |  | 17500 | 1005 | 5.1 |  | Federally-Regulated Commercial & Industrial Equipment | 07/16/2020 | 205767504 | 08/12/2020
ClimateMaster Inc. | CLIMATEMASTER | TCH/V048A*W/K |  | Ground-Source | WBAHP: Heat Pump Packaged Unit | Heat Pump | 230 | 1 |  |  |  | Single-Speed |  |  |  | 50400 | 3111 | 16.2 |  | 36500 | 2971 | 3.6 |  | Non Federally-Regulated | 07/16/2020 | 205767546 | 08/12/2020
ClimateMaster Inc. | CLIMATEMASTER | TCH/V006A |  | Water-Source | WBAHP: Heat Pump Packaged Unit | Heat Pump | 230 | 1 |  |  |  | Single-Speed |  |  |  | 5800 | 439 | 13.2 |  | 7500 | 467 | 4.7 |  | Federally-Regulated Commercial & Industrial Equipment | 07/16/2020 | 205767493 | 08/12/2020
ClimateMaster Inc. | CLIMATEMASTER | TRE036D |  | Ground-Source | WBAHP: Heat Pump Packaged Unit | Heat Pump | 208 | 3 |  |  |  | Single-Speed |  |  |  | 35000 | 2121 | 16.5 |  | 28100 | 2287 | 3.6 |  | Non Federally-Regulated | 07/16/2020 | 205767590 | 08/12/2020
ClimateMaster Inc. | CLIMATEMASTER | TRH/V024A |  | Ground-Water-Source | WBAHP: Heat Pump Packaged Unit | Heat Pump | 230 | 1 |  |  |  | Single-Speed |  |  |  | 27000 | 1317 | 20.5 |  | 23500 | 1679 | 4.1 |  | Non Federally-Regulated | 07/16/2020 | 205767484 | 08/12/2020
ClimateMaster Inc. | CLIMATEMASTER | TCH/V006A |  | Ground-Water-Source | WBAHP: Heat Pump Packaged Unit | Heat Pump | 208 | 1 |  |  |  | Single-Speed |  |  |  | 7000 | 331 | 21.1 |  | 6300 | 461 | 4 |  | Non Federally-Regulated | 07/16/2020 | 205767493 | 08/12/2020
ClimateMaster Inc. | CLIMATEMASTER | TSH/V/D024C*K |  | Ground-Water-Source | WBAHP: Heat Pump Packaged Unit | Heat Pump | 230 | 1 |  |  |  | Single-Speed |  |  |  | 26900 | 1000 | 26.9 |  | 23800 | 1341 | 5.2 |  | Non Federally-Regulated | 07/16/2020 | 205767514 | 08/12/2020
ClimateMaster Inc. | CLIMATEMASTER | TCH/V036A*W/K |  | Ground-Water-Source | WBAHP: Heat Pump Packaged Unit | Heat Pump | 230 | 1 |  |  |  | Single-Speed |  |  |  | 39000 | 1866 | 20.9 |  | 35800 | 2623 | 4 |  | Non Federally-Regulated | 07/16/2020 | 205767544 | 08/12/2020
ClimateMaster Inc. | CLIMATEMASTER | TZV/H030D |  | Water-Source | WBAHP: Heat Pump Packaged Unit | Heat Pump | 230 | 1 |  |  |  | Dual-Speed |  |  |  | 28500 | 2035 | 14 |  | 35800 | 2280 | 4.6 |  | Federally-Regulated Commercial & Industrial Equipment | 07/16/2020 | 205767609 | 08/12/2020
ClimateMaster Inc. | CLIMATEMASTER | TZV/H030D |  | Water-Source | WBAHP: Heat Pump Packaged Unit | Heat Pump | 208 | 1 |  |  |  | Dual-Speed |  |  |  | 28500 | 2035 | 14 |  | 35800 | 2280 | 4.6 |  | Federally-Regulated Commercial & Industrial Equipment | 07/16/2020 | 205767609 | 08/12/2020
ClimateMaster Inc. | CLIMATEMASTER | TCH/V048A*W/K |  | Ground-Water-Source | WBAHP: Heat Pump Packaged Unit | Heat Pump | 230 | 1 |  |  |  | Single-Speed |  |  |  | 54200 | 2580 | 21 |  | 45300 | 3087 | 4.3 |  | Non Federally-Regulated | 07/16/2020 | 205767546 | 08/12/2020
ClimateMaster Inc. | CLIMATEMASTER | TCH/V036A*W/K |  | Water-Source | WBAHP: Heat Pump Packaged Unit | Heat Pump | 230 | 1 |  |  |  | Single-Speed |  |  |  | 34500 | 2464 | 14 |  | 43400 | 2826 | 4.5 |  | Federally-Regulated Commercial & Industrial Equipment | 07/16/2020 | 205767544 | 08/12/2020
ClimateMaster Inc. | CLIMATEMASTER | TCH/V009A*W/K |  | Ground-Water-Source | WBAHP: Heat Pump Packaged Unit | Heat Pump | 230 | 1 |  |  |  | Single-Speed |  |  |  | 10000 | 427 | 23.4 |  | 9700 | 710 | 4 |  | Non Federally-Regulated | 07/16/2020 | 205752889 | 08/12/2020
ClimateMaster Inc. | CLIMATEMASTER | TRE036D |  | Ground-Water-Source | WBAHP: Heat Pump Packaged Unit | Heat Pump | 230 | 3 |  |  |  | Single-Speed |  |  |  | 39800 | 1834 | 21.7 |  | 35400 | 2357 | 4.4 |  | Non Federally-Regulated | 07/16/2020 | 205767590 | 08/12/2020
ClimateMaster Inc. | CLIMATEMASTER | TES/P064B | TAH064C | Ground-Water-Source | WBAHP-CB: Heat Pump Split Syst | Heat Pump | 208 | 1 | False |  |  | Single-Speed |  |  |  | 62400 | 3073 | 20.3 |  | 56600 | 4147 | 4 |  | Non Federally-Regulated | 07/16/2020 | 205767584 | 08/12/2020
ClimateMaster Inc. | CLIMATEMASTER | TES/P049B | TAC049B | Ground-Water-Source | WBAHP-C: Heat Pump Split Syste | Heat Pump | 208 | 1 | False |  |  | Single-Speed |  |  |  | 52000 | 2441 | 21.3 |  | 46100 | 3216 | 4.2 |  | Non Federally-Regulated | 07/16/2020 | 205767627 | 08/12/2020
ClimateMaster Inc. | CLIMATEMASTER | TES/P049B | TAC049B | Ground-Water-Source | WBAHP-C: Heat Pump Split Syste | Heat Pump | 230 | 1 | False |  |  | Single-Speed |  |  |  | 52000 | 2441 | 21.3 |  | 46100 | 3216 | 4.2 |  | Non Federally-Regulated | 07/16/2020 | 205767627 | 08/12/2020
ClimateMaster Inc. | CLIMATEMASTER | TCH/V009A*W/K |  | Ground-Source | WBAHP: Heat Pump Packaged Unit | Heat Pump | 230 | 1 |  |  |  | Single-Speed |  |  |  | 9100 | 541 | 16.8 |  | 7800 | 653 | 3.5 |  | Non Federally-Regulated | 07/16/2020 | 205752889 | 08/12/2020
ClimateMaster Inc. | CLIMATEMASTER | TSL36 B |  | Water-Source | WBAHP: Heat Pump Packaged Unit | Heat Pump | 208 | 1 |  |  |  | Single-Speed |  |  |  | 35000 | 2333 | 15 |  | 40500 | 2373 | 5 |  | Federally-Regulated Commercial & Industrial Equipment | 07/16/2020 | 205767575 | 08/12/2020
ClimateMaster Inc. | CLIMATEMASTER | TEV/H/D064B |  | Water-Source | WBAHP: Heat Pump Packaged Unit | Heat Pump | 230 | 1 |  |  |  | Single-Speed |  |  |  | 61500 | 3796 | 16.2 |  | 77400 | 4200 | 5.4 |  | Federally-Regulated Commercial & Industrial Equipment | 07/16/2020 | 205767476 | 08/12/2020
ClimateMaster Inc. | CLIMATEMASTER | TSM36 B |  | Water-Source | WBAHP-O: Heat Pump Packaged Un | Heat Pump | 208 | 1 |  |  |  | Single-Speed |  |  |  | 35000 | 2397 | 14.6 |  | 40500 | 2373 | 5 |  | Federally-Regulated Commercial & Industrial Equipment | 07/16/2020 | 205767540 | 08/12/2020
ClimateMaster Inc. | CLIMATEMASTER | TRH/V024A |  | Ground-Source | WBAHP: Heat Pump Packaged Unit | Heat Pump | 208 | 1 |  |  |  | Single-Speed |  |  |  | 24500 | 1633 | 15 |  | 18600 | 1651 | 3.3 |  | Non Federally-Regulated | 07/16/2020 | 205767484 | 08/12/2020
ClimateMaster Inc. | CLIMATEMASTER | TSH/V/D024C*K |  | Ground-Source | WBAHP: Heat Pump Packaged Unit | Heat Pump | 230 | 1 |  |  |  | Single-Speed |  |  |  | 25500 | 1220 | 20.9 |  | 19100 | 1332 | 4.2 |  | Non Federally-Regulated | 07/16/2020 | 205767514 | 08/12/2020
ClimateMaster Inc. | CLIMATEMASTER | TCH/V048A*W/K |  | Ground-Water-Source | WBAHP: Heat Pump Packaged Unit | Heat Pump | 208 | 1 |  |  |  | Single-Speed |  |  |  | 54200 | 2580 | 21 |  | 45300 | 3087 | 4.3 |  | Non Federally-Regulated | 07/16/2020 | 205767546 | 08/12/2020
ClimateMaster Inc. | CLIMATEMASTER | TSM18 B |  | Ground-Source | WBAHP-O: Heat Pump Packaged Un | Heat Pump | 230 | 1 |  |  |  | Single-Speed |  |  |  | 18500 | 1069 | 17.3 |  | 13200 | 1172 | 3.3 |  | Non Federally-Regulated | 07/16/2020 | 205767534 | 08/12/2020
ClimateMaster Inc. | CLIMATEMASTER | TCH/V006A |  | Ground-Water-Source | WBAHP: Heat Pump Packaged Unit | Heat Pump | 230 | 1 |  |  |  | Single-Speed |  |  |  | 7000 | 331 | 21.1 |  | 6300 | 461 | 4 |  | Non Federally-Regulated | 07/16/2020 | 205767493 | 08/12/2020
ClimateMaster Inc. | CLIMATEMASTER | TCH/V009A*W/K |  | Water-Source | WBAHP: Heat Pump Packaged Unit | Heat Pump | 230 | 1 |  |  |  | Single-Speed |  |  |  | 8600 | 605 | 14.2 |  | 11600 | 772 | 4.4 |  | Federally-Regulated Commercial & Industrial Equipment | 07/16/2020 | 205752889 | 08/12/2020
ClimateMaster Inc. | CLIMATEMASTER | TSM36 B |  | Water-Source | WBAHP-O: Heat Pump Packaged Un | Heat Pump | 230 | 1 |  |  |  | Single-Speed |  |  |  | 35000 | 2397 | 14.6 |  | 40500 | 2373 | 5 |  | Federally-Regulated Commercial & Industrial Equipment | 07/16/2020 | 205767540 | 08/12/2020
ClimateMaster Inc. | CLIMATEMASTER | TSL09 B |  | Ground-Source | WBAHP: Heat Pump Packaged Unit | Heat Pump | 208 | 1 |  |  |  | Single-Speed |  |  |  | 10100 | 601 | 16.8 |  | 7200 | 620 | 3.4 |  | Non Federally-Regulated | 07/16/2020 | 205767563 | 08/12/2020
ClimateMaster Inc. | CLIMATEMASTER | TRC15 |  | Ground-Source | WBAHP-O: Heat Pump Packaged Un | Heat Pump | 230 | 1 |  |  |  | Single-Speed |  |  |  | 14600 | 993 | 14.7 |  | 11400 | 1012 | 3.3 |  | Non Federally-Regulated | 07/16/2020 | 205767504 | 08/12/2020
ClimateMaster Inc. | CLIMATEMASTER | TSL18 B |  | Ground-Source | WBAHP: Heat Pump Packaged Unit | Heat Pump | 230 | 1 |  |  |  | Single-Speed |  |  |  | 18400 | 1033 | 17.8 |  | 13000 | 1088 | 3.5 |  | Non Federally-Regulated | 07/16/2020 | 205767569 | 08/12/2020
ClimateMaster Inc. | CLIMATEMASTER | TCH/V036A*W/K |  | Ground-Source | WBAHP: Heat Pump Packaged Unit | Heat Pump | 230 | 1 |  |  |  | Single-Speed |  |  |  | 35400 | 2283 | 15.5 |  | 28700 | 2473 | 3.4 |  | Non Federally-Regulated | 07/16/2020 | 205767544 | 08/12/2020
ClimateMaster Inc. | CLIMATEMASTER | TCH/V009A*W/K |  | Ground-Source | WBAHP: Heat Pump Packaged Unit | Heat Pump | 208 | 1 |  |  |  | Single-Speed |  |  |  | 9100 | 541 | 16.8 |  | 7800 | 653 | 3.5 |  | Non Federally-Regulated | 07/16/2020 | 205752889 | 08/12/2020
ClimateMaster Inc. | CLIMATEMASTER | TSL36 B |  | Water-Source | WBAHP: Heat Pump Packaged Unit | Heat Pump | 230 | 1 |  |  |  | Single-Speed |  |  |  | 35000 | 2333 | 15 |  | 40500 | 2373 | 5 |  | Federally-Regulated Commercial & Industrial Equipment | 07/16/2020 | 205767575 | 08/12/2020
ClimateMaster Inc. | CLIMATEMASTER | TZV/H048C |  | Ground-Source | WBAHP: Heat Pump Packaged Unit | Heat Pump | 208 | 1 |  |  |  | Single-Speed |  |  |  | 48100 | 3103 | 15.5 |  | 35600 | 2819 | 3.7 |  | Non Federally-Regulated | 07/16/2020 | 205767558 | 08/12/2020
ClimateMaster Inc. | CLIMATEMASTER | TRC15 |  | Water-Source | WBAHP-O: Heat Pump Packaged Un | Heat Pump | 208 | 1 |  |  |  | Single-Speed |  |  |  | 13700 | 1070 | 12.8 |  | 17500 | 1005 | 5.1 |  | Federally-Regulated Commercial & Industrial Equipment | 07/16/2020 | 205767504 | 08/12/2020
ClimateMaster Inc. | CLIMATEMASTER | TZV/H030D |  | Ground-Water-Source | WBAHP: Heat Pump Packaged Unit | Heat Pump | 230 | 1 |  |  |  | Dual-Speed |  |  |  | 32300 | 1560 | 20.7 |  | 30000 | 2093 | 4.2 |  | Non Federally-Regulated | 07/16/2020 | 205767609 | 08/12/2020
ClimateMaster Inc. | CLIMATEMASTER | TSH/V/D024C*K |  | Ground-Water-Source | WBAHP: Heat Pump Packaged Unit | Heat Pump | 208 | 1 |  |  |  | Single-Speed |  |  |  | 26900 | 1000 | 26.9 |  | 23800 | 1341 | 5.2 |  | Non Federally-Regulated | 07/16/2020 | 205767514 | 08/12/2020
ClimateMaster Inc. | CLIMATEMASTER | TZV/H030D |  | Ground-Source | WBAHP: Heat Pump Packaged Unit | Heat Pump | 230 | 1 |  |  |  | Dual-Speed |  |  |  | 29900 | 1904 | 15.7 |  | 23800 | 1937 | 3.6 |  | Non Federally-Regulated | 07/16/2020 | 205767609 | 08/12/2020
ClimateMaster Inc. | CLIMATEMASTER | TCH/V036A*W/K |  | Ground-Water-Source | WBAHP: Heat Pump Packaged Unit | Heat Pump | 208 | 1 |  |  |  | Single-Speed |  |  |  | 39000 | 1866 | 20.9 |  | 35800 | 2623 | 4 |  | Non Federally-Regulated | 07/16/2020 | 205767544 | 08/12/2020
ClimateMaster Inc. | CLIMATEMASTER | TRE036D |  | Water-Source | WBAHP: Heat Pump Packaged Unit | Heat Pump | 208 | 3 |  |  |  | Single-Speed |  |  |  | 35000 | 2464 | 14.2 |  | 42700 | 2502 | 5 |  | Federally-Regulated Commercial & Industrial Equipment | 07/16/2020 | 205767590 | 08/12/2020
ClimateMaster Inc. | CLIMATEMASTER | TSL09 B |  | Water-Source | WBAHP: Heat Pump Packaged Unit | Heat Pump | 230 | 1 |  |  |  | Single-Speed |  |  |  | 9300 | 628 | 14.8 |  | 12500 | 654 | 5.6 |  | Federally-Regulated Commercial & Industrial Equipment | 07/16/2020 | 205767563 | 08/12/2020
ClimateMaster Inc. | CLIMATEMASTER | TRH/V024A |  | Ground-Water-Source | WBAHP: Heat Pump Packaged Unit | Heat Pump | 208 | 1 |  |  |  | Single-Speed |  |  |  | 27000 | 1317 | 20.5 |  | 23500 | 1679 | 4.1 |  | Non Federally-Regulated | 07/16/2020 | 205767484 | 08/12/2020
ClimateMaster Inc. | CLIMATEMASTER | TCH/V009A*W/K |  | Water-Source | WBAHP: Heat Pump Packaged Unit | Heat Pump | 208 | 1 |  |  |  | Single-Speed |  |  |  | 8600 | 605 | 14.2 |  | 11600 | 772 | 4.4 |  | Federally-Regulated Commercial & Industrial Equipment | 07/16/2020 | 205752889 | 08/12/2020
ClimateMaster Inc. | CLIMATEMASTER | TCH/V048A*W/K |  | Water-Source | WBAHP: Heat Pump Packaged Unit | Heat Pump | 230 | 1 |  |  |  | Single-Speed |  |  |  | 48000 | 3428 | 14 |  | 53600 | 3272 | 4.8 |  | Federally-Regulated Commercial & Industrial Equipment | 07/16/2020 | 205767546 | 08/12/2020
ClimateMaster Inc. | CLIMATEMASTER | TCH/V048A*W/K |  | Ground-Source | WBAHP: Heat Pump Packaged Unit | Heat Pump | 208 | 1 |  |  |  | Single-Speed |  |  |  | 50400 | 3111 | 16.2 |  | 36500 | 2971 | 3.6 |  | Non Federally-Regulated | 07/16/2020 | 205767546 | 08/12/2020
ClimateMaster Inc. | CLIMATEMASTER | TEV/H/D038B |  | Ground-Source | WBAHP: Heat Pump Packaged Unit | Heat Pump | 208 | 1 |  |  |  | Single-Speed |  |  |  | 39000 | 1921 | 20.3 |  | 29700 | 1978 | 4.4 |  | Non Federally-Regulated | 07/16/2020 | 205767474 | 08/12/2020
ClimateMaster Inc. | CLIMATEMASTER | TCH/V048A |  | Ground-Source | WBAHP: Heat Pump Packaged Unit | Heat Pump | 208 | 1 |  |  |  | Single-Speed |  |  |  | 50400 | 3428 | 14.7 |  | 36500 | 3146 | 3.4 |  | Non Federally-Regulated | 07/16/2020 | 205767498 | 08/12/2020
ClimateMaster Inc. | CLIMATEMASTER | TCH/V048A |  | Water-Source | WBAHP: Heat Pump Packaged Unit | Heat Pump | 208 | 1 |  |  |  | Single-Speed |  |  |  | 48000 | 3609 | 13.3 |  | 53600 | 3342 | 4.7 |  | Federally-Regulated Commercial & Industrial Equipment | 07/16/2020 | 205767498 | 08/12/2020
ClimateMaster Inc. | CLIMATEMASTER | TEV/H/D038B |  | Ground-Source | WBAHP: Heat Pump Packaged Unit | Heat Pump | 230 | 1 |  |  |  | Single-Speed |  |  |  | 39000 | 1921 | 20.3 |  | 29700 | 1978 | 4.4 |  | Non Federally-Regulated | 07/16/2020 | 205767474 | 08/12/2020
ClimateMaster Inc. | CLIMATEMASTER | TCH/V048A |  | Ground-Water-Source | WBAHP: Heat Pump Packaged Unit | Heat Pump | 230 | 1 |  |  |  | Single-Speed |  |  |  | 54200 | 2643 | 20.5 |  | 45300 | 3238 | 4.1 |  | Non Federally-Regulated | 07/16/2020 | 205767498 | 08/12/2020
ClimateMaster Inc. | CLIMATEMASTER | TCH/V048A |  | Ground-Water-Source | WBAHP: Heat Pump Packaged Unit | Heat Pump | 208 | 1 |  |  |  | Single-Speed |  |  |  | 54200 | 2643 | 20.5 |  | 45300 | 3238 | 4.1 |  | Non Federally-Regulated | 07/16/2020 | 205767498 | 08/12/2020
ClimateMaster Inc. | CLIMATEMASTER | TCH/V048A |  | Ground-Source | WBAHP: Heat Pump Packaged Unit | Heat Pump | 230 | 1 |  |  |  | Single-Speed |  |  |  | 50400 | 3428 | 14.7 |  | 36500 | 3146 | 3.4 |  | Non Federally-Regulated | 07/16/2020 | 205767498 | 08/12/2020
ClimateMaster Inc. | CLIMATEMASTER | TCH/V048A |  | Water-Source | WBAHP: Heat Pump Packaged Unit | Heat Pump | 230 | 1 |  |  |  | Single-Speed |  |  |  | 48000 | 3609 | 13.3 |  | 53600 | 3342 | 4.7 |  | Federally-Regulated Commercial & Industrial Equipment | 07/16/2020 | 205767498 | 08/12/2020
ClimateMaster Inc. | CLIMATEMASTER | TRC12 |  | Ground-Water-Source | WBAHP-O: Heat Pump Packaged Un | Heat Pump | 230 | 1 |  |  |  | Single-Speed |  |  |  | 12500 | 668 | 18.7 |  | 11800 | 886 | 3.9 |  | Non Federally-Regulated | 07/16/2020 | 205767503 | 08/12/2020
ClimateMaster Inc. | CLIMATEMASTER | TRH/V060A |  | Water-Source | WBAHP: Heat Pump Packaged Unit | Heat Pump | 230 | 1 |  |  |  | Single-Speed |  |  |  | 59500 | 4576 | 13 |  | 72000 | 4907 | 4.3 |  | Federally-Regulated Commercial & Industrial Equipment | 07/16/2020 | 205767511 | 08/12/2020
ClimateMaster Inc. | CLIMATEMASTER | TRH/V060A |  | Ground-Source | WBAHP: Heat Pump Packaged Unit | Heat Pump | 208 | 1 |  |  |  | Single-Speed |  |  |  | 61500 | 4241 | 14.5 |  | 49200 | 4369 | 3.3 |  | Non Federally-Regulated | 07/16/2020 | 205767511 | 08/12/2020
ClimateMaster Inc. | CLIMATEMASTER | TYV/H048 |  | Ground-Source | WBAHP: Heat Pump Packaged Unit | Heat Pump | 208 | 1 |  |  |  | Dual-Speed |  |  |  | 48100 | 3103 | 15.5 |  | 35600 | 2819 | 3.7 |  | Non Federally-Regulated | 07/16/2020 | 205767472 | 08/12/2020
ClimateMaster Inc. | CLIMATEMASTER | TRH/V060A |  | Water-Source | WBAHP: Heat Pump Packaged Unit | Heat Pump | 208 | 1 |  |  |  | Single-Speed |  |  |  | 59500 | 4576 | 13 |  | 72000 | 4907 | 4.3 |  | Federally-Regulated Commercial & Industrial Equipment | 07/16/2020 | 205767511 | 08/12/2020
ClimateMaster Inc. | CLIMATEMASTER | TSH/V/D048C*K |  | Ground-Water-Source | WBAHP: Heat Pump Packaged Unit | Heat Pump | 230 | 1 |  |  |  | Single-Speed |  |  |  | 53700 | 2246 | 23.9 |  | 45700 | 3043 | 4.4 |  | Non Federally-Regulated | 07/16/2020 | 205767521 | 08/12/2020
ClimateMaster Inc. | CLIMATEMASTER | TSM24 A |  | Ground-Source | WBAHP-O: Heat Pump Packaged Un | Heat Pump | 208 | 1 |  |  |  | Single-Speed |  |  |  | 26500 | 1577 | 16.8 |  | 18400 | 1586 | 3.4 |  | Non Federally-Regulated | 07/16/2020 | 205767535 | 08/12/2020
ClimateMaster Inc. | CLIMATEMASTER | TRH/V060A*W/K |  | Water-Source | WBAHP: Heat Pump Packaged Unit | Heat Pump | 230 | 1 |  |  |  | Single-Speed |  |  |  | 59500 | 4075 | 14.6 |  | 72000 | 4795 | 4.4 |  | Federally-Regulated Commercial & Industrial Equipment | 07/16/2020 | 205767553 | 08/12/2020
ClimateMaster Inc. | CLIMATEMASTER | TSH/V/D060C |  | Water-Source | WBAHP: Heat Pump Packaged Unit | Heat Pump | 208 | 1 |  |  |  | Single-Speed |  |  |  | 62400 | 3924 | 15.9 |  | 73900 | 4331 | 5 |  | Federally-Regulated Commercial & Industrial Equipment | 07/16/2020 | 205767522 | 08/12/2020
ClimateMaster Inc. | CLIMATEMASTER | TRH/V018A |  | Water-Source | WBAHP: Heat Pump Packaged Unit | Heat Pump | 230 | 1 |  |  |  | Single-Speed |  |  |  | 18700 | 1335 | 14 |  | 21800 | 1277 | 5 |  | Federally-Regulated Commercial & Industrial Equipment | 07/16/2020 | 205767509 | 08/12/2020
ClimateMaster Inc. | CLIMATEMASTER | TSH/V006A |  | Water-Source | WBAHP: Heat Pump Packaged Unit | Heat Pump | 230 | 1 |  |  |  | Single-Speed |  |  |  | 6300 | 401 | 15.7 |  | 8000 | 434 | 5.4 |  | Federally-Regulated Commercial & Industrial Equipment | 07/16/2020 | 205767488 | 08/12/2020
ClimateMaster Inc. | CLIMATEMASTER | TSH/V/D060C |  | Water-Source | WBAHP: Heat Pump Packaged Unit | Heat Pump | 230 | 1 |  |  |  | Single-Speed |  |  |  | 62400 | 3924 | 15.9 |  | 73900 | 4331 | 5 |  | Federally-Regulated Commercial & Industrial Equipment | 07/16/2020 | 205767522 | 08/12/2020
ClimateMaster Inc. | CLIMATEMASTER | TSM30 B |  | Water-Source | WBAHP-O: Heat Pump Packaged Un | Heat Pump | 230 | 1 |  |  |  | Single-Speed |  |  |  | 28000 | 1854 | 15.1 |  | 34500 | 2022 | 5 |  | Federally-Regulated Commercial & Industrial Equipment | 07/16/2020 | 205767538 | 08/12/2020
ClimateMaster Inc. | CLIMATEMASTER | TYV/H048 |  | Ground-Source | WBAHP: Heat Pump Packaged Unit | Heat Pump | 230 | 1 |  |  |  | Dual-Speed |  |  |  | 48100 | 3103 | 15.5 |  | 35600 | 2819 | 3.7 |  | Non Federally-Regulated | 07/16/2020 | 205767472 | 08/12/2020
ClimateMaster Inc. | CLIMATEMASTER | TSH/V/D048C*K |  | Ground-Source | WBAHP: Heat Pump Packaged Unit | Heat Pump | 230 | 1 |  |  |  | Single-Speed |  |  |  | 50600 | 2691 | 18.8 |  | 36100 | 2859 | 3.7 |  | Non Federally-Regulated | 07/16/2020 | 205767521 | 08/12/2020
ClimateMaster Inc. | CLIMATEMASTER | TSH/V006A |  | Ground-Source | WBAHP: Heat Pump Packaged Unit | Heat Pump | 208 | 1 |  |  |  | Single-Speed |  |  |  | 6700 | 362 | 18.5 |  | 4800 | 413 | 3.4 |  | Non Federally-Regulated | 07/16/2020 | 205767488 | 08/12/2020
ClimateMaster Inc. | CLIMATEMASTER | TES/P038B | TAC038B | Ground-Source | WBAHP-C: Heat Pump Split Syste | Heat Pump | 208 | 1 | False |  |  | Single-Speed |  |  |  | 38000 | 2196 | 17.3 |  | 26600 | 2106 | 3.7 |  | Non Federally-Regulated | 07/16/2020 | 205767626 | 08/12/2020
ClimateMaster Inc. | CLIMATEMASTER | TZV/H048D |  | Water-Source | WBAHP: Heat Pump Packaged Unit | Heat Pump | 230 | 1 |  |  |  | Dual-Speed |  |  |  | 45900 | 3278 | 14 |  | 53800 | 3217 | 4.9 |  | Federally-Regulated Commercial & Industrial Equipment | 07/16/2020 | 205767611 | 08/12/2020
ClimateMaster Inc. | CLIMATEMASTER | TES/P026B | TAC026B***B* | Ground-Water-Source | WBAHP-C: Heat Pump Split Syste | Heat Pump | 208 | 1 | False |  |  | Single-Speed |  |  |  | 26400 | 1173 | 22.5 |  | 22900 | 1491 | 4.5 |  | Non Federally-Regulated | 07/16/2020 | 205767589 | 08/12/2020
ClimateMaster Inc. | CLIMATEMASTER | TSH/V/D048C*K |  | Water-Source | WBAHP: Heat Pump Packaged Unit | Heat Pump | 208 | 1 |  |  |  | Single-Speed |  |  |  | 48900 | 2843 | 17.2 |  | 57700 | 3252 | 5.2 |  | Federally-Regulated Commercial & Industrial Equipment | 07/16/2020 | 205767521 | 08/12/2020
ClimateMaster Inc. | CLIMATEMASTER | TRH/V030A |  | Water-Source | WBAHP: Heat Pump Packaged Unit | Heat Pump | 208 | 1 |  |  |  | Single-Speed |  |  |  | 28600 | 2200 | 13 |  | 37000 | 2307 | 4.7 |  | Federally-Regulated Commercial & Industrial Equipment | 07/16/2020 | 205767485 | 08/12/2020
ClimateMaster Inc. | CLIMATEMASTER | TZV/H048D |  | Ground-Source | WBAHP: Heat Pump Packaged Unit | Heat Pump | 208 | 1 |  |  |  | Dual-Speed |  |  |  | 48100 | 3103 | 15.5 |  | 35600 | 2819 | 3.7 |  | Non Federally-Regulated | 07/16/2020 | 205767611 | 08/12/2020
ClimateMaster Inc. | CLIMATEMASTER | TSM30 B |  | Ground-Source | WBAHP-O: Heat Pump Packaged Un | Heat Pump | 208 | 1 |  |  |  | Single-Speed |  |  |  | 29000 | 1647 | 17.6 |  | 22200 | 1807 | 3.6 |  | Non Federally-Regulated | 07/16/2020 | 205767538 | 08/12/2020
ClimateMaster Inc. | CLIMATEMASTER | TYV/H030 |  | Ground-Water-Source | WBAHP: Heat Pump Packaged Unit | Heat Pump | 230 | 1 |  |  |  | Multiple-Speed |  |  |  | 32300 | 1560 | 20.7 |  | 30000 | 2093 | 4.2 |  | Non Federally-Regulated | 07/16/2020 | 205767469 | 08/12/2020
ClimateMaster Inc. | CLIMATEMASTER | TSL36 A |  | Ground-Source | WBAHP: Heat Pump Packaged Unit | Heat Pump | 208 | 1 |  |  |  | Single-Speed |  |  |  | 36000 | 2168 | 16.6 |  | 25500 | 2135 | 3.5 |  | Non Federally-Regulated | 07/16/2020 | 205767574 | 08/12/2020
ClimateMaster Inc. | CLIMATEMASTER | TYV/H060B |  | Water-Source | WBAHP: Heat Pump Packaged Unit | Heat Pump | 208 | 1 |  |  |  | Dual-Speed |  |  |  | 61700 | 3929 | 15.7 |  | 67500 | 4121 | 4.8 |  | Federally-Regulated Commercial & Industrial Equipment | 07/16/2020 | 205767616 | 08/12/2020
ClimateMaster Inc. | CLIMATEMASTER | TYV/H048 |  | Water-Source | WBAHP: Heat Pump Packaged Unit | Heat Pump | 208 | 1 |  |  |  | Dual-Speed |  |  |  | 45900 | 3278 | 14 |  | 53800 | 3217 | 4.9 |  | Federally-Regulated Commercial & Industrial Equipment | 07/16/2020 | 205767472 | 08/12/2020
ClimateMaster Inc. | CLIMATEMASTER | TCH/V036A |  | Water-Source | WBAHP: Heat Pump Packaged Unit | Heat Pump | 230 | 1 |  |  |  | Single-Speed |  |  |  | 34500 | 2555 | 13.5 |  | 45200 | 3010 | 4.4 |  | Federally-Regulated Commercial & Industrial Equipment | 07/16/2020 | 205767480 | 08/12/2020
ClimateMaster Inc. | CLIMATEMASTER | TZV/H048D |  | Water-Source | WBAHP: Heat Pump Packaged Unit | Heat Pump | 208 | 1 |  |  |  | Dual-Speed |  |  |  | 45900 | 3278 | 14 |  | 53800 | 3217 | 4.9 |  | Federally-Regulated Commercial & Industrial Equipment | 07/16/2020 | 205767611 | 08/12/2020
ClimateMaster Inc. | CLIMATEMASTER | TRC12 |  | Water-Source | WBAHP-O: Heat Pump Packaged Un | Heat Pump | 208 | 1 |  |  |  | Single-Speed |  |  |  | 11300 | 882 | 12.8 |  | 14100 | 918 | 4.5 |  | Federally-Regulated Commercial & Industrial Equipment | 07/16/2020 | 205767503 | 08/12/2020
ClimateMaster Inc. | CLIMATEMASTER | TZV/H048D |  | Ground-Water-Source | WBAHP: Heat Pump Packaged Unit | Heat Pump | 208 | 1 |  |  |  | Dual-Speed |  |  |  | 51800 | 2478 | 20.9 |  | 45000 | 2997 | 4.4 |  | Non Federally-Regulated | 07/16/2020 | 205767611 | 08/12/2020
ClimateMaster Inc. | CLIMATEMASTER | TSH/V/D048C*K |  | Ground-Source | WBAHP: Heat Pump Packaged Unit | Heat Pump | 208 | 1 |  |  |  | Single-Speed |  |  |  | 50600 | 2691 | 18.8 |  | 36100 | 2859 | 3.7 |  | Non Federally-Regulated | 07/16/2020 | 205767521 | 08/12/2020
ClimateMaster Inc. | CLIMATEMASTER | TYV/H060B |  | Water-Source | WBAHP: Heat Pump Packaged Unit | Heat Pump | 230 | 1 |  |  |  | Dual-Speed |  |  |  | 61700 | 3929 | 15.7 |  | 67500 | 4121 | 4.8 |  | Federally-Regulated Commercial & Industrial Equipment | 07/16/2020 | 205767616 | 08/12/2020
ClimateMaster Inc. | CLIMATEMASTER | TZV/H048D |  | Ground-Source | WBAHP: Heat Pump Packaged Unit | Heat Pump | 230 | 1 |  |  |  | Dual-Speed |  |  |  | 48100 | 3103 | 15.5 |  | 35600 | 2819 | 3.7 |  | Non Federally-Regulated | 07/16/2020 | 205767611 | 08/12/2020
ClimateMaster Inc. | CLIMATEMASTER | TRC12 |  | Ground-Water-Source | WBAHP-O: Heat Pump Packaged Un | Heat Pump | 208 | 1 |  |  |  | Single-Speed |  |  |  | 12500 | 668 | 18.7 |  | 11800 | 886 | 3.9 |  | Non Federally-Regulated | 07/16/2020 | 205767503 | 08/12/2020
ClimateMaster Inc. | CLIMATEMASTER | TSH/V/D060C |  | Ground-Source | WBAHP: Heat Pump Packaged Unit | Heat Pump | 208 | 1 |  |  |  | Single-Speed |  |  |  | 63900 | 3715 | 17.2 |  | 46900 | 3714 | 3.7 |  | Non Federally-Regulated | 07/16/2020 | 205767522 | 08/12/2020
ClimateMaster Inc. | CLIMATEMASTER | TRH/V060A*W/K |  | Ground-Source | WBAHP: Heat Pump Packaged Unit | Heat Pump | 208 | 1 |  |  |  | Single-Speed |  |  |  | 61500 | 3727 | 16.5 |  | 49200 | 4240 | 3.4 |  | Non Federally-Regulated | 07/16/2020 | 205767553 | 08/12/2020
ClimateMaster Inc. | CLIMATEMASTER | TRH/V018A |  | Ground-Water-Source | WBAHP: Heat Pump Packaged Unit | Heat Pump | 208 | 1 |  |  |  | Single-Speed |  |  |  | 21500 | 977 | 22 |  | 17800 | 1242 | 4.2 |  | Non Federally-Regulated | 07/16/2020 | 205767509 | 08/12/2020
ClimateMaster Inc. | CLIMATEMASTER | TSM24 A |  | Water-Source | WBAHP-O: Heat Pump Packaged Un | Heat Pump | 208 | 1 |  |  |  | Single-Speed |  |  |  | 25000 | 1736 | 14.4 |  | 32500 | 1943 | 4.9 |  | Federally-Regulated Commercial & Industrial Equipment | 07/16/2020 | 205767535 | 08/12/2020
ClimateMaster Inc. | CLIMATEMASTER | TCH/V036A |  | Ground-Source | WBAHP: Heat Pump Packaged Unit | Heat Pump | 230 | 1 |  |  |  | Single-Speed |  |  |  | 35300 | 2369 | 14.9 |  | 29600 | 2628 | 3.3 |  | Non Federally-Regulated | 07/16/2020 | 205767480 | 08/12/2020
ClimateMaster Inc. | CLIMATEMASTER | TES/P026B | TAC026B***B* | Ground-Source | WBAHP-C: Heat Pump Split Syste | Heat Pump | 208 | 1 | False |  |  | Single-Speed |  |  |  | 26000 | 1444 | 18 |  | 18600 | 1434 | 3.8 |  | Non Federally-Regulated | 07/16/2020 | 205767589 | 08/12/2020
ClimateMaster Inc. | CLIMATEMASTER | TRC12 |  | Water-Source | WBAHP-O: Heat Pump Packaged Un | Heat Pump | 230 | 1 |  |  |  | Single-Speed |  |  |  | 11300 | 882 | 12.8 |  | 14100 | 918 | 4.5 |  | Federally-Regulated Commercial & Industrial Equipment | 07/16/2020 | 205767503 | 08/12/2020
ClimateMaster Inc. | CLIMATEMASTER | TES/P026B | TAC026B***B* | Ground-Water-Source | WBAHP-C: Heat Pump Split Syste | Heat Pump | 230 | 1 | False |  |  | Single-Speed |  |  |  | 26400 | 1173 | 22.5 |  | 22900 | 1491 | 4.5 |  | Non Federally-Regulated | 07/16/2020 | 205767589 | 08/12/2020
ClimateMaster Inc. | CLIMATEMASTER | TSM24 A |  | Water-Source | WBAHP-O: Heat Pump Packaged Un | Heat Pump | 230 | 1 |  |  |  | Single-Speed |  |  |  | 25000 | 1736 | 14.4 |  | 32500 | 1943 | 4.9 |  | Federally-Regulated Commercial & Industrial Equipment | 07/16/2020 | 205767535 | 08/12/2020
ClimateMaster Inc. | CLIMATEMASTER | TRH/V060A*W/K |  | Ground-Source | WBAHP: Heat Pump Packaged Unit | Heat Pump | 230 | 1 |  |  |  | Single-Speed |  |  |  | 61500 | 3727 | 16.5 |  | 49200 | 4240 | 3.4 |  | Non Federally-Regulated | 07/16/2020 | 205767553 | 08/12/2020
ClimateMaster Inc. | CLIMATEMASTER | TSL36 A |  | Ground-Source | WBAHP: Heat Pump Packaged Unit | Heat Pump | 230 | 1 |  |  |  | Single-Speed |  |  |  | 36000 | 2168 | 16.6 |  | 25500 | 2135 | 3.5 |  | Non Federally-Regulated | 07/16/2020 | 205767574 | 08/12/2020
ClimateMaster Inc. | CLIMATEMASTER | TYV/H048 |  | Ground-Water-Source | WBAHP: Heat Pump Packaged Unit | Heat Pump | 208 | 1 |  |  |  | Dual-Speed |  |  |  | 51800 | 2478 | 20.9 |  | 45000 | 2997 | 4.4 |  | Non Federally-Regulated | 07/16/2020 | 205767472 | 08/12/2020
ClimateMaster Inc. | CLIMATEMASTER | TES/P038B | TAC038B | Ground-Water-Source | WBAHP-C: Heat Pump Split Syste | Heat Pump | 208 | 1 | False |  |  | Single-Speed |  |  |  | 40200 | 1802 | 22.3 |  | 32800 | 2184 | 4.4 |  | Non Federally-Regulated | 07/16/2020 | 205767626 | 08/12/2020
ClimateMaster Inc. | CLIMATEMASTER | TZV/H048D |  | Ground-Water-Source | WBAHP: Heat Pump Packaged Unit | Heat Pump | 230 | 1 |  |  |  | Dual-Speed |  |  |  | 51800 | 2478 | 20.9 |  | 45000 | 2997 | 4.4 |  | Non Federally-Regulated | 07/16/2020 | 205767611 | 08/12/2020
ClimateMaster Inc. | CLIMATEMASTER | TSL36 A |  | Water-Source | WBAHP: Heat Pump Packaged Unit | Heat Pump | 230 | 1 |  |  |  | Single-Speed |  |  |  | 35000 | 2447 | 14.3 |  | 40500 | 2373 | 5 |  | Federally-Regulated Commercial & Industrial Equipment | 07/16/2020 | 205767574 | 08/12/2020
ClimateMaster Inc. | CLIMATEMASTER | TRH/V018A |  | Water-Source | WBAHP: Heat Pump Packaged Unit | Heat Pump | 208 | 1 |  |  |  | Single-Speed |  |  |  | 18700 | 1335 | 14 |  | 21800 | 1277 | 5 |  | Federally-Regulated Commercial & Industrial Equipment | 07/16/2020 | 205767509 | 08/12/2020
ClimateMaster Inc. | CLIMATEMASTER | TSM30 B |  | Ground-Source | WBAHP-O: Heat Pump Packaged Un | Heat Pump | 230 | 1 |  |  |  | Single-Speed |  |  |  | 29000 | 1647 | 17.6 |  | 22200 | 1807 | 3.6 |  | Non Federally-Regulated | 07/16/2020 | 205767538 | 08/12/2020
ClimateMaster Inc. | CLIMATEMASTER | TYV/H048 |  | Water-Source | WBAHP: Heat Pump Packaged Unit | Heat Pump | 230 | 1 |  |  |  | Dual-Speed |  |  |  | 45900 | 3278 | 14 |  | 53800 | 3217 | 4.9 |  | Federally-Regulated Commercial & Industrial Equipment | 07/16/2020 | 205767472 | 08/12/2020
ClimateMaster Inc. | CLIMATEMASTER | TSH/V006A |  | Water-Source | WBAHP: Heat Pump Packaged Unit | Heat Pump | 208 | 1 |  |  |  | Single-Speed |  |  |  | 6300 | 401 | 15.7 |  | 8000 | 434 | 5.4 |  | Federally-Regulated Commercial & Industrial Equipment | 07/16/2020 | 205767488 | 08/12/2020
ClimateMaster Inc. | CLIMATEMASTER | TRH/V030A |  | Ground-Water-Source | WBAHP: Heat Pump Packaged Unit | Heat Pump | 230 | 1 |  |  |  | Single-Speed |  |  |  | 32000 | 1632 | 19.6 |  | 30500 | 2180 | 4.1 |  | Non Federally-Regulated | 07/16/2020 | 205767485 | 08/12/2020
ClimateMaster Inc. | CLIMATEMASTER | TRC12 |  | Ground-Source | WBAHP-O: Heat Pump Packaged Un | Heat Pump | 230 | 1 |  |  |  | Single-Speed |  |  |  | 11800 | 813 | 14.5 |  | 9300 | 825 | 3.3 |  | Non Federally-Regulated | 07/16/2020 | 205767503 | 08/12/2020
ClimateMaster Inc. | CLIMATEMASTER | TYV/H060B |  | Ground-Source | WBAHP: Heat Pump Packaged Unit | Heat Pump | 230 | 1 |  |  |  | Dual-Speed |  |  |  | 63200 | 3653 | 17.3 |  | 43700 | 3557 | 3.6 |  | Non Federally-Regulated | 07/16/2020 | 205767616 | 08/12/2020
ClimateMaster Inc. | CLIMATEMASTER | TSH/V006A |  | Ground-Water-Source | WBAHP: Heat Pump Packaged Unit | Heat Pump | 208 | 1 |  |  |  | Single-Speed |  |  |  | 7400 | 290 | 25.5 |  | 6300 | 419 | 4.4 |  | Non Federally-Regulated | 07/16/2020 | 205767488 | 08/12/2020
ClimateMaster Inc. | CLIMATEMASTER | TSH/V006A |  | Ground-Water-Source | WBAHP: Heat Pump Packaged Unit | Heat Pump | 230 | 1 |  |  |  | Single-Speed |  |  |  | 7400 | 290 | 25.5 |  | 6300 | 419 | 4.4 |  | Non Federally-Regulated | 07/16/2020 | 205767488 | 08/12/2020
ClimateMaster Inc. | CLIMATEMASTER | TRH/V030A |  | Water-Source | WBAHP: Heat Pump Packaged Unit | Heat Pump | 230 | 1 |  |  |  | Single-Speed |  |  |  | 28600 | 2200 | 13 |  | 37000 | 2307 | 4.7 |  | Federally-Regulated Commercial & Industrial Equipment | 07/16/2020 | 205767485 | 08/12/2020
ClimateMaster Inc. | CLIMATEMASTER | TYV/H060B |  | Ground-Source | WBAHP: Heat Pump Packaged Unit | Heat Pump | 208 | 1 |  |  |  | Dual-Speed |  |  |  | 63200 | 3653 | 17.3 |  | 43700 | 3557 | 3.6 |  | Non Federally-Regulated | 07/16/2020 | 205767616 | 08/12/2020
ClimateMaster Inc. | CLIMATEMASTER | TYV/H048 |  | Ground-Water-Source | WBAHP: Heat Pump Packaged Unit | Heat Pump | 230 | 1 |  |  |  | Dual-Speed |  |  |  | 51800 | 2478 | 20.9 |  | 45000 | 2997 | 4.4 |  | Non Federally-Regulated | 07/16/2020 | 205767472 | 08/12/2020
ClimateMaster Inc. | CLIMATEMASTER | TSH/V/D048C*K |  | Ground-Water-Source | WBAHP: Heat Pump Packaged Unit | Heat Pump | 208 | 1 |  |  |  | Single-Speed |  |  |  | 53700 | 2246 | 23.9 |  | 45700 | 3043 | 4.4 |  | Non Federally-Regulated | 07/16/2020 | 205767521 | 08/12/2020
ClimateMaster Inc. | CLIMATEMASTER | TSM24 A |  | Ground-Source | WBAHP-O: Heat Pump Packaged Un | Heat Pump | 230 | 1 |  |  |  | Single-Speed |  |  |  | 26500 | 1577 | 16.8 |  | 18400 | 1586 | 3.4 |  | Non Federally-Regulated | 07/16/2020 | 205767535 | 08/12/2020
ClimateMaster Inc. | CLIMATEMASTER | TYV/H030 |  | Ground-Source | WBAHP: Heat Pump Packaged Unit | Heat Pump | 230 | 1 |  |  |  | Multiple-Speed |  |  |  | 29900 | 1904 | 15.7 |  | 23800 | 1937 | 3.6 |  | Non Federally-Regulated | 07/16/2020 | 205767469 | 08/12/2020
ClimateMaster Inc. | CLIMATEMASTER | TCH/V036A |  | Ground-Source | WBAHP: Heat Pump Packaged Unit | Heat Pump | 208 | 1 |  |  |  | Single-Speed |  |  |  | 35300 | 2369 | 14.9 |  | 29600 | 2628 | 3.3 |  | Non Federally-Regulated | 07/16/2020 | 205767480 | 08/12/2020
ClimateMaster Inc. | CLIMATEMASTER | TCH/V036A |  | Ground-Water-Source | WBAHP: Heat Pump Packaged Unit | Heat Pump | 230 | 1 |  |  |  | Single-Speed |  |  |  | 38700 | 1869 | 20.7 |  | 37500 | 2747 | 4 |  | Non Federally-Regulated | 07/16/2020 | 205767480 | 08/12/2020
ClimateMaster Inc. | CLIMATEMASTER | TES/P026B | TAC026B***B* | Ground-Source | WBAHP-C: Heat Pump Split Syste | Heat Pump | 230 | 1 | False |  |  | Single-Speed |  |  |  | 26000 | 1444 | 18 |  | 18600 | 1434 | 3.8 |  | Non Federally-Regulated | 07/16/2020 | 205767589 | 08/12/2020
ClimateMaster Inc. | CLIMATEMASTER | TSH/V006A |  | Ground-Source | WBAHP: Heat Pump Packaged Unit | Heat Pump | 230 | 1 |  |  |  | Single-Speed |  |  |  | 6700 | 362 | 18.5 |  | 4800 | 413 | 3.4 |  | Non Federally-Regulated | 07/16/2020 | 205767488 | 08/12/2020
ClimateMaster Inc. | CLIMATEMASTER | TES/P038B | TAC038B | Ground-Water-Source | WBAHP-C: Heat Pump Split Syste | Heat Pump | 230 | 1 | False |  |  | Single-Speed |  |  |  | 40200 | 1802 | 22.3 |  | 32800 | 2184 | 4.4 |  | Non Federally-Regulated | 07/16/2020 | 205767626 | 08/12/2020
ClimateMaster Inc. | CLIMATEMASTER | TRH/V060A |  | Ground-Source | WBAHP: Heat Pump Packaged Unit | Heat Pump | 230 | 1 |  |  |  | Single-Speed |  |  |  | 61500 | 4241 | 14.5 |  | 49200 | 4369 | 3.3 |  | Non Federally-Regulated | 07/16/2020 | 205767511 | 08/12/2020
ClimateMaster Inc. | CLIMATEMASTER | TRH/V030A |  | Ground-Water-Source | WBAHP: Heat Pump Packaged Unit | Heat Pump | 208 | 1 |  |  |  | Single-Speed |  |  |  | 32000 | 1632 | 19.6 |  | 30500 | 2180 | 4.1 |  | Non Federally-Regulated | 07/16/2020 | 205767485 | 08/12/2020
ClimateMaster Inc. | CLIMATEMASTER | TYV/H030 |  | Ground-Water-Source | WBAHP: Heat Pump Packaged Unit | Heat Pump | 208 | 1 |  |  |  | Multiple-Speed |  |  |  | 32300 | 1560 | 20.7 |  | 30000 | 2093 | 4.2 |  | Non Federally-Regulated | 07/16/2020 | 205767469 | 08/12/2020
ClimateMaster Inc. | CLIMATEMASTER | TES/P038B | TAC038B | Ground-Source | WBAHP-C: Heat Pump Split Syste | Heat Pump | 230 | 1 | False |  |  | Single-Speed |  |  |  | 38000 | 2196 | 17.3 |  | 26600 | 2106 | 3.7 |  | Non Federally-Regulated | 07/16/2020 | 205767626 | 08/12/2020
ClimateMaster Inc. | CLIMATEMASTER | TYV/H030 |  | Ground-Source | WBAHP: Heat Pump Packaged Unit | Heat Pump | 208 | 1 |  |  |  | Multiple-Speed |  |  |  | 29900 | 1904 | 15.7 |  | 23800 | 1937 | 3.6 |  | Non Federally-Regulated | 07/16/2020 | 205767469 | 08/12/2020
ClimateMaster Inc. | CLIMATEMASTER | TRH/V018A |  | Ground-Source | WBAHP: Heat Pump Packaged Unit | Heat Pump | 208 | 1 |  |  |  | Single-Speed |  |  |  | 19500 | 1211 | 16.1 |  | 14100 | 1215 | 3.4 |  | Non Federally-Regulated | 07/16/2020 | 205767509 | 08/12/2020
ClimateMaster Inc. | CLIMATEMASTER | TSH/V/D048C*K |  | Water-Source | WBAHP: Heat Pump Packaged Unit | Heat Pump | 230 | 1 |  |  |  | Single-Speed |  |  |  | 48900 | 2843 | 17.2 |  | 57700 | 3252 | 5.2 |  | Federally-Regulated Commercial & Industrial Equipment | 07/16/2020 | 205767521 | 08/12/2020
ClimateMaster Inc. | CLIMATEMASTER | TCH/V036A |  | Ground-Water-Source | WBAHP: Heat Pump Packaged Unit | Heat Pump | 208 | 1 |  |  |  | Single-Speed |  |  |  | 38700 | 1869 | 20.7 |  | 37500 | 2747 | 4 |  | Non Federally-Regulated | 07/16/2020 | 205767480 | 08/12/2020
ClimateMaster Inc. | CLIMATEMASTER | TRH/V060A*W/K |  | Water-Source | WBAHP: Heat Pump Packaged Unit | Heat Pump | 208 | 1 |  |  |  | Single-Speed |  |  |  | 59500 | 4075 | 14.6 |  | 72000 | 4795 | 4.4 |  | Federally-Regulated Commercial & Industrial Equipment | 07/16/2020 | 205767553 | 08/12/2020
ClimateMaster Inc. | CLIMATEMASTER | TRC12 |  | Ground-Source | WBAHP-O: Heat Pump Packaged Un | Heat Pump | 208 | 1 |  |  |  | Single-Speed |  |  |  | 11800 | 813 | 14.5 |  | 9300 | 825 | 3.3 |  | Non Federally-Regulated | 07/16/2020 | 205767503 | 08/12/2020
ClimateMaster Inc. | CLIMATEMASTER | TRH/V018A |  | Ground-Source | WBAHP: Heat Pump Packaged Unit | Heat Pump | 230 | 1 |  |  |  | Single-Speed |  |  |  | 19500 | 1211 | 16.1 |  | 14100 | 1215 | 3.4 |  | Non Federally-Regulated | 07/16/2020 | 205767509 | 08/12/2020
ClimateMaster Inc. | CLIMATEMASTER | TSM30 B |  | Water-Source | WBAHP-O: Heat Pump Packaged Un | Heat Pump | 208 | 1 |  |  |  | Single-Speed |  |  |  | 28000 | 1854 | 15.1 |  | 34500 | 2022 | 5 |  | Federally-Regulated Commercial & Industrial Equipment | 07/16/2020 | 205767538 | 08/12/2020
ClimateMaster Inc. | CLIMATEMASTER | TSL36 A |  | Water-Source | WBAHP: Heat Pump Packaged Unit | Heat Pump | 208 | 1 |  |  |  | Single-Speed |  |  |  | 35000 | 2447 | 14.3 |  | 40500 | 2373 | 5 |  | Federally-Regulated Commercial & Industrial Equipment | 07/16/2020 | 205767574 | 08/12/2020
ClimateMaster Inc. | CLIMATEMASTER | TCH/V036A |  | Water-Source | WBAHP: Heat Pump Packaged Unit | Heat Pump | 208 | 1 |  |  |  | Single-Speed |  |  |  | 34500 | 2555 | 13.5 |  | 45200 | 3010 | 4.4 |  | Federally-Regulated Commercial & Industrial Equipment | 07/16/2020 | 205767480 | 08/12/2020
ClimateMaster Inc. | CLIMATEMASTER | TSH/V/D060C |  | Ground-Source | WBAHP: Heat Pump Packaged Unit | Heat Pump | 230 | 1 |  |  |  | Single-Speed |  |  |  | 63900 | 3715 | 17.2 |  | 46900 | 3714 | 3.7 |  | Non Federally-Regulated | 07/16/2020 | 205767522 | 08/12/2020
ClimateMaster Inc. | CLIMATEMASTER | TRH/V018A |  | Ground-Water-Source | WBAHP: Heat Pump Packaged Unit | Heat Pump | 230 | 1 |  |  |  | Single-Speed |  |  |  | 21500 | 977 | 22 |  | 17800 | 1242 | 4.2 |  | Non Federally-Regulated | 07/16/2020 | 205767509 | 08/12/2020
ClimateMaster Inc. | CLIMATEMASTER | TZV/H024C |  | Ground-Water-Source | WBAHP: Heat Pump Packaged Unit | Heat Pump | 230 | 1 |  |  |  | Single-Speed |  |  |  | 26500 | 1221 | 21.7 |  | 23000 | 1644 | 4.1 |  | Non Federally-Regulated | 07/16/2020 | 205767554 | 08/12/2020
ClimateMaster Inc. | CLIMATEMASTER | TSH/V/D018B*K |  | Ground-Water-Source | WBAHP: Heat Pump Packaged Unit | Heat Pump | 208 | 1 |  |  |  | Single-Speed |  |  |  | 22100 | 840 | 26.3 |  | 18900 | 1130 | 4.9 |  | Non Federally-Regulated | 07/16/2020 | 205767490 | 08/12/2020
ClimateMaster Inc. | CLIMATEMASTER | TEV/H/D038B |  | Ground-Water-Source | WBAHP: Heat Pump Packaged Unit | Heat Pump | 230 | 1 |  |  |  | Single-Speed |  |  |  | 42100 | 1613 | 26.1 |  | 37900 | 2136 | 5.2 |  | Non Federally-Regulated | 07/16/2020 | 205767474 | 08/12/2020
ClimateMaster Inc. | CLIMATEMASTER | TSH/V/D018B*K |  | Water-Source | WBAHP: Heat Pump Packaged Unit | Heat Pump | 230 | 1 |  |  |  | Single-Speed |  |  |  | 19200 | 1163 | 16.5 |  | 23300 | 1157 | 5.9 |  | Federally-Regulated Commercial & Industrial Equipment | 07/16/2020 | 205767490 | 08/12/2020
ClimateMaster Inc. | CLIMATEMASTER | TSM30 A |  | Ground-Source | WBAHP-O: Heat Pump Packaged Un | Heat Pump | 230 | 1 |  |  |  | Single-Speed |  |  |  | 28500 | 1875 | 15.2 |  | 22000 | 1953 | 3.3 |  | Non Federally-Regulated | 07/16/2020 | 205767537 | 08/12/2020
ClimateMaster Inc. | CLIMATEMASTER | TSL12 C/D B |  | Water-Source | WBAHP: Heat Pump Packaged Unit | Heat Pump | 208 | 1 |  |  |  | Single-Speed |  |  |  | 11600 | 778 | 14.9 |  | 15800 | 907 | 5.1 |  | Federally-Regulated Commercial & Industrial Equipment | 07/16/2020 | 205767602 | 08/12/2020
ClimateMaster Inc. | CLIMATEMASTER | TSL12 C/D B |  | Ground-Source | WBAHP: Heat Pump Packaged Unit | Heat Pump | 208 | 1 |  |  |  | Single-Speed |  |  |  | 12500 | 714 | 17.5 |  | 9400 | 834 | 3.3 |  | Non Federally-Regulated | 07/16/2020 | 205767602 | 08/12/2020
ClimateMaster Inc. | CLIMATEMASTER | TSL09 A/B B |  | Water-Source | WBAHP: Heat Pump Packaged Unit | Heat Pump | 208 | 1 |  |  |  | Single-Speed |  |  |  | 9500 | 673 | 14.1 |  | 13000 | 761 | 5 |  | Federally-Regulated Commercial & Industrial Equipment | 07/16/2020 | 205767603 | 08/12/2020
ClimateMaster Inc. | CLIMATEMASTER | TZV/H024C |  | Water-Source | WBAHP: Heat Pump Packaged Unit | Heat Pump | 230 | 1 |  |  |  | Single-Speed |  |  |  | 23700 | 1657 | 14.3 |  | 28000 | 1783 | 4.6 |  | Federally-Regulated Commercial & Industrial Equipment | 07/16/2020 | 205767554 | 08/12/2020
ClimateMaster Inc. | CLIMATEMASTER | TRE060D |  | Ground-Source | WBAHP: Heat Pump Packaged Unit | Heat Pump | 230 | 3 |  |  |  | Single-Speed |  |  |  | 62100 | 3528 | 17.6 |  | 45600 | 3712 | 3.6 |  | Non Federally-Regulated | 07/16/2020 | 205767592 | 08/12/2020
ClimateMaster Inc. | CLIMATEMASTER | QEV/H/D1860 |  | Ground-Water-Source | WBAHP: Heat Pump Packaged Unit | Heat Pump | 208 | 1 |  |  |  | Variable-Speed |  |  |  | 48000 | 1352 | 35.5 |  | 60000 | 4089 | 4.3 |  | Non Federally-Regulated | 07/16/2020 | 205767467 | 08/12/2020
ClimateMaster Inc. | CLIMATEMASTER | TRE060D |  | Water-Source | WBAHP: Heat Pump Packaged Unit | Heat Pump | 208 | 3 |  |  |  | Single-Speed |  |  |  | 61100 | 3891 | 15.7 |  | 72800 | 4183 | 5.1 |  | Federally-Regulated Commercial & Industrial Equipment | 07/16/2020 | 205767592 | 08/12/2020
ClimateMaster Inc. | CLIMATEMASTER | TSM12 C/D B |  | Water-Source | WBAHP-O: Heat Pump Packaged Un | Heat Pump | 208 | 1 |  |  |  | Single-Speed |  |  |  | 11600 | 789 | 14.7 |  | 16000 | 901 | 5.2 |  | Federally-Regulated Commercial & Industrial Equipment | 07/16/2020 | 205767599 | 08/12/2020
ClimateMaster Inc. | CLIMATEMASTER | TSH/V/D018B*K |  | Ground-Water-Source | WBAHP: Heat Pump Packaged Unit | Heat Pump | 230 | 1 |  |  |  | Single-Speed |  |  |  | 22100 | 840 | 26.3 |  | 18900 | 1130 | 4.9 |  | Non Federally-Regulated | 07/16/2020 | 205767490 | 08/12/2020
ClimateMaster Inc. | CLIMATEMASTER | TRH/V030A*W/K |  | Ground-Source | WBAHP: Heat Pump Packaged Unit | Heat Pump | 230 | 1 |  |  |  | Single-Speed |  |  |  | 29500 | 1843 | 16 |  | 24000 | 1953 | 3.6 |  | Non Federally-Regulated | 07/16/2020 | 205767550 | 08/12/2020
ClimateMaster Inc. | CLIMATEMASTER | TSL09 A/B B |  | Ground-Source | WBAHP: Heat Pump Packaged Unit | Heat Pump | 230 | 1 |  |  |  | Single-Speed |  |  |  | 10000 | 625 | 16 |  | 7500 | 686 | 3.2 |  | Non Federally-Regulated | 07/16/2020 | 205767603 | 08/12/2020
ClimateMaster Inc. | CLIMATEMASTER | TSH/V/D018B*K |  | Water-Source | WBAHP: Heat Pump Packaged Unit | Heat Pump | 208 | 1 |  |  |  | Single-Speed |  |  |  | 19200 | 1163 | 16.5 |  | 23300 | 1157 | 5.9 |  | Federally-Regulated Commercial & Industrial Equipment | 07/16/2020 | 205767490 | 08/12/2020
ClimateMaster Inc. | CLIMATEMASTER | TRE060D |  | Water-Source | WBAHP: Heat Pump Packaged Unit | Heat Pump | 230 | 3 |  |  |  | Single-Speed |  |  |  | 61100 | 3891 | 15.7 |  | 72800 | 4183 | 5.1 |  | Federally-Regulated Commercial & Industrial Equipment | 07/16/2020 | 205767592 | 08/12/2020
ClimateMaster Inc. | CLIMATEMASTER | TSH/V/D030C*K |  | Water-Source | WBAHP: Heat Pump Packaged Unit | Heat Pump | 230 | 1 |  |  |  | Single-Speed |  |  |  | 28000 | 1618 | 17.3 |  | 35100 | 1773 | 5.8 |  | Federally-Regulated Commercial & Industrial Equipment | 07/16/2020 | 205767516 | 08/12/2020
ClimateMaster Inc. | CLIMATEMASTER | TSM30 A |  | Ground-Source | WBAHP-O: Heat Pump Packaged Un | Heat Pump | 208 | 1 |  |  |  | Single-Speed |  |  |  | 28500 | 1875 | 15.2 |  | 22000 | 1953 | 3.3 |  | Non Federally-Regulated | 07/16/2020 | 205767537 | 08/12/2020
ClimateMaster Inc. | CLIMATEMASTER | TRH/V030A*W/K |  | Ground-Source | WBAHP: Heat Pump Packaged Unit | Heat Pump | 208 | 1 |  |  |  | Single-Speed |  |  |  | 29500 | 1843 | 16 |  | 24000 | 1953 | 3.6 |  | Non Federally-Regulated | 07/16/2020 | 205767550 | 08/12/2020
ClimateMaster Inc. | CLIMATEMASTER | TZV/H042D |  | Water-Source | WBAHP: Heat Pump Packaged Unit | Heat Pump | 230 | 1 |  |  |  | Dual-Speed |  |  |  | 41100 | 2874 | 14.3 |  | 50200 | 3198 | 4.6 |  | Federally-Regulated Commercial & Industrial Equipment | 07/16/2020 | 205767610 | 08/12/2020
ClimateMaster Inc. | CLIMATEMASTER | QEV/H/D1860 |  | Water-Source | WBAHP: Heat Pump Packaged Unit | Heat Pump | 208 | 1 |  |  |  | Variable-Speed |  |  |  | 48000 | 2774 | 17.3 |  | 60000 | 3197 | 5.5 |  | Federally-Regulated Commercial & Industrial Equipment | 07/16/2020 | 205767467 | 08/12/2020
ClimateMaster Inc. | CLIMATEMASTER | TEV/H/D038B |  | Water-Source | WBAHP: Heat Pump Packaged Unit | Heat Pump | 208 | 1 |  |  |  | Single-Speed |  |  |  | 37700 | 2106 | 17.9 |  | 45700 | 2309 | 5.8 |  | Federally-Regulated Commercial & Industrial Equipment | 07/16/2020 | 205767474 | 08/12/2020
ClimateMaster Inc. | CLIMATEMASTER | TCH/V030A |  | Water-Source | WBAHP: Heat Pump Packaged Unit | Heat Pump | 230 | 1 |  |  |  | Single-Speed |  |  |  | 28600 | 2200 | 13 |  | 37000 | 2307 | 4.7 |  | Federally-Regulated Commercial & Industrial Equipment | 07/16/2020 | 205767479 | 08/12/2020
ClimateMaster Inc. | CLIMATEMASTER | QEV/H/D1860 |  | Ground-Source | WBAHP: Heat Pump Packaged Unit | Heat Pump | 208 | 1 |  |  |  | Variable-Speed |  |  |  | 48000 | 2222 | 21.6 |  | 60000 | 5328 | 3.3 |  | Non Federally-Regulated | 07/16/2020 | 205767467 | 08/12/2020
ClimateMaster Inc. | CLIMATEMASTER | TZV/H042D |  | Ground-Water-Source | WBAHP: Heat Pump Packaged Unit | Heat Pump | 208 | 1 |  |  |  | Dual-Speed |  |  |  | 46300 | 2173 | 21.3 |  | 42300 | 3023 | 4.1 |  | Non Federally-Regulated | 07/16/2020 | 205767610 | 08/12/2020
ClimateMaster Inc. | CLIMATEMASTER | TSH/V/D042C |  | Ground-Source | WBAHP: Heat Pump Packaged Unit | Heat Pump | 208 | 1 |  |  |  | Single-Speed |  |  |  | 40100 | 2067 | 19.4 |  | 28700 | 2213 | 3.8 |  | Non Federally-Regulated | 07/16/2020 | 205767519 | 08/12/2020
ClimateMaster Inc. | CLIMATEMASTER | TSM12 C/D B |  | Ground-Source | WBAHP-O: Heat Pump Packaged Un | Heat Pump | 230 | 1 |  |  |  | Single-Speed |  |  |  | 12300 | 715 | 17.2 |  | 9600 | 827 | 3.4 |  | Non Federally-Regulated | 07/16/2020 | 205767599 | 08/12/2020
ClimateMaster Inc. | CLIMATEMASTER | TSL12 B |  | Water-Source | WBAHP: Heat Pump Packaged Unit | Heat Pump | 208 | 1 |  |  |  | Single-Speed |  |  |  | 12000 | 779 | 15.4 |  | 15500 | 857 | 5.3 |  | Federally-Regulated Commercial & Industrial Equipment | 07/16/2020 | 205767565 | 08/12/2020
ClimateMaster Inc. | CLIMATEMASTER | TSL24 A |  | Water-Source | WBAHP: Heat Pump Packaged Unit | Heat Pump | 208 | 1 |  |  |  | Single-Speed |  |  |  | 24500 | 1611 | 15.2 |  | 31500 | 1846 | 5 |  | Federally-Regulated Commercial & Industrial Equipment | 07/16/2020 | 205767570 | 08/12/2020
ClimateMaster Inc. | CLIMATEMASTER | TZV/H042D |  | Ground-Source | WBAHP: Heat Pump Packaged Unit | Heat Pump | 208 | 1 |  |  |  | Dual-Speed |  |  |  | 43100 | 2677 | 16.1 |  | 33300 | 2870 | 3.4 |  | Non Federally-Regulated | 07/16/2020 | 205767610 | 08/12/2020
ClimateMaster Inc. | CLIMATEMASTER | TES/P038B | TAH038C | Ground-Source | WBAHP-CB: Heat Pump Split Syst | Heat Pump | 230 | 1 | False |  |  | Single-Speed |  |  |  | 37700 | 2117 | 17.8 |  | 26200 | 2020 | 3.8 |  | Non Federally-Regulated | 07/16/2020 | 205767582 | 08/12/2020
ClimateMaster Inc. | CLIMATEMASTER | TZV/H042D |  | Water-Source | WBAHP: Heat Pump Packaged Unit | Heat Pump | 208 | 1 |  |  |  | Dual-Speed |  |  |  | 41100 | 2874 | 14.3 |  | 50200 | 3198 | 4.6 |  | Federally-Regulated Commercial & Industrial Equipment | 07/16/2020 | 205767610 | 08/12/2020
ClimateMaster Inc. | CLIMATEMASTER | TCH/V030A |  | Ground-Water-Source | WBAHP: Heat Pump Packaged Unit | Heat Pump | 230 | 1 |  |  |  | Single-Speed |  |  |  | 32000 | 1632 | 19.6 |  | 30500 | 2180 | 4.1 |  | Non Federally-Regulated | 07/16/2020 | 205767479 | 08/12/2020
ClimateMaster Inc. | CLIMATEMASTER | TZV/H024C |  | Ground-Water-Source | WBAHP: Heat Pump Packaged Unit | Heat Pump | 208 | 1 |  |  |  | Single-Speed |  |  |  | 26500 | 1221 | 21.7 |  | 23000 | 1644 | 4.1 |  | Non Federally-Regulated | 07/16/2020 | 205767554 | 08/12/2020
ClimateMaster Inc. | CLIMATEMASTER | TRH/V030A*W/K |  | Ground-Water-Source | WBAHP: Heat Pump Packaged Unit | Heat Pump | 230 | 1 |  |  |  | Single-Speed |  |  |  | 32000 | 1481 | 21.6 |  | 30500 | 2078 | 4.3 |  | Non Federally-Regulated | 07/16/2020 | 205767550 | 08/12/2020
ClimateMaster Inc. | CLIMATEMASTER | QEV/H/D1860 |  | Ground-Water-Source | WBAHP: Heat Pump Packaged Unit | Heat Pump | 230 | 1 |  |  |  | Variable-Speed |  |  |  | 48000 | 1352 | 35.5 |  | 60000 | 4089 | 4.3 |  | Non Federally-Regulated | 07/16/2020 | 205767467 | 08/12/2020
ClimateMaster Inc. | CLIMATEMASTER | TES/P038B | TAH038C | Ground-Water-Source | WBAHP-CB: Heat Pump Split Syst | Heat Pump | 230 | 1 | False |  |  | Single-Speed |  |  |  | 40500 | 1730 | 23.4 |  | 32700 | 2129 | 4.5 |  | Non Federally-Regulated | 07/16/2020 | 205767582 | 08/12/2020
ClimateMaster Inc. | CLIMATEMASTER | QEV/H/D1860 |  | Water-Source | WBAHP: Heat Pump Packaged Unit | Heat Pump | 230 | 1 |  |  |  | Variable-Speed |  |  |  | 48000 | 2774 | 17.3 |  | 60000 | 3197 | 5.5 |  | Federally-Regulated Commercial & Industrial Equipment | 07/16/2020 | 205767467 | 08/12/2020
ClimateMaster Inc. | CLIMATEMASTER | TRE060D |  | Ground-Source | WBAHP: Heat Pump Packaged Unit | Heat Pump | 208 | 3 |  |  |  | Single-Speed |  |  |  | 62100 | 3528 | 17.6 |  | 45600 | 3712 | 3.6 |  | Non Federally-Regulated | 07/16/2020 | 205767592 | 08/12/2020
ClimateMaster Inc. | CLIMATEMASTER | TRH/V030A*W/K |  | Ground-Water-Source | WBAHP: Heat Pump Packaged Unit | Heat Pump | 208 | 1 |  |  |  | Single-Speed |  |  |  | 32000 | 1481 | 21.6 |  | 30500 | 2078 | 4.3 |  | Non Federally-Regulated | 07/16/2020 | 205767550 | 08/12/2020
ClimateMaster Inc. | CLIMATEMASTER | TCH/V030A |  | Ground-Source | WBAHP: Heat Pump Packaged Unit | Heat Pump | 208 | 1 |  |  |  | Single-Speed |  |  |  | 29500 | 2006 | 14.7 |  | 24000 | 2068 | 3.4 |  | Non Federally-Regulated | 07/16/2020 | 205767479 | 08/12/2020
ClimateMaster Inc. | CLIMATEMASTER | TRH/V030A*W/K |  | Water-Source | WBAHP: Heat Pump Packaged Unit | Heat Pump | 208 | 1 |  |  |  | Single-Speed |  |  |  | 28600 | 2102 | 13.6 |  | 37000 | 2213 | 4.9 |  | Federally-Regulated Commercial & Industrial Equipment | 07/16/2020 | 205767550 | 08/12/2020
ClimateMaster Inc. | CLIMATEMASTER | TES/P038B | TAH038C | Ground-Water-Source | WBAHP-CB: Heat Pump Split Syst | Heat Pump | 208 | 1 | False |  |  | Single-Speed |  |  |  | 40500 | 1730 | 23.4 |  | 32700 | 2129 | 4.5 |  | Non Federally-Regulated | 07/16/2020 | 205767582 | 08/12/2020
ClimateMaster Inc. | CLIMATEMASTER | TZV/H042D |  | Ground-Source | WBAHP: Heat Pump Packaged Unit | Heat Pump | 230 | 1 |  |  |  | Dual-Speed |  |  |  | 43100 | 2677 | 16.1 |  | 33300 | 2870 | 3.4 |  | Non Federally-Regulated | 07/16/2020 | 205767610 | 08/12/2020
ClimateMaster Inc. | CLIMATEMASTER | TZV/H042D |  | Ground-Water-Source | WBAHP: Heat Pump Packaged Unit | Heat Pump | 230 | 1 |  |  |  | Dual-Speed |  |  |  | 46300 | 2173 | 21.3 |  | 42300 | 3023 | 4.1 |  | Non Federally-Regulated | 07/16/2020 | 205767610 | 08/12/2020
ClimateMaster Inc. | CLIMATEMASTER | TSH/V/D042C |  | Ground-Source | WBAHP: Heat Pump Packaged Unit | Heat Pump | 230 | 1 |  |  |  | Single-Speed |  |  |  | 40100 | 2067 | 19.4 |  | 28700 | 2213 | 3.8 |  | Non Federally-Regulated | 07/16/2020 | 205767519 | 08/12/2020
ClimateMaster Inc. | CLIMATEMASTER | TZV/H024C |  | Ground-Source | WBAHP: Heat Pump Packaged Unit | Heat Pump | 230 | 1 |  |  |  | Single-Speed |  |  |  | 24600 | 1537 | 16 |  | 17800 | 1449 | 3.6 |  | Non Federally-Regulated | 07/16/2020 | 205767554 | 08/12/2020
ClimateMaster Inc. | CLIMATEMASTER | TSL09 A/B B |  | Water-Source | WBAHP: Heat Pump Packaged Unit | Heat Pump | 230 | 1 |  |  |  | Single-Speed |  |  |  | 9500 | 673 | 14.1 |  | 13000 | 761 | 5 |  | Federally-Regulated Commercial & Industrial Equipment | 07/16/2020 | 205767603 | 08/12/2020
ClimateMaster Inc. | CLIMATEMASTER | QEV/H/D1860 |  | Ground-Source | WBAHP: Heat Pump Packaged Unit | Heat Pump | 230 | 1 |  |  |  | Variable-Speed |  |  |  | 48000 | 2222 | 21.6 |  | 60000 | 5328 | 3.3 |  | Non Federally-Regulated | 07/16/2020 | 205767467 | 08/12/2020
ClimateMaster Inc. | CLIMATEMASTER | TSL12 B |  | Ground-Source | WBAHP: Heat Pump Packaged Unit | Heat Pump | 208 | 1 |  |  |  | Single-Speed |  |  |  | 12600 | 732 | 17.2 |  | 9200 | 793 | 3.4 |  | Non Federally-Regulated | 07/16/2020 | 205767565 | 08/12/2020
ClimateMaster Inc. | CLIMATEMASTER | TSH/V/D030C*K |  | Ground-Source | WBAHP: Heat Pump Packaged Unit | Heat Pump | 230 | 1 |  |  |  | Single-Speed |  |  |  | 29200 | 1505 | 19.4 |  | 22000 | 1572 | 4.1 |  | Non Federally-Regulated | 07/16/2020 | 205767516 | 08/12/2020
ClimateMaster Inc. | CLIMATEMASTER | TSH/V/D030C*K |  | Water-Source | WBAHP: Heat Pump Packaged Unit | Heat Pump | 208 | 1 |  |  |  | Single-Speed |  |  |  | 28000 | 1618 | 17.3 |  | 35100 | 1773 | 5.8 |  | Federally-Regulated Commercial & Industrial Equipment | 07/16/2020 | 205767516 | 08/12/2020
ClimateMaster Inc. | CLIMATEMASTER | TSL12 B |  | Water-Source | WBAHP: Heat Pump Packaged Unit | Heat Pump | 230 | 1 |  |  |  | Single-Speed |  |  |  | 12000 | 779 | 15.4 |  | 15500 | 857 | 5.3 |  | Federally-Regulated Commercial & Industrial Equipment | 07/16/2020 | 205767565 | 08/12/2020
ClimateMaster Inc. | CLIMATEMASTER | TSH/V/D018B*K |  | Ground-Source | WBAHP: Heat Pump Packaged Unit | Heat Pump | 208 | 1 |  |  |  | Single-Speed |  |  |  | 20200 | 1041 | 19.4 |  | 14500 | 1089 | 3.9 |  | Non Federally-Regulated | 07/16/2020 | 205767490 | 08/12/2020
ClimateMaster Inc. | CLIMATEMASTER | TSL12 C/D B |  | Ground-Source | WBAHP: Heat Pump Packaged Unit | Heat Pump | 230 | 1 |  |  |  | Single-Speed |  |  |  | 12500 | 714 | 17.5 |  | 9400 | 834 | 3.3 |  | Non Federally-Regulated | 07/16/2020 | 205767602 | 08/12/2020
ClimateMaster Inc. | CLIMATEMASTER | TSH/V/D030C*K |  | Ground-Water-Source | WBAHP: Heat Pump Packaged Unit | Heat Pump | 230 | 1 |  |  |  | Single-Speed |  |  |  | 30800 | 1153 | 26.7 |  | 28000 | 1674 | 4.9 |  | Non Federally-Regulated | 07/16/2020 | 205767516 | 08/12/2020
ClimateMaster Inc. | CLIMATEMASTER | TEV/H/D038B |  | Ground-Water-Source | WBAHP: Heat Pump Packaged Unit | Heat Pump | 208 | 1 |  |  |  | Single-Speed |  |  |  | 42100 | 1613 | 26.1 |  | 37900 | 2136 | 5.2 |  | Non Federally-Regulated | 07/16/2020 | 205767474 | 08/12/2020
ClimateMaster Inc. | CLIMATEMASTER | TRH/V030A*W/K |  | Water-Source | WBAHP: Heat Pump Packaged Unit | Heat Pump | 230 | 1 |  |  |  | Single-Speed |  |  |  | 28600 | 2102 | 13.6 |  | 37000 | 2213 | 4.9 |  | Federally-Regulated Commercial & Industrial Equipment | 07/16/2020 | 205767550 | 08/12/2020
ClimateMaster Inc. | CLIMATEMASTER | TSL24 A |  | Ground-Source | WBAHP: Heat Pump Packaged Unit | Heat Pump | 208 | 1 |  |  |  | Single-Speed |  |  |  | 26000 | 1452 | 17.9 |  | 18500 | 1594 | 3.4 |  | Non Federally-Regulated | 07/16/2020 | 205767570 | 08/12/2020
ClimateMaster Inc. | CLIMATEMASTER | TEV/H/D038B |  | Water-Source | WBAHP: Heat Pump Packaged Unit | Heat Pump | 230 | 1 |  |  |  | Single-Speed |  |  |  | 37700 | 2106 | 17.9 |  | 45700 | 2309 | 5.8 |  | Federally-Regulated Commercial & Industrial Equipment | 07/16/2020 | 205767474 | 08/12/2020
ClimateMaster Inc. | CLIMATEMASTER | TSH/V/D030C*K |  | Ground-Source | WBAHP: Heat Pump Packaged Unit | Heat Pump | 208 | 1 |  |  |  | Single-Speed |  |  |  | 29200 | 1505 | 19.4 |  | 22000 | 1572 | 4.1 |  | Non Federally-Regulated | 07/16/2020 | 205767516 | 08/12/2020
ClimateMaster Inc. | CLIMATEMASTER | TSL24 A |  | Ground-Source | WBAHP: Heat Pump Packaged Unit | Heat Pump | 230 | 1 |  |  |  | Single-Speed |  |  |  | 26000 | 1452 | 17.9 |  | 18500 | 1594 | 3.4 |  | Non Federally-Regulated | 07/16/2020 | 205767570 | 08/12/2020
ClimateMaster Inc. | CLIMATEMASTER | TSH/V/D042C |  | Water-Source | WBAHP: Heat Pump Packaged Unit | Heat Pump | 208 | 1 |  |  |  | Single-Speed |  |  |  | 38500 | 2238 | 17.2 |  | 46300 | 2423 | 5.6 |  | Federally-Regulated Commercial & Industrial Equipment | 07/16/2020 | 205767519 | 08/12/2020
ClimateMaster Inc. | CLIMATEMASTER | TSH/V/D042C |  | Ground-Water-Source | WBAHP: Heat Pump Packaged Unit | Heat Pump | 208 | 1 |  |  |  | Single-Speed |  |  |  | 43700 | 1720 | 25.4 |  | 36200 | 2257 | 4.7 |  | Non Federally-Regulated | 07/16/2020 | 205767519 | 08/12/2020
ClimateMaster Inc. | CLIMATEMASTER | TCH/V030A |  | Ground-Source | WBAHP: Heat Pump Packaged Unit | Heat Pump | 230 | 1 |  |  |  | Single-Speed |  |  |  | 29500 | 2006 | 14.7 |  | 24000 | 2068 | 3.4 |  | Non Federally-Regulated | 07/16/2020 | 205767479 | 08/12/2020
ClimateMaster Inc. | CLIMATEMASTER | TSH/V/D018B*K |  | Ground-Source | WBAHP: Heat Pump Packaged Unit | Heat Pump | 230 | 1 |  |  |  | Single-Speed |  |  |  | 20200 | 1041 | 19.4 |  | 14500 | 1089 | 3.9 |  | Non Federally-Regulated | 07/16/2020 | 205767490 | 08/12/2020
ClimateMaster Inc. | CLIMATEMASTER | TSL12 C/D B |  | Water-Source | WBAHP: Heat Pump Packaged Unit | Heat Pump | 230 | 1 |  |  |  | Single-Speed |  |  |  | 11600 | 778 | 14.9 |  | 15800 | 907 | 5.1 |  | Federally-Regulated Commercial & Industrial Equipment | 07/16/2020 | 205767602 | 08/12/2020
ClimateMaster Inc. | CLIMATEMASTER | TSL12 B |  | Ground-Source | WBAHP: Heat Pump Packaged Unit | Heat Pump | 230 | 1 |  |  |  | Single-Speed |  |  |  | 12600 | 732 | 17.2 |  | 9200 | 793 | 3.4 |  | Non Federally-Regulated | 07/16/2020 | 205767565 | 08/12/2020
ClimateMaster Inc. | CLIMATEMASTER | TSL09 A/B B |  | Ground-Source | WBAHP: Heat Pump Packaged Unit | Heat Pump | 208 | 1 |  |  |  | Single-Speed |  |  |  | 10000 | 625 | 16 |  | 7500 | 686 | 3.2 |  | Non Federally-Regulated | 07/16/2020 | 205767603 | 08/12/2020
ClimateMaster Inc. | CLIMATEMASTER | TCH/V030A |  | Water-Source | WBAHP: Heat Pump Packaged Unit | Heat Pump | 208 | 1 |  |  |  | Single-Speed |  |  |  | 28600 | 2200 | 13 |  | 37000 | 2307 | 4.7 |  | Federally-Regulated Commercial & Industrial Equipment | 07/16/2020 | 205767479 | 08/12/2020
ClimateMaster Inc. | CLIMATEMASTER | TSH/V/D042C |  | Ground-Water-Source | WBAHP: Heat Pump Packaged Unit | Heat Pump | 230 | 1 |  |  |  | Single-Speed |  |  |  | 43700 | 1720 | 25.4 |  | 36200 | 2257 | 4.7 |  | Non Federally-Regulated | 07/16/2020 | 205767519 | 08/12/2020
ClimateMaster Inc. | CLIMATEMASTER | TSH/V/D042C |  | Water-Source | WBAHP: Heat Pump Packaged Unit | Heat Pump | 230 | 1 |  |  |  | Single-Speed |  |  |  | 38500 | 2238 | 17.2 |  | 46300 | 2423 | 5.6 |  | Federally-Regulated Commercial & Industrial Equipment | 07/16/2020 | 205767519 | 08/12/2020
ClimateMaster Inc. | CLIMATEMASTER | TCH/V030A |  | Ground-Water-Source | WBAHP: Heat Pump Packaged Unit | Heat Pump | 208 | 1 |  |  |  | Single-Speed |  |  |  | 32000 | 1632 | 19.6 |  | 30500 | 2180 | 4.1 |  | Non Federally-Regulated | 07/16/2020 | 205767479 | 08/12/2020
ClimateMaster Inc. | CLIMATEMASTER | TSM12 C/D B |  | Ground-Source | WBAHP-O: Heat Pump Packaged Un | Heat Pump | 208 | 1 |  |  |  | Single-Speed |  |  |  | 12300 | 715 | 17.2 |  | 9600 | 827 | 3.4 |  | Non Federally-Regulated | 07/16/2020 | 205767599 | 08/12/2020
ClimateMaster Inc. | CLIMATEMASTER | TZV/H024C |  | Water-Source | WBAHP: Heat Pump Packaged Unit | Heat Pump | 208 | 1 |  |  |  | Single-Speed |  |  |  | 23700 | 1657 | 14.3 |  | 28000 | 1783 | 4.6 |  | Federally-Regulated Commercial & Industrial Equipment | 07/16/2020 | 205767554 | 08/12/2020
ClimateMaster Inc. | CLIMATEMASTER | TSM12 C/D B |  | Water-Source | WBAHP-O: Heat Pump Packaged Un | Heat Pump | 230 | 1 |  |  |  | Single-Speed |  |  |  | 11600 | 789 | 14.7 |  | 16000 | 901 | 5.2 |  | Federally-Regulated Commercial & Industrial Equipment | 07/16/2020 | 205767599 | 08/12/2020
ClimateMaster Inc. | CLIMATEMASTER | TSL24 A |  | Water-Source | WBAHP: Heat Pump Packaged Unit | Heat Pump | 230 | 1 |  |  |  | Single-Speed |  |  |  | 24500 | 1611 | 15.2 |  | 31500 | 1846 | 5 |  | Federally-Regulated Commercial & Industrial Equipment | 07/16/2020 | 205767570 | 08/12/2020
ClimateMaster Inc. | CLIMATEMASTER | TES/P038B | TAH038C | Ground-Source | WBAHP-CB: Heat Pump Split Syst | Heat Pump | 208 | 1 | False |  |  | Single-Speed |  |  |  | 37700 | 2117 | 17.8 |  | 26200 | 2020 | 3.8 |  | Non Federally-Regulated | 07/16/2020 | 205767582 | 08/12/2020
ClimateMaster Inc. | CLIMATEMASTER | TSH/V/D030C*K |  | Ground-Water-Source | WBAHP: Heat Pump Packaged Unit | Heat Pump | 208 | 1 |  |  |  | Single-Speed |  |  |  | 30800 | 1153 | 26.7 |  | 28000 | 1674 | 4.9 |  | Non Federally-Regulated | 07/16/2020 | 205767516 | 08/12/2020
ClimateMaster Inc. | CLIMATEMASTER | TZV/H024C |  | Ground-Source | WBAHP: Heat Pump Packaged Unit | Heat Pump | 208 | 1 |  |  |  | Single-Speed |  |  |  | 24600 | 1537 | 16 |  | 17800 | 1449 | 3.6 |  | Non Federally-Regulated | 07/16/2020 | 205767554 | 08/12/2020
ClimateMaster Inc. | CLIMATEMASTER | TES/P026B | TAH026C***B* | Ground-Water-Source | WBAHP-CB: Heat Pump Split Syst | Heat Pump | 208 | 1 | False |  |  | Single-Speed |  |  |  | 27300 | 1137 | 24 |  | 22800 | 1518 | 4.4 |  | Non Federally-Regulated | 07/16/2020 | 205767587 | 08/12/2020
ClimateMaster Inc. | CLIMATEMASTER | TRC18 |  | Ground-Water-Source | WBAHP-O: Heat Pump Packaged Un | Heat Pump | 230 | 1 |  |  |  | Single-Speed |  |  |  | 17200 | 960 | 17.9 |  | 16500 | 1239 | 3.9 |  | Non Federally-Regulated | 07/16/2020 | 205767483 | 08/12/2020
ClimateMaster Inc. | CLIMATEMASTER | TCH/V018A |  | Ground-Source | WBAHP: Heat Pump Packaged Unit | Heat Pump | 208 | 1 |  |  |  | Single-Speed |  |  |  | 19500 | 1211 | 16.1 |  | 14100 | 1215 | 3.4 |  | Non Federally-Regulated | 07/16/2020 | 205767497 | 08/12/2020
ClimateMaster Inc. | CLIMATEMASTER | TRH/V018A*W/K |  | Ground-Source | WBAHP: Heat Pump Packaged Unit | Heat Pump | 208 | 1 |  |  |  | Single-Speed |  |  |  | 19500 | 1140 | 17.1 |  | 14100 | 1116 | 3.7 |  | Non Federally-Regulated | 07/16/2020 | 205767548 | 08/12/2020
ClimateMaster Inc. | CLIMATEMASTER | TCH/V018A |  | Water-Source | WBAHP: Heat Pump Packaged Unit | Heat Pump | 230 | 1 |  |  |  | Single-Speed |  |  |  | 18700 | 1335 | 14 |  | 21800 | 1277 | 5 |  | Federally-Regulated Commercial & Industrial Equipment | 07/16/2020 | 205767497 | 08/12/2020
ClimateMaster Inc. | CLIMATEMASTER | TYV/H030 |  | Water-Source | WBAHP: Heat Pump Packaged Unit | Heat Pump | 208 | 1 |  |  |  | Multiple-Speed |  |  |  | 28500 | 2035 | 14 |  | 35800 | 2280 | 4.6 |  | Federally-Regulated Commercial & Industrial Equipment | 07/16/2020 | 205767469 | 08/12/2020
ClimateMaster Inc. | CLIMATEMASTER | TSM18 A |  | Water-Source | WBAHP-O: Heat Pump Packaged Un | Heat Pump | 208 | 1 |  |  |  | Single-Speed |  |  |  | 17300 | 1310 | 13.2 |  | 22500 | 1373 | 4.8 |  | Federally-Regulated Commercial & Industrial Equipment | 07/16/2020 | 205767533 | 08/12/2020
ClimateMaster Inc. | CLIMATEMASTER | TEV/H/D026B |  | Water-Source | WBAHP: Heat Pump Packaged Unit | Heat Pump | 230 | 1 |  |  |  | Single-Speed |  |  |  | 25000 | 1436 | 17.4 |  | 31400 | 1533 | 6 |  | Federally-Regulated Commercial & Industrial Equipment | 07/16/2020 | 205767473 | 08/12/2020
ClimateMaster Inc. | CLIMATEMASTER | TSL15 B |  | Ground-Source | WBAHP: Heat Pump Packaged Unit | Heat Pump | 208 | 1 |  |  |  | Single-Speed |  |  |  | 15400 | 802 | 19.2 |  | 11000 | 871 | 3.7 |  | Non Federally-Regulated | 07/16/2020 | 205767567 | 08/12/2020
ClimateMaster Inc. | CLIMATEMASTER | TSL15 B |  | Ground-Source | WBAHP: Heat Pump Packaged Unit | Heat Pump | 230 | 1 |  |  |  | Single-Speed |  |  |  | 15400 | 802 | 19.2 |  | 11000 | 871 | 3.7 |  | Non Federally-Regulated | 07/16/2020 | 205767567 | 08/12/2020
ClimateMaster Inc. | CLIMATEMASTER | TRH/V009A |  | Ground-Source | WBAHP: Heat Pump Packaged Unit | Heat Pump | 208 | 1 |  |  |  | Single-Speed |  |  |  | 9100 | 579 | 15.7 |  | 7800 | 672 | 3.4 |  | Non Federally-Regulated | 07/16/2020 | 205767506 | 08/12/2020
ClimateMaster Inc. | CLIMATEMASTER | VEV/H/D1860 |  | Ground-Water-Source | WBAHP: Heat Pump Packaged Unit | Heat Pump | 230 | 1 |  |  |  | Variable-Speed |  |  |  | 48000 | 1352 | 35.5 |  | 60000 | 4089 | 4.3 |  | Non Federally-Regulated | 07/16/2020 | 205767605 | 08/12/2020
ClimateMaster Inc. | CLIMATEMASTER | TRH/V048A |  | Ground-Water-Source | WBAHP: Heat Pump Packaged Unit | Heat Pump | 208 | 1 |  |  |  | Single-Speed |  |  |  | 54200 | 2643 | 20.5 |  | 45300 | 3238 | 4.1 |  | Non Federally-Regulated | 07/16/2020 | 205767510 | 08/12/2020
ClimateMaster Inc. | CLIMATEMASTER | TSH/V009A |  | Ground-Source | WBAHP: Heat Pump Packaged Unit | Heat Pump | 208 | 1 |  |  |  | Single-Speed |  |  |  | 10000 | 552 | 18.1 |  | 7100 | 612 | 3.4 |  | Non Federally-Regulated | 07/16/2020 | 205767526 | 08/12/2020
ClimateMaster Inc. | CLIMATEMASTER | TSM09 C/D B |  | Water-Source | WBAHP-O: Heat Pump Packaged Un | Heat Pump | 230 | 1 |  |  |  | Single-Speed |  |  |  | 9800 | 653 | 15 |  | 12900 | 700 | 5.4 |  | Federally-Regulated Commercial & Industrial Equipment | 07/16/2020 | 205767597 | 08/12/2020
ClimateMaster Inc. | CLIMATEMASTER | TRH/V048A |  | Ground-Water-Source | WBAHP: Heat Pump Packaged Unit | Heat Pump | 230 | 1 |  |  |  | Single-Speed |  |  |  | 54200 | 2643 | 20.5 |  | 45300 | 3238 | 4.1 |  | Non Federally-Regulated | 07/16/2020 | 205767510 | 08/12/2020
ClimateMaster Inc. | CLIMATEMASTER | TRH/V018A*W/K |  | Water-Source | WBAHP: Heat Pump Packaged Unit | Heat Pump | 208 | 1 |  |  |  | Single-Speed |  |  |  | 18700 | 1246 | 15 |  | 21800 | 1228 | 5.2 |  | Federally-Regulated Commercial & Industrial Equipment | 07/16/2020 | 205767548 | 08/12/2020
ClimateMaster Inc. | CLIMATEMASTER | TRH/V009A |  | Ground-Water-Source | WBAHP: Heat Pump Packaged Unit | Heat Pump | 230 | 1 |  |  |  | Single-Speed |  |  |  | 10000 | 473 | 21.1 |  | 9700 | 728 | 3.9 |  | Non Federally-Regulated | 07/16/2020 | 205767506 | 08/12/2020
ClimateMaster Inc. | CLIMATEMASTER | TRH/V048A |  | Ground-Source | WBAHP: Heat Pump Packaged Unit | Heat Pump | 230 | 1 |  |  |  | Single-Speed |  |  |  | 50400 | 3428 | 14.7 |  | 36500 | 3146 | 3.4 |  | Non Federally-Regulated | 07/16/2020 | 205767510 | 08/12/2020
ClimateMaster Inc. | CLIMATEMASTER | TRH/V036A*W/K |  | Water-Source | WBAHP: Heat Pump Packaged Unit | Heat Pump | 230 | 1 |  |  |  | Single-Speed |  |  |  | 34500 | 2464 | 14 |  | 43400 | 2826 | 4.5 |  | Federally-Regulated Commercial & Industrial Equipment | 07/16/2020 | 205767625 | 08/12/2020
ClimateMaster Inc. | CLIMATEMASTER | TCH/V018A |  | Water-Source | WBAHP: Heat Pump Packaged Unit | Heat Pump | 208 | 1 |  |  |  | Single-Speed |  |  |  | 18700 | 1335 | 14 |  | 21800 | 1277 | 5 |  | Federally-Regulated Commercial & Industrial Equipment | 07/16/2020 | 205767497 | 08/12/2020
ClimateMaster Inc. | CLIMATEMASTER | TRH/V018A*W/K |  | Ground-Water-Source | WBAHP: Heat Pump Packaged Unit | Heat Pump | 230 | 1 |  |  |  | Single-Speed |  |  |  | 21500 | 911 | 23.6 |  | 17800 | 1159 | 4.5 |  | Non Federally-Regulated | 07/16/2020 | 205767548 | 08/12/2020
ClimateMaster Inc. | CLIMATEMASTER | TCH/V018A |  | Ground-Source | WBAHP: Heat Pump Packaged Unit | Heat Pump | 230 | 1 |  |  |  | Single-Speed |  |  |  | 19500 | 1211 | 16.1 |  | 14100 | 1215 | 3.4 |  | Non Federally-Regulated | 07/16/2020 | 205767497 | 08/12/2020
ClimateMaster Inc. | CLIMATEMASTER | TRH/V009A |  | Water-Source | WBAHP: Heat Pump Packaged Unit | Heat Pump | 208 | 1 |  |  |  | Single-Speed |  |  |  | 8600 | 641 | 13.4 |  | 11600 | 790 | 4.3 |  | Federally-Regulated Commercial & Industrial Equipment | 07/16/2020 | 205767506 | 08/12/2020
ClimateMaster Inc. | CLIMATEMASTER | TCH/V015A |  | Ground-Source | WBAHP: Heat Pump Packaged Unit | Heat Pump | 230 | 1 |  |  |  | Single-Speed |  |  |  | 15000 | 872 | 17.2 |  | 11100 | 903 | 3.6 |  | Non Federally-Regulated | 07/16/2020 | 205767496 | 08/12/2020
ClimateMaster Inc. | CLIMATEMASTER | TEV/H/D026B |  | Ground-Water-Source | WBAHP: Heat Pump Packaged Unit | Heat Pump | 208 | 1 |  |  |  | Single-Speed |  |  |  | 28500 | 1079 | 26.4 |  | 25800 | 1426 | 5.3 |  | Non Federally-Regulated | 07/16/2020 | 205767473 | 08/12/2020
ClimateMaster Inc. | CLIMATEMASTER | TRH/V018A*W/K |  | Ground-Source | WBAHP: Heat Pump Packaged Unit | Heat Pump | 230 | 1 |  |  |  | Single-Speed |  |  |  | 19500 | 1140 | 17.1 |  | 14100 | 1116 | 3.7 |  | Non Federally-Regulated | 07/16/2020 | 205767548 | 08/12/2020
ClimateMaster Inc. | CLIMATEMASTER | TSH/V009A |  | Water-Source | WBAHP: Heat Pump Packaged Unit | Heat Pump | 230 | 1 |  |  |  | Single-Speed |  |  |  | 9300 | 607 | 15.3 |  | 11100 | 677 | 4.8 |  | Federally-Regulated Commercial & Industrial Equipment | 07/16/2020 | 205767526 | 08/12/2020
ClimateMaster Inc. | CLIMATEMASTER | TEV/H/D026B |  | Ground-Source | WBAHP: Heat Pump Packaged Unit | Heat Pump | 230 | 1 |  |  |  | Single-Speed |  |  |  | 26000 | 1306 | 19.9 |  | 20200 | 1443 | 4.1 |  | Non Federally-Regulated | 07/16/2020 | 205767473 | 08/12/2020
ClimateMaster Inc. | CLIMATEMASTER | TRH/V036A*W/K |  | Water-Source | WBAHP: Heat Pump Packaged Unit | Heat Pump | 208 | 1 |  |  |  | Single-Speed |  |  |  | 34500 | 2464 | 14 |  | 43400 | 2826 | 4.5 |  | Federally-Regulated Commercial & Industrial Equipment | 07/16/2020 | 205767625 | 08/12/2020
ClimateMaster Inc. | CLIMATEMASTER | TEV/H/D026B |  | Ground-Source | WBAHP: Heat Pump Packaged Unit | Heat Pump | 208 | 1 |  |  |  | Single-Speed |  |  |  | 26000 | 1306 | 19.9 |  | 20200 | 1443 | 4.1 |  | Non Federally-Regulated | 07/16/2020 | 205767473 | 08/12/2020
ClimateMaster Inc. | CLIMATEMASTER | TYV/H030 |  | Water-Source | WBAHP: Heat Pump Packaged Unit | Heat Pump | 230 | 1 |  |  |  | Multiple-Speed |  |  |  | 28500 | 2035 | 14 |  | 35800 | 2280 | 4.6 |  | Federally-Regulated Commercial & Industrial Equipment | 07/16/2020 | 205767469 | 08/12/2020
ClimateMaster Inc. | CLIMATEMASTER | TRH/V018A*W/K |  | Water-Source | WBAHP: Heat Pump Packaged Unit | Heat Pump | 230 | 1 |  |  |  | Single-Speed |  |  |  | 18700 | 1246 | 15 |  | 21800 | 1228 | 5.2 |  | Federally-Regulated Commercial & Industrial Equipment | 07/16/2020 | 205767548 | 08/12/2020
ClimateMaster Inc. | CLIMATEMASTER | TCH/V018A |  | Ground-Water-Source | WBAHP: Heat Pump Packaged Unit | Heat Pump | 208 | 1 |  |  |  | Single-Speed |  |  |  | 21500 | 977 | 22 |  | 17800 | 1242 | 4.2 |  | Non Federally-Regulated | 07/16/2020 | 205767497 | 08/12/2020
ClimateMaster Inc. | CLIMATEMASTER | TSH/V/D048C |  | Ground-Source | WBAHP: Heat Pump Packaged Unit | Heat Pump | 230 | 1 |  |  |  | Single-Speed |  |  |  | 49600 | 2952 | 16.8 |  | 36600 | 3154 | 3.4 |  | Non Federally-Regulated | 07/16/2020 | 205767512 | 08/12/2020
ClimateMaster Inc. | CLIMATEMASTER | TSM09 C/D B |  | Water-Source | WBAHP-O: Heat Pump Packaged Un | Heat Pump | 208 | 1 |  |  |  | Single-Speed |  |  |  | 9800 | 653 | 15 |  | 12900 | 700 | 5.4 |  | Federally-Regulated Commercial & Industrial Equipment | 07/16/2020 | 205767597 | 08/12/2020
ClimateMaster Inc. | CLIMATEMASTER | TZV/H036C |  | Water-Source | WBAHP: Heat Pump Packaged Unit | Heat Pump | 208 | 1 |  |  |  | Single-Speed |  |  |  | 34300 | 2271 | 15.1 |  | 42000 | 2675 | 4.6 |  | Federally-Regulated Commercial & Industrial Equipment | 07/16/2020 | 205767556 | 08/12/2020
ClimateMaster Inc. | CLIMATEMASTER | TSH/V009A |  | Ground-Water-Source | WBAHP: Heat Pump Packaged Unit | Heat Pump | 208 | 1 |  |  |  | Single-Speed |  |  |  | 11100 | 440 | 25.2 |  | 9400 | 640 | 4.3 |  | Non Federally-Regulated | 07/16/2020 | 205767526 | 08/12/2020
ClimateMaster Inc. | CLIMATEMASTER | TRC18 |  | Ground-Source | WBAHP-O: Heat Pump Packaged Un | Heat Pump | 208 | 1 |  |  |  | Single-Speed |  |  |  | 16100 | 1166 | 13.8 |  | 13200 | 1172 | 3.3 |  | Non Federally-Regulated | 07/16/2020 | 205767483 | 08/12/2020
ClimateMaster Inc. | CLIMATEMASTER | TSM18 A |  | Ground-Source | WBAHP-O: Heat Pump Packaged Un | Heat Pump | 230 | 1 |  |  |  | Single-Speed |  |  |  | 18400 | 1218 | 15.1 |  | 13500 | 1236 | 3.2 |  | Non Federally-Regulated | 07/16/2020 | 205767533 | 08/12/2020
ClimateMaster Inc. | CLIMATEMASTER | TSH/V/D048C |  | Water-Source | WBAHP: Heat Pump Packaged Unit | Heat Pump | 230 | 1 |  |  |  | Single-Speed |  |  |  | 47100 | 3182 | 14.8 |  | 58000 | 3616 | 4.7 |  | Federally-Regulated Commercial & Industrial Equipment | 07/16/2020 | 205767512 | 08/12/2020
ClimateMaster Inc. | CLIMATEMASTER | TRC18 |  | Ground-Source | WBAHP-O: Heat Pump Packaged Un | Heat Pump | 230 | 1 |  |  |  | Single-Speed |  |  |  | 16100 | 1166 | 13.8 |  | 13200 | 1172 | 3.3 |  | Non Federally-Regulated | 07/16/2020 | 205767483 | 08/12/2020
ClimateMaster Inc. | CLIMATEMASTER | TZV/H036C |  | Ground-Water-Source | WBAHP: Heat Pump Packaged Unit | Heat Pump | 208 | 1 |  |  |  | Single-Speed |  |  |  | 38200 | 1713 | 22.3 |  | 35100 | 2392 | 4.3 |  | Non Federally-Regulated | 07/16/2020 | 205767556 | 08/12/2020
ClimateMaster Inc. | CLIMATEMASTER | TSH/V009A |  | Ground-Source | WBAHP: Heat Pump Packaged Unit | Heat Pump | 230 | 1 |  |  |  | Single-Speed |  |  |  | 10000 | 552 | 18.1 |  | 7100 | 612 | 3.4 |  | Non Federally-Regulated | 07/16/2020 | 205767526 | 08/12/2020
ClimateMaster Inc. | CLIMATEMASTER | TRH/V009A |  | Ground-Water-Source | WBAHP: Heat Pump Packaged Unit | Heat Pump | 208 | 1 |  |  |  | Single-Speed |  |  |  | 10000 | 473 | 21.1 |  | 9700 | 728 | 3.9 |  | Non Federally-Regulated | 07/16/2020 | 205767506 | 08/12/2020
ClimateMaster Inc. | CLIMATEMASTER | TES/P026B | TAH026C***B* | Ground-Source | WBAHP-CB: Heat Pump Split Syst | Heat Pump | 208 | 1 | False |  |  | Single-Speed |  |  |  | 25800 | 1409 | 18.3 |  | 18700 | 1442 | 3.8 |  | Non Federally-Regulated | 07/16/2020 | 205767587 | 08/12/2020
ClimateMaster Inc. | CLIMATEMASTER | TEV/H/D026B |  | Water-Source | WBAHP: Heat Pump Packaged Unit | Heat Pump | 208 | 1 |  |  |  | Single-Speed |  |  |  | 25000 | 1436 | 17.4 |  | 31400 | 1533 | 6 |  | Federally-Regulated Commercial & Industrial Equipment | 07/16/2020 | 205767473 | 08/12/2020
ClimateMaster Inc. | CLIMATEMASTER | TSM18 A |  | Ground-Source | WBAHP-O: Heat Pump Packaged Un | Heat Pump | 208 | 1 |  |  |  | Single-Speed |  |  |  | 18400 | 1218 | 15.1 |  | 13500 | 1236 | 3.2 |  | Non Federally-Regulated | 07/16/2020 | 205767533 | 08/12/2020
ClimateMaster Inc. | CLIMATEMASTER | TRH/V036A*W/K |  | Ground-Source | WBAHP: Heat Pump Packaged Unit | Heat Pump | 208 | 1 |  |  |  | Single-Speed |  |  |  | 35400 | 2283 | 15.5 |  | 28700 | 2473 | 3.4 |  | Non Federally-Regulated | 07/16/2020 | 205767625 | 08/12/2020
ClimateMaster Inc. | CLIMATEMASTER | TES/P026B | TAH026C***B* | Ground-Water-Source | WBAHP-CB: Heat Pump Split Syst | Heat Pump | 230 | 1 | False |  |  | Single-Speed |  |  |  | 27300 | 1137 | 24 |  | 22800 | 1518 | 4.4 |  | Non Federally-Regulated | 07/16/2020 | 205767587 | 08/12/2020
ClimateMaster Inc. | CLIMATEMASTER | TSL15 B |  | Water-Source | WBAHP: Heat Pump Packaged Unit | Heat Pump | 230 | 1 |  |  |  | Single-Speed |  |  |  | 14600 | 895 | 16.3 |  | 18900 | 1025 | 5.4 |  | Federally-Regulated Commercial & Industrial Equipment | 07/16/2020 | 205767567 | 08/12/2020
ClimateMaster Inc. | CLIMATEMASTER | TRH/V036A*W/K |  | Ground-Water-Source | WBAHP: Heat Pump Packaged Unit | Heat Pump | 230 | 1 |  |  |  | Single-Speed |  |  |  | 39000 | 1866 | 20.9 |  | 35800 | 2623 | 4 |  | Non Federally-Regulated | 07/16/2020 | 205767625 | 08/12/2020
ClimateMaster Inc. | CLIMATEMASTER | TSH/V/D048C |  | Water-Source | WBAHP: Heat Pump Packaged Unit | Heat Pump | 208 | 1 |  |  |  | Single-Speed |  |  |  | 47100 | 3182 | 14.8 |  | 58000 | 3616 | 4.7 |  | Federally-Regulated Commercial & Industrial Equipment | 07/16/2020 | 205767512 | 08/12/2020
ClimateMaster Inc. | CLIMATEMASTER | TSH/V/D048C |  | Ground-Source | WBAHP: Heat Pump Packaged Unit | Heat Pump | 208 | 1 |  |  |  | Single-Speed |  |  |  | 49600 | 2952 | 16.8 |  | 36600 | 3154 | 3.4 |  | Non Federally-Regulated | 07/16/2020 | 205767512 | 08/12/2020
ClimateMaster Inc. | CLIMATEMASTER | TRC18 |  | Ground-Water-Source | WBAHP-O: Heat Pump Packaged Un | Heat Pump | 208 | 1 |  |  |  | Single-Speed |  |  |  | 17200 | 960 | 17.9 |  | 16500 | 1239 | 3.9 |  | Non Federally-Regulated | 07/16/2020 | 205767483 | 08/12/2020
ClimateMaster Inc. | CLIMATEMASTER | TSM18 A |  | Water-Source | WBAHP-O: Heat Pump Packaged Un | Heat Pump | 230 | 1 |  |  |  | Single-Speed |  |  |  | 17300 | 1310 | 13.2 |  | 22500 | 1373 | 4.8 |  | Federally-Regulated Commercial & Industrial Equipment | 07/16/2020 | 205767533 | 08/12/2020
ClimateMaster Inc. | CLIMATEMASTER | TZV/H036C |  | Ground-Water-Source | WBAHP: Heat Pump Packaged Unit | Heat Pump | 230 | 1 |  |  |  | Single-Speed |  |  |  | 38200 | 1713 | 22.3 |  | 35100 | 2392 | 4.3 |  | Non Federally-Regulated | 07/16/2020 | 205767556 | 08/12/2020
ClimateMaster Inc. | CLIMATEMASTER | TEV/H/D026B |  | Ground-Water-Source | WBAHP: Heat Pump Packaged Unit | Heat Pump | 230 | 1 |  |  |  | Single-Speed |  |  |  | 28500 | 1079 | 26.4 |  | 25800 | 1426 | 5.3 |  | Non Federally-Regulated | 07/16/2020 | 205767473 | 08/12/2020
ClimateMaster Inc. | CLIMATEMASTER | VEV/H/D1860 |  | Ground-Water-Source | WBAHP: Heat Pump Packaged Unit | Heat Pump | 208 | 1 |  |  |  | Variable-Speed |  |  |  | 48000 | 1352 | 35.5 |  | 60000 | 4089 | 4.3 |  | Non Federally-Regulated | 07/16/2020 | 205767605 | 08/12/2020
ClimateMaster Inc. | CLIMATEMASTER | TCH/V018A |  | Ground-Water-Source | WBAHP: Heat Pump Packaged Unit | Heat Pump | 230 | 1 |  |  |  | Single-Speed |  |  |  | 21500 | 977 | 22 |  | 17800 | 1242 | 4.2 |  | Non Federally-Regulated | 07/16/2020 | 205767497 | 08/12/2020
ClimateMaster Inc. | CLIMATEMASTER | TSH/V009A |  | Ground-Water-Source | WBAHP: Heat Pump Packaged Unit | Heat Pump | 230 | 1 |  |  |  | Single-Speed |  |  |  | 11100 | 440 | 25.2 |  | 9400 | 640 | 4.3 |  | Non Federally-Regulated | 07/16/2020 | 205767526 | 08/12/2020
ClimateMaster Inc. | CLIMATEMASTER | TRH/V036A*W/K |  | Ground-Water-Source | WBAHP: Heat Pump Packaged Unit | Heat Pump | 208 | 1 |  |  |  | Single-Speed |  |  |  | 39000 | 1866 | 20.9 |  | 35800 | 2623 | 4 |  | Non Federally-Regulated | 07/16/2020 | 205767625 | 08/12/2020
ClimateMaster Inc. | CLIMATEMASTER | TZV/H036C |  | Ground-Source | WBAHP: Heat Pump Packaged Unit | Heat Pump | 208 | 1 |  |  |  | Single-Speed |  |  |  | 35200 | 2107 | 16.7 |  | 27300 | 2222 | 3.6 |  | Non Federally-Regulated | 07/16/2020 | 205767556 | 08/12/2020
ClimateMaster Inc. | CLIMATEMASTER | TSM09 C/D B |  | Ground-Source | WBAHP-O: Heat Pump Packaged Un | Heat Pump | 230 | 1 |  |  |  | Single-Speed |  |  |  | 10500 | 589 | 17.8 |  | 7400 | 637 | 3.4 |  | Non Federally-Regulated | 07/16/2020 | 205767597 | 08/12/2020
ClimateMaster Inc. | CLIMATEMASTER | VEV/H/D1860 |  | Ground-Source | WBAHP: Heat Pump Packaged Unit | Heat Pump | 208 | 1 |  |  |  | Variable-Speed |  |  |  | 48000 | 2222 | 21.6 |  | 60000 | 5328 | 3.3 |  | Non Federally-Regulated | 07/16/2020 | 205767605 | 08/12/2020
ClimateMaster Inc. | CLIMATEMASTER | TES/P026B | TAH026C***B* | Ground-Source | WBAHP-CB: Heat Pump Split Syst | Heat Pump | 230 | 1 | False |  |  | Single-Speed |  |  |  | 25800 | 1409 | 18.3 |  | 18700 | 1442 | 3.8 |  | Non Federally-Regulated | 07/16/2020 | 205767587 | 08/12/2020
ClimateMaster Inc. | CLIMATEMASTER | TRH/V048A |  | Ground-Source | WBAHP: Heat Pump Packaged Unit | Heat Pump | 208 | 1 |  |  |  | Single-Speed |  |  |  | 50400 | 3428 | 14.7 |  | 36500 | 3146 | 3.4 |  | Non Federally-Regulated | 07/16/2020 | 205767510 | 08/12/2020
ClimateMaster Inc. | CLIMATEMASTER | TSH/V009A |  | Water-Source | WBAHP: Heat Pump Packaged Unit | Heat Pump | 208 | 1 |  |  |  | Single-Speed |  |  |  | 9300 | 607 | 15.3 |  | 11100 | 677 | 4.8 |  | Federally-Regulated Commercial & Industrial Equipment | 07/16/2020 | 205767526 | 08/12/2020
ClimateMaster Inc. | CLIMATEMASTER | TRH/V018A*W/K |  | Ground-Water-Source | WBAHP: Heat Pump Packaged Unit | Heat Pump | 208 | 1 |  |  |  | Single-Speed |  |  |  | 21500 | 911 | 23.6 |  | 17800 | 1159 | 4.5 |  | Non Federally-Regulated | 07/16/2020 | 205767548 | 08/12/2020
ClimateMaster Inc. | CLIMATEMASTER | TZV/H036C |  | Ground-Source | WBAHP: Heat Pump Packaged Unit | Heat Pump | 230 | 1 |  |  |  | Single-Speed |  |  |  | 35200 | 2107 | 16.7 |  | 27300 | 2222 | 3.6 |  | Non Federally-Regulated | 07/16/2020 | 205767556 | 08/12/2020
ClimateMaster Inc. | CLIMATEMASTER | TRH/V048A |  | Water-Source | WBAHP: Heat Pump Packaged Unit | Heat Pump | 230 | 1 |  |  |  | Single-Speed |  |  |  | 48000 | 3609 | 13.3 |  | 53600 | 3342 | 4.7 |  | Federally-Regulated Commercial & Industrial Equipment | 07/16/2020 | 205767510 | 08/12/2020
ClimateMaster Inc. | CLIMATEMASTER | VEV/H/D1860 |  | Ground-Source | WBAHP: Heat Pump Packaged Unit | Heat Pump | 230 | 1 |  |  |  | Variable-Speed |  |  |  | 48000 | 2222 | 21.6 |  | 60000 | 5328 | 3.3 |  | Non Federally-Regulated | 07/16/2020 | 205767605 | 08/12/2020
ClimateMaster Inc. | CLIMATEMASTER | TSH/V/D048C |  | Ground-Water-Source | WBAHP: Heat Pump Packaged Unit | Heat Pump | 208 | 1 |  |  |  | Single-Speed |  |  |  | 53600 | 2516 | 21.3 |  | 47500 | 3480 | 4 |  | Non Federally-Regulated | 07/16/2020 | 205767512 | 08/12/2020
ClimateMaster Inc. | CLIMATEMASTER | TZV/H036C |  | Water-Source | WBAHP: Heat Pump Packaged Unit | Heat Pump | 230 | 1 |  |  |  | Single-Speed |  |  |  | 34300 | 2271 | 15.1 |  | 42000 | 2675 | 4.6 |  | Federally-Regulated Commercial & Industrial Equipment | 07/16/2020 | 205767556 | 08/12/2020
ClimateMaster Inc. | CLIMATEMASTER | TSL15 B |  | Water-Source | WBAHP: Heat Pump Packaged Unit | Heat Pump | 208 | 1 |  |  |  | Single-Speed |  |  |  | 14600 | 895 | 16.3 |  | 18900 | 1025 | 5.4 |  | Federally-Regulated Commercial & Industrial Equipment | 07/16/2020 | 205767567 | 08/12/2020
ClimateMaster Inc. | CLIMATEMASTER | TRH/V009A |  | Water-Source | WBAHP: Heat Pump Packaged Unit | Heat Pump | 230 | 1 |  |  |  | Single-Speed |  |  |  | 8600 | 641 | 13.4 |  | 11600 | 790 | 4.3 |  | Federally-Regulated Commercial & Industrial Equipment | 07/16/2020 | 205767506 | 08/12/2020
ClimateMaster Inc. | CLIMATEMASTER | TRH/V036A*W/K |  | Ground-Source | WBAHP: Heat Pump Packaged Unit | Heat Pump | 230 | 1 |  |  |  | Single-Speed |  |  |  | 35400 | 2283 | 15.5 |  | 28700 | 2473 | 3.4 |  | Non Federally-Regulated | 07/16/2020 | 205767625 | 08/12/2020
ClimateMaster Inc. | CLIMATEMASTER | TRH/V009A |  | Ground-Source | WBAHP: Heat Pump Packaged Unit | Heat Pump | 230 | 1 |  |  |  | Single-Speed |  |  |  | 9100 | 579 | 15.7 |  | 7800 | 672 | 3.4 |  | Non Federally-Regulated | 07/16/2020 | 205767506 | 08/12/2020
ClimateMaster Inc. | CLIMATEMASTER | TSH/V/D048C |  | Ground-Water-Source | WBAHP: Heat Pump Packaged Unit | Heat Pump | 230 | 1 |  |  |  | Single-Speed |  |  |  | 53600 | 2516 | 21.3 |  | 47500 | 3480 | 4 |  | Non Federally-Regulated | 07/16/2020 | 205767512 | 08/12/2020
ClimateMaster Inc. | CLIMATEMASTER | VEV/H/D1860 |  | Water-Source | WBAHP: Heat Pump Packaged Unit | Heat Pump | 230 | 1 |  |  |  | Variable-Speed |  |  |  | 48000 | 2774 | 17.3 |  | 60000 | 3197 | 5.5 |  | Federally-Regulated Commercial & Industrial Equipment | 07/16/2020 | 205767605 | 08/12/2020
ClimateMaster Inc. | CLIMATEMASTER | TRH/V048A |  | Water-Source | WBAHP: Heat Pump Packaged Unit | Heat Pump | 208 | 1 |  |  |  | Single-Speed |  |  |  | 48000 | 3609 | 13.3 |  | 53600 | 3342 | 4.7 |  | Federally-Regulated Commercial & Industrial Equipment | 07/16/2020 | 205767510 | 08/12/2020
ClimateMaster Inc. | CLIMATEMASTER | VEV/H/D1860 |  | Water-Source | WBAHP: Heat Pump Packaged Unit | Heat Pump | 208 | 1 |  |  |  | Variable-Speed |  |  |  | 48000 | 2774 | 17.3 |  | 60000 | 3197 | 5.5 |  | Federally-Regulated Commercial & Industrial Equipment | 07/16/2020 | 205767605 | 08/12/2020
ClimateMaster Inc. | CLIMATEMASTER | TSM09 C/D B |  | Ground-Source | WBAHP-O: Heat Pump Packaged Un | Heat Pump | 208 | 1 |  |  |  | Single-Speed |  |  |  | 10500 | 589 | 17.8 |  | 7400 | 637 | 3.4 |  | Non Federally-Regulated | 07/16/2020 | 205767597 | 08/12/2020
ClimateMaster Inc. | CLIMATEMASTER | TYV/H024B |  | Ground-Source | WBAHP: Heat Pump Packaged Unit | Heat Pump | 208 | 1 |  |  |  | Multiple-Speed |  |  |  | 24600 | 1537 | 16 |  | 17800 | 1449 | 3.6 |  | Non Federally-Regulated | 07/16/2020 | 205767468 | 08/12/2020
ClimateMaster Inc. | CLIMATEMASTER | TSL18 A |  | Ground-Source | WBAHP: Heat Pump Packaged Unit | Heat Pump | 230 | 1 |  |  |  | Single-Speed |  |  |  | 18600 | 1100 | 16.9 |  | 13100 | 1129 | 3.4 |  | Non Federally-Regulated | 07/16/2020 | 205767568 | 08/12/2020
ClimateMaster Inc. | CLIMATEMASTER | VEV/H/D0930 |  | Water-Source | WBAHP: Heat Pump Packaged Unit | Heat Pump | 230 | 1 |  |  |  | Variable-Speed |  |  |  | 24000 | 1243 | 19.3 |  | 30000 | 1332 | 6.6 |  | Federally-Regulated Commercial & Industrial Equipment | 07/16/2020 | 205767606 | 08/12/2020
ClimateMaster Inc. | CLIMATEMASTER | TRH/V006A |  | Ground-Source | WBAHP: Heat Pump Packaged Unit | Heat Pump | 230 | 1 |  |  |  | Single-Speed |  |  |  | 6200 | 402 | 15.4 |  | 4900 | 463 | 3.1 |  | Non Federally-Regulated | 07/16/2020 | 205767505 | 08/12/2020
ClimateMaster Inc. | CLIMATEMASTER | TES/P049B | TAH049C | Ground-Source | WBAHP-CB: Heat Pump Split Syst | Heat Pump | 208 | 1 | False |  |  | Single-Speed |  |  |  | 48700 | 2881 | 16.9 |  | 35900 | 3006 | 3.5 |  | Non Federally-Regulated | 07/16/2020 | 205767583 | 08/12/2020
ClimateMaster Inc. | CLIMATEMASTER | TRH/V024A*W/K |  | Water-Source | WBAHP: Heat Pump Packaged Unit | Heat Pump | 208 | 1 |  |  |  | Single-Speed |  |  |  | 23600 | 1748 | 13.5 |  | 27500 | 1679 | 4.8 |  | Federally-Regulated Commercial & Industrial Equipment | 07/16/2020 | 205767549 | 08/12/2020
ClimateMaster Inc. | CLIMATEMASTER | TSM12 A/B B |  | Water-Source | WBAHP-O: Heat Pump Packaged Un | Heat Pump | 230 | 1 |  |  |  | Single-Speed |  |  |  | 11400 | 826 | 13.8 |  | 16000 | 919 | 5.1 |  | Federally-Regulated Commercial & Industrial Equipment | 07/16/2020 | 205767598 | 08/12/2020
ClimateMaster Inc. | CLIMATEMASTER | VEV/H/D0930 |  | Water-Source | WBAHP: Heat Pump Packaged Unit | Heat Pump | 208 | 1 |  |  |  | Variable-Speed |  |  |  | 24000 | 1243 | 19.3 |  | 30000 | 1332 | 6.6 |  | Federally-Regulated Commercial & Industrial Equipment | 07/16/2020 | 205767606 | 08/12/2020
ClimateMaster Inc. | CLIMATEMASTER | TSM15 B |  | Ground-Source | WBAHP-O: Heat Pump Packaged Un | Heat Pump | 230 | 1 |  |  |  | Single-Speed |  |  |  | 15500 | 824 | 18.8 |  | 11000 | 895 | 3.6 |  | Non Federally-Regulated | 07/16/2020 | 205767532 | 08/12/2020
ClimateMaster Inc. | CLIMATEMASTER | TES/P026B | TAC026B***A* | Ground-Water-Source | WBAHP-C: Heat Pump Split Syste | Heat Pump | 208 | 1 | False |  |  | Single-Speed |  |  |  | 25200 | 1125 | 22.4 |  | 22300 | 1452 | 4.5 |  | Non Federally-Regulated | 07/16/2020 | 205767588 | 08/12/2020
ClimateMaster Inc. | CLIMATEMASTER | QEV/H/D0930 |  | Ground-Water-Source | WBAHP: Heat Pump Packaged Unit | Heat Pump | 208 | 1 |  |  |  | Variable-Speed |  |  |  | 24000 | 571 | 42 |  | 30000 | 1831 | 4.8 |  | Non Federally-Regulated | 07/16/2020 | 205767615 | 08/12/2020
ClimateMaster Inc. | CLIMATEMASTER | TRH/V006A |  | Ground-Water-Source | WBAHP: Heat Pump Packaged Unit | Heat Pump | 208 | 1 |  |  |  | Single-Speed |  |  |  | 7000 | 331 | 21.1 |  | 6300 | 461 | 4 |  | Non Federally-Regulated | 07/16/2020 | 205767505 | 08/12/2020
ClimateMaster Inc. | CLIMATEMASTER | TRH/V024A*W/K |  | Ground-Source | WBAHP: Heat Pump Packaged Unit | Heat Pump | 208 | 1 |  |  |  | Single-Speed |  |  |  | 24500 | 1531 | 16 |  | 18600 | 1557 | 3.5 |  | Non Federally-Regulated | 07/16/2020 | 205767549 | 08/12/2020
ClimateMaster Inc. | CLIMATEMASTER | TRH/V024A*W/K |  | Ground-Water-Source | WBAHP: Heat Pump Packaged Unit | Heat Pump | 208 | 1 |  |  |  | Single-Speed |  |  |  | 27000 | 1255 | 21.5 |  | 23500 | 1601 | 4.3 |  | Non Federally-Regulated | 07/16/2020 | 205767549 | 08/12/2020
ClimateMaster Inc. | CLIMATEMASTER | TES/P026B | TAC026B***A* | Ground-Source | WBAHP-C: Heat Pump Split Syste | Heat Pump | 230 | 1 | False |  |  | Single-Speed |  |  |  | 24000 | 1379 | 17.4 |  | 18800 | 1412 | 3.9 |  | Non Federally-Regulated | 07/16/2020 | 205767588 | 08/12/2020
ClimateMaster Inc. | CLIMATEMASTER | TSL18 A |  | Ground-Source | WBAHP: Heat Pump Packaged Unit | Heat Pump | 208 | 1 |  |  |  | Single-Speed |  |  |  | 18600 | 1100 | 16.9 |  | 13100 | 1129 | 3.4 |  | Non Federally-Regulated | 07/16/2020 | 205767568 | 08/12/2020
ClimateMaster Inc. | CLIMATEMASTER | TCH/V024A |  | Ground-Water-Source | WBAHP: Heat Pump Packaged Unit | Heat Pump | 208 | 1 |  |  |  | Single-Speed |  |  |  | 27000 | 1317 | 20.5 |  | 23500 | 1679 | 4.1 |  | Non Federally-Regulated | 07/16/2020 | 205767478 | 08/12/2020
ClimateMaster Inc. | CLIMATEMASTER | TES/P049B | TAH049C | Ground-Source | WBAHP-CB: Heat Pump Split Syst | Heat Pump | 230 | 1 | False |  |  | Single-Speed |  |  |  | 48700 | 2881 | 16.9 |  | 35900 | 3006 | 3.5 |  | Non Federally-Regulated | 07/16/2020 | 205767583 | 08/12/2020
ClimateMaster Inc. | CLIMATEMASTER | TSM09 A |  | Water-Source | WBAHP-O: Heat Pump Packaged Un | Heat Pump | 208 | 1 |  |  |  | Single-Speed |  |  |  | 9200 | 681 | 13.5 |  | 12200 | 715 | 5 |  | Federally-Regulated Commercial & Industrial Equipment | 07/16/2020 | 205767527 | 08/12/2020
ClimateMaster Inc. | CLIMATEMASTER | TCH/V012A |  | Ground-Source | WBAHP: Heat Pump Packaged Unit | Heat Pump | 208 | 1 |  |  |  | Single-Speed |  |  |  | 12000 | 839 | 14.3 |  | 10000 | 915 | 3.2 |  | Non Federally-Regulated | 07/16/2020 | 205767495 | 08/12/2020
ClimateMaster Inc. | CLIMATEMASTER | TRH/V006A |  | Ground-Water-Source | WBAHP: Heat Pump Packaged Unit | Heat Pump | 230 | 1 |  |  |  | Single-Speed |  |  |  | 7000 | 331 | 21.1 |  | 6300 | 461 | 4 |  | Non Federally-Regulated | 07/16/2020 | 205767505 | 08/12/2020
ClimateMaster Inc. | CLIMATEMASTER | TSM12 A/B B |  | Water-Source | WBAHP-O: Heat Pump Packaged Un | Heat Pump | 208 | 1 |  |  |  | Single-Speed |  |  |  | 11400 | 826 | 13.8 |  | 16000 | 919 | 5.1 |  | Federally-Regulated Commercial & Industrial Equipment | 07/16/2020 | 205767598 | 08/12/2020
ClimateMaster Inc. | CLIMATEMASTER | TSH/V/D042C*K |  | Ground-Water-Source | WBAHP: Heat Pump Packaged Unit | Heat Pump | 230 | 1 |  |  |  | Single-Speed |  |  |  | 44400 | 1505 | 29.5 |  | 35200 | 1983 | 5.2 |  | Non Federally-Regulated | 07/16/2020 | 205767520 | 08/12/2020
ClimateMaster Inc. | CLIMATEMASTER | TRH/V006A |  | Water-Source | WBAHP: Heat Pump Packaged Unit | Heat Pump | 208 | 1 |  |  |  | Single-Speed |  |  |  | 5800 | 439 | 13.2 |  | 7500 | 467 | 4.7 |  | Federally-Regulated Commercial & Industrial Equipment | 07/16/2020 | 205767505 | 08/12/2020
ClimateMaster Inc. | CLIMATEMASTER | TSL24 B |  | Water-Source | WBAHP: Heat Pump Packaged Unit | Heat Pump | 208 | 1 |  |  |  | Single-Speed |  |  |  | 25000 | 1524 | 16.4 |  | 30500 | 1686 | 5.3 |  | Federally-Regulated Commercial & Industrial Equipment | 07/16/2020 | 205767571 | 08/12/2020
ClimateMaster Inc. | CLIMATEMASTER | TCH/V012A |  | Ground-Water-Source | WBAHP: Heat Pump Packaged Unit | Heat Pump | 230 | 1 |  |  |  | Single-Speed |  |  |  | 13500 | 703 | 19.2 |  | 12100 | 958 | 3.7 |  | Non Federally-Regulated | 07/16/2020 | 205767495 | 08/12/2020
ClimateMaster Inc. | CLIMATEMASTER | TSL18 A |  | Water-Source | WBAHP: Heat Pump Packaged Unit | Heat Pump | 208 | 1 |  |  |  | Single-Speed |  |  |  | 16800 | 1272 | 13.2 |  | 22800 | 1336 | 5 |  | Federally-Regulated Commercial & Industrial Equipment | 07/16/2020 | 205767568 | 08/12/2020
ClimateMaster Inc. | CLIMATEMASTER | TRH/V024A*W/K |  | Ground-Water-Source | WBAHP: Heat Pump Packaged Unit | Heat Pump | 230 | 1 |  |  |  | Single-Speed |  |  |  | 27000 | 1255 | 21.5 |  | 23500 | 1601 | 4.3 |  | Non Federally-Regulated | 07/16/2020 | 205767549 | 08/12/2020
ClimateMaster Inc. | CLIMATEMASTER | TRH/V024A*W/K |  | Ground-Source | WBAHP: Heat Pump Packaged Unit | Heat Pump | 230 | 1 |  |  |  | Single-Speed |  |  |  | 24500 | 1531 | 16 |  | 18600 | 1557 | 3.5 |  | Non Federally-Regulated | 07/16/2020 | 205767549 | 08/12/2020
ClimateMaster Inc. | CLIMATEMASTER | QEV/H/D0930 |  | Water-Source | WBAHP: Heat Pump Packaged Unit | Heat Pump | 230 | 1 |  |  |  | Variable-Speed |  |  |  | 24000 | 1243 | 19.3 |  | 30000 | 1332 | 6.6 |  | Federally-Regulated Commercial & Industrial Equipment | 07/16/2020 | 205767615 | 08/12/2020
ClimateMaster Inc. | CLIMATEMASTER | TCH/V024A |  | Ground-Water-Source | WBAHP: Heat Pump Packaged Unit | Heat Pump | 230 | 1 |  |  |  | Single-Speed |  |  |  | 27000 | 1317 | 20.5 |  | 23500 | 1679 | 4.1 |  | Non Federally-Regulated | 07/16/2020 | 205767478 | 08/12/2020
ClimateMaster Inc. | CLIMATEMASTER | TSM12 A/B B |  | Ground-Source | WBAHP-O: Heat Pump Packaged Un | Heat Pump | 230 | 1 |  |  |  | Single-Speed |  |  |  | 12200 | 762 | 16 |  | 9700 | 861 | 3.3 |  | Non Federally-Regulated | 07/16/2020 | 205767598 | 08/12/2020
ClimateMaster Inc. | CLIMATEMASTER | TES/P049B | TAH049C | Ground-Water-Source | WBAHP-CB: Heat Pump Split Syst | Heat Pump | 230 | 1 | False |  |  | Single-Speed |  |  |  | 52800 | 2295 | 23 |  | 45900 | 3202 | 4.2 |  | Non Federally-Regulated | 07/16/2020 | 205767583 | 08/12/2020
ClimateMaster Inc. | CLIMATEMASTER | TSH/V/D042C*K |  | Water-Source | WBAHP: Heat Pump Packaged Unit | Heat Pump | 230 | 1 |  |  |  | Single-Speed |  |  |  | 39400 | 2010 | 19.6 |  | 45100 | 2202 | 6 |  | Federally-Regulated Commercial & Industrial Equipment | 07/16/2020 | 205767520 | 08/12/2020
ClimateMaster Inc. | CLIMATEMASTER | TSL24 B |  | Water-Source | WBAHP: Heat Pump Packaged Unit | Heat Pump | 230 | 1 |  |  |  | Single-Speed |  |  |  | 25000 | 1524 | 16.4 |  | 30500 | 1686 | 5.3 |  | Federally-Regulated Commercial & Industrial Equipment | 07/16/2020 | 205767571 | 08/12/2020
ClimateMaster Inc. | CLIMATEMASTER | TSH/V/D018B |  | Water-Source | WBAHP: Heat Pump Packaged Unit | Heat Pump | 208 | 1 |  |  |  | Single-Speed |  |  |  | 18600 | 1240 | 15 |  | 23000 | 1296 | 5.2 |  | Federally-Regulated Commercial & Industrial Equipment | 07/16/2020 | 205767489 | 08/12/2020
ClimateMaster Inc. | CLIMATEMASTER | TYV/H024B |  | Ground-Water-Source | WBAHP: Heat Pump Packaged Unit | Heat Pump | 230 | 1 |  |  |  | Multiple-Speed |  |  |  | 26500 | 1221 | 21.7 |  | 23000 | 1644 | 4.1 |  | Non Federally-Regulated | 07/16/2020 | 205767468 | 08/12/2020
ClimateMaster Inc. | CLIMATEMASTER | TSH/V/D042C*K |  | Ground-Source | WBAHP: Heat Pump Packaged Unit | Heat Pump | 208 | 1 |  |  |  | Single-Speed |  |  |  | 40700 | 1858 | 21.9 |  | 27400 | 1958 | 4.1 |  | Non Federally-Regulated | 07/16/2020 | 205767520 | 08/12/2020
ClimateMaster Inc. | CLIMATEMASTER | TSM15 B |  | Water-Source | WBAHP-O: Heat Pump Packaged Un | Heat Pump | 208 | 1 |  |  |  | Single-Speed |  |  |  | 14600 | 918 | 15.9 |  | 17500 | 967 | 5.3 |  | Federally-Regulated Commercial & Industrial Equipment | 07/16/2020 | 205767532 | 08/12/2020
ClimateMaster Inc. | CLIMATEMASTER | TCH/V012A |  | Ground-Source | WBAHP: Heat Pump Packaged Unit | Heat Pump | 230 | 1 |  |  |  | Single-Speed |  |  |  | 12000 | 839 | 14.3 |  | 10000 | 915 | 3.2 |  | Non Federally-Regulated | 07/16/2020 | 205767495 | 08/12/2020
ClimateMaster Inc. | CLIMATEMASTER | TSM15 A |  | Ground-Source | WBAHP-O: Heat Pump Packaged Un | Heat Pump | 230 | 1 |  |  |  | Single-Speed |  |  |  | 15200 | 974 | 15.6 |  | 11500 | 1021 | 3.3 |  | Non Federally-Regulated | 07/16/2020 | 205767531 | 08/12/2020
ClimateMaster Inc. | CLIMATEMASTER | TSM15 A |  | Water-Source | WBAHP-O: Heat Pump Packaged Un | Heat Pump | 208 | 1 |  |  |  | Single-Speed |  |  |  | 14300 | 1075 | 13.3 |  | 18000 | 1099 | 4.8 |  | Federally-Regulated Commercial & Industrial Equipment | 07/16/2020 | 205767531 | 08/12/2020
ClimateMaster Inc. | CLIMATEMASTER | VEV/H/D0930 |  | Ground-Water-Source | WBAHP: Heat Pump Packaged Unit | Heat Pump | 230 | 1 |  |  |  | Variable-Speed |  |  |  | 24000 | 571 | 42 |  | 30000 | 1831 | 4.8 |  | Non Federally-Regulated | 07/16/2020 | 205767606 | 08/12/2020
ClimateMaster Inc. | CLIMATEMASTER | TCH/V012A |  | Water-Source | WBAHP: Heat Pump Packaged Unit | Heat Pump | 230 | 1 |  |  |  | Single-Speed |  |  |  | 11100 | 888 | 12.5 |  | 14700 | 1001 | 4.3 |  | Federally-Regulated Commercial & Industrial Equipment | 07/16/2020 | 205767495 | 08/12/2020
ClimateMaster Inc. | CLIMATEMASTER | TSH/V/D042C*K |  | Ground-Water-Source | WBAHP: Heat Pump Packaged Unit | Heat Pump | 208 | 1 |  |  |  | Single-Speed |  |  |  | 44400 | 1505 | 29.5 |  | 35200 | 1983 | 5.2 |  | Non Federally-Regulated | 07/16/2020 | 205767520 | 08/12/2020
ClimateMaster Inc. | CLIMATEMASTER | TSH/V/D018B |  | Ground-Water-Source | WBAHP: Heat Pump Packaged Unit | Heat Pump | 208 | 1 |  |  |  | Single-Speed |  |  |  | 21300 | 858 | 24.8 |  | 18600 | 1211 | 4.5 |  | Non Federally-Regulated | 07/16/2020 | 205767489 | 08/12/2020
ClimateMaster Inc. | CLIMATEMASTER | TSH/V/D018B |  | Water-Source | WBAHP: Heat Pump Packaged Unit | Heat Pump | 230 | 1 |  |  |  | Single-Speed |  |  |  | 18600 | 1240 | 15 |  | 23000 | 1296 | 5.2 |  | Federally-Regulated Commercial & Industrial Equipment | 07/16/2020 | 205767489 | 08/12/2020
ClimateMaster Inc. | CLIMATEMASTER | TYV/H024B |  | Ground-Water-Source | WBAHP: Heat Pump Packaged Unit | Heat Pump | 208 | 1 |  |  |  | Multiple-Speed |  |  |  | 26500 | 1221 | 21.7 |  | 23000 | 1644 | 4.1 |  | Non Federally-Regulated | 07/16/2020 | 205767468 | 08/12/2020
ClimateMaster Inc. | CLIMATEMASTER | TCH/V012A |  | Water-Source | WBAHP: Heat Pump Packaged Unit | Heat Pump | 208 | 1 |  |  |  | Single-Speed |  |  |  | 11100 | 888 | 12.5 |  | 14700 | 1001 | 4.3 |  | Federally-Regulated Commercial & Industrial Equipment | 07/16/2020 | 205767495 | 08/12/2020
ClimateMaster Inc. | CLIMATEMASTER | TCH/V024A |  | Ground-Source | WBAHP: Heat Pump Packaged Unit | Heat Pump | 208 | 1 |  |  |  | Single-Speed |  |  |  | 24500 | 1633 | 15 |  | 18600 | 1651 | 3.3 |  | Non Federally-Regulated | 07/16/2020 | 205767478 | 08/12/2020
ClimateMaster Inc. | CLIMATEMASTER | QEV/H/D0930 |  | Ground-Source | WBAHP: Heat Pump Packaged Unit | Heat Pump | 208 | 1 |  |  |  | Variable-Speed |  |  |  | 24000 | 987 | 24.3 |  | 30000 | 2442 | 3.6 |  | Non Federally-Regulated | 07/16/2020 | 205767615 | 08/12/2020
ClimateMaster Inc. | CLIMATEMASTER | TRH/V006A |  | Ground-Source | WBAHP: Heat Pump Packaged Unit | Heat Pump | 208 | 1 |  |  |  | Single-Speed |  |  |  | 6200 | 402 | 15.4 |  | 4900 | 463 | 3.1 |  | Non Federally-Regulated | 07/16/2020 | 205767505 | 08/12/2020
ClimateMaster Inc. | CLIMATEMASTER | TSM09 A |  | Ground-Source | WBAHP-O: Heat Pump Packaged Un | Heat Pump | 208 | 1 |  |  |  | Single-Speed |  |  |  | 9700 | 651 | 14.9 |  | 7100 | 650 | 3.2 |  | Non Federally-Regulated | 07/16/2020 | 205767527 | 08/12/2020
ClimateMaster Inc. | CLIMATEMASTER | QEV/H/D0930 |  | Ground-Source | WBAHP: Heat Pump Packaged Unit | Heat Pump | 230 | 1 |  |  |  | Variable-Speed |  |  |  | 24000 | 987 | 24.3 |  | 30000 | 2442 | 3.6 |  | Non Federally-Regulated | 07/16/2020 | 205767615 | 08/12/2020
ClimateMaster Inc. | CLIMATEMASTER | TYV/H024B |  | Water-Source | WBAHP: Heat Pump Packaged Unit | Heat Pump | 230 | 1 |  |  |  | Multiple-Speed |  |  |  | 23700 | 1657 | 14.3 |  | 28000 | 1783 | 4.6 |  | Federally-Regulated Commercial & Industrial Equipment | 07/16/2020 | 205767468 | 08/12/2020
ClimateMaster Inc. | CLIMATEMASTER | TSM12 A/B B |  | Ground-Source | WBAHP-O: Heat Pump Packaged Un | Heat Pump | 208 | 1 |  |  |  | Single-Speed |  |  |  | 12200 | 762 | 16 |  | 9700 | 861 | 3.3 |  | Non Federally-Regulated | 07/16/2020 | 205767598 | 08/12/2020
ClimateMaster Inc. | CLIMATEMASTER | TES/P026B | TAC026B***A* | Ground-Water-Source | WBAHP-C: Heat Pump Split Syste | Heat Pump | 230 | 1 | False |  |  | Single-Speed |  |  |  | 25200 | 1125 | 22.4 |  | 22300 | 1452 | 4.5 |  | Non Federally-Regulated | 07/16/2020 | 205767588 | 08/12/2020
ClimateMaster Inc. | CLIMATEMASTER | QEV/H/D0930 |  | Ground-Water-Source | WBAHP: Heat Pump Packaged Unit | Heat Pump | 230 | 1 |  |  |  | Variable-Speed |  |  |  | 24000 | 571 | 42 |  | 30000 | 1831 | 4.8 |  | Non Federally-Regulated | 07/16/2020 | 205767615 | 08/12/2020
ClimateMaster Inc. | CLIMATEMASTER | TSM15 A |  | Ground-Source | WBAHP-O: Heat Pump Packaged Un | Heat Pump | 208 | 1 |  |  |  | Single-Speed |  |  |  | 15200 | 974 | 15.6 |  | 11500 | 1021 | 3.3 |  | Non Federally-Regulated | 07/16/2020 | 205767531 | 08/12/2020
ClimateMaster Inc. | CLIMATEMASTER | TSM30 A |  | Water-Source | WBAHP-O: Heat Pump Packaged Un | Heat Pump | 230 | 1 |  |  |  | Single-Speed |  |  |  | 27500 | 2052 | 13.4 |  | 34500 | 2151 | 4.7 |  | Federally-Regulated Commercial & Industrial Equipment | 07/16/2020 | 205767537 | 08/12/2020
ClimateMaster Inc. | CLIMATEMASTER | TSL24 B |  | Ground-Source | WBAHP: Heat Pump Packaged Unit | Heat Pump | 230 | 1 |  |  |  | Single-Speed |  |  |  | 26500 | 1365 | 19.4 |  | 18500 | 1506 | 3.6 |  | Non Federally-Regulated | 07/16/2020 | 205767571 | 08/12/2020
ClimateMaster Inc. | CLIMATEMASTER | TSM09 A |  | Water-Source | WBAHP-O: Heat Pump Packaged Un | Heat Pump | 230 | 1 |  |  |  | Single-Speed |  |  |  | 9200 | 681 | 13.5 |  | 12200 | 715 | 5 |  | Federally-Regulated Commercial & Industrial Equipment | 07/16/2020 | 205767527 | 08/12/2020
ClimateMaster Inc. | CLIMATEMASTER | TSM09 A |  | Ground-Source | WBAHP-O: Heat Pump Packaged Un | Heat Pump | 230 | 1 |  |  |  | Single-Speed |  |  |  | 9700 | 651 | 14.9 |  | 7100 | 650 | 3.2 |  | Non Federally-Regulated | 07/16/2020 | 205767527 | 08/12/2020
ClimateMaster Inc. | CLIMATEMASTER | TRH/V024A*W/K |  | Water-Source | WBAHP: Heat Pump Packaged Unit | Heat Pump | 230 | 1 |  |  |  | Single-Speed |  |  |  | 23600 | 1748 | 13.5 |  | 27500 | 1679 | 4.8 |  | Federally-Regulated Commercial & Industrial Equipment | 07/16/2020 | 205767549 | 08/12/2020
ClimateMaster Inc. | CLIMATEMASTER | TSM30 A |  | Water-Source | WBAHP-O: Heat Pump Packaged Un | Heat Pump | 208 | 1 |  |  |  | Single-Speed |  |  |  | 27500 | 2052 | 13.4 |  | 34500 | 2151 | 4.7 |  | Federally-Regulated Commercial & Industrial Equipment | 07/16/2020 | 205767537 | 08/12/2020
ClimateMaster Inc. | CLIMATEMASTER | TES/P049B | TAH049C | Ground-Water-Source | WBAHP-CB: Heat Pump Split Syst | Heat Pump | 208 | 1 | False |  |  | Single-Speed |  |  |  | 52800 | 2295 | 23 |  | 45900 | 3202 | 4.2 |  | Non Federally-Regulated | 07/16/2020 | 205767583 | 08/12/2020
ClimateMaster Inc. | CLIMATEMASTER | TCH/V024A |  | Water-Source | WBAHP: Heat Pump Packaged Unit | Heat Pump | 230 | 1 |  |  |  | Single-Speed |  |  |  | 23600 | 1815 | 13 |  | 27500 | 1752 | 4.6 |  | Federally-Regulated Commercial & Industrial Equipment | 07/16/2020 | 205767478 | 08/12/2020
ClimateMaster Inc. | CLIMATEMASTER | TSH/V/D018B |  | Ground-Water-Source | WBAHP: Heat Pump Packaged Unit | Heat Pump | 230 | 1 |  |  |  | Single-Speed |  |  |  | 21300 | 858 | 24.8 |  | 18600 | 1211 | 4.5 |  | Non Federally-Regulated | 07/16/2020 | 205767489 | 08/12/2020
ClimateMaster Inc. | CLIMATEMASTER | TYV/H024B |  | Water-Source | WBAHP: Heat Pump Packaged Unit | Heat Pump | 208 | 1 |  |  |  | Multiple-Speed |  |  |  | 23700 | 1657 | 14.3 |  | 28000 | 1783 | 4.6 |  | Federally-Regulated Commercial & Industrial Equipment | 07/16/2020 | 205767468 | 08/12/2020
ClimateMaster Inc. | CLIMATEMASTER | VEV/H/D0930 |  | Ground-Water-Source | WBAHP: Heat Pump Packaged Unit | Heat Pump | 208 | 1 |  |  |  | Variable-Speed |  |  |  | 24000 | 571 | 42 |  | 30000 | 1831 | 4.8 |  | Non Federally-Regulated | 07/16/2020 | 205767606 | 08/12/2020
ClimateMaster Inc. | CLIMATEMASTER | TYV/H024B |  | Ground-Source | WBAHP: Heat Pump Packaged Unit | Heat Pump | 230 | 1 |  |  |  | Multiple-Speed |  |  |  | 24600 | 1537 | 16 |  | 17800 | 1449 | 3.6 |  | Non Federally-Regulated | 07/16/2020 | 205767468 | 08/12/2020
ClimateMaster Inc. | CLIMATEMASTER | TCH/V024A |  | Ground-Source | WBAHP: Heat Pump Packaged Unit | Heat Pump | 230 | 1 |  |  |  | Single-Speed |  |  |  | 24500 | 1633 | 15 |  | 18600 | 1651 | 3.3 |  | Non Federally-Regulated | 07/16/2020 | 205767478 | 08/12/2020
ClimateMaster Inc. | CLIMATEMASTER | TSM15 B |  | Ground-Source | WBAHP-O: Heat Pump Packaged Un | Heat Pump | 208 | 1 |  |  |  | Single-Speed |  |  |  | 15500 | 824 | 18.8 |  | 11000 | 895 | 3.6 |  | Non Federally-Regulated | 07/16/2020 | 205767532 | 08/12/2020
ClimateMaster Inc. | CLIMATEMASTER | VEV/H/D0930 |  | Ground-Source | WBAHP: Heat Pump Packaged Unit | Heat Pump | 208 | 1 |  |  |  | Variable-Speed |  |  |  | 24000 | 987 | 24.3 |  | 30000 | 2442 | 3.6 |  | Non Federally-Regulated | 07/16/2020 | 205767606 | 08/12/2020
ClimateMaster Inc. | CLIMATEMASTER | TSL24 B |  | Ground-Source | WBAHP: Heat Pump Packaged Unit | Heat Pump | 208 | 1 |  |  |  | Single-Speed |  |  |  | 26500 | 1365 | 19.4 |  | 18500 | 1506 | 3.6 |  | Non Federally-Regulated | 07/16/2020 | 205767571 | 08/12/2020
ClimateMaster Inc. | CLIMATEMASTER | TSM15 B |  | Water-Source | WBAHP-O: Heat Pump Packaged Un | Heat Pump | 230 | 1 |  |  |  | Single-Speed |  |  |  | 14600 | 918 | 15.9 |  | 17500 | 967 | 5.3 |  | Federally-Regulated Commercial & Industrial Equipment | 07/16/2020 | 205767532 | 08/12/2020
ClimateMaster Inc. | CLIMATEMASTER | TSH/V/D042C*K |  | Water-Source | WBAHP: Heat Pump Packaged Unit | Heat Pump | 208 | 1 |  |  |  | Single-Speed |  |  |  | 39400 | 2010 | 19.6 |  | 45100 | 2202 | 6 |  | Federally-Regulated Commercial & Industrial Equipment | 07/16/2020 | 205767520 | 08/12/2020
ClimateMaster Inc. | CLIMATEMASTER | TES/P026B | TAC026B***A* | Ground-Source | WBAHP-C: Heat Pump Split Syste | Heat Pump | 208 | 1 | False |  |  | Single-Speed |  |  |  | 24000 | 1379 | 17.4 |  | 18800 | 1412 | 3.9 |  | Non Federally-Regulated | 07/16/2020 | 205767588 | 08/12/2020
ClimateMaster Inc. | CLIMATEMASTER | VEV/H/D0930 |  | Ground-Source | WBAHP: Heat Pump Packaged Unit | Heat Pump | 230 | 1 |  |  |  | Variable-Speed |  |  |  | 24000 | 987 | 24.3 |  | 30000 | 2442 | 3.6 |  | Non Federally-Regulated | 07/16/2020 | 205767606 | 08/12/2020
ClimateMaster Inc. | CLIMATEMASTER | QEV/H/D0930 |  | Water-Source | WBAHP: Heat Pump Packaged Unit | Heat Pump | 208 | 1 |  |  |  | Variable-Speed |  |  |  | 24000 | 1243 | 19.3 |  | 30000 | 1332 | 6.6 |  | Federally-Regulated Commercial & Industrial Equipment | 07/16/2020 | 205767615 | 08/12/2020
ClimateMaster Inc. | CLIMATEMASTER | TSH/V/D042C*K |  | Ground-Source | WBAHP: Heat Pump Packaged Unit | Heat Pump | 230 | 1 |  |  |  | Single-Speed |  |  |  | 40700 | 1858 | 21.9 |  | 27400 | 1958 | 4.1 |  | Non Federally-Regulated | 07/16/2020 | 205767520 | 08/12/2020
ClimateMaster Inc. | CLIMATEMASTER | TRH/V006A |  | Water-Source | WBAHP: Heat Pump Packaged Unit | Heat Pump | 230 | 1 |  |  |  | Single-Speed |  |  |  | 5800 | 439 | 13.2 |  | 7500 | 467 | 4.7 |  | Federally-Regulated Commercial & Industrial Equipment | 07/16/2020 | 205767505 | 08/12/2020
ClimateMaster Inc. | CLIMATEMASTER | TSH/V/D018B |  | Ground-Source | WBAHP: Heat Pump Packaged Unit | Heat Pump | 230 | 1 |  |  |  | Single-Speed |  |  |  | 19500 | 1059 | 18.4 |  | 14500 | 1180 | 3.6 |  | Non Federally-Regulated | 07/16/2020 | 205767489 | 08/12/2020
ClimateMaster Inc. | CLIMATEMASTER | TZV/H060C |  | Ground-Source | WBAHP: Heat Pump Packaged Unit | Heat Pump | 230 | 1 |  |  |  | Single-Speed |  |  |  | 63200 | 3653 | 17.3 |  | 43700 | 3557 | 3.6 |  | Non Federally-Regulated | 07/16/2020 | 205767559 | 08/12/2020
ClimateMaster Inc. | CLIMATEMASTER | TCH/V024A |  | Water-Source | WBAHP: Heat Pump Packaged Unit | Heat Pump | 208 | 1 |  |  |  | Single-Speed |  |  |  | 23600 | 1815 | 13 |  | 27500 | 1752 | 4.6 |  | Federally-Regulated Commercial & Industrial Equipment | 07/16/2020 | 205767478 | 08/12/2020
ClimateMaster Inc. | CLIMATEMASTER | TZV/H060C |  | Ground-Source | WBAHP: Heat Pump Packaged Unit | Heat Pump | 208 | 1 |  |  |  | Single-Speed |  |  |  | 63200 | 3653 | 17.3 |  | 43700 | 3557 | 3.6 |  | Non Federally-Regulated | 07/16/2020 | 205767559 | 08/12/2020
ClimateMaster Inc. | CLIMATEMASTER | TSM15 A |  | Water-Source | WBAHP-O: Heat Pump Packaged Un | Heat Pump | 230 | 1 |  |  |  | Single-Speed |  |  |  | 14300 | 1075 | 13.3 |  | 18000 | 1099 | 4.8 |  | Federally-Regulated Commercial & Industrial Equipment | 07/16/2020 | 205767531 | 08/12/2020
ClimateMaster Inc. | CLIMATEMASTER | TCH/V012A |  | Ground-Water-Source | WBAHP: Heat Pump Packaged Unit | Heat Pump | 208 | 1 |  |  |  | Single-Speed |  |  |  | 13500 | 703 | 19.2 |  | 12100 | 958 | 3.7 |  | Non Federally-Regulated | 07/16/2020 | 205767495 | 08/12/2020
ClimateMaster Inc. | CLIMATEMASTER | TSH/V/D018B |  | Ground-Source | WBAHP: Heat Pump Packaged Unit | Heat Pump | 208 | 1 |  |  |  | Single-Speed |  |  |  | 19500 | 1059 | 18.4 |  | 14500 | 1180 | 3.6 |  | Non Federally-Regulated | 07/16/2020 | 205767489 | 08/12/2020
ClimateMaster Inc. | CLIMATEMASTER | TSL18 A |  | Water-Source | WBAHP: Heat Pump Packaged Unit | Heat Pump | 230 | 1 |  |  |  | Single-Speed |  |  |  | 16800 | 1272 | 13.2 |  | 22800 | 1336 | 5 |  | Federally-Regulated Commercial & Industrial Equipment | 07/16/2020 | 205767568 | 08/12/2020
ClimateMaster Inc. | CLIMATEMASTER | TRC09 |  | Ground-Source | WBAHP-O: Heat Pump Packaged Un | Heat Pump | 208 | 1 |  |  |  | Single-Speed |  |  |  | 8800 | 590 | 14.9 |  | 7300 | 648 | 3.3 |  | Non Federally-Regulated | 07/16/2020 | 205767502 | 08/12/2020
ClimateMaster Inc. | CLIMATEMASTER | TSL09 A |  | Water-Source | WBAHP: Heat Pump Packaged Unit | Heat Pump | 230 | 1 |  |  |  | Single-Speed |  |  |  | 9300 | 688 | 13.5 |  | 12500 | 704 | 5.2 |  | Federally-Regulated Commercial & Industrial Equipment | 07/16/2020 | 205767562 | 08/12/2020
ClimateMaster Inc. | CLIMATEMASTER | TRH/V030A |  | Ground-Source | WBAHP: Heat Pump Packaged Unit | Heat Pump | 208 | 1 |  |  |  | Single-Speed |  |  |  | 29500 | 2006 | 14.7 |  | 24000 | 2068 | 3.4 |  | Non Federally-Regulated | 07/16/2020 | 205767485 | 08/12/2020
ClimateMaster Inc. | CLIMATEMASTER | TSM09 A/B B |  | Ground-Source | WBAHP-O: Heat Pump Packaged Un | Heat Pump | 230 | 1 |  |  |  | Single-Speed |  |  |  | 10300 | 635 | 16.2 |  | 7600 | 696 | 3.2 |  | Non Federally-Regulated | 07/16/2020 | 205767596 | 08/12/2020
ClimateMaster Inc. | CLIMATEMASTER | TRH/V015A |  | Water-Source | WBAHP: Heat Pump Packaged Unit | Heat Pump | 230 | 1 |  |  |  | Single-Speed |  |  |  | 14500 | 941 | 15.4 |  | 17300 | 1014 | 5 |  | Federally-Regulated Commercial & Industrial Equipment | 07/16/2020 | 205767508 | 08/12/2020
ClimateMaster Inc. | CLIMATEMASTER | TCH/V015A*W/K |  | Ground-Water-Source | WBAHP: Heat Pump Packaged Unit | Heat Pump | 208 | 1 |  |  |  | Single-Speed |  |  |  | 16800 | 672 | 25 |  | 13800 | 919 | 4.4 |  | Non Federally-Regulated | 07/16/2020 | 205767623 | 08/12/2020
ClimateMaster Inc. | CLIMATEMASTER | TCH/V024A*W/K |  | Ground-Source | WBAHP: Heat Pump Packaged Unit | Heat Pump | 208 | 1 |  |  |  | Single-Speed |  |  |  | 24500 | 1531 | 16 |  | 18600 | 1557 | 3.5 |  | Non Federally-Regulated | 07/16/2020 | 205767542 | 08/12/2020
ClimateMaster Inc. | CLIMATEMASTER | TCH/V009A |  | Ground-Water-Source | WBAHP: Heat Pump Packaged Unit | Heat Pump | 230 | 1 |  |  |  | Single-Speed |  |  |  | 10000 | 473 | 21.1 |  | 9700 | 728 | 3.9 |  | Non Federally-Regulated | 07/16/2020 | 205767494 | 08/12/2020
ClimateMaster Inc. | CLIMATEMASTER | TCH/V012A*W/K |  | Ground-Water-Source | WBAHP: Heat Pump Packaged Unit | Heat Pump | 208 | 1 |  |  |  | Single-Speed |  |  |  | 13500 | 675 | 20 |  | 12100 | 933 | 3.8 |  | Non Federally-Regulated | 07/16/2020 | 205752890 | 08/12/2020
ClimateMaster Inc. | CLIMATEMASTER | TCH/V015A*W/K |  | Ground-Source | WBAHP: Heat Pump Packaged Unit | Heat Pump | 230 | 1 |  |  |  | Single-Speed |  |  |  | 15000 | 837 | 17.9 |  | 10900 | 887 | 3.6 |  | Non Federally-Regulated | 07/16/2020 | 205767623 | 08/12/2020
ClimateMaster Inc. | CLIMATEMASTER | TRH/V042A |  | Water-Source | WBAHP: Heat Pump Packaged Unit | Heat Pump | 208 | 1 |  |  |  | Single-Speed |  |  |  | 40100 | 3061 | 13.1 |  | 52700 | 3591 | 4.3 |  | Federally-Regulated Commercial & Industrial Equipment | 07/16/2020 | 205767492 | 08/12/2020
ClimateMaster Inc. | CLIMATEMASTER | TSM12 A |  | Water-Source | WBAHP-O: Heat Pump Packaged Un | Heat Pump | 208 | 1 |  |  |  | Single-Speed |  |  |  | 11800 | 861 | 13.7 |  | 15200 | 909 | 4.9 |  | Federally-Regulated Commercial & Industrial Equipment | 07/16/2020 | 205767529 | 08/12/2020
ClimateMaster Inc. | CLIMATEMASTER | TCH/V012A*W/K |  | Water-Source | WBAHP: Heat Pump Packaged Unit | Heat Pump | 208 | 1 |  |  |  | Single-Speed |  |  |  | 11100 | 853 | 13 |  | 14700 | 979 | 4.4 |  | Federally-Regulated Commercial & Industrial Equipment | 07/16/2020 | 205752890 | 08/12/2020
ClimateMaster Inc. | CLIMATEMASTER | TCH/V015A*W/K |  | Ground-Water-Source | WBAHP: Heat Pump Packaged Unit | Heat Pump | 230 | 1 |  |  |  | Single-Speed |  |  |  | 16800 | 672 | 25 |  | 13800 | 919 | 4.4 |  | Non Federally-Regulated | 07/16/2020 | 205767623 | 08/12/2020
ClimateMaster Inc. | CLIMATEMASTER | TSH/V/D036C*K |  | Water-Source | WBAHP: Heat Pump Packaged Unit | Heat Pump | 230 | 1 |  |  |  | Single-Speed |  |  |  | 33500 | 1850 | 18.1 |  | 39900 | 1981 | 5.9 |  | Federally-Regulated Commercial & Industrial Equipment | 07/16/2020 | 205767518 | 08/12/2020
ClimateMaster Inc. | CLIMATEMASTER | TCH/V015A*W/K |  | Water-Source | WBAHP: Heat Pump Packaged Unit | Heat Pump | 208 | 1 |  |  |  | Single-Speed |  |  |  | 14500 | 935 | 15.5 |  | 16800 | 965 | 5.1 |  | Federally-Regulated Commercial & Industrial Equipment | 07/16/2020 | 205767623 | 08/12/2020
ClimateMaster Inc. | CLIMATEMASTER | TES/P026B | TAH026C***A* | Ground-Water-Source | WBAHP-CB: Heat Pump Split Syst | Heat Pump | 230 | 1 | False |  |  | Single-Speed |  |  |  | 25600 | 1142 | 22.4 |  | 24900 | 1621 | 4.5 |  | Non Federally-Regulated | 07/16/2020 | 205767586 | 08/12/2020
ClimateMaster Inc. | CLIMATEMASTER | TCH/V024A*W/K |  | Ground-Water-Source | WBAHP: Heat Pump Packaged Unit | Heat Pump | 208 | 1 |  |  |  | Single-Speed |  |  |  | 27000 | 1255 | 21.5 |  | 23500 | 1601 | 4.3 |  | Non Federally-Regulated | 07/16/2020 | 205767542 | 08/12/2020
ClimateMaster Inc. | CLIMATEMASTER | TZV/H036D |  | Water-Source | WBAHP: Heat Pump Packaged Unit | Heat Pump | 208 | 1 |  |  |  | Dual-Speed |  |  |  | 34300 | 2271 | 15.1 |  | 42000 | 2675 | 4.6 |  | Federally-Regulated Commercial & Industrial Equipment | 07/16/2020 | 205767607 | 08/12/2020
ClimateMaster Inc. | CLIMATEMASTER | TSH/V012A |  | Ground-Water-Source | WBAHP: Heat Pump Packaged Unit | Heat Pump | 230 | 1 |  |  |  | Single-Speed |  |  |  | 13300 | 540 | 24.6 |  | 11800 | 864 | 4 |  | Non Federally-Regulated | 07/16/2020 | 205767487 | 08/12/2020
ClimateMaster Inc. | CLIMATEMASTER | TSH/V012A |  | Ground-Source | WBAHP: Heat Pump Packaged Unit | Heat Pump | 208 | 1 |  |  |  | Single-Speed |  |  |  | 12300 | 679 | 18.1 |  | 9500 | 795 | 3.5 |  | Non Federally-Regulated | 07/16/2020 | 205767487 | 08/12/2020
ClimateMaster Inc. | CLIMATEMASTER | TCH/V009A |  | Ground-Water-Source | WBAHP: Heat Pump Packaged Unit | Heat Pump | 208 | 1 |  |  |  | Single-Speed |  |  |  | 10000 | 473 | 21.1 |  | 9700 | 728 | 3.9 |  | Non Federally-Regulated | 07/16/2020 | 205767494 | 08/12/2020
ClimateMaster Inc. | CLIMATEMASTER | TZV/H036D |  | Ground-Water-Source | WBAHP: Heat Pump Packaged Unit | Heat Pump | 230 | 1 |  |  |  | Dual-Speed |  |  |  | 38200 | 1713 | 22.3 |  | 35100 | 2392 | 4.3 |  | Non Federally-Regulated | 07/16/2020 | 205767607 | 08/12/2020
ClimateMaster Inc. | CLIMATEMASTER | TSM09 A/B B |  | Water-Source | WBAHP-O: Heat Pump Packaged Un | Heat Pump | 230 | 1 |  |  |  | Single-Speed |  |  |  | 9700 | 697 | 13.9 |  | 12700 | 715 | 5.2 |  | Federally-Regulated Commercial & Industrial Equipment | 07/16/2020 | 205767596 | 08/12/2020
ClimateMaster Inc. | CLIMATEMASTER | TRC09 |  | Ground-Water-Source | WBAHP-O: Heat Pump Packaged Un | Heat Pump | 230 | 1 |  |  |  | Single-Speed |  |  |  | 9200 | 494 | 18.6 |  | 9500 | 696 | 4 |  | Non Federally-Regulated | 07/16/2020 | 205767502 | 08/12/2020
ClimateMaster Inc. | CLIMATEMASTER | TCH/V015A*W/K |  | Water-Source | WBAHP: Heat Pump Packaged Unit | Heat Pump | 230 | 1 |  |  |  | Single-Speed |  |  |  | 14500 | 935 | 15.5 |  | 16800 | 965 | 5.1 |  | Federally-Regulated Commercial & Industrial Equipment | 07/16/2020 | 205767623 | 08/12/2020
ClimateMaster Inc. | CLIMATEMASTER | TEV/H/D049B |  | Water-Source | WBAHP: Heat Pump Packaged Unit | Heat Pump | 230 | 1 |  |  |  | Single-Speed |  |  |  | 48600 | 2892 | 16.8 |  | 56700 | 3258 | 5.1 |  | Federally-Regulated Commercial & Industrial Equipment | 07/16/2020 | 205767475 | 08/12/2020
ClimateMaster Inc. | CLIMATEMASTER | TCH/V009A |  | Water-Source | WBAHP: Heat Pump Packaged Unit | Heat Pump | 230 | 1 |  |  |  | Single-Speed |  |  |  | 8600 | 641 | 13.4 |  | 11600 | 790 | 4.3 |  | Federally-Regulated Commercial & Industrial Equipment | 07/16/2020 | 205767494 | 08/12/2020
ClimateMaster Inc. | CLIMATEMASTER | TRH/V042A |  | Ground-Water-Source | WBAHP: Heat Pump Packaged Unit | Heat Pump | 208 | 1 |  |  |  | Single-Speed |  |  |  | 45900 | 2341 | 19.6 |  | 44000 | 3393 | 3.8 |  | Non Federally-Regulated | 07/16/2020 | 205767492 | 08/12/2020
ClimateMaster Inc. | CLIMATEMASTER | TRH/V042A |  | Ground-Source | WBAHP: Heat Pump Packaged Unit | Heat Pump | 230 | 1 |  |  |  | Single-Speed |  |  |  | 40500 | 2812 | 14.4 |  | 34300 | 3046 | 3.3 |  | Non Federally-Regulated | 07/16/2020 | 205767492 | 08/12/2020
ClimateMaster Inc. | CLIMATEMASTER | TRH/V042A |  | Ground-Source | WBAHP: Heat Pump Packaged Unit | Heat Pump | 208 | 1 |  |  |  | Single-Speed |  |  |  | 40500 | 2812 | 14.4 |  | 34300 | 3046 | 3.3 |  | Non Federally-Regulated | 07/16/2020 | 205767492 | 08/12/2020
ClimateMaster Inc. | CLIMATEMASTER | TZV/H036D |  | Water-Source | WBAHP: Heat Pump Packaged Unit | Heat Pump | 230 | 1 |  |  |  | Dual-Speed |  |  |  | 34300 | 2271 | 15.1 |  | 42000 | 2675 | 4.6 |  | Federally-Regulated Commercial & Industrial Equipment | 07/16/2020 | 205767607 | 08/12/2020
ClimateMaster Inc. | CLIMATEMASTER | TRH/V015A |  | Ground-Water-Source | WBAHP: Heat Pump Packaged Unit | Heat Pump | 208 | 1 |  |  |  | Single-Speed |  |  |  | 16800 | 685 | 24.5 |  | 14400 | 959 | 4.4 |  | Non Federally-Regulated | 07/16/2020 | 205767508 | 08/12/2020
ClimateMaster Inc. | CLIMATEMASTER | TRH/V042A |  | Ground-Water-Source | WBAHP: Heat Pump Packaged Unit | Heat Pump | 230 | 1 |  |  |  | Single-Speed |  |  |  | 45900 | 2341 | 19.6 |  | 44000 | 3393 | 3.8 |  | Non Federally-Regulated | 07/16/2020 | 205767492 | 08/12/2020
ClimateMaster Inc. | CLIMATEMASTER | TSL09 C/D B |  | Water-Source | WBAHP: Heat Pump Packaged Unit | Heat Pump | 230 | 1 |  |  |  | Single-Speed |  |  |  | 10000 | 657 | 15.2 |  | 13100 | 710 | 5.4 |  | Federally-Regulated Commercial & Industrial Equipment | 07/16/2020 | 205767600 | 08/12/2020
ClimateMaster Inc. | CLIMATEMASTER | TSM09 A/B B |  | Water-Source | WBAHP-O: Heat Pump Packaged Un | Heat Pump | 208 | 1 |  |  |  | Single-Speed |  |  |  | 9700 | 697 | 13.9 |  | 12700 | 715 | 5.2 |  | Federally-Regulated Commercial & Industrial Equipment | 07/16/2020 | 205767596 | 08/12/2020
ClimateMaster Inc. | CLIMATEMASTER | TRC09 |  | Water-Source | WBAHP-O: Heat Pump Packaged Un | Heat Pump | 208 | 1 |  |  |  | Single-Speed |  |  |  | 8600 | 646 | 13.3 |  | 11400 | 726 | 4.6 |  | Federally-Regulated Commercial & Industrial Equipment | 07/16/2020 | 205767502 | 08/12/2020
ClimateMaster Inc. | CLIMATEMASTER | TCH/V012A*W/K |  | Ground-Source | WBAHP: Heat Pump Packaged Unit | Heat Pump | 230 | 1 |  |  |  | Single-Speed |  |  |  | 12000 | 821 | 14.6 |  | 10000 | 888 | 3.3 |  | Non Federally-Regulated | 07/16/2020 | 205752890 | 08/12/2020
ClimateMaster Inc. | CLIMATEMASTER | TRH/V015A |  | Water-Source | WBAHP: Heat Pump Packaged Unit | Heat Pump | 208 | 1 |  |  |  | Single-Speed |  |  |  | 14500 | 941 | 15.4 |  | 17300 | 1014 | 5 |  | Federally-Regulated Commercial & Industrial Equipment | 07/16/2020 | 205767508 | 08/12/2020
ClimateMaster Inc. | CLIMATEMASTER | TCH/V012A*W/K |  | Water-Source | WBAHP: Heat Pump Packaged Unit | Heat Pump | 230 | 1 |  |  |  | Single-Speed |  |  |  | 11100 | 853 | 13 |  | 14700 | 979 | 4.4 |  | Federally-Regulated Commercial & Industrial Equipment | 07/16/2020 | 205752890 | 08/12/2020
ClimateMaster Inc. | CLIMATEMASTER | TCH/V009A |  | Ground-Source | WBAHP: Heat Pump Packaged Unit | Heat Pump | 230 | 1 |  |  |  | Single-Speed |  |  |  | 9100 | 579 | 15.7 |  | 7800 | 672 | 3.4 |  | Non Federally-Regulated | 07/16/2020 | 205767494 | 08/12/2020
ClimateMaster Inc. | CLIMATEMASTER | TSM12 A |  | Water-Source | WBAHP-O: Heat Pump Packaged Un | Heat Pump | 230 | 1 |  |  |  | Single-Speed |  |  |  | 11800 | 861 | 13.7 |  | 15200 | 909 | 4.9 |  | Federally-Regulated Commercial & Industrial Equipment | 07/16/2020 | 205767529 | 08/12/2020
ClimateMaster Inc. | CLIMATEMASTER | TCH/V024A*W/K |  | Ground-Water-Source | WBAHP: Heat Pump Packaged Unit | Heat Pump | 230 | 1 |  |  |  | Single-Speed |  |  |  | 27000 | 1255 | 21.5 |  | 23500 | 1601 | 4.3 |  | Non Federally-Regulated | 07/16/2020 | 205767542 | 08/12/2020
ClimateMaster Inc. | CLIMATEMASTER | TCH/V024A*W/K |  | Ground-Source | WBAHP: Heat Pump Packaged Unit | Heat Pump | 230 | 1 |  |  |  | Single-Speed |  |  |  | 24500 | 1531 | 16 |  | 18600 | 1557 | 3.5 |  | Non Federally-Regulated | 07/16/2020 | 205767542 | 08/12/2020
ClimateMaster Inc. | CLIMATEMASTER | TES/P026B | TAH026C***A* | Ground-Water-Source | WBAHP-CB: Heat Pump Split Syst | Heat Pump | 208 | 1 | False |  |  | Single-Speed |  |  |  | 25600 | 1142 | 22.4 |  | 24900 | 1621 | 4.5 |  | Non Federally-Regulated | 07/16/2020 | 205767586 | 08/12/2020
ClimateMaster Inc. | CLIMATEMASTER | TSM09 A/B B |  | Ground-Source | WBAHP-O: Heat Pump Packaged Un | Heat Pump | 208 | 1 |  |  |  | Single-Speed |  |  |  | 10300 | 635 | 16.2 |  | 7600 | 696 | 3.2 |  | Non Federally-Regulated | 07/16/2020 | 205767596 | 08/12/2020
ClimateMaster Inc. | CLIMATEMASTER | TSL09 A |  | Water-Source | WBAHP: Heat Pump Packaged Unit | Heat Pump | 208 | 1 |  |  |  | Single-Speed |  |  |  | 9300 | 688 | 13.5 |  | 12500 | 704 | 5.2 |  | Federally-Regulated Commercial & Industrial Equipment | 07/16/2020 | 205767562 | 08/12/2020
ClimateMaster Inc. | CLIMATEMASTER | TSL09 C/D B |  | Water-Source | WBAHP: Heat Pump Packaged Unit | Heat Pump | 208 | 1 |  |  |  | Single-Speed |  |  |  | 10000 | 657 | 15.2 |  | 13100 | 710 | 5.4 |  | Federally-Regulated Commercial & Industrial Equipment | 07/16/2020 | 205767600 | 08/12/2020
ClimateMaster Inc. | CLIMATEMASTER | TRH/V015A |  | Ground-Source | WBAHP: Heat Pump Packaged Unit | Heat Pump | 230 | 1 |  |  |  | Single-Speed |  |  |  | 15000 | 872 | 17.2 |  | 11100 | 903 | 3.6 |  | Non Federally-Regulated | 07/16/2020 | 205767508 | 08/12/2020
ClimateMaster Inc. | CLIMATEMASTER | TCH/V015A*W/K |  | Ground-Source | WBAHP: Heat Pump Packaged Unit | Heat Pump | 208 | 1 |  |  |  | Single-Speed |  |  |  | 15000 | 837 | 17.9 |  | 10900 | 887 | 3.6 |  | Non Federally-Regulated | 07/16/2020 | 205767623 | 08/12/2020
ClimateMaster Inc. | CLIMATEMASTER | TEV/H/D049B |  | Ground-Water-Source | WBAHP: Heat Pump Packaged Unit | Heat Pump | 230 | 1 |  |  |  | Single-Speed |  |  |  | 55000 | 2173 | 25.3 |  | 46800 | 2981 | 4.6 |  | Non Federally-Regulated | 07/16/2020 | 205767475 | 08/12/2020
ClimateMaster Inc. | CLIMATEMASTER | TRC09 |  | Ground-Water-Source | WBAHP-O: Heat Pump Packaged Un | Heat Pump | 208 | 1 |  |  |  | Single-Speed |  |  |  | 9200 | 494 | 18.6 |  | 9500 | 696 | 4 |  | Non Federally-Regulated | 07/16/2020 | 205767502 | 08/12/2020
ClimateMaster Inc. | CLIMATEMASTER | TSL09 C/D B |  | Ground-Source | WBAHP: Heat Pump Packaged Unit | Heat Pump | 230 | 1 |  |  |  | Single-Speed |  |  |  | 10400 | 601 | 17.3 |  | 7500 | 666 | 3.3 |  | Non Federally-Regulated | 07/16/2020 | 205767600 | 08/12/2020
ClimateMaster Inc. | CLIMATEMASTER | TRC09 |  | Water-Source | WBAHP-O: Heat Pump Packaged Un | Heat Pump | 230 | 1 |  |  |  | Single-Speed |  |  |  | 8600 | 646 | 13.3 |  | 11400 | 726 | 4.6 |  | Federally-Regulated Commercial & Industrial Equipment | 07/16/2020 | 205767502 | 08/12/2020
ClimateMaster Inc. | CLIMATEMASTER | TSM12 A |  | Ground-Source | WBAHP-O: Heat Pump Packaged Un | Heat Pump | 208 | 1 |  |  |  | Single-Speed |  |  |  | 12100 | 806 | 15 |  | 9000 | 824 | 3.2 |  | Non Federally-Regulated | 07/16/2020 | 205767529 | 08/12/2020
ClimateMaster Inc. | CLIMATEMASTER | TRH/V015A |  | Ground-Water-Source | WBAHP: Heat Pump Packaged Unit | Heat Pump | 230 | 1 |  |  |  | Single-Speed |  |  |  | 16800 | 685 | 24.5 |  | 14400 | 959 | 4.4 |  | Non Federally-Regulated | 07/16/2020 | 205767508 | 08/12/2020
ClimateMaster Inc. | CLIMATEMASTER | TRH/V030A |  | Ground-Source | WBAHP: Heat Pump Packaged Unit | Heat Pump | 230 | 1 |  |  |  | Single-Speed |  |  |  | 29500 | 2006 | 14.7 |  | 24000 | 2068 | 3.4 |  | Non Federally-Regulated | 07/16/2020 | 205767485 | 08/12/2020
ClimateMaster Inc. | CLIMATEMASTER | TSH/V/D036C*K |  | Water-Source | WBAHP: Heat Pump Packaged Unit | Heat Pump | 208 | 1 |  |  |  | Single-Speed |  |  |  | 33500 | 1850 | 18.1 |  | 39900 | 1981 | 5.9 |  | Federally-Regulated Commercial & Industrial Equipment | 07/16/2020 | 205767518 | 08/12/2020
ClimateMaster Inc. | CLIMATEMASTER | TCH/V009A |  | Water-Source | WBAHP: Heat Pump Packaged Unit | Heat Pump | 208 | 1 |  |  |  | Single-Speed |  |  |  | 8600 | 641 | 13.4 |  | 11600 | 790 | 4.3 |  | Federally-Regulated Commercial & Industrial Equipment | 07/16/2020 | 205767494 | 08/12/2020
ClimateMaster Inc. | CLIMATEMASTER | TSL09 A |  | Ground-Source | WBAHP: Heat Pump Packaged Unit | Heat Pump | 230 | 1 |  |  |  | Single-Speed |  |  |  | 10100 | 655 | 15.4 |  | 7200 | 659 | 3.2 |  | Non Federally-Regulated | 07/16/2020 | 205767562 | 08/12/2020
ClimateMaster Inc. | CLIMATEMASTER | TSH/V012A |  | Water-Source | WBAHP: Heat Pump Packaged Unit | Heat Pump | 208 | 1 |  |  |  | Single-Speed |  |  |  | 11700 | 759 | 15.4 |  | 13800 | 898 | 4.5 |  | Federally-Regulated Commercial & Industrial Equipment | 07/16/2020 | 205767487 | 08/12/2020
ClimateMaster Inc. | CLIMATEMASTER | TSL09 A |  | Ground-Source | WBAHP: Heat Pump Packaged Unit | Heat Pump | 208 | 1 |  |  |  | Single-Speed |  |  |  | 10100 | 655 | 15.4 |  | 7200 | 659 | 3.2 |  | Non Federally-Regulated | 07/16/2020 | 205767562 | 08/12/2020
ClimateMaster Inc. | CLIMATEMASTER | TRC09 |  | Ground-Source | WBAHP-O: Heat Pump Packaged Un | Heat Pump | 230 | 1 |  |  |  | Single-Speed |  |  |  | 8800 | 590 | 14.9 |  | 7300 | 648 | 3.3 |  | Non Federally-Regulated | 07/16/2020 | 205767502 | 08/12/2020
ClimateMaster Inc. | CLIMATEMASTER | TCH/V024A*W/K |  | Water-Source | WBAHP: Heat Pump Packaged Unit | Heat Pump | 208 | 1 |  |  |  | Single-Speed |  |  |  | 23600 | 1748 | 13.5 |  | 27500 | 1679 | 4.8 |  | Federally-Regulated Commercial & Industrial Equipment | 07/16/2020 | 205767542 | 08/12/2020
ClimateMaster Inc. | CLIMATEMASTER | TCH/V024A*W/K |  | Water-Source | WBAHP: Heat Pump Packaged Unit | Heat Pump | 230 | 1 |  |  |  | Single-Speed |  |  |  | 23600 | 1748 | 13.5 |  | 27500 | 1679 | 4.8 |  | Federally-Regulated Commercial & Industrial Equipment | 07/16/2020 | 205767542 | 08/12/2020
ClimateMaster Inc. | CLIMATEMASTER | TSH/V/D036C*K |  | Ground-Water-Source | WBAHP: Heat Pump Packaged Unit | Heat Pump | 208 | 1 |  |  |  | Single-Speed |  |  |  | 35400 | 1421 | 24.9 |  | 32600 | 1949 | 4.9 |  | Non Federally-Regulated | 07/16/2020 | 205767518 | 08/12/2020
ClimateMaster Inc. | CLIMATEMASTER | TSH/V012A |  | Water-Source | WBAHP: Heat Pump Packaged Unit | Heat Pump | 230 | 1 |  |  |  | Single-Speed |  |  |  | 11700 | 759 | 15.4 |  | 13800 | 898 | 4.5 |  | Federally-Regulated Commercial & Industrial Equipment | 07/16/2020 | 205767487 | 08/12/2020
ClimateMaster Inc. | CLIMATEMASTER | TEV/H/D049B |  | Water-Source | WBAHP: Heat Pump Packaged Unit | Heat Pump | 208 | 1 |  |  |  | Single-Speed |  |  |  | 48600 | 2892 | 16.8 |  | 56700 | 3258 | 5.1 |  | Federally-Regulated Commercial & Industrial Equipment | 07/16/2020 | 205767475 | 08/12/2020
ClimateMaster Inc. | CLIMATEMASTER | TSH/V012A |  | Ground-Source | WBAHP: Heat Pump Packaged Unit | Heat Pump | 230 | 1 |  |  |  | Single-Speed |  |  |  | 12300 | 679 | 18.1 |  | 9500 | 795 | 3.5 |  | Non Federally-Regulated | 07/16/2020 | 205767487 | 08/12/2020
ClimateMaster Inc. | CLIMATEMASTER | TSL09 C/D B |  | Ground-Source | WBAHP: Heat Pump Packaged Unit | Heat Pump | 208 | 1 |  |  |  | Single-Speed |  |  |  | 10400 | 601 | 17.3 |  | 7500 | 666 | 3.3 |  | Non Federally-Regulated | 07/16/2020 | 205767600 | 08/12/2020
ClimateMaster Inc. | CLIMATEMASTER | TCH/V012A*W/K |  | Ground-Water-Source | WBAHP: Heat Pump Packaged Unit | Heat Pump | 230 | 1 |  |  |  | Single-Speed |  |  |  | 13500 | 675 | 20 |  | 12100 | 933 | 3.8 |  | Non Federally-Regulated | 07/16/2020 | 205752890 | 08/12/2020
ClimateMaster Inc. | CLIMATEMASTER | TRH/V015A |  | Ground-Source | WBAHP: Heat Pump Packaged Unit | Heat Pump | 208 | 1 |  |  |  | Single-Speed |  |  |  | 15000 | 872 | 17.2 |  | 11100 | 903 | 3.6 |  | Non Federally-Regulated | 07/16/2020 | 205767508 | 08/12/2020
ClimateMaster Inc. | CLIMATEMASTER | TZV/H036D |  | Ground-Water-Source | WBAHP: Heat Pump Packaged Unit | Heat Pump | 208 | 1 |  |  |  | Dual-Speed |  |  |  | 38200 | 1713 | 22.3 |  | 35100 | 2392 | 4.3 |  | Non Federally-Regulated | 07/16/2020 | 205767607 | 08/12/2020
ClimateMaster Inc. | CLIMATEMASTER | TCH/V009A |  | Ground-Source | WBAHP: Heat Pump Packaged Unit | Heat Pump | 208 | 1 |  |  |  | Single-Speed |  |  |  | 9100 | 579 | 15.7 |  | 7800 | 672 | 3.4 |  | Non Federally-Regulated | 07/16/2020 | 205767494 | 08/12/2020
ClimateMaster Inc. | CLIMATEMASTER | TSH/V/D036C*K |  | Ground-Source | WBAHP: Heat Pump Packaged Unit | Heat Pump | 230 | 1 |  |  |  | Single-Speed |  |  |  | 34600 | 1696 | 20.4 |  | 25600 | 1744 | 4.3 |  | Non Federally-Regulated | 07/16/2020 | 205767518 | 08/12/2020
ClimateMaster Inc. | CLIMATEMASTER | TSH/V/D036C*K |  | Ground-Source | WBAHP: Heat Pump Packaged Unit | Heat Pump | 208 | 1 |  |  |  | Single-Speed |  |  |  | 34600 | 1696 | 20.4 |  | 25600 | 1744 | 4.3 |  | Non Federally-Regulated | 07/16/2020 | 205767518 | 08/12/2020
ClimateMaster Inc. | CLIMATEMASTER | TSH/V012A |  | Ground-Water-Source | WBAHP: Heat Pump Packaged Unit | Heat Pump | 208 | 1 |  |  |  | Single-Speed |  |  |  | 13300 | 540 | 24.6 |  | 11800 | 864 | 4 |  | Non Federally-Regulated | 07/16/2020 | 205767487 | 08/12/2020
ClimateMaster Inc. | CLIMATEMASTER | TES/P026B | TAH026C***A* | Ground-Source | WBAHP-CB: Heat Pump Split Syst | Heat Pump | 230 | 1 | False |  |  | Single-Speed |  |  |  | 24700 | 1395 | 17.7 |  | 18800 | 1530 | 3.6 |  | Non Federally-Regulated | 07/16/2020 | 205767586 | 08/12/2020
ClimateMaster Inc. | CLIMATEMASTER | TES/P026B | TAH026C***A* | Ground-Source | WBAHP-CB: Heat Pump Split Syst | Heat Pump | 208 | 1 | False |  |  | Single-Speed |  |  |  | 24700 | 1395 | 17.7 |  | 18800 | 1530 | 3.6 |  | Non Federally-Regulated | 07/16/2020 | 205767586 | 08/12/2020
ClimateMaster Inc. | CLIMATEMASTER | TEV/H/D049B |  | Ground-Source | WBAHP: Heat Pump Packaged Unit | Heat Pump | 230 | 1 |  |  |  | Single-Speed |  |  |  | 49600 | 2569 | 19.3 |  | 36400 | 2666 | 4 |  | Non Federally-Regulated | 07/16/2020 | 205767475 | 08/12/2020
ClimateMaster Inc. | CLIMATEMASTER | TEV/H/D049B |  | Ground-Source | WBAHP: Heat Pump Packaged Unit | Heat Pump | 208 | 1 |  |  |  | Single-Speed |  |  |  | 49600 | 2569 | 19.3 |  | 36400 | 2666 | 4 |  | Non Federally-Regulated | 07/16/2020 | 205767475 | 08/12/2020
ClimateMaster Inc. | CLIMATEMASTER | TCH/V012A*W/K |  | Ground-Source | WBAHP: Heat Pump Packaged Unit | Heat Pump | 208 | 1 |  |  |  | Single-Speed |  |  |  | 12000 | 821 | 14.6 |  | 10000 | 888 | 3.3 |  | Non Federally-Regulated | 07/16/2020 | 205752890 | 08/12/2020
ClimateMaster Inc. | CLIMATEMASTER | TSH/V/D036C*K |  | Ground-Water-Source | WBAHP: Heat Pump Packaged Unit | Heat Pump | 230 | 1 |  |  |  | Single-Speed |  |  |  | 35400 | 1421 | 24.9 |  | 32600 | 1949 | 4.9 |  | Non Federally-Regulated | 07/16/2020 | 205767518 | 08/12/2020
ClimateMaster Inc. | CLIMATEMASTER | TEV/H/D049B |  | Ground-Water-Source | WBAHP: Heat Pump Packaged Unit | Heat Pump | 208 | 1 |  |  |  | Single-Speed |  |  |  | 55000 | 2173 | 25.3 |  | 46800 | 2981 | 4.6 |  | Non Federally-Regulated | 07/16/2020 | 205767475 | 08/12/2020
ClimateMaster Inc. | CLIMATEMASTER | TZV/H036D |  | Ground-Source | WBAHP: Heat Pump Packaged Unit | Heat Pump | 208 | 1 |  |  |  | Dual-Speed |  |  |  | 35200 | 2107 | 16.7 |  | 27300 | 2222 | 3.6 |  | Non Federally-Regulated | 07/16/2020 | 205767607 | 08/12/2020
ClimateMaster Inc. | CLIMATEMASTER | TZV/H036D |  | Ground-Source | WBAHP: Heat Pump Packaged Unit | Heat Pump | 230 | 1 |  |  |  | Dual-Speed |  |  |  | 35200 | 2107 | 16.7 |  | 27300 | 2222 | 3.6 |  | Non Federally-Regulated | 07/16/2020 | 205767607 | 08/12/2020
ClimateMaster Inc. | CLIMATEMASTER | TRH/V042A |  | Water-Source | WBAHP: Heat Pump Packaged Unit | Heat Pump | 230 | 1 |  |  |  | Single-Speed |  |  |  | 40100 | 3061 | 13.1 |  | 52700 | 3591 | 4.3 |  | Federally-Regulated Commercial & Industrial Equipment | 07/16/2020 | 205767492 | 08/12/2020
ClimateMaster Inc. | CLIMATEMASTER | TSM12 A |  | Ground-Source | WBAHP-O: Heat Pump Packaged Un | Heat Pump | 230 | 1 |  |  |  | Single-Speed |  |  |  | 12100 | 806 | 15 |  | 9000 | 824 | 3.2 |  | Non Federally-Regulated | 07/16/2020 | 205767529 | 08/12/2020
FHP Manufacturing Company | Aquarius | EP015-1HZ/VT |  | Ground-Source | WBAHP: Heat Pump Packaged Unit | Heat Pump | 208 | 1 |  |  |  | Single-Speed |  |  |  | 16200 | 786 | 20.6 |  | 11000 | 888 | 3.6 |  | Non Federally-Regulated | 08/12/2020 | 3919854 | 08/12/2020
FHP Manufacturing Company | Aquarius | EP015-1HZ/VT |  | Water-Source | WBAHP: Heat Pump Packaged Unit | Heat Pump | 208 | 1 |  |  |  | Single-Speed |  |  |  | 15200 | 868 | 17.5 |  | 17500 | 915 | 5.6 |  | Federally-Regulated Commercial & Industrial Equipment | 08/12/2020 | 3919854 | 08/12/2020
FHP Manufacturing Company | Aquarius | EP015-2HZ/VT |  | Ground-Water-Source | WBAHP: Heat Pump Packaged Unit | Heat Pump | 265 | 1 |  |  |  | Single-Speed |  |  |  | 17000 | 590 | 28.8 |  | 13000 | 890 | 4.3 |  | Non Federally-Regulated | 08/12/2020 | 3919855 | 08/12/2020
FHP Manufacturing Company | Aquarius | EP015-2HZ/VT |  | Ground-Source | WBAHP: Heat Pump Packaged Unit | Heat Pump | 265 | 1 |  |  |  | Single-Speed |  |  |  | 16200 | 786 | 20.6 |  | 11000 | 888 | 3.6 |  | Non Federally-Regulated | 08/12/2020 | 3919855 | 08/12/2020
FHP Manufacturing Company | Aquarius | EP015-2HZ/VT |  | Water-Source | WBAHP: Heat Pump Packaged Unit | Heat Pump | 265 | 1 |  |  |  | Single-Speed |  |  |  | 15200 | 868 | 17.5 |  | 17500 | 915 | 5.6 |  | Federally-Regulated Commercial & Industrial Equipment | 08/12/2020 | 3919855 | 08/12/2020
FHP Manufacturing Company | Aquarius | EP015-1HZ/VT |  | Ground-Water-Source | WBAHP: Heat Pump Packaged Unit | Heat Pump | 208 | 1 |  |  |  | Single-Speed |  |  |  | 17000 | 590 | 28.8 |  | 13000 | 890 | 4.3 |  | Non Federally-Regulated | 08/12/2020 | 3919854 | 08/12/2020
ClimateMaster Inc. | CLIMATEMASTER | TES/P026B | TAH026C***B* | Ground-Water-Source | WBAHP-CB: Heat Pump Split Syst | Heat Pump | 208 | 1 | False |  |  | Single-Speed |  |  |  | 27300 | 1137 | 24 |  | 22800 | 1518 | 4.4 |  | Non Federally-Regulated | 08/12/2020 | 205767587 | 08/12/2020
ClimateMaster Inc. | CLIMATEMASTER | TRC18 |  | Ground-Water-Source | WBAHP-O: Heat Pump Packaged Un | Heat Pump | 230 | 1 |  |  |  | Single-Speed |  |  |  | 17200 | 960 | 17.9 |  | 16500 | 1239 | 3.9 |  | Non Federally-Regulated | 08/12/2020 | 205767483 | 08/12/2020
ClimateMaster Inc. | CLIMATEMASTER | TCH/V018A |  | Ground-Source | WBAHP: Heat Pump Packaged Unit | Heat Pump | 208 | 1 |  |  |  | Single-Speed |  |  |  | 19500 | 1211 | 16.1 |  | 14100 | 1215 | 3.4 |  | Non Federally-Regulated | 08/12/2020 | 205767497 | 08/12/2020
ClimateMaster Inc. | CLIMATEMASTER | TRH/V018A*W/K |  | Ground-Source | WBAHP: Heat Pump Packaged Unit | Heat Pump | 208 | 1 |  |  |  | Single-Speed |  |  |  | 19500 | 1140 | 17.1 |  | 14100 | 1116 | 3.7 |  | Non Federally-Regulated | 08/12/2020 | 205767548 | 08/12/2020
ClimateMaster Inc. | CLIMATEMASTER | TCH/V018A |  | Water-Source | WBAHP: Heat Pump Packaged Unit | Heat Pump | 230 | 1 |  |  |  | Single-Speed |  |  |  | 18700 | 1335 | 14 |  | 21800 | 1277 | 5 |  | Federally-Regulated Commercial & Industrial Equipment | 08/12/2020 | 205767497 | 08/12/2020
ClimateMaster Inc. | CLIMATEMASTER | TYV/H030 |  | Water-Source | WBAHP: Heat Pump Packaged Unit | Heat Pump | 208 | 1 |  |  |  | Multiple-Speed |  |  |  | 28500 | 2035 | 14 |  | 35800 | 2280 | 4.6 |  | Federally-Regulated Commercial & Industrial Equipment | 08/12/2020 | 205767469 | 08/12/2020
ClimateMaster Inc. | CLIMATEMASTER | TSM18 A |  | Water-Source | WBAHP-O: Heat Pump Packaged Un | Heat Pump | 208 | 1 |  |  |  | Single-Speed |  |  |  | 17300 | 1310 | 13.2 |  | 22500 | 1373 | 4.8 |  | Federally-Regulated Commercial & Industrial Equipment | 08/12/2020 | 205767533 | 08/12/2020
ClimateMaster Inc. | CLIMATEMASTER | TEV/H/D026B |  | Water-Source | WBAHP: Heat Pump Packaged Unit | Heat Pump | 230 | 1 |  |  |  | Single-Speed |  |  |  | 25000 | 1436 | 17.4 |  | 31400 | 1533 | 6 |  | Federally-Regulated Commercial & Industrial Equipment | 08/12/2020 | 205767473 | 08/12/2020
ClimateMaster Inc. | CLIMATEMASTER | TSL15 B |  | Ground-Source | WBAHP: Heat Pump Packaged Unit | Heat Pump | 208 | 1 |  |  |  | Single-Speed |  |  |  | 15400 | 802 | 19.2 |  | 11000 | 871 | 3.7 |  | Non Federally-Regulated | 08/12/2020 | 205767567 | 08/12/2020
ClimateMaster Inc. | CLIMATEMASTER | TSL15 B |  | Ground-Source | WBAHP: Heat Pump Packaged Unit | Heat Pump | 230 | 1 |  |  |  | Single-Speed |  |  |  | 15400 | 802 | 19.2 |  | 11000 | 871 | 3.7 |  | Non Federally-Regulated | 08/12/2020 | 205767567 | 08/12/2020
ClimateMaster Inc. | CLIMATEMASTER | TRH/V009A |  | Ground-Source | WBAHP: Heat Pump Packaged Unit | Heat Pump | 208 | 1 |  |  |  | Single-Speed |  |  |  | 9100 | 579 | 15.7 |  | 7800 | 672 | 3.4 |  | Non Federally-Regulated | 08/12/2020 | 205767506 | 08/12/2020
ClimateMaster Inc. | CLIMATEMASTER | VEV/H/D1860 |  | Ground-Water-Source | WBAHP: Heat Pump Packaged Unit | Heat Pump | 230 | 1 |  |  |  | Variable-Speed |  |  |  | 48000 | 1352 | 35.5 |  | 60000 | 4089 | 4.3 |  | Non Federally-Regulated | 08/12/2020 | 205767605 | 08/12/2020
ClimateMaster Inc. | CLIMATEMASTER | TRH/V048A |  | Ground-Water-Source | WBAHP: Heat Pump Packaged Unit | Heat Pump | 208 | 1 |  |  |  | Single-Speed |  |  |  | 54200 | 2643 | 20.5 |  | 45300 | 3238 | 4.1 |  | Non Federally-Regulated | 08/12/2020 | 205767510 | 08/12/2020
ClimateMaster Inc. | CLIMATEMASTER | TSH/V009A |  | Ground-Source | WBAHP: Heat Pump Packaged Unit | Heat Pump | 208 | 1 |  |  |  | Single-Speed |  |  |  | 10000 | 552 | 18.1 |  | 7100 | 612 | 3.4 |  | Non Federally-Regulated | 08/12/2020 | 205767526 | 08/12/2020
ClimateMaster Inc. | CLIMATEMASTER | TSM09 C/D B |  | Water-Source | WBAHP-O: Heat Pump Packaged Un | Heat Pump | 230 | 1 |  |  |  | Single-Speed |  |  |  | 9800 | 653 | 15 |  | 12900 | 700 | 5.4 |  | Federally-Regulated Commercial & Industrial Equipment | 08/12/2020 | 205767597 | 08/12/2020
ClimateMaster Inc. | CLIMATEMASTER | TRH/V048A |  | Ground-Water-Source | WBAHP: Heat Pump Packaged Unit | Heat Pump | 230 | 1 |  |  |  | Single-Speed |  |  |  | 54200 | 2643 | 20.5 |  | 45300 | 3238 | 4.1 |  | Non Federally-Regulated | 08/12/2020 | 205767510 | 08/12/2020
ClimateMaster Inc. | CLIMATEMASTER | TRH/V018A*W/K |  | Water-Source | WBAHP: Heat Pump Packaged Unit | Heat Pump | 208 | 1 |  |  |  | Single-Speed |  |  |  | 18700 | 1246 | 15 |  | 21800 | 1228 | 5.2 |  | Federally-Regulated Commercial & Industrial Equipment | 08/12/2020 | 205767548 | 08/12/2020
ClimateMaster Inc. | CLIMATEMASTER | TRH/V009A |  | Ground-Water-Source | WBAHP: Heat Pump Packaged Unit | Heat Pump | 230 | 1 |  |  |  | Single-Speed |  |  |  | 10000 | 473 | 21.1 |  | 9700 | 728 | 3.9 |  | Non Federally-Regulated | 08/12/2020 | 205767506 | 08/12/2020
ClimateMaster Inc. | CLIMATEMASTER | TRH/V048A |  | Ground-Source | WBAHP: Heat Pump Packaged Unit | Heat Pump | 230 | 1 |  |  |  | Single-Speed |  |  |  | 50400 | 3428 | 14.7 |  | 36500 | 3146 | 3.4 |  | Non Federally-Regulated | 08/12/2020 | 205767510 | 08/12/2020
ClimateMaster Inc. | CLIMATEMASTER | TRH/V036A*W/K |  | Water-Source | WBAHP: Heat Pump Packaged Unit | Heat Pump | 230 | 1 |  |  |  | Single-Speed |  |  |  | 34500 | 2464 | 14 |  | 43400 | 2826 | 4.5 |  | Federally-Regulated Commercial & Industrial Equipment | 08/12/2020 | 205767625 | 08/12/2020
ClimateMaster Inc. | CLIMATEMASTER | TCH/V018A |  | Water-Source | WBAHP: Heat Pump Packaged Unit | Heat Pump | 208 | 1 |  |  |  | Single-Speed |  |  |  | 18700 | 1335 | 14 |  | 21800 | 1277 | 5 |  | Federally-Regulated Commercial & Industrial Equipment | 08/12/2020 | 205767497 | 08/12/2020
ClimateMaster Inc. | CLIMATEMASTER | TRH/V018A*W/K |  | Ground-Water-Source | WBAHP: Heat Pump Packaged Unit | Heat Pump | 230 | 1 |  |  |  | Single-Speed |  |  |  | 21500 | 911 | 23.6 |  | 17800 | 1159 | 4.5 |  | Non Federally-Regulated | 08/12/2020 | 205767548 | 08/12/2020
ClimateMaster Inc. | CLIMATEMASTER | TCH/V018A |  | Ground-Source | WBAHP: Heat Pump Packaged Unit | Heat Pump | 230 | 1 |  |  |  | Single-Speed |  |  |  | 19500 | 1211 | 16.1 |  | 14100 | 1215 | 3.4 |  | Non Federally-Regulated | 08/12/2020 | 205767497 | 08/12/2020
ClimateMaster Inc. | CLIMATEMASTER | TRH/V009A |  | Water-Source | WBAHP: Heat Pump Packaged Unit | Heat Pump | 208 | 1 |  |  |  | Single-Speed |  |  |  | 8600 | 641 | 13.4 |  | 11600 | 790 | 4.3 |  | Federally-Regulated Commercial & Industrial Equipment | 08/12/2020 | 205767506 | 08/12/2020
ClimateMaster Inc. | CLIMATEMASTER | TCH/V015A |  | Ground-Source | WBAHP: Heat Pump Packaged Unit | Heat Pump | 230 | 1 |  |  |  | Single-Speed |  |  |  | 15000 | 872 | 17.2 |  | 11100 | 903 | 3.6 |  | Non Federally-Regulated | 08/12/2020 | 205767496 | 08/12/2020
ClimateMaster Inc. | CLIMATEMASTER | TEV/H/D026B |  | Ground-Water-Source | WBAHP: Heat Pump Packaged Unit | Heat Pump | 208 | 1 |  |  |  | Single-Speed |  |  |  | 28500 | 1079 | 26.4 |  | 25800 | 1426 | 5.3 |  | Non Federally-Regulated | 08/12/2020 | 205767473 | 08/12/2020
ClimateMaster Inc. | CLIMATEMASTER | TRH/V018A*W/K |  | Ground-Source | WBAHP: Heat Pump Packaged Unit | Heat Pump | 230 | 1 |  |  |  | Single-Speed |  |  |  | 19500 | 1140 | 17.1 |  | 14100 | 1116 | 3.7 |  | Non Federally-Regulated | 08/12/2020 | 205767548 | 08/12/2020
ClimateMaster Inc. | CLIMATEMASTER | TSH/V009A |  | Water-Source | WBAHP: Heat Pump Packaged Unit | Heat Pump | 230 | 1 |  |  |  | Single-Speed |  |  |  | 9300 | 607 | 15.3 |  | 11100 | 677 | 4.8 |  | Federally-Regulated Commercial & Industrial Equipment | 08/12/2020 | 205767526 | 08/12/2020
ClimateMaster Inc. | CLIMATEMASTER | TEV/H/D026B |  | Ground-Source | WBAHP: Heat Pump Packaged Unit | Heat Pump | 230 | 1 |  |  |  | Single-Speed |  |  |  | 26000 | 1306 | 19.9 |  | 20200 | 1443 | 4.1 |  | Non Federally-Regulated | 08/12/2020 | 205767473 | 08/12/2020
ClimateMaster Inc. | CLIMATEMASTER | TRH/V036A*W/K |  | Water-Source | WBAHP: Heat Pump Packaged Unit | Heat Pump | 208 | 1 |  |  |  | Single-Speed |  |  |  | 34500 | 2464 | 14 |  | 43400 | 2826 | 4.5 |  | Federally-Regulated Commercial & Industrial Equipment | 08/12/2020 | 205767625 | 08/12/2020
ClimateMaster Inc. | CLIMATEMASTER | TEV/H/D026B |  | Ground-Source | WBAHP: Heat Pump Packaged Unit | Heat Pump | 208 | 1 |  |  |  | Single-Speed |  |  |  | 26000 | 1306 | 19.9 |  | 20200 | 1443 | 4.1 |  | Non Federally-Regulated | 08/12/2020 | 205767473 | 08/12/2020
ClimateMaster Inc. | CLIMATEMASTER | TYV/H030 |  | Water-Source | WBAHP: Heat Pump Packaged Unit | Heat Pump | 230 | 1 |  |  |  | Multiple-Speed |  |  |  | 28500 | 2035 | 14 |  | 35800 | 2280 | 4.6 |  | Federally-Regulated Commercial & Industrial Equipment | 08/12/2020 | 205767469 | 08/12/2020
ClimateMaster Inc. | CLIMATEMASTER | TRH/V018A*W/K |  | Water-Source | WBAHP: Heat Pump Packaged Unit | Heat Pump | 230 | 1 |  |  |  | Single-Speed |  |  |  | 18700 | 1246 | 15 |  | 21800 | 1228 | 5.2 |  | Federally-Regulated Commercial & Industrial Equipment | 08/12/2020 | 205767548 | 08/12/2020
ClimateMaster Inc. | CLIMATEMASTER | TCH/V018A |  | Ground-Water-Source | WBAHP: Heat Pump Packaged Unit | Heat Pump | 208 | 1 |  |  |  | Single-Speed |  |  |  | 21500 | 977 | 22 |  | 17800 | 1242 | 4.2 |  | Non Federally-Regulated | 08/12/2020 | 205767497 | 08/12/2020
ClimateMaster Inc. | CLIMATEMASTER | TSH/V/D048C |  | Ground-Source | WBAHP: Heat Pump Packaged Unit | Heat Pump | 230 | 1 |  |  |  | Single-Speed |  |  |  | 49600 | 2952 | 16.8 |  | 36600 | 3154 | 3.4 |  | Non Federally-Regulated | 08/12/2020 | 205767512 | 08/12/2020
ClimateMaster Inc. | CLIMATEMASTER | TSM09 C/D B |  | Water-Source | WBAHP-O: Heat Pump Packaged Un | Heat Pump | 208 | 1 |  |  |  | Single-Speed |  |  |  | 9800 | 653 | 15 |  | 12900 | 700 | 5.4 |  | Federally-Regulated Commercial & Industrial Equipment | 08/12/2020 | 205767597 | 08/12/2020
ClimateMaster Inc. | CLIMATEMASTER | TZV/H036C |  | Water-Source | WBAHP: Heat Pump Packaged Unit | Heat Pump | 208 | 1 |  |  |  | Single-Speed |  |  |  | 34300 | 2271 | 15.1 |  | 42000 | 2675 | 4.6 |  | Federally-Regulated Commercial & Industrial Equipment | 08/12/2020 | 205767556 | 08/12/2020
ClimateMaster Inc. | CLIMATEMASTER | TSH/V009A |  | Ground-Water-Source | WBAHP: Heat Pump Packaged Unit | Heat Pump | 208 | 1 |  |  |  | Single-Speed |  |  |  | 11100 | 440 | 25.2 |  | 9400 | 640 | 4.3 |  | Non Federally-Regulated | 08/12/2020 | 205767526 | 08/12/2020
ClimateMaster Inc. | CLIMATEMASTER | TRC18 |  | Ground-Source | WBAHP-O: Heat Pump Packaged Un | Heat Pump | 208 | 1 |  |  |  | Single-Speed |  |  |  | 16100 | 1166 | 13.8 |  | 13200 | 1172 | 3.3 |  | Non Federally-Regulated | 08/12/2020 | 205767483 | 08/12/2020
ClimateMaster Inc. | CLIMATEMASTER | TSM18 A |  | Ground-Source | WBAHP-O: Heat Pump Packaged Un | Heat Pump | 230 | 1 |  |  |  | Single-Speed |  |  |  | 18400 | 1218 | 15.1 |  | 13500 | 1236 | 3.2 |  | Non Federally-Regulated | 08/12/2020 | 205767533 | 08/12/2020
ClimateMaster Inc. | CLIMATEMASTER | TSH/V/D048C |  | Water-Source | WBAHP: Heat Pump Packaged Unit | Heat Pump | 230 | 1 |  |  |  | Single-Speed |  |  |  | 47100 | 3182 | 14.8 |  | 58000 | 3616 | 4.7 |  | Federally-Regulated Commercial & Industrial Equipment | 08/12/2020 | 205767512 | 08/12/2020
ClimateMaster Inc. | CLIMATEMASTER | TRC18 |  | Ground-Source | WBAHP-O: Heat Pump Packaged Un | Heat Pump | 230 | 1 |  |  |  | Single-Speed |  |  |  | 16100 | 1166 | 13.8 |  | 13200 | 1172 | 3.3 |  | Non Federally-Regulated | 08/12/2020 | 205767483 | 08/12/2020
ClimateMaster Inc. | CLIMATEMASTER | TZV/H036C |  | Ground-Water-Source | WBAHP: Heat Pump Packaged Unit | Heat Pump | 208 | 1 |  |  |  | Single-Speed |  |  |  | 38200 | 1713 | 22.3 |  | 35100 | 2392 | 4.3 |  | Non Federally-Regulated | 08/12/2020 | 205767556 | 08/12/2020
ClimateMaster Inc. | CLIMATEMASTER | TSH/V009A |  | Ground-Source | WBAHP: Heat Pump Packaged Unit | Heat Pump | 230 | 1 |  |  |  | Single-Speed |  |  |  | 10000 | 552 | 18.1 |  | 7100 | 612 | 3.4 |  | Non Federally-Regulated | 08/12/2020 | 205767526 | 08/12/2020
ClimateMaster Inc. | CLIMATEMASTER | TRH/V009A |  | Ground-Water-Source | WBAHP: Heat Pump Packaged Unit | Heat Pump | 208 | 1 |  |  |  | Single-Speed |  |  |  | 10000 | 473 | 21.1 |  | 9700 | 728 | 3.9 |  | Non Federally-Regulated | 08/12/2020 | 205767506 | 08/12/2020
ClimateMaster Inc. | CLIMATEMASTER | TES/P026B | TAH026C***B* | Ground-Source | WBAHP-CB: Heat Pump Split Syst | Heat Pump | 208 | 1 | False |  |  | Single-Speed |  |  |  | 25800 | 1409 | 18.3 |  | 18700 | 1442 | 3.8 |  | Non Federally-Regulated | 08/12/2020 | 205767587 | 08/12/2020
ClimateMaster Inc. | CLIMATEMASTER | TEV/H/D026B |  | Water-Source | WBAHP: Heat Pump Packaged Unit | Heat Pump | 208 | 1 |  |  |  | Single-Speed |  |  |  | 25000 | 1436 | 17.4 |  | 31400 | 1533 | 6 |  | Federally-Regulated Commercial & Industrial Equipment | 08/12/2020 | 205767473 | 08/12/2020
ClimateMaster Inc. | CLIMATEMASTER | TSM18 A |  | Ground-Source | WBAHP-O: Heat Pump Packaged Un | Heat Pump | 208 | 1 |  |  |  | Single-Speed |  |  |  | 18400 | 1218 | 15.1 |  | 13500 | 1236 | 3.2 |  | Non Federally-Regulated | 08/12/2020 | 205767533 | 08/12/2020
ClimateMaster Inc. | CLIMATEMASTER | TRH/V036A*W/K |  | Ground-Source | WBAHP: Heat Pump Packaged Unit | Heat Pump | 208 | 1 |  |  |  | Single-Speed |  |  |  | 35400 | 2283 | 15.5 |  | 28700 | 2473 | 3.4 |  | Non Federally-Regulated | 08/12/2020 | 205767625 | 08/12/2020
ClimateMaster Inc. | CLIMATEMASTER | TES/P026B | TAH026C***B* | Ground-Water-Source | WBAHP-CB: Heat Pump Split Syst | Heat Pump | 230 | 1 | False |  |  | Single-Speed |  |  |  | 27300 | 1137 | 24 |  | 22800 | 1518 | 4.4 |  | Non Federally-Regulated | 08/12/2020 | 205767587 | 08/12/2020
ClimateMaster Inc. | CLIMATEMASTER | TSL15 B |  | Water-Source | WBAHP: Heat Pump Packaged Unit | Heat Pump | 230 | 1 |  |  |  | Single-Speed |  |  |  | 14600 | 895 | 16.3 |  | 18900 | 1025 | 5.4 |  | Federally-Regulated Commercial & Industrial Equipment | 08/12/2020 | 205767567 | 08/12/2020
ClimateMaster Inc. | CLIMATEMASTER | TRH/V036A*W/K |  | Ground-Water-Source | WBAHP: Heat Pump Packaged Unit | Heat Pump | 230 | 1 |  |  |  | Single-Speed |  |  |  | 39000 | 1866 | 20.9 |  | 35800 | 2623 | 4 |  | Non Federally-Regulated | 08/12/2020 | 205767625 | 08/12/2020
ClimateMaster Inc. | CLIMATEMASTER | TSH/V/D048C |  | Water-Source | WBAHP: Heat Pump Packaged Unit | Heat Pump | 208 | 1 |  |  |  | Single-Speed |  |  |  | 47100 | 3182 | 14.8 |  | 58000 | 3616 | 4.7 |  | Federally-Regulated Commercial & Industrial Equipment | 08/12/2020 | 205767512 | 08/12/2020
ClimateMaster Inc. | CLIMATEMASTER | TSH/V/D048C |  | Ground-Source | WBAHP: Heat Pump Packaged Unit | Heat Pump | 208 | 1 |  |  |  | Single-Speed |  |  |  | 49600 | 2952 | 16.8 |  | 36600 | 3154 | 3.4 |  | Non Federally-Regulated | 08/12/2020 | 205767512 | 08/12/2020
ClimateMaster Inc. | CLIMATEMASTER | TRC18 |  | Ground-Water-Source | WBAHP-O: Heat Pump Packaged Un | Heat Pump | 208 | 1 |  |  |  | Single-Speed |  |  |  | 17200 | 960 | 17.9 |  | 16500 | 1239 | 3.9 |  | Non Federally-Regulated | 08/12/2020 | 205767483 | 08/12/2020
ClimateMaster Inc. | CLIMATEMASTER | TSM18 A |  | Water-Source | WBAHP-O: Heat Pump Packaged Un | Heat Pump | 230 | 1 |  |  |  | Single-Speed |  |  |  | 17300 | 1310 | 13.2 |  | 22500 | 1373 | 4.8 |  | Federally-Regulated Commercial & Industrial Equipment | 08/12/2020 | 205767533 | 08/12/2020
ClimateMaster Inc. | CLIMATEMASTER | TZV/H036C |  | Ground-Water-Source | WBAHP: Heat Pump Packaged Unit | Heat Pump | 230 | 1 |  |  |  | Single-Speed |  |  |  | 38200 | 1713 | 22.3 |  | 35100 | 2392 | 4.3 |  | Non Federally-Regulated | 08/12/2020 | 205767556 | 08/12/2020
ClimateMaster Inc. | CLIMATEMASTER | TEV/H/D026B |  | Ground-Water-Source | WBAHP: Heat Pump Packaged Unit | Heat Pump | 230 | 1 |  |  |  | Single-Speed |  |  |  | 28500 | 1079 | 26.4 |  | 25800 | 1426 | 5.3 |  | Non Federally-Regulated | 08/12/2020 | 205767473 | 08/12/2020
ClimateMaster Inc. | CLIMATEMASTER | VEV/H/D1860 |  | Ground-Water-Source | WBAHP: Heat Pump Packaged Unit | Heat Pump | 208 | 1 |  |  |  | Variable-Speed |  |  |  | 48000 | 1352 | 35.5 |  | 60000 | 4089 | 4.3 |  | Non Federally-Regulated | 08/12/2020 | 205767605 | 08/12/2020
ClimateMaster Inc. | CLIMATEMASTER | TCH/V018A |  | Ground-Water-Source | WBAHP: Heat Pump Packaged Unit | Heat Pump | 230 | 1 |  |  |  | Single-Speed |  |  |  | 21500 | 977 | 22 |  | 17800 | 1242 | 4.2 |  | Non Federally-Regulated | 08/12/2020 | 205767497 | 08/12/2020
ClimateMaster Inc. | CLIMATEMASTER | TSH/V009A |  | Ground-Water-Source | WBAHP: Heat Pump Packaged Unit | Heat Pump | 230 | 1 |  |  |  | Single-Speed |  |  |  | 11100 | 440 | 25.2 |  | 9400 | 640 | 4.3 |  | Non Federally-Regulated | 08/12/2020 | 205767526 | 08/12/2020
ClimateMaster Inc. | CLIMATEMASTER | TRH/V036A*W/K |  | Ground-Water-Source | WBAHP: Heat Pump Packaged Unit | Heat Pump | 208 | 1 |  |  |  | Single-Speed |  |  |  | 39000 | 1866 | 20.9 |  | 35800 | 2623 | 4 |  | Non Federally-Regulated | 08/12/2020 | 205767625 | 08/12/2020
ClimateMaster Inc. | CLIMATEMASTER | TZV/H036C |  | Ground-Source | WBAHP: Heat Pump Packaged Unit | Heat Pump | 208 | 1 |  |  |  | Single-Speed |  |  |  | 35200 | 2107 | 16.7 |  | 27300 | 2222 | 3.6 |  | Non Federally-Regulated | 08/12/2020 | 205767556 | 08/12/2020
ClimateMaster Inc. | CLIMATEMASTER | TSM09 C/D B |  | Ground-Source | WBAHP-O: Heat Pump Packaged Un | Heat Pump | 230 | 1 |  |  |  | Single-Speed |  |  |  | 10500 | 589 | 17.8 |  | 7400 | 637 | 3.4 |  | Non Federally-Regulated | 08/12/2020 | 205767597 | 08/12/2020
ClimateMaster Inc. | CLIMATEMASTER | VEV/H/D1860 |  | Ground-Source | WBAHP: Heat Pump Packaged Unit | Heat Pump | 208 | 1 |  |  |  | Variable-Speed |  |  |  | 48000 | 2222 | 21.6 |  | 60000 | 5328 | 3.3 |  | Non Federally-Regulated | 08/12/2020 | 205767605 | 08/12/2020
ClimateMaster Inc. | CLIMATEMASTER | TES/P026B | TAH026C***B* | Ground-Source | WBAHP-CB: Heat Pump Split Syst | Heat Pump | 230 | 1 | False |  |  | Single-Speed |  |  |  | 25800 | 1409 | 18.3 |  | 18700 | 1442 | 3.8 |  | Non Federally-Regulated | 08/12/2020 | 205767587 | 08/12/2020
ClimateMaster Inc. | CLIMATEMASTER | TRH/V048A |  | Ground-Source | WBAHP: Heat Pump Packaged Unit | Heat Pump | 208 | 1 |  |  |  | Single-Speed |  |  |  | 50400 | 3428 | 14.7 |  | 36500 | 3146 | 3.4 |  | Non Federally-Regulated | 08/12/2020 | 205767510 | 08/12/2020
ClimateMaster Inc. | CLIMATEMASTER | TSH/V009A |  | Water-Source | WBAHP: Heat Pump Packaged Unit | Heat Pump | 208 | 1 |  |  |  | Single-Speed |  |  |  | 9300 | 607 | 15.3 |  | 11100 | 677 | 4.8 |  | Federally-Regulated Commercial & Industrial Equipment | 08/12/2020 | 205767526 | 08/12/2020
ClimateMaster Inc. | CLIMATEMASTER | TRH/V018A*W/K |  | Ground-Water-Source | WBAHP: Heat Pump Packaged Unit | Heat Pump | 208 | 1 |  |  |  | Single-Speed |  |  |  | 21500 | 911 | 23.6 |  | 17800 | 1159 | 4.5 |  | Non Federally-Regulated | 08/12/2020 | 205767548 | 08/12/2020
ClimateMaster Inc. | CLIMATEMASTER | TZV/H036C |  | Ground-Source | WBAHP: Heat Pump Packaged Unit | Heat Pump | 230 | 1 |  |  |  | Single-Speed |  |  |  | 35200 | 2107 | 16.7 |  | 27300 | 2222 | 3.6 |  | Non Federally-Regulated | 08/12/2020 | 205767556 | 08/12/2020
ClimateMaster Inc. | CLIMATEMASTER | TRH/V048A |  | Water-Source | WBAHP: Heat Pump Packaged Unit | Heat Pump | 230 | 1 |  |  |  | Single-Speed |  |  |  | 48000 | 3609 | 13.3 |  | 53600 | 3342 | 4.7 |  | Federally-Regulated Commercial & Industrial Equipment | 08/12/2020 | 205767510 | 08/12/2020
ClimateMaster Inc. | CLIMATEMASTER | VEV/H/D1860 |  | Ground-Source | WBAHP: Heat Pump Packaged Unit | Heat Pump | 230 | 1 |  |  |  | Variable-Speed |  |  |  | 48000 | 2222 | 21.6 |  | 60000 | 5328 | 3.3 |  | Non Federally-Regulated | 08/12/2020 | 205767605 | 08/12/2020
ClimateMaster Inc. | CLIMATEMASTER | TSH/V/D048C |  | Ground-Water-Source | WBAHP: Heat Pump Packaged Unit | Heat Pump | 208 | 1 |  |  |  | Single-Speed |  |  |  | 53600 | 2516 | 21.3 |  | 47500 | 3480 | 4 |  | Non Federally-Regulated | 08/12/2020 | 205767512 | 08/12/2020
ClimateMaster Inc. | CLIMATEMASTER | TZV/H036C |  | Water-Source | WBAHP: Heat Pump Packaged Unit | Heat Pump | 230 | 1 |  |  |  | Single-Speed |  |  |  | 34300 | 2271 | 15.1 |  | 42000 | 2675 | 4.6 |  | Federally-Regulated Commercial & Industrial Equipment | 08/12/2020 | 205767556 | 08/12/2020
ClimateMaster Inc. | CLIMATEMASTER | TSL15 B |  | Water-Source | WBAHP: Heat Pump Packaged Unit | Heat Pump | 208 | 1 |  |  |  | Single-Speed |  |  |  | 14600 | 895 | 16.3 |  | 18900 | 1025 | 5.4 |  | Federally-Regulated Commercial & Industrial Equipment | 08/12/2020 | 205767567 | 08/12/2020
ClimateMaster Inc. | CLIMATEMASTER | TRH/V009A |  | Water-Source | WBAHP: Heat Pump Packaged Unit | Heat Pump | 230 | 1 |  |  |  | Single-Speed |  |  |  | 8600 | 641 | 13.4 |  | 11600 | 790 | 4.3 |  | Federally-Regulated Commercial & Industrial Equipment | 08/12/2020 | 205767506 | 08/12/2020
ClimateMaster Inc. | CLIMATEMASTER | TRH/V036A*W/K |  | Ground-Source | WBAHP: Heat Pump Packaged Unit | Heat Pump | 230 | 1 |  |  |  | Single-Speed |  |  |  | 35400 | 2283 | 15.5 |  | 28700 | 2473 | 3.4 |  | Non Federally-Regulated | 08/12/2020 | 205767625 | 08/12/2020
ClimateMaster Inc. | CLIMATEMASTER | TRH/V009A |  | Ground-Source | WBAHP: Heat Pump Packaged Unit | Heat Pump | 230 | 1 |  |  |  | Single-Speed |  |  |  | 9100 | 579 | 15.7 |  | 7800 | 672 | 3.4 |  | Non Federally-Regulated | 08/12/2020 | 205767506 | 08/12/2020
ClimateMaster Inc. | CLIMATEMASTER | TSH/V/D048C |  | Ground-Water-Source | WBAHP: Heat Pump Packaged Unit | Heat Pump | 230 | 1 |  |  |  | Single-Speed |  |  |  | 53600 | 2516 | 21.3 |  | 47500 | 3480 | 4 |  | Non Federally-Regulated | 08/12/2020 | 205767512 | 08/12/2020
ClimateMaster Inc. | CLIMATEMASTER | VEV/H/D1860 |  | Water-Source | WBAHP: Heat Pump Packaged Unit | Heat Pump | 230 | 1 |  |  |  | Variable-Speed |  |  |  | 48000 | 2774 | 17.3 |  | 60000 | 3197 | 5.5 |  | Federally-Regulated Commercial & Industrial Equipment | 08/12/2020 | 205767605 | 08/12/2020
ClimateMaster Inc. | CLIMATEMASTER | TRH/V048A |  | Water-Source | WBAHP: Heat Pump Packaged Unit | Heat Pump | 208 | 1 |  |  |  | Single-Speed |  |  |  | 48000 | 3609 | 13.3 |  | 53600 | 3342 | 4.7 |  | Federally-Regulated Commercial & Industrial Equipment | 08/12/2020 | 205767510 | 08/12/2020
ClimateMaster Inc. | CLIMATEMASTER | VEV/H/D1860 |  | Water-Source | WBAHP: Heat Pump Packaged Unit | Heat Pump | 208 | 1 |  |  |  | Variable-Speed |  |  |  | 48000 | 2774 | 17.3 |  | 60000 | 3197 | 5.5 |  | Federally-Regulated Commercial & Industrial Equipment | 08/12/2020 | 205767605 | 08/12/2020
ClimateMaster Inc. | CLIMATEMASTER | TSM09 C/D B |  | Ground-Source | WBAHP-O: Heat Pump Packaged Un | Heat Pump | 208 | 1 |  |  |  | Single-Speed |  |  |  | 10500 | 589 | 17.8 |  | 7400 | 637 | 3.4 |  | Non Federally-Regulated | 08/12/2020 | 205767597 | 08/12/2020
ClimateMaster Inc. | CLIMATEMASTER | TYV/H024B |  | Ground-Source | WBAHP: Heat Pump Packaged Unit | Heat Pump | 208 | 1 |  |  |  | Multiple-Speed |  |  |  | 24600 | 1537 | 16 |  | 17800 | 1449 | 3.6 |  | Non Federally-Regulated | 08/12/2020 | 205767468 | 08/12/2020
ClimateMaster Inc. | CLIMATEMASTER | TSL18 A |  | Ground-Source | WBAHP: Heat Pump Packaged Unit | Heat Pump | 230 | 1 |  |  |  | Single-Speed |  |  |  | 18600 | 1100 | 16.9 |  | 13100 | 1129 | 3.4 |  | Non Federally-Regulated | 08/12/2020 | 205767568 | 08/12/2020
ClimateMaster Inc. | CLIMATEMASTER | VEV/H/D0930 |  | Water-Source | WBAHP: Heat Pump Packaged Unit | Heat Pump | 230 | 1 |  |  |  | Variable-Speed |  |  |  | 24000 | 1243 | 19.3 |  | 30000 | 1332 | 6.6 |  | Federally-Regulated Commercial & Industrial Equipment | 08/12/2020 | 205767606 | 08/12/2020
ClimateMaster Inc. | CLIMATEMASTER | TRH/V006A |  | Ground-Source | WBAHP: Heat Pump Packaged Unit | Heat Pump | 230 | 1 |  |  |  | Single-Speed |  |  |  | 6200 | 402 | 15.4 |  | 4900 | 463 | 3.1 |  | Non Federally-Regulated | 08/12/2020 | 205767505 | 08/12/2020
ClimateMaster Inc. | CLIMATEMASTER | TES/P049B | TAH049C | Ground-Source | WBAHP-CB: Heat Pump Split Syst | Heat Pump | 208 | 1 | False |  |  | Single-Speed |  |  |  | 48700 | 2881 | 16.9 |  | 35900 | 3006 | 3.5 |  | Non Federally-Regulated | 08/12/2020 | 205767583 | 08/12/2020
ClimateMaster Inc. | CLIMATEMASTER | TRH/V024A*W/K |  | Water-Source | WBAHP: Heat Pump Packaged Unit | Heat Pump | 208 | 1 |  |  |  | Single-Speed |  |  |  | 23600 | 1748 | 13.5 |  | 27500 | 1679 | 4.8 |  | Federally-Regulated Commercial & Industrial Equipment | 08/12/2020 | 205767549 | 08/12/2020
ClimateMaster Inc. | CLIMATEMASTER | TSM12 A/B B |  | Water-Source | WBAHP-O: Heat Pump Packaged Un | Heat Pump | 230 | 1 |  |  |  | Single-Speed |  |  |  | 11400 | 826 | 13.8 |  | 16000 | 919 | 5.1 |  | Federally-Regulated Commercial & Industrial Equipment | 08/12/2020 | 205767598 | 08/12/2020
ClimateMaster Inc. | CLIMATEMASTER | VEV/H/D0930 |  | Water-Source | WBAHP: Heat Pump Packaged Unit | Heat Pump | 208 | 1 |  |  |  | Variable-Speed |  |  |  | 24000 | 1243 | 19.3 |  | 30000 | 1332 | 6.6 |  | Federally-Regulated Commercial & Industrial Equipment | 08/12/2020 | 205767606 | 08/12/2020
ClimateMaster Inc. | CLIMATEMASTER | TSM15 B |  | Ground-Source | WBAHP-O: Heat Pump Packaged Un | Heat Pump | 230 | 1 |  |  |  | Single-Speed |  |  |  | 15500 | 824 | 18.8 |  | 11000 | 895 | 3.6 |  | Non Federally-Regulated | 08/12/2020 | 205767532 | 08/12/2020
ClimateMaster Inc. | CLIMATEMASTER | TES/P026B | TAC026B***A* | Ground-Water-Source | WBAHP-C: Heat Pump Split Syste | Heat Pump | 208 | 1 | False |  |  | Single-Speed |  |  |  | 25200 | 1125 | 22.4 |  | 22300 | 1452 | 4.5 |  | Non Federally-Regulated | 08/12/2020 | 205767588 | 08/12/2020
ClimateMaster Inc. | CLIMATEMASTER | QEV/H/D0930 |  | Ground-Water-Source | WBAHP: Heat Pump Packaged Unit | Heat Pump | 208 | 1 |  |  |  | Variable-Speed |  |  |  | 24000 | 571 | 42 |  | 30000 | 1831 | 4.8 |  | Non Federally-Regulated | 08/12/2020 | 205767615 | 08/12/2020
ClimateMaster Inc. | CLIMATEMASTER | TRH/V006A |  | Ground-Water-Source | WBAHP: Heat Pump Packaged Unit | Heat Pump | 208 | 1 |  |  |  | Single-Speed |  |  |  | 7000 | 331 | 21.1 |  | 6300 | 461 | 4 |  | Non Federally-Regulated | 08/12/2020 | 205767505 | 08/12/2020
ClimateMaster Inc. | CLIMATEMASTER | TRH/V024A*W/K |  | Ground-Source | WBAHP: Heat Pump Packaged Unit | Heat Pump | 208 | 1 |  |  |  | Single-Speed |  |  |  | 24500 | 1531 | 16 |  | 18600 | 1557 | 3.5 |  | Non Federally-Regulated | 08/12/2020 | 205767549 | 08/12/2020
ClimateMaster Inc. | CLIMATEMASTER | TRH/V024A*W/K |  | Ground-Water-Source | WBAHP: Heat Pump Packaged Unit | Heat Pump | 208 | 1 |  |  |  | Single-Speed |  |  |  | 27000 | 1255 | 21.5 |  | 23500 | 1601 | 4.3 |  | Non Federally-Regulated | 08/12/2020 | 205767549 | 08/12/2020
ClimateMaster Inc. | CLIMATEMASTER | TES/P026B | TAC026B***A* | Ground-Source | WBAHP-C: Heat Pump Split Syste | Heat Pump | 230 | 1 | False |  |  | Single-Speed |  |  |  | 24000 | 1379 | 17.4 |  | 18800 | 1412 | 3.9 |  | Non Federally-Regulated | 08/12/2020 | 205767588 | 08/12/2020
ClimateMaster Inc. | CLIMATEMASTER | TSL18 A |  | Ground-Source | WBAHP: Heat Pump Packaged Unit | Heat Pump | 208 | 1 |  |  |  | Single-Speed |  |  |  | 18600 | 1100 | 16.9 |  | 13100 | 1129 | 3.4 |  | Non Federally-Regulated | 08/12/2020 | 205767568 | 08/12/2020
ClimateMaster Inc. | CLIMATEMASTER | TCH/V024A |  | Ground-Water-Source | WBAHP: Heat Pump Packaged Unit | Heat Pump | 208 | 1 |  |  |  | Single-Speed |  |  |  | 27000 | 1317 | 20.5 |  | 23500 | 1679 | 4.1 |  | Non Federally-Regulated | 08/12/2020 | 205767478 | 08/12/2020
ClimateMaster Inc. | CLIMATEMASTER | TES/P049B | TAH049C | Ground-Source | WBAHP-CB: Heat Pump Split Syst | Heat Pump | 230 | 1 | False |  |  | Single-Speed |  |  |  | 48700 | 2881 | 16.9 |  | 35900 | 3006 | 3.5 |  | Non Federally-Regulated | 08/12/2020 | 205767583 | 08/12/2020
ClimateMaster Inc. | CLIMATEMASTER | TSM09 A |  | Water-Source | WBAHP-O: Heat Pump Packaged Un | Heat Pump | 208 | 1 |  |  |  | Single-Speed |  |  |  | 9200 | 681 | 13.5 |  | 12200 | 715 | 5 |  | Federally-Regulated Commercial & Industrial Equipment | 08/12/2020 | 205767527 | 08/12/2020
ClimateMaster Inc. | CLIMATEMASTER | TCH/V012A |  | Ground-Source | WBAHP: Heat Pump Packaged Unit | Heat Pump | 208 | 1 |  |  |  | Single-Speed |  |  |  | 12000 | 839 | 14.3 |  | 10000 | 915 | 3.2 |  | Non Federally-Regulated | 08/12/2020 | 205767495 | 08/12/2020
ClimateMaster Inc. | CLIMATEMASTER | TRH/V006A |  | Ground-Water-Source | WBAHP: Heat Pump Packaged Unit | Heat Pump | 230 | 1 |  |  |  | Single-Speed |  |  |  | 7000 | 331 | 21.1 |  | 6300 | 461 | 4 |  | Non Federally-Regulated | 08/12/2020 | 205767505 | 08/12/2020
ClimateMaster Inc. | CLIMATEMASTER | TSM12 A/B B |  | Water-Source | WBAHP-O: Heat Pump Packaged Un | Heat Pump | 208 | 1 |  |  |  | Single-Speed |  |  |  | 11400 | 826 | 13.8 |  | 16000 | 919 | 5.1 |  | Federally-Regulated Commercial & Industrial Equipment | 08/12/2020 | 205767598 | 08/12/2020
ClimateMaster Inc. | CLIMATEMASTER | TSH/V/D042C*K |  | Ground-Water-Source | WBAHP: Heat Pump Packaged Unit | Heat Pump | 230 | 1 |  |  |  | Single-Speed |  |  |  | 44400 | 1505 | 29.5 |  | 35200 | 1983 | 5.2 |  | Non Federally-Regulated | 08/12/2020 | 205767520 | 08/12/2020
ClimateMaster Inc. | CLIMATEMASTER | TRH/V006A |  | Water-Source | WBAHP: Heat Pump Packaged Unit | Heat Pump | 208 | 1 |  |  |  | Single-Speed |  |  |  | 5800 | 439 | 13.2 |  | 7500 | 467 | 4.7 |  | Federally-Regulated Commercial & Industrial Equipment | 08/12/2020 | 205767505 | 08/12/2020
ClimateMaster Inc. | CLIMATEMASTER | TSL24 B |  | Water-Source | WBAHP: Heat Pump Packaged Unit | Heat Pump | 208 | 1 |  |  |  | Single-Speed |  |  |  | 25000 | 1524 | 16.4 |  | 30500 | 1686 | 5.3 |  | Federally-Regulated Commercial & Industrial Equipment | 08/12/2020 | 205767571 | 08/12/2020
ClimateMaster Inc. | CLIMATEMASTER | TCH/V012A |  | Ground-Water-Source | WBAHP: Heat Pump Packaged Unit | Heat Pump | 230 | 1 |  |  |  | Single-Speed |  |  |  | 13500 | 703 | 19.2 |  | 12100 | 958 | 3.7 |  | Non Federally-Regulated | 08/12/2020 | 205767495 | 08/12/2020
ClimateMaster Inc. | CLIMATEMASTER | TSL18 A |  | Water-Source | WBAHP: Heat Pump Packaged Unit | Heat Pump | 208 | 1 |  |  |  | Single-Speed |  |  |  | 16800 | 1272 | 13.2 |  | 22800 | 1336 | 5 |  | Federally-Regulated Commercial & Industrial Equipment | 08/12/2020 | 205767568 | 08/12/2020
ClimateMaster Inc. | CLIMATEMASTER | TRH/V024A*W/K |  | Ground-Water-Source | WBAHP: Heat Pump Packaged Unit | Heat Pump | 230 | 1 |  |  |  | Single-Speed |  |  |  | 27000 | 1255 | 21.5 |  | 23500 | 1601 | 4.3 |  | Non Federally-Regulated | 08/12/2020 | 205767549 | 08/12/2020
ClimateMaster Inc. | CLIMATEMASTER | TRH/V024A*W/K |  | Ground-Source | WBAHP: Heat Pump Packaged Unit | Heat Pump | 230 | 1 |  |  |  | Single-Speed |  |  |  | 24500 | 1531 | 16 |  | 18600 | 1557 | 3.5 |  | Non Federally-Regulated | 08/12/2020 | 205767549 | 08/12/2020
ClimateMaster Inc. | CLIMATEMASTER | QEV/H/D0930 |  | Water-Source | WBAHP: Heat Pump Packaged Unit | Heat Pump | 230 | 1 |  |  |  | Variable-Speed |  |  |  | 24000 | 1243 | 19.3 |  | 30000 | 1332 | 6.6 |  | Federally-Regulated Commercial & Industrial Equipment | 08/12/2020 | 205767615 | 08/12/2020
ClimateMaster Inc. | CLIMATEMASTER | TCH/V024A |  | Ground-Water-Source | WBAHP: Heat Pump Packaged Unit | Heat Pump | 230 | 1 |  |  |  | Single-Speed |  |  |  | 27000 | 1317 | 20.5 |  | 23500 | 1679 | 4.1 |  | Non Federally-Regulated | 08/12/2020 | 205767478 | 08/12/2020
ClimateMaster Inc. | CLIMATEMASTER | TSM12 A/B B |  | Ground-Source | WBAHP-O: Heat Pump Packaged Un | Heat Pump | 230 | 1 |  |  |  | Single-Speed |  |  |  | 12200 | 762 | 16 |  | 9700 | 861 | 3.3 |  | Non Federally-Regulated | 08/12/2020 | 205767598 | 08/12/2020
ClimateMaster Inc. | CLIMATEMASTER | TES/P049B | TAH049C | Ground-Water-Source | WBAHP-CB: Heat Pump Split Syst | Heat Pump | 230 | 1 | False |  |  | Single-Speed |  |  |  | 52800 | 2295 | 23 |  | 45900 | 3202 | 4.2 |  | Non Federally-Regulated | 08/12/2020 | 205767583 | 08/12/2020
ClimateMaster Inc. | CLIMATEMASTER | TSH/V/D042C*K |  | Water-Source | WBAHP: Heat Pump Packaged Unit | Heat Pump | 230 | 1 |  |  |  | Single-Speed |  |  |  | 39400 | 2010 | 19.6 |  | 45100 | 2202 | 6 |  | Federally-Regulated Commercial & Industrial Equipment | 08/12/2020 | 205767520 | 08/12/2020
ClimateMaster Inc. | CLIMATEMASTER | TSL24 B |  | Water-Source | WBAHP: Heat Pump Packaged Unit | Heat Pump | 230 | 1 |  |  |  | Single-Speed |  |  |  | 25000 | 1524 | 16.4 |  | 30500 | 1686 | 5.3 |  | Federally-Regulated Commercial & Industrial Equipment | 08/12/2020 | 205767571 | 08/12/2020
ClimateMaster Inc. | CLIMATEMASTER | TSH/V/D018B |  | Water-Source | WBAHP: Heat Pump Packaged Unit | Heat Pump | 208 | 1 |  |  |  | Single-Speed |  |  |  | 18600 | 1240 | 15 |  | 23000 | 1296 | 5.2 |  | Federally-Regulated Commercial & Industrial Equipment | 08/12/2020 | 205767489 | 08/12/2020
ClimateMaster Inc. | CLIMATEMASTER | TYV/H024B |  | Ground-Water-Source | WBAHP: Heat Pump Packaged Unit | Heat Pump | 230 | 1 |  |  |  | Multiple-Speed |  |  |  | 26500 | 1221 | 21.7 |  | 23000 | 1644 | 4.1 |  | Non Federally-Regulated | 08/12/2020 | 205767468 | 08/12/2020
ClimateMaster Inc. | CLIMATEMASTER | TSH/V/D042C*K |  | Ground-Source | WBAHP: Heat Pump Packaged Unit | Heat Pump | 208 | 1 |  |  |  | Single-Speed |  |  |  | 40700 | 1858 | 21.9 |  | 27400 | 1958 | 4.1 |  | Non Federally-Regulated | 08/12/2020 | 205767520 | 08/12/2020
ClimateMaster Inc. | CLIMATEMASTER | TSM15 B |  | Water-Source | WBAHP-O: Heat Pump Packaged Un | Heat Pump | 208 | 1 |  |  |  | Single-Speed |  |  |  | 14600 | 918 | 15.9 |  | 17500 | 967 | 5.3 |  | Federally-Regulated Commercial & Industrial Equipment | 08/12/2020 | 205767532 | 08/12/2020
ClimateMaster Inc. | CLIMATEMASTER | TCH/V012A |  | Ground-Source | WBAHP: Heat Pump Packaged Unit | Heat Pump | 230 | 1 |  |  |  | Single-Speed |  |  |  | 12000 | 839 | 14.3 |  | 10000 | 915 | 3.2 |  | Non Federally-Regulated | 08/12/2020 | 205767495 | 08/12/2020
ClimateMaster Inc. | CLIMATEMASTER | TSM15 A |  | Ground-Source | WBAHP-O: Heat Pump Packaged Un | Heat Pump | 230 | 1 |  |  |  | Single-Speed |  |  |  | 15200 | 974 | 15.6 |  | 11500 | 1021 | 3.3 |  | Non Federally-Regulated | 08/12/2020 | 205767531 | 08/12/2020
ClimateMaster Inc. | CLIMATEMASTER | TSM15 A |  | Water-Source | WBAHP-O: Heat Pump Packaged Un | Heat Pump | 208 | 1 |  |  |  | Single-Speed |  |  |  | 14300 | 1075 | 13.3 |  | 18000 | 1099 | 4.8 |  | Federally-Regulated Commercial & Industrial Equipment | 08/12/2020 | 205767531 | 08/12/2020
ClimateMaster Inc. | CLIMATEMASTER | VEV/H/D0930 |  | Ground-Water-Source | WBAHP: Heat Pump Packaged Unit | Heat Pump | 230 | 1 |  |  |  | Variable-Speed |  |  |  | 24000 | 571 | 42 |  | 30000 | 1831 | 4.8 |  | Non Federally-Regulated | 08/12/2020 | 205767606 | 08/12/2020
ClimateMaster Inc. | CLIMATEMASTER | TCH/V012A |  | Water-Source | WBAHP: Heat Pump Packaged Unit | Heat Pump | 230 | 1 |  |  |  | Single-Speed |  |  |  | 11100 | 888 | 12.5 |  | 14700 | 1001 | 4.3 |  | Federally-Regulated Commercial & Industrial Equipment | 08/12/2020 | 205767495 | 08/12/2020
ClimateMaster Inc. | CLIMATEMASTER | TSH/V/D042C*K |  | Ground-Water-Source | WBAHP: Heat Pump Packaged Unit | Heat Pump | 208 | 1 |  |  |  | Single-Speed |  |  |  | 44400 | 1505 | 29.5 |  | 35200 | 1983 | 5.2 |  | Non Federally-Regulated | 08/12/2020 | 205767520 | 08/12/2020
ClimateMaster Inc. | CLIMATEMASTER | TSH/V/D018B |  | Ground-Water-Source | WBAHP: Heat Pump Packaged Unit | Heat Pump | 208 | 1 |  |  |  | Single-Speed |  |  |  | 21300 | 858 | 24.8 |  | 18600 | 1211 | 4.5 |  | Non Federally-Regulated | 08/12/2020 | 205767489 | 08/12/2020
ClimateMaster Inc. | CLIMATEMASTER | TSH/V/D018B |  | Water-Source | WBAHP: Heat Pump Packaged Unit | Heat Pump | 230 | 1 |  |  |  | Single-Speed |  |  |  | 18600 | 1240 | 15 |  | 23000 | 1296 | 5.2 |  | Federally-Regulated Commercial & Industrial Equipment | 08/12/2020 | 205767489 | 08/12/2020
ClimateMaster Inc. | CLIMATEMASTER | TYV/H024B |  | Ground-Water-Source | WBAHP: Heat Pump Packaged Unit | Heat Pump | 208 | 1 |  |  |  | Multiple-Speed |  |  |  | 26500 | 1221 | 21.7 |  | 23000 | 1644 | 4.1 |  | Non Federally-Regulated | 08/12/2020 | 205767468 | 08/12/2020
ClimateMaster Inc. | CLIMATEMASTER | TCH/V012A |  | Water-Source | WBAHP: Heat Pump Packaged Unit | Heat Pump | 208 | 1 |  |  |  | Single-Speed |  |  |  | 11100 | 888 | 12.5 |  | 14700 | 1001 | 4.3 |  | Federally-Regulated Commercial & Industrial Equipment | 08/12/2020 | 205767495 | 08/12/2020
ClimateMaster Inc. | CLIMATEMASTER | TCH/V024A |  | Ground-Source | WBAHP: Heat Pump Packaged Unit | Heat Pump | 208 | 1 |  |  |  | Single-Speed |  |  |  | 24500 | 1633 | 15 |  | 18600 | 1651 | 3.3 |  | Non Federally-Regulated | 08/12/2020 | 205767478 | 08/12/2020
ClimateMaster Inc. | CLIMATEMASTER | QEV/H/D0930 |  | Ground-Source | WBAHP: Heat Pump Packaged Unit | Heat Pump | 208 | 1 |  |  |  | Variable-Speed |  |  |  | 24000 | 987 | 24.3 |  | 30000 | 2442 | 3.6 |  | Non Federally-Regulated | 08/12/2020 | 205767615 | 08/12/2020
ClimateMaster Inc. | CLIMATEMASTER | TRH/V006A |  | Ground-Source | WBAHP: Heat Pump Packaged Unit | Heat Pump | 208 | 1 |  |  |  | Single-Speed |  |  |  | 6200 | 402 | 15.4 |  | 4900 | 463 | 3.1 |  | Non Federally-Regulated | 08/12/2020 | 205767505 | 08/12/2020
ClimateMaster Inc. | CLIMATEMASTER | TSM09 A |  | Ground-Source | WBAHP-O: Heat Pump Packaged Un | Heat Pump | 208 | 1 |  |  |  | Single-Speed |  |  |  | 9700 | 651 | 14.9 |  | 7100 | 650 | 3.2 |  | Non Federally-Regulated | 08/12/2020 | 205767527 | 08/12/2020
ClimateMaster Inc. | CLIMATEMASTER | QEV/H/D0930 |  | Ground-Source | WBAHP: Heat Pump Packaged Unit | Heat Pump | 230 | 1 |  |  |  | Variable-Speed |  |  |  | 24000 | 987 | 24.3 |  | 30000 | 2442 | 3.6 |  | Non Federally-Regulated | 08/12/2020 | 205767615 | 08/12/2020
ClimateMaster Inc. | CLIMATEMASTER | TYV/H024B |  | Water-Source | WBAHP: Heat Pump Packaged Unit | Heat Pump | 230 | 1 |  |  |  | Multiple-Speed |  |  |  | 23700 | 1657 | 14.3 |  | 28000 | 1783 | 4.6 |  | Federally-Regulated Commercial & Industrial Equipment | 08/12/2020 | 205767468 | 08/12/2020
ClimateMaster Inc. | CLIMATEMASTER | TSM12 A/B B |  | Ground-Source | WBAHP-O: Heat Pump Packaged Un | Heat Pump | 208 | 1 |  |  |  | Single-Speed |  |  |  | 12200 | 762 | 16 |  | 9700 | 861 | 3.3 |  | Non Federally-Regulated | 08/12/2020 | 205767598 | 08/12/2020
ClimateMaster Inc. | CLIMATEMASTER | TES/P026B | TAC026B***A* | Ground-Water-Source | WBAHP-C: Heat Pump Split Syste | Heat Pump | 230 | 1 | False |  |  | Single-Speed |  |  |  | 25200 | 1125 | 22.4 |  | 22300 | 1452 | 4.5 |  | Non Federally-Regulated | 08/12/2020 | 205767588 | 08/12/2020
ClimateMaster Inc. | CLIMATEMASTER | QEV/H/D0930 |  | Ground-Water-Source | WBAHP: Heat Pump Packaged Unit | Heat Pump | 230 | 1 |  |  |  | Variable-Speed |  |  |  | 24000 | 571 | 42 |  | 30000 | 1831 | 4.8 |  | Non Federally-Regulated | 08/12/2020 | 205767615 | 08/12/2020
ClimateMaster Inc. | CLIMATEMASTER | TSM15 A |  | Ground-Source | WBAHP-O: Heat Pump Packaged Un | Heat Pump | 208 | 1 |  |  |  | Single-Speed |  |  |  | 15200 | 974 | 15.6 |  | 11500 | 1021 | 3.3 |  | Non Federally-Regulated | 08/12/2020 | 205767531 | 08/12/2020
ClimateMaster Inc. | CLIMATEMASTER | TSM30 A |  | Water-Source | WBAHP-O: Heat Pump Packaged Un | Heat Pump | 230 | 1 |  |  |  | Single-Speed |  |  |  | 27500 | 2052 | 13.4 |  | 34500 | 2151 | 4.7 |  | Federally-Regulated Commercial & Industrial Equipment | 08/12/2020 | 205767537 | 08/12/2020
ClimateMaster Inc. | CLIMATEMASTER | TSL24 B |  | Ground-Source | WBAHP: Heat Pump Packaged Unit | Heat Pump | 230 | 1 |  |  |  | Single-Speed |  |  |  | 26500 | 1365 | 19.4 |  | 18500 | 1506 | 3.6 |  | Non Federally-Regulated | 08/12/2020 | 205767571 | 08/12/2020
ClimateMaster Inc. | CLIMATEMASTER | TSM09 A |  | Water-Source | WBAHP-O: Heat Pump Packaged Un | Heat Pump | 230 | 1 |  |  |  | Single-Speed |  |  |  | 9200 | 681 | 13.5 |  | 12200 | 715 | 5 |  | Federally-Regulated Commercial & Industrial Equipment | 08/12/2020 | 205767527 | 08/12/2020
ClimateMaster Inc. | CLIMATEMASTER | TSM09 A |  | Ground-Source | WBAHP-O: Heat Pump Packaged Un | Heat Pump | 230 | 1 |  |  |  | Single-Speed |  |  |  | 9700 | 651 | 14.9 |  | 7100 | 650 | 3.2 |  | Non Federally-Regulated | 08/12/2020 | 205767527 | 08/12/2020
ClimateMaster Inc. | CLIMATEMASTER | TRH/V024A*W/K |  | Water-Source | WBAHP: Heat Pump Packaged Unit | Heat Pump | 230 | 1 |  |  |  | Single-Speed |  |  |  | 23600 | 1748 | 13.5 |  | 27500 | 1679 | 4.8 |  | Federally-Regulated Commercial & Industrial Equipment | 08/12/2020 | 205767549 | 08/12/2020
ClimateMaster Inc. | CLIMATEMASTER | TSM30 A |  | Water-Source | WBAHP-O: Heat Pump Packaged Un | Heat Pump | 208 | 1 |  |  |  | Single-Speed |  |  |  | 27500 | 2052 | 13.4 |  | 34500 | 2151 | 4.7 |  | Federally-Regulated Commercial & Industrial Equipment | 08/12/2020 | 205767537 | 08/12/2020
ClimateMaster Inc. | CLIMATEMASTER | TES/P049B | TAH049C | Ground-Water-Source | WBAHP-CB: Heat Pump Split Syst | Heat Pump | 208 | 1 | False |  |  | Single-Speed |  |  |  | 52800 | 2295 | 23 |  | 45900 | 3202 | 4.2 |  | Non Federally-Regulated | 08/12/2020 | 205767583 | 08/12/2020
ClimateMaster Inc. | CLIMATEMASTER | TCH/V024A |  | Water-Source | WBAHP: Heat Pump Packaged Unit | Heat Pump | 230 | 1 |  |  |  | Single-Speed |  |  |  | 23600 | 1815 | 13 |  | 27500 | 1752 | 4.6 |  | Federally-Regulated Commercial & Industrial Equipment | 08/12/2020 | 205767478 | 08/12/2020
ClimateMaster Inc. | CLIMATEMASTER | TSH/V/D018B |  | Ground-Water-Source | WBAHP: Heat Pump Packaged Unit | Heat Pump | 230 | 1 |  |  |  | Single-Speed |  |  |  | 21300 | 858 | 24.8 |  | 18600 | 1211 | 4.5 |  | Non Federally-Regulated | 08/12/2020 | 205767489 | 08/12/2020
ClimateMaster Inc. | CLIMATEMASTER | TYV/H024B |  | Water-Source | WBAHP: Heat Pump Packaged Unit | Heat Pump | 208 | 1 |  |  |  | Multiple-Speed |  |  |  | 23700 | 1657 | 14.3 |  | 28000 | 1783 | 4.6 |  | Federally-Regulated Commercial & Industrial Equipment | 08/12/2020 | 205767468 | 08/12/2020
ClimateMaster Inc. | CLIMATEMASTER | VEV/H/D0930 |  | Ground-Water-Source | WBAHP: Heat Pump Packaged Unit | Heat Pump | 208 | 1 |  |  |  | Variable-Speed |  |  |  | 24000 | 571 | 42 |  | 30000 | 1831 | 4.8 |  | Non Federally-Regulated | 08/12/2020 | 205767606 | 08/12/2020
ClimateMaster Inc. | CLIMATEMASTER | TYV/H024B |  | Ground-Source | WBAHP: Heat Pump Packaged Unit | Heat Pump | 230 | 1 |  |  |  | Multiple-Speed |  |  |  | 24600 | 1537 | 16 |  | 17800 | 1449 | 3.6 |  | Non Federally-Regulated | 08/12/2020 | 205767468 | 08/12/2020
ClimateMaster Inc. | CLIMATEMASTER | TCH/V024A |  | Ground-Source | WBAHP: Heat Pump Packaged Unit | Heat Pump | 230 | 1 |  |  |  | Single-Speed |  |  |  | 24500 | 1633 | 15 |  | 18600 | 1651 | 3.3 |  | Non Federally-Regulated | 08/12/2020 | 205767478 | 08/12/2020
ClimateMaster Inc. | CLIMATEMASTER | TSM15 B |  | Ground-Source | WBAHP-O: Heat Pump Packaged Un | Heat Pump | 208 | 1 |  |  |  | Single-Speed |  |  |  | 15500 | 824 | 18.8 |  | 11000 | 895 | 3.6 |  | Non Federally-Regulated | 08/12/2020 | 205767532 | 08/12/2020
ClimateMaster Inc. | CLIMATEMASTER | VEV/H/D0930 |  | Ground-Source | WBAHP: Heat Pump Packaged Unit | Heat Pump | 208 | 1 |  |  |  | Variable-Speed |  |  |  | 24000 | 987 | 24.3 |  | 30000 | 2442 | 3.6 |  | Non Federally-Regulated | 08/12/2020 | 205767606 | 08/12/2020
ClimateMaster Inc. | CLIMATEMASTER | TSL24 B |  | Ground-Source | WBAHP: Heat Pump Packaged Unit | Heat Pump | 208 | 1 |  |  |  | Single-Speed |  |  |  | 26500 | 1365 | 19.4 |  | 18500 | 1506 | 3.6 |  | Non Federally-Regulated | 08/12/2020 | 205767571 | 08/12/2020
ClimateMaster Inc. | CLIMATEMASTER | TSM15 B |  | Water-Source | WBAHP-O: Heat Pump Packaged Un | Heat Pump | 230 | 1 |  |  |  | Single-Speed |  |  |  | 14600 | 918 | 15.9 |  | 17500 | 967 | 5.3 |  | Federally-Regulated Commercial & Industrial Equipment | 08/12/2020 | 205767532 | 08/12/2020
ClimateMaster Inc. | CLIMATEMASTER | TSH/V/D042C*K |  | Water-Source | WBAHP: Heat Pump Packaged Unit | Heat Pump | 208 | 1 |  |  |  | Single-Speed |  |  |  | 39400 | 2010 | 19.6 |  | 45100 | 2202 | 6 |  | Federally-Regulated Commercial & Industrial Equipment | 08/12/2020 | 205767520 | 08/12/2020
ClimateMaster Inc. | CLIMATEMASTER | TES/P026B | TAC026B***A* | Ground-Source | WBAHP-C: Heat Pump Split Syste | Heat Pump | 208 | 1 | False |  |  | Single-Speed |  |  |  | 24000 | 1379 | 17.4 |  | 18800 | 1412 | 3.9 |  | Non Federally-Regulated | 08/12/2020 | 205767588 | 08/12/2020
ClimateMaster Inc. | CLIMATEMASTER | VEV/H/D0930 |  | Ground-Source | WBAHP: Heat Pump Packaged Unit | Heat Pump | 230 | 1 |  |  |  | Variable-Speed |  |  |  | 24000 | 987 | 24.3 |  | 30000 | 2442 | 3.6 |  | Non Federally-Regulated | 08/12/2020 | 205767606 | 08/12/2020
ClimateMaster Inc. | CLIMATEMASTER | QEV/H/D0930 |  | Water-Source | WBAHP: Heat Pump Packaged Unit | Heat Pump | 208 | 1 |  |  |  | Variable-Speed |  |  |  | 24000 | 1243 | 19.3 |  | 30000 | 1332 | 6.6 |  | Federally-Regulated Commercial & Industrial Equipment | 08/12/2020 | 205767615 | 08/12/2020
ClimateMaster Inc. | CLIMATEMASTER | TSH/V/D042C*K |  | Ground-Source | WBAHP: Heat Pump Packaged Unit | Heat Pump | 230 | 1 |  |  |  | Single-Speed |  |  |  | 40700 | 1858 | 21.9 |  | 27400 | 1958 | 4.1 |  | Non Federally-Regulated | 08/12/2020 | 205767520 | 08/12/2020
ClimateMaster Inc. | CLIMATEMASTER | TRH/V006A |  | Water-Source | WBAHP: Heat Pump Packaged Unit | Heat Pump | 230 | 1 |  |  |  | Single-Speed |  |  |  | 5800 | 439 | 13.2 |  | 7500 | 467 | 4.7 |  | Federally-Regulated Commercial & Industrial Equipment | 08/12/2020 | 205767505 | 08/12/2020
ClimateMaster Inc. | CLIMATEMASTER | TSH/V/D018B |  | Ground-Source | WBAHP: Heat Pump Packaged Unit | Heat Pump | 230 | 1 |  |  |  | Single-Speed |  |  |  | 19500 | 1059 | 18.4 |  | 14500 | 1180 | 3.6 |  | Non Federally-Regulated | 08/12/2020 | 205767489 | 08/12/2020
ClimateMaster Inc. | CLIMATEMASTER | TZV/H060C |  | Ground-Source | WBAHP: Heat Pump Packaged Unit | Heat Pump | 230 | 1 |  |  |  | Single-Speed |  |  |  | 63200 | 3653 | 17.3 |  | 43700 | 3557 | 3.6 |  | Non Federally-Regulated | 08/12/2020 | 205767559 | 08/12/2020
ClimateMaster Inc. | CLIMATEMASTER | TCH/V024A |  | Water-Source | WBAHP: Heat Pump Packaged Unit | Heat Pump | 208 | 1 |  |  |  | Single-Speed |  |  |  | 23600 | 1815 | 13 |  | 27500 | 1752 | 4.6 |  | Federally-Regulated Commercial & Industrial Equipment | 08/12/2020 | 205767478 | 08/12/2020
ClimateMaster Inc. | CLIMATEMASTER | TZV/H060C |  | Ground-Source | WBAHP: Heat Pump Packaged Unit | Heat Pump | 208 | 1 |  |  |  | Single-Speed |  |  |  | 63200 | 3653 | 17.3 |  | 43700 | 3557 | 3.6 |  | Non Federally-Regulated | 08/12/2020 | 205767559 | 08/12/2020
ClimateMaster Inc. | CLIMATEMASTER | TSM15 A |  | Water-Source | WBAHP-O: Heat Pump Packaged Un | Heat Pump | 230 | 1 |  |  |  | Single-Speed |  |  |  | 14300 | 1075 | 13.3 |  | 18000 | 1099 | 4.8 |  | Federally-Regulated Commercial & Industrial Equipment | 08/12/2020 | 205767531 | 08/12/2020
ClimateMaster Inc. | CLIMATEMASTER | TCH/V012A |  | Ground-Water-Source | WBAHP: Heat Pump Packaged Unit | Heat Pump | 208 | 1 |  |  |  | Single-Speed |  |  |  | 13500 | 703 | 19.2 |  | 12100 | 958 | 3.7 |  | Non Federally-Regulated | 08/12/2020 | 205767495 | 08/12/2020
ClimateMaster Inc. | CLIMATEMASTER | TSH/V/D018B |  | Ground-Source | WBAHP: Heat Pump Packaged Unit | Heat Pump | 208 | 1 |  |  |  | Single-Speed |  |  |  | 19500 | 1059 | 18.4 |  | 14500 | 1180 | 3.6 |  | Non Federally-Regulated | 08/12/2020 | 205767489 | 08/12/2020
ClimateMaster Inc. | CLIMATEMASTER | TSL18 A |  | Water-Source | WBAHP: Heat Pump Packaged Unit | Heat Pump | 230 | 1 |  |  |  | Single-Speed |  |  |  | 16800 | 1272 | 13.2 |  | 22800 | 1336 | 5 |  | Federally-Regulated Commercial & Industrial Equipment | 08/12/2020 | 205767568 | 08/12/2020
ClimateMaster Inc. | CLIMATEMASTER | TRC12 |  | Ground-Water-Source | WBAHP-O: Heat Pump Packaged Un | Heat Pump | 230 | 1 |  |  |  | Single-Speed |  |  |  | 12500 | 668 | 18.7 |  | 11800 | 886 | 3.9 |  | Non Federally-Regulated | 08/12/2020 | 205767503 | 08/12/2020
ClimateMaster Inc. | CLIMATEMASTER | TRH/V060A |  | Water-Source | WBAHP: Heat Pump Packaged Unit | Heat Pump | 230 | 1 |  |  |  | Single-Speed |  |  |  | 59500 | 4576 | 13 |  | 72000 | 4907 | 4.3 |  | Federally-Regulated Commercial & Industrial Equipment | 08/12/2020 | 205767511 | 08/12/2020
ClimateMaster Inc. | CLIMATEMASTER | TRH/V060A |  | Ground-Source | WBAHP: Heat Pump Packaged Unit | Heat Pump | 208 | 1 |  |  |  | Single-Speed |  |  |  | 61500 | 4241 | 14.5 |  | 49200 | 4369 | 3.3 |  | Non Federally-Regulated | 08/12/2020 | 205767511 | 08/12/2020
ClimateMaster Inc. | CLIMATEMASTER | TYV/H048 |  | Ground-Source | WBAHP: Heat Pump Packaged Unit | Heat Pump | 208 | 1 |  |  |  | Dual-Speed |  |  |  | 48100 | 3103 | 15.5 |  | 35600 | 2819 | 3.7 |  | Non Federally-Regulated | 08/12/2020 | 205767472 | 08/12/2020
ClimateMaster Inc. | CLIMATEMASTER | TRH/V060A |  | Water-Source | WBAHP: Heat Pump Packaged Unit | Heat Pump | 208 | 1 |  |  |  | Single-Speed |  |  |  | 59500 | 4576 | 13 |  | 72000 | 4907 | 4.3 |  | Federally-Regulated Commercial & Industrial Equipment | 08/12/2020 | 205767511 | 08/12/2020
ClimateMaster Inc. | CLIMATEMASTER | TSH/V/D048C*K |  | Ground-Water-Source | WBAHP: Heat Pump Packaged Unit | Heat Pump | 230 | 1 |  |  |  | Single-Speed |  |  |  | 53700 | 2246 | 23.9 |  | 45700 | 3043 | 4.4 |  | Non Federally-Regulated | 08/12/2020 | 205767521 | 08/12/2020
ClimateMaster Inc. | CLIMATEMASTER | TSM24 A |  | Ground-Source | WBAHP-O: Heat Pump Packaged Un | Heat Pump | 208 | 1 |  |  |  | Single-Speed |  |  |  | 26500 | 1577 | 16.8 |  | 18400 | 1586 | 3.4 |  | Non Federally-Regulated | 08/12/2020 | 205767535 | 08/12/2020
ClimateMaster Inc. | CLIMATEMASTER | TRH/V060A*W/K |  | Water-Source | WBAHP: Heat Pump Packaged Unit | Heat Pump | 230 | 1 |  |  |  | Single-Speed |  |  |  | 59500 | 4075 | 14.6 |  | 72000 | 4795 | 4.4 |  | Federally-Regulated Commercial & Industrial Equipment | 08/12/2020 | 205767553 | 08/12/2020
ClimateMaster Inc. | CLIMATEMASTER | TSH/V/D060C |  | Water-Source | WBAHP: Heat Pump Packaged Unit | Heat Pump | 208 | 1 |  |  |  | Single-Speed |  |  |  | 62400 | 3924 | 15.9 |  | 73900 | 4331 | 5 |  | Federally-Regulated Commercial & Industrial Equipment | 08/12/2020 | 205767522 | 08/12/2020
ClimateMaster Inc. | CLIMATEMASTER | TRH/V018A |  | Water-Source | WBAHP: Heat Pump Packaged Unit | Heat Pump | 230 | 1 |  |  |  | Single-Speed |  |  |  | 18700 | 1335 | 14 |  | 21800 | 1277 | 5 |  | Federally-Regulated Commercial & Industrial Equipment | 08/12/2020 | 205767509 | 08/12/2020
ClimateMaster Inc. | CLIMATEMASTER | TSH/V006A |  | Water-Source | WBAHP: Heat Pump Packaged Unit | Heat Pump | 230 | 1 |  |  |  | Single-Speed |  |  |  | 6300 | 401 | 15.7 |  | 8000 | 434 | 5.4 |  | Federally-Regulated Commercial & Industrial Equipment | 08/12/2020 | 205767488 | 08/12/2020
ClimateMaster Inc. | CLIMATEMASTER | TSH/V/D060C |  | Water-Source | WBAHP: Heat Pump Packaged Unit | Heat Pump | 230 | 1 |  |  |  | Single-Speed |  |  |  | 62400 | 3924 | 15.9 |  | 73900 | 4331 | 5 |  | Federally-Regulated Commercial & Industrial Equipment | 08/12/2020 | 205767522 | 08/12/2020
ClimateMaster Inc. | CLIMATEMASTER | TSM30 B |  | Water-Source | WBAHP-O: Heat Pump Packaged Un | Heat Pump | 230 | 1 |  |  |  | Single-Speed |  |  |  | 28000 | 1854 | 15.1 |  | 34500 | 2022 | 5 |  | Federally-Regulated Commercial & Industrial Equipment | 08/12/2020 | 205767538 | 08/12/2020
ClimateMaster Inc. | CLIMATEMASTER | TYV/H048 |  | Ground-Source | WBAHP: Heat Pump Packaged Unit | Heat Pump | 230 | 1 |  |  |  | Dual-Speed |  |  |  | 48100 | 3103 | 15.5 |  | 35600 | 2819 | 3.7 |  | Non Federally-Regulated | 08/12/2020 | 205767472 | 08/12/2020
ClimateMaster Inc. | CLIMATEMASTER | TSH/V/D048C*K |  | Ground-Source | WBAHP: Heat Pump Packaged Unit | Heat Pump | 230 | 1 |  |  |  | Single-Speed |  |  |  | 50600 | 2691 | 18.8 |  | 36100 | 2859 | 3.7 |  | Non Federally-Regulated | 08/12/2020 | 205767521 | 08/12/2020
ClimateMaster Inc. | CLIMATEMASTER | TSH/V006A |  | Ground-Source | WBAHP: Heat Pump Packaged Unit | Heat Pump | 208 | 1 |  |  |  | Single-Speed |  |  |  | 6700 | 362 | 18.5 |  | 4800 | 413 | 3.4 |  | Non Federally-Regulated | 08/12/2020 | 205767488 | 08/12/2020
ClimateMaster Inc. | CLIMATEMASTER | TES/P038B | TAC038B | Ground-Source | WBAHP-C: Heat Pump Split Syste | Heat Pump | 208 | 1 | False |  |  | Single-Speed |  |  |  | 38000 | 2196 | 17.3 |  | 26600 | 2106 | 3.7 |  | Non Federally-Regulated | 08/12/2020 | 205767626 | 08/12/2020
ClimateMaster Inc. | CLIMATEMASTER | TZV/H048D |  | Water-Source | WBAHP: Heat Pump Packaged Unit | Heat Pump | 230 | 1 |  |  |  | Dual-Speed |  |  |  | 45900 | 3278 | 14 |  | 53800 | 3217 | 4.9 |  | Federally-Regulated Commercial & Industrial Equipment | 08/12/2020 | 205767611 | 08/12/2020
ClimateMaster Inc. | CLIMATEMASTER | TES/P026B | TAC026B***B* | Ground-Water-Source | WBAHP-C: Heat Pump Split Syste | Heat Pump | 208 | 1 | False |  |  | Single-Speed |  |  |  | 26400 | 1173 | 22.5 |  | 22900 | 1491 | 4.5 |  | Non Federally-Regulated | 08/12/2020 | 205767589 | 08/12/2020
ClimateMaster Inc. | CLIMATEMASTER | TSH/V/D048C*K |  | Water-Source | WBAHP: Heat Pump Packaged Unit | Heat Pump | 208 | 1 |  |  |  | Single-Speed |  |  |  | 48900 | 2843 | 17.2 |  | 57700 | 3252 | 5.2 |  | Federally-Regulated Commercial & Industrial Equipment | 08/12/2020 | 205767521 | 08/12/2020
ClimateMaster Inc. | CLIMATEMASTER | TRH/V030A |  | Water-Source | WBAHP: Heat Pump Packaged Unit | Heat Pump | 208 | 1 |  |  |  | Single-Speed |  |  |  | 28600 | 2200 | 13 |  | 37000 | 2307 | 4.7 |  | Federally-Regulated Commercial & Industrial Equipment | 08/12/2020 | 205767485 | 08/12/2020
ClimateMaster Inc. | CLIMATEMASTER | TZV/H048D |  | Ground-Source | WBAHP: Heat Pump Packaged Unit | Heat Pump | 208 | 1 |  |  |  | Dual-Speed |  |  |  | 48100 | 3103 | 15.5 |  | 35600 | 2819 | 3.7 |  | Non Federally-Regulated | 08/12/2020 | 205767611 | 08/12/2020
ClimateMaster Inc. | CLIMATEMASTER | TSM30 B |  | Ground-Source | WBAHP-O: Heat Pump Packaged Un | Heat Pump | 208 | 1 |  |  |  | Single-Speed |  |  |  | 29000 | 1647 | 17.6 |  | 22200 | 1807 | 3.6 |  | Non Federally-Regulated | 08/12/2020 | 205767538 | 08/12/2020
ClimateMaster Inc. | CLIMATEMASTER | TYV/H030 |  | Ground-Water-Source | WBAHP: Heat Pump Packaged Unit | Heat Pump | 230 | 1 |  |  |  | Multiple-Speed |  |  |  | 32300 | 1560 | 20.7 |  | 30000 | 2093 | 4.2 |  | Non Federally-Regulated | 08/12/2020 | 205767469 | 08/12/2020
ClimateMaster Inc. | CLIMATEMASTER | TSL36 A |  | Ground-Source | WBAHP: Heat Pump Packaged Unit | Heat Pump | 208 | 1 |  |  |  | Single-Speed |  |  |  | 36000 | 2168 | 16.6 |  | 25500 | 2135 | 3.5 |  | Non Federally-Regulated | 08/12/2020 | 205767574 | 08/12/2020
ClimateMaster Inc. | CLIMATEMASTER | TYV/H060B |  | Water-Source | WBAHP: Heat Pump Packaged Unit | Heat Pump | 208 | 1 |  |  |  | Dual-Speed |  |  |  | 61700 | 3929 | 15.7 |  | 67500 | 4121 | 4.8 |  | Federally-Regulated Commercial & Industrial Equipment | 08/12/2020 | 205767616 | 08/12/2020
ClimateMaster Inc. | CLIMATEMASTER | TYV/H048 |  | Water-Source | WBAHP: Heat Pump Packaged Unit | Heat Pump | 208 | 1 |  |  |  | Dual-Speed |  |  |  | 45900 | 3278 | 14 |  | 53800 | 3217 | 4.9 |  | Federally-Regulated Commercial & Industrial Equipment | 08/12/2020 | 205767472 | 08/12/2020
ClimateMaster Inc. | CLIMATEMASTER | TCH/V036A |  | Water-Source | WBAHP: Heat Pump Packaged Unit | Heat Pump | 230 | 1 |  |  |  | Single-Speed |  |  |  | 34500 | 2555 | 13.5 |  | 45200 | 3010 | 4.4 |  | Federally-Regulated Commercial & Industrial Equipment | 08/12/2020 | 205767480 | 08/12/2020
ClimateMaster Inc. | CLIMATEMASTER | TZV/H048D |  | Water-Source | WBAHP: Heat Pump Packaged Unit | Heat Pump | 208 | 1 |  |  |  | Dual-Speed |  |  |  | 45900 | 3278 | 14 |  | 53800 | 3217 | 4.9 |  | Federally-Regulated Commercial & Industrial Equipment | 08/12/2020 | 205767611 | 08/12/2020
ClimateMaster Inc. | CLIMATEMASTER | TRC12 |  | Water-Source | WBAHP-O: Heat Pump Packaged Un | Heat Pump | 208 | 1 |  |  |  | Single-Speed |  |  |  | 11300 | 882 | 12.8 |  | 14100 | 918 | 4.5 |  | Federally-Regulated Commercial & Industrial Equipment | 08/12/2020 | 205767503 | 08/12/2020
ClimateMaster Inc. | CLIMATEMASTER | TZV/H048D |  | Ground-Water-Source | WBAHP: Heat Pump Packaged Unit | Heat Pump | 208 | 1 |  |  |  | Dual-Speed |  |  |  | 51800 | 2478 | 20.9 |  | 45000 | 2997 | 4.4 |  | Non Federally-Regulated | 08/12/2020 | 205767611 | 08/12/2020
ClimateMaster Inc. | CLIMATEMASTER | TSH/V/D048C*K |  | Ground-Source | WBAHP: Heat Pump Packaged Unit | Heat Pump | 208 | 1 |  |  |  | Single-Speed |  |  |  | 50600 | 2691 | 18.8 |  | 36100 | 2859 | 3.7 |  | Non Federally-Regulated | 08/12/2020 | 205767521 | 08/12/2020
ClimateMaster Inc. | CLIMATEMASTER | TYV/H060B |  | Water-Source | WBAHP: Heat Pump Packaged Unit | Heat Pump | 230 | 1 |  |  |  | Dual-Speed |  |  |  | 61700 | 3929 | 15.7 |  | 67500 | 4121 | 4.8 |  | Federally-Regulated Commercial & Industrial Equipment | 08/12/2020 | 205767616 | 08/12/2020
ClimateMaster Inc. | CLIMATEMASTER | TZV/H048D |  | Ground-Source | WBAHP: Heat Pump Packaged Unit | Heat Pump | 230 | 1 |  |  |  | Dual-Speed |  |  |  | 48100 | 3103 | 15.5 |  | 35600 | 2819 | 3.7 |  | Non Federally-Regulated | 08/12/2020 | 205767611 | 08/12/2020
ClimateMaster Inc. | CLIMATEMASTER | TRC12 |  | Ground-Water-Source | WBAHP-O: Heat Pump Packaged Un | Heat Pump | 208 | 1 |  |  |  | Single-Speed |  |  |  | 12500 | 668 | 18.7 |  | 11800 | 886 | 3.9 |  | Non Federally-Regulated | 08/12/2020 | 205767503 | 08/12/2020
ClimateMaster Inc. | CLIMATEMASTER | TSH/V/D060C |  | Ground-Source | WBAHP: Heat Pump Packaged Unit | Heat Pump | 208 | 1 |  |  |  | Single-Speed |  |  |  | 63900 | 3715 | 17.2 |  | 46900 | 3714 | 3.7 |  | Non Federally-Regulated | 08/12/2020 | 205767522 | 08/12/2020
ClimateMaster Inc. | CLIMATEMASTER | TRH/V060A*W/K |  | Ground-Source | WBAHP: Heat Pump Packaged Unit | Heat Pump | 208 | 1 |  |  |  | Single-Speed |  |  |  | 61500 | 3727 | 16.5 |  | 49200 | 4240 | 3.4 |  | Non Federally-Regulated | 08/12/2020 | 205767553 | 08/12/2020
ClimateMaster Inc. | CLIMATEMASTER | TRH/V018A |  | Ground-Water-Source | WBAHP: Heat Pump Packaged Unit | Heat Pump | 208 | 1 |  |  |  | Single-Speed |  |  |  | 21500 | 977 | 22 |  | 17800 | 1242 | 4.2 |  | Non Federally-Regulated | 08/12/2020 | 205767509 | 08/12/2020
ClimateMaster Inc. | CLIMATEMASTER | TSM24 A |  | Water-Source | WBAHP-O: Heat Pump Packaged Un | Heat Pump | 208 | 1 |  |  |  | Single-Speed |  |  |  | 25000 | 1736 | 14.4 |  | 32500 | 1943 | 4.9 |  | Federally-Regulated Commercial & Industrial Equipment | 08/12/2020 | 205767535 | 08/12/2020
ClimateMaster Inc. | CLIMATEMASTER | TCH/V036A |  | Ground-Source | WBAHP: Heat Pump Packaged Unit | Heat Pump | 230 | 1 |  |  |  | Single-Speed |  |  |  | 35300 | 2369 | 14.9 |  | 29600 | 2628 | 3.3 |  | Non Federally-Regulated | 08/12/2020 | 205767480 | 08/12/2020
ClimateMaster Inc. | CLIMATEMASTER | TES/P026B | TAC026B***B* | Ground-Source | WBAHP-C: Heat Pump Split Syste | Heat Pump | 208 | 1 | False |  |  | Single-Speed |  |  |  | 26000 | 1444 | 18 |  | 18600 | 1434 | 3.8 |  | Non Federally-Regulated | 08/12/2020 | 205767589 | 08/12/2020
ClimateMaster Inc. | CLIMATEMASTER | TRC12 |  | Water-Source | WBAHP-O: Heat Pump Packaged Un | Heat Pump | 230 | 1 |  |  |  | Single-Speed |  |  |  | 11300 | 882 | 12.8 |  | 14100 | 918 | 4.5 |  | Federally-Regulated Commercial & Industrial Equipment | 08/12/2020 | 205767503 | 08/12/2020
ClimateMaster Inc. | CLIMATEMASTER | TES/P026B | TAC026B***B* | Ground-Water-Source | WBAHP-C: Heat Pump Split Syste | Heat Pump | 230 | 1 | False |  |  | Single-Speed |  |  |  | 26400 | 1173 | 22.5 |  | 22900 | 1491 | 4.5 |  | Non Federally-Regulated | 08/12/2020 | 205767589 | 08/12/2020
ClimateMaster Inc. | CLIMATEMASTER | TSM24 A |  | Water-Source | WBAHP-O: Heat Pump Packaged Un | Heat Pump | 230 | 1 |  |  |  | Single-Speed |  |  |  | 25000 | 1736 | 14.4 |  | 32500 | 1943 | 4.9 |  | Federally-Regulated Commercial & Industrial Equipment | 08/12/2020 | 205767535 | 08/12/2020
ClimateMaster Inc. | CLIMATEMASTER | TRH/V060A*W/K |  | Ground-Source | WBAHP: Heat Pump Packaged Unit | Heat Pump | 230 | 1 |  |  |  | Single-Speed |  |  |  | 61500 | 3727 | 16.5 |  | 49200 | 4240 | 3.4 |  | Non Federally-Regulated | 08/12/2020 | 205767553 | 08/12/2020
ClimateMaster Inc. | CLIMATEMASTER | TSL36 A |  | Ground-Source | WBAHP: Heat Pump Packaged Unit | Heat Pump | 230 | 1 |  |  |  | Single-Speed |  |  |  | 36000 | 2168 | 16.6 |  | 25500 | 2135 | 3.5 |  | Non Federally-Regulated | 08/12/2020 | 205767574 | 08/12/2020
ClimateMaster Inc. | CLIMATEMASTER | TYV/H048 |  | Ground-Water-Source | WBAHP: Heat Pump Packaged Unit | Heat Pump | 208 | 1 |  |  |  | Dual-Speed |  |  |  | 51800 | 2478 | 20.9 |  | 45000 | 2997 | 4.4 |  | Non Federally-Regulated | 08/12/2020 | 205767472 | 08/12/2020
ClimateMaster Inc. | CLIMATEMASTER | TES/P038B | TAC038B | Ground-Water-Source | WBAHP-C: Heat Pump Split Syste | Heat Pump | 208 | 1 | False |  |  | Single-Speed |  |  |  | 40200 | 1802 | 22.3 |  | 32800 | 2184 | 4.4 |  | Non Federally-Regulated | 08/12/2020 | 205767626 | 08/12/2020
ClimateMaster Inc. | CLIMATEMASTER | TZV/H048D |  | Ground-Water-Source | WBAHP: Heat Pump Packaged Unit | Heat Pump | 230 | 1 |  |  |  | Dual-Speed |  |  |  | 51800 | 2478 | 20.9 |  | 45000 | 2997 | 4.4 |  | Non Federally-Regulated | 08/12/2020 | 205767611 | 08/12/2020
ClimateMaster Inc. | CLIMATEMASTER | TSL36 A |  | Water-Source | WBAHP: Heat Pump Packaged Unit | Heat Pump | 230 | 1 |  |  |  | Single-Speed |  |  |  | 35000 | 2447 | 14.3 |  | 40500 | 2373 | 5 |  | Federally-Regulated Commercial & Industrial Equipment | 08/12/2020 | 205767574 | 08/12/2020
ClimateMaster Inc. | CLIMATEMASTER | TRH/V018A |  | Water-Source | WBAHP: Heat Pump Packaged Unit | Heat Pump | 208 | 1 |  |  |  | Single-Speed |  |  |  | 18700 | 1335 | 14 |  | 21800 | 1277 | 5 |  | Federally-Regulated Commercial & Industrial Equipment | 08/12/2020 | 205767509 | 08/12/2020
ClimateMaster Inc. | CLIMATEMASTER | TSM30 B |  | Ground-Source | WBAHP-O: Heat Pump Packaged Un | Heat Pump | 230 | 1 |  |  |  | Single-Speed |  |  |  | 29000 | 1647 | 17.6 |  | 22200 | 1807 | 3.6 |  | Non Federally-Regulated | 08/12/2020 | 205767538 | 08/12/2020
ClimateMaster Inc. | CLIMATEMASTER | TYV/H048 |  | Water-Source | WBAHP: Heat Pump Packaged Unit | Heat Pump | 230 | 1 |  |  |  | Dual-Speed |  |  |  | 45900 | 3278 | 14 |  | 53800 | 3217 | 4.9 |  | Federally-Regulated Commercial & Industrial Equipment | 08/12/2020 | 205767472 | 08/12/2020
ClimateMaster Inc. | CLIMATEMASTER | TSH/V006A |  | Water-Source | WBAHP: Heat Pump Packaged Unit | Heat Pump | 208 | 1 |  |  |  | Single-Speed |  |  |  | 6300 | 401 | 15.7 |  | 8000 | 434 | 5.4 |  | Federally-Regulated Commercial & Industrial Equipment | 08/12/2020 | 205767488 | 08/12/2020
ClimateMaster Inc. | CLIMATEMASTER | TRH/V030A |  | Ground-Water-Source | WBAHP: Heat Pump Packaged Unit | Heat Pump | 230 | 1 |  |  |  | Single-Speed |  |  |  | 32000 | 1632 | 19.6 |  | 30500 | 2180 | 4.1 |  | Non Federally-Regulated | 08/12/2020 | 205767485 | 08/12/2020
ClimateMaster Inc. | CLIMATEMASTER | TRC12 |  | Ground-Source | WBAHP-O: Heat Pump Packaged Un | Heat Pump | 230 | 1 |  |  |  | Single-Speed |  |  |  | 11800 | 813 | 14.5 |  | 9300 | 825 | 3.3 |  | Non Federally-Regulated | 08/12/2020 | 205767503 | 08/12/2020
ClimateMaster Inc. | CLIMATEMASTER | TYV/H060B |  | Ground-Source | WBAHP: Heat Pump Packaged Unit | Heat Pump | 230 | 1 |  |  |  | Dual-Speed |  |  |  | 63200 | 3653 | 17.3 |  | 43700 | 3557 | 3.6 |  | Non Federally-Regulated | 08/12/2020 | 205767616 | 08/12/2020
ClimateMaster Inc. | CLIMATEMASTER | TSH/V006A |  | Ground-Water-Source | WBAHP: Heat Pump Packaged Unit | Heat Pump | 208 | 1 |  |  |  | Single-Speed |  |  |  | 7400 | 290 | 25.5 |  | 6300 | 419 | 4.4 |  | Non Federally-Regulated | 08/12/2020 | 205767488 | 08/12/2020
ClimateMaster Inc. | CLIMATEMASTER | TSH/V006A |  | Ground-Water-Source | WBAHP: Heat Pump Packaged Unit | Heat Pump | 230 | 1 |  |  |  | Single-Speed |  |  |  | 7400 | 290 | 25.5 |  | 6300 | 419 | 4.4 |  | Non Federally-Regulated | 08/12/2020 | 205767488 | 08/12/2020
ClimateMaster Inc. | CLIMATEMASTER | TRH/V030A |  | Water-Source | WBAHP: Heat Pump Packaged Unit | Heat Pump | 230 | 1 |  |  |  | Single-Speed |  |  |  | 28600 | 2200 | 13 |  | 37000 | 2307 | 4.7 |  | Federally-Regulated Commercial & Industrial Equipment | 08/12/2020 | 205767485 | 08/12/2020
ClimateMaster Inc. | CLIMATEMASTER | TYV/H060B |  | Ground-Source | WBAHP: Heat Pump Packaged Unit | Heat Pump | 208 | 1 |  |  |  | Dual-Speed |  |  |  | 63200 | 3653 | 17.3 |  | 43700 | 3557 | 3.6 |  | Non Federally-Regulated | 08/12/2020 | 205767616 | 08/12/2020
ClimateMaster Inc. | CLIMATEMASTER | TYV/H048 |  | Ground-Water-Source | WBAHP: Heat Pump Packaged Unit | Heat Pump | 230 | 1 |  |  |  | Dual-Speed |  |  |  | 51800 | 2478 | 20.9 |  | 45000 | 2997 | 4.4 |  | Non Federally-Regulated | 08/12/2020 | 205767472 | 08/12/2020
ClimateMaster Inc. | CLIMATEMASTER | TSH/V/D048C*K |  | Ground-Water-Source | WBAHP: Heat Pump Packaged Unit | Heat Pump | 208 | 1 |  |  |  | Single-Speed |  |  |  | 53700 | 2246 | 23.9 |  | 45700 | 3043 | 4.4 |  | Non Federally-Regulated | 08/12/2020 | 205767521 | 08/12/2020
ClimateMaster Inc. | CLIMATEMASTER | TSM24 A |  | Ground-Source | WBAHP-O: Heat Pump Packaged Un | Heat Pump | 230 | 1 |  |  |  | Single-Speed |  |  |  | 26500 | 1577 | 16.8 |  | 18400 | 1586 | 3.4 |  | Non Federally-Regulated | 08/12/2020 | 205767535 | 08/12/2020
ClimateMaster Inc. | CLIMATEMASTER | TYV/H030 |  | Ground-Source | WBAHP: Heat Pump Packaged Unit | Heat Pump | 230 | 1 |  |  |  | Multiple-Speed |  |  |  | 29900 | 1904 | 15.7 |  | 23800 | 1937 | 3.6 |  | Non Federally-Regulated | 08/12/2020 | 205767469 | 08/12/2020
ClimateMaster Inc. | CLIMATEMASTER | TCH/V036A |  | Ground-Source | WBAHP: Heat Pump Packaged Unit | Heat Pump | 208 | 1 |  |  |  | Single-Speed |  |  |  | 35300 | 2369 | 14.9 |  | 29600 | 2628 | 3.3 |  | Non Federally-Regulated | 08/12/2020 | 205767480 | 08/12/2020
ClimateMaster Inc. | CLIMATEMASTER | TCH/V036A |  | Ground-Water-Source | WBAHP: Heat Pump Packaged Unit | Heat Pump | 230 | 1 |  |  |  | Single-Speed |  |  |  | 38700 | 1869 | 20.7 |  | 37500 | 2747 | 4 |  | Non Federally-Regulated | 08/12/2020 | 205767480 | 08/12/2020
ClimateMaster Inc. | CLIMATEMASTER | TES/P026B | TAC026B***B* | Ground-Source | WBAHP-C: Heat Pump Split Syste | Heat Pump | 230 | 1 | False |  |  | Single-Speed |  |  |  | 26000 | 1444 | 18 |  | 18600 | 1434 | 3.8 |  | Non Federally-Regulated | 08/12/2020 | 205767589 | 08/12/2020
ClimateMaster Inc. | CLIMATEMASTER | TSH/V006A |  | Ground-Source | WBAHP: Heat Pump Packaged Unit | Heat Pump | 230 | 1 |  |  |  | Single-Speed |  |  |  | 6700 | 362 | 18.5 |  | 4800 | 413 | 3.4 |  | Non Federally-Regulated | 08/12/2020 | 205767488 | 08/12/2020
ClimateMaster Inc. | CLIMATEMASTER | TES/P038B | TAC038B | Ground-Water-Source | WBAHP-C: Heat Pump Split Syste | Heat Pump | 230 | 1 | False |  |  | Single-Speed |  |  |  | 40200 | 1802 | 22.3 |  | 32800 | 2184 | 4.4 |  | Non Federally-Regulated | 08/12/2020 | 205767626 | 08/12/2020
ClimateMaster Inc. | CLIMATEMASTER | TRH/V060A |  | Ground-Source | WBAHP: Heat Pump Packaged Unit | Heat Pump | 230 | 1 |  |  |  | Single-Speed |  |  |  | 61500 | 4241 | 14.5 |  | 49200 | 4369 | 3.3 |  | Non Federally-Regulated | 08/12/2020 | 205767511 | 08/12/2020
ClimateMaster Inc. | CLIMATEMASTER | TRH/V030A |  | Ground-Water-Source | WBAHP: Heat Pump Packaged Unit | Heat Pump | 208 | 1 |  |  |  | Single-Speed |  |  |  | 32000 | 1632 | 19.6 |  | 30500 | 2180 | 4.1 |  | Non Federally-Regulated | 08/12/2020 | 205767485 | 08/12/2020
ClimateMaster Inc. | CLIMATEMASTER | TYV/H030 |  | Ground-Water-Source | WBAHP: Heat Pump Packaged Unit | Heat Pump | 208 | 1 |  |  |  | Multiple-Speed |  |  |  | 32300 | 1560 | 20.7 |  | 30000 | 2093 | 4.2 |  | Non Federally-Regulated | 08/12/2020 | 205767469 | 08/12/2020
ClimateMaster Inc. | CLIMATEMASTER | TES/P038B | TAC038B | Ground-Source | WBAHP-C: Heat Pump Split Syste | Heat Pump | 230 | 1 | False |  |  | Single-Speed |  |  |  | 38000 | 2196 | 17.3 |  | 26600 | 2106 | 3.7 |  | Non Federally-Regulated | 08/12/2020 | 205767626 | 08/12/2020
ClimateMaster Inc. | CLIMATEMASTER | TYV/H030 |  | Ground-Source | WBAHP: Heat Pump Packaged Unit | Heat Pump | 208 | 1 |  |  |  | Multiple-Speed |  |  |  | 29900 | 1904 | 15.7 |  | 23800 | 1937 | 3.6 |  | Non Federally-Regulated | 08/12/2020 | 205767469 | 08/12/2020
ClimateMaster Inc. | CLIMATEMASTER | TRH/V018A |  | Ground-Source | WBAHP: Heat Pump Packaged Unit | Heat Pump | 208 | 1 |  |  |  | Single-Speed |  |  |  | 19500 | 1211 | 16.1 |  | 14100 | 1215 | 3.4 |  | Non Federally-Regulated | 08/12/2020 | 205767509 | 08/12/2020
ClimateMaster Inc. | CLIMATEMASTER | TSH/V/D048C*K |  | Water-Source | WBAHP: Heat Pump Packaged Unit | Heat Pump | 230 | 1 |  |  |  | Single-Speed |  |  |  | 48900 | 2843 | 17.2 |  | 57700 | 3252 | 5.2 |  | Federally-Regulated Commercial & Industrial Equipment | 08/12/2020 | 205767521 | 08/12/2020
ClimateMaster Inc. | CLIMATEMASTER | TCH/V036A |  | Ground-Water-Source | WBAHP: Heat Pump Packaged Unit | Heat Pump | 208 | 1 |  |  |  | Single-Speed |  |  |  | 38700 | 1869 | 20.7 |  | 37500 | 2747 | 4 |  | Non Federally-Regulated | 08/12/2020 | 205767480 | 08/12/2020
ClimateMaster Inc. | CLIMATEMASTER | TRH/V060A*W/K |  | Water-Source | WBAHP: Heat Pump Packaged Unit | Heat Pump | 208 | 1 |  |  |  | Single-Speed |  |  |  | 59500 | 4075 | 14.6 |  | 72000 | 4795 | 4.4 |  | Federally-Regulated Commercial & Industrial Equipment | 08/12/2020 | 205767553 | 08/12/2020
ClimateMaster Inc. | CLIMATEMASTER | TRC12 |  | Ground-Source | WBAHP-O: Heat Pump Packaged Un | Heat Pump | 208 | 1 |  |  |  | Single-Speed |  |  |  | 11800 | 813 | 14.5 |  | 9300 | 825 | 3.3 |  | Non Federally-Regulated | 08/12/2020 | 205767503 | 08/12/2020
ClimateMaster Inc. | CLIMATEMASTER | TRH/V018A |  | Ground-Source | WBAHP: Heat Pump Packaged Unit | Heat Pump | 230 | 1 |  |  |  | Single-Speed |  |  |  | 19500 | 1211 | 16.1 |  | 14100 | 1215 | 3.4 |  | Non Federally-Regulated | 08/12/2020 | 205767509 | 08/12/2020
ClimateMaster Inc. | CLIMATEMASTER | TSM30 B |  | Water-Source | WBAHP-O: Heat Pump Packaged Un | Heat Pump | 208 | 1 |  |  |  | Single-Speed |  |  |  | 28000 | 1854 | 15.1 |  | 34500 | 2022 | 5 |  | Federally-Regulated Commercial & Industrial Equipment | 08/12/2020 | 205767538 | 08/12/2020
ClimateMaster Inc. | CLIMATEMASTER | TSL36 A |  | Water-Source | WBAHP: Heat Pump Packaged Unit | Heat Pump | 208 | 1 |  |  |  | Single-Speed |  |  |  | 35000 | 2447 | 14.3 |  | 40500 | 2373 | 5 |  | Federally-Regulated Commercial & Industrial Equipment | 08/12/2020 | 205767574 | 08/12/2020
ClimateMaster Inc. | CLIMATEMASTER | TCH/V036A |  | Water-Source | WBAHP: Heat Pump Packaged Unit | Heat Pump | 208 | 1 |  |  |  | Single-Speed |  |  |  | 34500 | 2555 | 13.5 |  | 45200 | 3010 | 4.4 |  | Federally-Regulated Commercial & Industrial Equipment | 08/12/2020 | 205767480 | 08/12/2020
ClimateMaster Inc. | CLIMATEMASTER | TSH/V/D060C |  | Ground-Source | WBAHP: Heat Pump Packaged Unit | Heat Pump | 230 | 1 |  |  |  | Single-Speed |  |  |  | 63900 | 3715 | 17.2 |  | 46900 | 3714 | 3.7 |  | Non Federally-Regulated | 08/12/2020 | 205767522 | 08/12/2020
ClimateMaster Inc. | CLIMATEMASTER | TRH/V018A |  | Ground-Water-Source | WBAHP: Heat Pump Packaged Unit | Heat Pump | 230 | 1 |  |  |  | Single-Speed |  |  |  | 21500 | 977 | 22 |  | 17800 | 1242 | 4.2 |  | Non Federally-Regulated | 08/12/2020 | 205767509 | 08/12/2020
ClimateMaster Inc. | CLIMATEMASTER | TZV/H024C |  | Ground-Water-Source | WBAHP: Heat Pump Packaged Unit | Heat Pump | 230 | 1 |  |  |  | Single-Speed |  |  |  | 26500 | 1221 | 21.7 |  | 23000 | 1644 | 4.1 |  | Non Federally-Regulated | 08/12/2020 | 205767554 | 08/12/2020
ClimateMaster Inc. | CLIMATEMASTER | TSH/V/D018B*K |  | Ground-Water-Source | WBAHP: Heat Pump Packaged Unit | Heat Pump | 208 | 1 |  |  |  | Single-Speed |  |  |  | 22100 | 840 | 26.3 |  | 18900 | 1130 | 4.9 |  | Non Federally-Regulated | 08/12/2020 | 205767490 | 08/12/2020
ClimateMaster Inc. | CLIMATEMASTER | TEV/H/D038B |  | Ground-Water-Source | WBAHP: Heat Pump Packaged Unit | Heat Pump | 230 | 1 |  |  |  | Single-Speed |  |  |  | 42100 | 1613 | 26.1 |  | 37900 | 2136 | 5.2 |  | Non Federally-Regulated | 08/12/2020 | 205767474 | 08/12/2020
ClimateMaster Inc. | CLIMATEMASTER | TSH/V/D018B*K |  | Water-Source | WBAHP: Heat Pump Packaged Unit | Heat Pump | 230 | 1 |  |  |  | Single-Speed |  |  |  | 19200 | 1163 | 16.5 |  | 23300 | 1157 | 5.9 |  | Federally-Regulated Commercial & Industrial Equipment | 08/12/2020 | 205767490 | 08/12/2020
ClimateMaster Inc. | CLIMATEMASTER | TSM30 A |  | Ground-Source | WBAHP-O: Heat Pump Packaged Un | Heat Pump | 230 | 1 |  |  |  | Single-Speed |  |  |  | 28500 | 1875 | 15.2 |  | 22000 | 1953 | 3.3 |  | Non Federally-Regulated | 08/12/2020 | 205767537 | 08/12/2020
ClimateMaster Inc. | CLIMATEMASTER | TSL12 C/D B |  | Water-Source | WBAHP: Heat Pump Packaged Unit | Heat Pump | 208 | 1 |  |  |  | Single-Speed |  |  |  | 11600 | 778 | 14.9 |  | 15800 | 907 | 5.1 |  | Federally-Regulated Commercial & Industrial Equipment | 08/12/2020 | 205767602 | 08/12/2020
ClimateMaster Inc. | CLIMATEMASTER | TSL12 C/D B |  | Ground-Source | WBAHP: Heat Pump Packaged Unit | Heat Pump | 208 | 1 |  |  |  | Single-Speed |  |  |  | 12500 | 714 | 17.5 |  | 9400 | 834 | 3.3 |  | Non Federally-Regulated | 08/12/2020 | 205767602 | 08/12/2020
ClimateMaster Inc. | CLIMATEMASTER | TSL09 A/B B |  | Water-Source | WBAHP: Heat Pump Packaged Unit | Heat Pump | 208 | 1 |  |  |  | Single-Speed |  |  |  | 9500 | 673 | 14.1 |  | 13000 | 761 | 5 |  | Federally-Regulated Commercial & Industrial Equipment | 08/12/2020 | 205767603 | 08/12/2020
ClimateMaster Inc. | CLIMATEMASTER | TZV/H024C |  | Water-Source | WBAHP: Heat Pump Packaged Unit | Heat Pump | 230 | 1 |  |  |  | Single-Speed |  |  |  | 23700 | 1657 | 14.3 |  | 28000 | 1783 | 4.6 |  | Federally-Regulated Commercial & Industrial Equipment | 08/12/2020 | 205767554 | 08/12/2020
ClimateMaster Inc. | CLIMATEMASTER | TRE060D |  | Ground-Source | WBAHP: Heat Pump Packaged Unit | Heat Pump | 230 | 3 |  |  |  | Single-Speed |  |  |  | 62100 | 3528 | 17.6 |  | 45600 | 3712 | 3.6 |  | Non Federally-Regulated | 08/12/2020 | 205767592 | 08/12/2020
ClimateMaster Inc. | CLIMATEMASTER | QEV/H/D1860 |  | Ground-Water-Source | WBAHP: Heat Pump Packaged Unit | Heat Pump | 208 | 1 |  |  |  | Variable-Speed |  |  |  | 48000 | 1352 | 35.5 |  | 60000 | 4089 | 4.3 |  | Non Federally-Regulated | 08/12/2020 | 205767467 | 08/12/2020
ClimateMaster Inc. | CLIMATEMASTER | TRE060D |  | Water-Source | WBAHP: Heat Pump Packaged Unit | Heat Pump | 208 | 3 |  |  |  | Single-Speed |  |  |  | 61100 | 3891 | 15.7 |  | 72800 | 4183 | 5.1 |  | Federally-Regulated Commercial & Industrial Equipment | 08/12/2020 | 205767592 | 08/12/2020
ClimateMaster Inc. | CLIMATEMASTER | TSM12 C/D B |  | Water-Source | WBAHP-O: Heat Pump Packaged Un | Heat Pump | 208 | 1 |  |  |  | Single-Speed |  |  |  | 11600 | 789 | 14.7 |  | 16000 | 901 | 5.2 |  | Federally-Regulated Commercial & Industrial Equipment | 08/12/2020 | 205767599 | 08/12/2020
ClimateMaster Inc. | CLIMATEMASTER | TSH/V/D018B*K |  | Ground-Water-Source | WBAHP: Heat Pump Packaged Unit | Heat Pump | 230 | 1 |  |  |  | Single-Speed |  |  |  | 22100 | 840 | 26.3 |  | 18900 | 1130 | 4.9 |  | Non Federally-Regulated | 08/12/2020 | 205767490 | 08/12/2020
ClimateMaster Inc. | CLIMATEMASTER | TRH/V030A*W/K |  | Ground-Source | WBAHP: Heat Pump Packaged Unit | Heat Pump | 230 | 1 |  |  |  | Single-Speed |  |  |  | 29500 | 1843 | 16 |  | 24000 | 1953 | 3.6 |  | Non Federally-Regulated | 08/12/2020 | 205767550 | 08/12/2020
ClimateMaster Inc. | CLIMATEMASTER | TSL09 A/B B |  | Ground-Source | WBAHP: Heat Pump Packaged Unit | Heat Pump | 230 | 1 |  |  |  | Single-Speed |  |  |  | 10000 | 625 | 16 |  | 7500 | 686 | 3.2 |  | Non Federally-Regulated | 08/12/2020 | 205767603 | 08/12/2020
ClimateMaster Inc. | CLIMATEMASTER | TSH/V/D018B*K |  | Water-Source | WBAHP: Heat Pump Packaged Unit | Heat Pump | 208 | 1 |  |  |  | Single-Speed |  |  |  | 19200 | 1163 | 16.5 |  | 23300 | 1157 | 5.9 |  | Federally-Regulated Commercial & Industrial Equipment | 08/12/2020 | 205767490 | 08/12/2020
ClimateMaster Inc. | CLIMATEMASTER | TRE060D |  | Water-Source | WBAHP: Heat Pump Packaged Unit | Heat Pump | 230 | 3 |  |  |  | Single-Speed |  |  |  | 61100 | 3891 | 15.7 |  | 72800 | 4183 | 5.1 |  | Federally-Regulated Commercial & Industrial Equipment | 08/12/2020 | 205767592 | 08/12/2020
ClimateMaster Inc. | CLIMATEMASTER | TSH/V/D030C*K |  | Water-Source | WBAHP: Heat Pump Packaged Unit | Heat Pump | 230 | 1 |  |  |  | Single-Speed |  |  |  | 28000 | 1618 | 17.3 |  | 35100 | 1773 | 5.8 |  | Federally-Regulated Commercial & Industrial Equipment | 08/12/2020 | 205767516 | 08/12/2020
ClimateMaster Inc. | CLIMATEMASTER | TSM30 A |  | Ground-Source | WBAHP-O: Heat Pump Packaged Un | Heat Pump | 208 | 1 |  |  |  | Single-Speed |  |  |  | 28500 | 1875 | 15.2 |  | 22000 | 1953 | 3.3 |  | Non Federally-Regulated | 08/12/2020 | 205767537 | 08/12/2020
ClimateMaster Inc. | CLIMATEMASTER | TRH/V030A*W/K |  | Ground-Source | WBAHP: Heat Pump Packaged Unit | Heat Pump | 208 | 1 |  |  |  | Single-Speed |  |  |  | 29500 | 1843 | 16 |  | 24000 | 1953 | 3.6 |  | Non Federally-Regulated | 08/12/2020 | 205767550 | 08/12/2020
ClimateMaster Inc. | CLIMATEMASTER | TZV/H042D |  | Water-Source | WBAHP: Heat Pump Packaged Unit | Heat Pump | 230 | 1 |  |  |  | Dual-Speed |  |  |  | 41100 | 2874 | 14.3 |  | 50200 | 3198 | 4.6 |  | Federally-Regulated Commercial & Industrial Equipment | 08/12/2020 | 205767610 | 08/12/2020
ClimateMaster Inc. | CLIMATEMASTER | QEV/H/D1860 |  | Water-Source | WBAHP: Heat Pump Packaged Unit | Heat Pump | 208 | 1 |  |  |  | Variable-Speed |  |  |  | 48000 | 2774 | 17.3 |  | 60000 | 3197 | 5.5 |  | Federally-Regulated Commercial & Industrial Equipment | 08/12/2020 | 205767467 | 08/12/2020
ClimateMaster Inc. | CLIMATEMASTER | TEV/H/D038B |  | Water-Source | WBAHP: Heat Pump Packaged Unit | Heat Pump | 208 | 1 |  |  |  | Single-Speed |  |  |  | 37700 | 2106 | 17.9 |  | 45700 | 2309 | 5.8 |  | Federally-Regulated Commercial & Industrial Equipment | 08/12/2020 | 205767474 | 08/12/2020
ClimateMaster Inc. | CLIMATEMASTER | TCH/V030A |  | Water-Source | WBAHP: Heat Pump Packaged Unit | Heat Pump | 230 | 1 |  |  |  | Single-Speed |  |  |  | 28600 | 2200 | 13 |  | 37000 | 2307 | 4.7 |  | Federally-Regulated Commercial & Industrial Equipment | 08/12/2020 | 205767479 | 08/12/2020
ClimateMaster Inc. | CLIMATEMASTER | QEV/H/D1860 |  | Ground-Source | WBAHP: Heat Pump Packaged Unit | Heat Pump | 208 | 1 |  |  |  | Variable-Speed |  |  |  | 48000 | 2222 | 21.6 |  | 60000 | 5328 | 3.3 |  | Non Federally-Regulated | 08/12/2020 | 205767467 | 08/12/2020
ClimateMaster Inc. | CLIMATEMASTER | TZV/H042D |  | Ground-Water-Source | WBAHP: Heat Pump Packaged Unit | Heat Pump | 208 | 1 |  |  |  | Dual-Speed |  |  |  | 46300 | 2173 | 21.3 |  | 42300 | 3023 | 4.1 |  | Non Federally-Regulated | 08/12/2020 | 205767610 | 08/12/2020
ClimateMaster Inc. | CLIMATEMASTER | TSH/V/D042C |  | Ground-Source | WBAHP: Heat Pump Packaged Unit | Heat Pump | 208 | 1 |  |  |  | Single-Speed |  |  |  | 40100 | 2067 | 19.4 |  | 28700 | 2213 | 3.8 |  | Non Federally-Regulated | 08/12/2020 | 205767519 | 08/12/2020
ClimateMaster Inc. | CLIMATEMASTER | TSM12 C/D B |  | Ground-Source | WBAHP-O: Heat Pump Packaged Un | Heat Pump | 230 | 1 |  |  |  | Single-Speed |  |  |  | 12300 | 715 | 17.2 |  | 9600 | 827 | 3.4 |  | Non Federally-Regulated | 08/12/2020 | 205767599 | 08/12/2020
ClimateMaster Inc. | CLIMATEMASTER | TSL12 B |  | Water-Source | WBAHP: Heat Pump Packaged Unit | Heat Pump | 208 | 1 |  |  |  | Single-Speed |  |  |  | 12000 | 779 | 15.4 |  | 15500 | 857 | 5.3 |  | Federally-Regulated Commercial & Industrial Equipment | 08/12/2020 | 205767565 | 08/12/2020
ClimateMaster Inc. | CLIMATEMASTER | TSL24 A |  | Water-Source | WBAHP: Heat Pump Packaged Unit | Heat Pump | 208 | 1 |  |  |  | Single-Speed |  |  |  | 24500 | 1611 | 15.2 |  | 31500 | 1846 | 5 |  | Federally-Regulated Commercial & Industrial Equipment | 08/12/2020 | 205767570 | 08/12/2020
ClimateMaster Inc. | CLIMATEMASTER | TZV/H042D |  | Ground-Source | WBAHP: Heat Pump Packaged Unit | Heat Pump | 208 | 1 |  |  |  | Dual-Speed |  |  |  | 43100 | 2677 | 16.1 |  | 33300 | 2870 | 3.4 |  | Non Federally-Regulated | 08/12/2020 | 205767610 | 08/12/2020
ClimateMaster Inc. | CLIMATEMASTER | TES/P038B | TAH038C | Ground-Source | WBAHP-CB: Heat Pump Split Syst | Heat Pump | 230 | 1 | False |  |  | Single-Speed |  |  |  | 37700 | 2117 | 17.8 |  | 26200 | 2020 | 3.8 |  | Non Federally-Regulated | 08/12/2020 | 205767582 | 08/12/2020
ClimateMaster Inc. | CLIMATEMASTER | TZV/H042D |  | Water-Source | WBAHP: Heat Pump Packaged Unit | Heat Pump | 208 | 1 |  |  |  | Dual-Speed |  |  |  | 41100 | 2874 | 14.3 |  | 50200 | 3198 | 4.6 |  | Federally-Regulated Commercial & Industrial Equipment | 08/12/2020 | 205767610 | 08/12/2020
ClimateMaster Inc. | CLIMATEMASTER | TCH/V030A |  | Ground-Water-Source | WBAHP: Heat Pump Packaged Unit | Heat Pump | 230 | 1 |  |  |  | Single-Speed |  |  |  | 32000 | 1632 | 19.6 |  | 30500 | 2180 | 4.1 |  | Non Federally-Regulated | 08/12/2020 | 205767479 | 08/12/2020
ClimateMaster Inc. | CLIMATEMASTER | TZV/H024C |  | Ground-Water-Source | WBAHP: Heat Pump Packaged Unit | Heat Pump | 208 | 1 |  |  |  | Single-Speed |  |  |  | 26500 | 1221 | 21.7 |  | 23000 | 1644 | 4.1 |  | Non Federally-Regulated | 08/12/2020 | 205767554 | 08/12/2020
ClimateMaster Inc. | CLIMATEMASTER | TRH/V030A*W/K |  | Ground-Water-Source | WBAHP: Heat Pump Packaged Unit | Heat Pump | 230 | 1 |  |  |  | Single-Speed |  |  |  | 32000 | 1481 | 21.6 |  | 30500 | 2078 | 4.3 |  | Non Federally-Regulated | 08/12/2020 | 205767550 | 08/12/2020
ClimateMaster Inc. | CLIMATEMASTER | QEV/H/D1860 |  | Ground-Water-Source | WBAHP: Heat Pump Packaged Unit | Heat Pump | 230 | 1 |  |  |  | Variable-Speed |  |  |  | 48000 | 1352 | 35.5 |  | 60000 | 4089 | 4.3 |  | Non Federally-Regulated | 08/12/2020 | 205767467 | 08/12/2020
ClimateMaster Inc. | CLIMATEMASTER | TES/P038B | TAH038C | Ground-Water-Source | WBAHP-CB: Heat Pump Split Syst | Heat Pump | 230 | 1 | False |  |  | Single-Speed |  |  |  | 40500 | 1730 | 23.4 |  | 32700 | 2129 | 4.5 |  | Non Federally-Regulated | 08/12/2020 | 205767582 | 08/12/2020
ClimateMaster Inc. | CLIMATEMASTER | QEV/H/D1860 |  | Water-Source | WBAHP: Heat Pump Packaged Unit | Heat Pump | 230 | 1 |  |  |  | Variable-Speed |  |  |  | 48000 | 2774 | 17.3 |  | 60000 | 3197 | 5.5 |  | Federally-Regulated Commercial & Industrial Equipment | 08/12/2020 | 205767467 | 08/12/2020
ClimateMaster Inc. | CLIMATEMASTER | TRE060D |  | Ground-Source | WBAHP: Heat Pump Packaged Unit | Heat Pump | 208 | 3 |  |  |  | Single-Speed |  |  |  | 62100 | 3528 | 17.6 |  | 45600 | 3712 | 3.6 |  | Non Federally-Regulated | 08/12/2020 | 205767592 | 08/12/2020
ClimateMaster Inc. | CLIMATEMASTER | TRH/V030A*W/K |  | Ground-Water-Source | WBAHP: Heat Pump Packaged Unit | Heat Pump | 208 | 1 |  |  |  | Single-Speed |  |  |  | 32000 | 1481 | 21.6 |  | 30500 | 2078 | 4.3 |  | Non Federally-Regulated | 08/12/2020 | 205767550 | 08/12/2020
ClimateMaster Inc. | CLIMATEMASTER | TCH/V030A |  | Ground-Source | WBAHP: Heat Pump Packaged Unit | Heat Pump | 208 | 1 |  |  |  | Single-Speed |  |  |  | 29500 | 2006 | 14.7 |  | 24000 | 2068 | 3.4 |  | Non Federally-Regulated | 08/12/2020 | 205767479 | 08/12/2020
ClimateMaster Inc. | CLIMATEMASTER | TRH/V030A*W/K |  | Water-Source | WBAHP: Heat Pump Packaged Unit | Heat Pump | 208 | 1 |  |  |  | Single-Speed |  |  |  | 28600 | 2102 | 13.6 |  | 37000 | 2213 | 4.9 |  | Federally-Regulated Commercial & Industrial Equipment | 08/12/2020 | 205767550 | 08/12/2020
ClimateMaster Inc. | CLIMATEMASTER | TES/P038B | TAH038C | Ground-Water-Source | WBAHP-CB: Heat Pump Split Syst | Heat Pump | 208 | 1 | False |  |  | Single-Speed |  |  |  | 40500 | 1730 | 23.4 |  | 32700 | 2129 | 4.5 |  | Non Federally-Regulated | 08/12/2020 | 205767582 | 08/12/2020
ClimateMaster Inc. | CLIMATEMASTER | TZV/H042D |  | Ground-Source | WBAHP: Heat Pump Packaged Unit | Heat Pump | 230 | 1 |  |  |  | Dual-Speed |  |  |  | 43100 | 2677 | 16.1 |  | 33300 | 2870 | 3.4 |  | Non Federally-Regulated | 08/12/2020 | 205767610 | 08/12/2020
ClimateMaster Inc. | CLIMATEMASTER | TZV/H042D |  | Ground-Water-Source | WBAHP: Heat Pump Packaged Unit | Heat Pump | 230 | 1 |  |  |  | Dual-Speed |  |  |  | 46300 | 2173 | 21.3 |  | 42300 | 3023 | 4.1 |  | Non Federally-Regulated | 08/12/2020 | 205767610 | 08/12/2020
ClimateMaster Inc. | CLIMATEMASTER | TSH/V/D042C |  | Ground-Source | WBAHP: Heat Pump Packaged Unit | Heat Pump | 230 | 1 |  |  |  | Single-Speed |  |  |  | 40100 | 2067 | 19.4 |  | 28700 | 2213 | 3.8 |  | Non Federally-Regulated | 08/12/2020 | 205767519 | 08/12/2020
ClimateMaster Inc. | CLIMATEMASTER | TZV/H024C |  | Ground-Source | WBAHP: Heat Pump Packaged Unit | Heat Pump | 230 | 1 |  |  |  | Single-Speed |  |  |  | 24600 | 1537 | 16 |  | 17800 | 1449 | 3.6 |  | Non Federally-Regulated | 08/12/2020 | 205767554 | 08/12/2020
ClimateMaster Inc. | CLIMATEMASTER | TSL09 A/B B |  | Water-Source | WBAHP: Heat Pump Packaged Unit | Heat Pump | 230 | 1 |  |  |  | Single-Speed |  |  |  | 9500 | 673 | 14.1 |  | 13000 | 761 | 5 |  | Federally-Regulated Commercial & Industrial Equipment | 08/12/2020 | 205767603 | 08/12/2020
ClimateMaster Inc. | CLIMATEMASTER | QEV/H/D1860 |  | Ground-Source | WBAHP: Heat Pump Packaged Unit | Heat Pump | 230 | 1 |  |  |  | Variable-Speed |  |  |  | 48000 | 2222 | 21.6 |  | 60000 | 5328 | 3.3 |  | Non Federally-Regulated | 08/12/2020 | 205767467 | 08/12/2020
ClimateMaster Inc. | CLIMATEMASTER | TSL12 B |  | Ground-Source | WBAHP: Heat Pump Packaged Unit | Heat Pump | 208 | 1 |  |  |  | Single-Speed |  |  |  | 12600 | 732 | 17.2 |  | 9200 | 793 | 3.4 |  | Non Federally-Regulated | 08/12/2020 | 205767565 | 08/12/2020
ClimateMaster Inc. | CLIMATEMASTER | TSH/V/D030C*K |  | Ground-Source | WBAHP: Heat Pump Packaged Unit | Heat Pump | 230 | 1 |  |  |  | Single-Speed |  |  |  | 29200 | 1505 | 19.4 |  | 22000 | 1572 | 4.1 |  | Non Federally-Regulated | 08/12/2020 | 205767516 | 08/12/2020
ClimateMaster Inc. | CLIMATEMASTER | TSH/V/D030C*K |  | Water-Source | WBAHP: Heat Pump Packaged Unit | Heat Pump | 208 | 1 |  |  |  | Single-Speed |  |  |  | 28000 | 1618 | 17.3 |  | 35100 | 1773 | 5.8 |  | Federally-Regulated Commercial & Industrial Equipment | 08/12/2020 | 205767516 | 08/12/2020
ClimateMaster Inc. | CLIMATEMASTER | TSL12 B |  | Water-Source | WBAHP: Heat Pump Packaged Unit | Heat Pump | 230 | 1 |  |  |  | Single-Speed |  |  |  | 12000 | 779 | 15.4 |  | 15500 | 857 | 5.3 |  | Federally-Regulated Commercial & Industrial Equipment | 08/12/2020 | 205767565 | 08/12/2020
ClimateMaster Inc. | CLIMATEMASTER | TSH/V/D018B*K |  | Ground-Source | WBAHP: Heat Pump Packaged Unit | Heat Pump | 208 | 1 |  |  |  | Single-Speed |  |  |  | 20200 | 1041 | 19.4 |  | 14500 | 1089 | 3.9 |  | Non Federally-Regulated | 08/12/2020 | 205767490 | 08/12/2020
ClimateMaster Inc. | CLIMATEMASTER | TSL12 C/D B |  | Ground-Source | WBAHP: Heat Pump Packaged Unit | Heat Pump | 230 | 1 |  |  |  | Single-Speed |  |  |  | 12500 | 714 | 17.5 |  | 9400 | 834 | 3.3 |  | Non Federally-Regulated | 08/12/2020 | 205767602 | 08/12/2020
ClimateMaster Inc. | CLIMATEMASTER | TSH/V/D030C*K |  | Ground-Water-Source | WBAHP: Heat Pump Packaged Unit | Heat Pump | 230 | 1 |  |  |  | Single-Speed |  |  |  | 30800 | 1153 | 26.7 |  | 28000 | 1674 | 4.9 |  | Non Federally-Regulated | 08/12/2020 | 205767516 | 08/12/2020
ClimateMaster Inc. | CLIMATEMASTER | TEV/H/D038B |  | Ground-Water-Source | WBAHP: Heat Pump Packaged Unit | Heat Pump | 208 | 1 |  |  |  | Single-Speed |  |  |  | 42100 | 1613 | 26.1 |  | 37900 | 2136 | 5.2 |  | Non Federally-Regulated | 08/12/2020 | 205767474 | 08/12/2020
ClimateMaster Inc. | CLIMATEMASTER | TRH/V030A*W/K |  | Water-Source | WBAHP: Heat Pump Packaged Unit | Heat Pump | 230 | 1 |  |  |  | Single-Speed |  |  |  | 28600 | 2102 | 13.6 |  | 37000 | 2213 | 4.9 |  | Federally-Regulated Commercial & Industrial Equipment | 08/12/2020 | 205767550 | 08/12/2020
ClimateMaster Inc. | CLIMATEMASTER | TSL24 A |  | Ground-Source | WBAHP: Heat Pump Packaged Unit | Heat Pump | 208 | 1 |  |  |  | Single-Speed |  |  |  | 26000 | 1452 | 17.9 |  | 18500 | 1594 | 3.4 |  | Non Federally-Regulated | 08/12/2020 | 205767570 | 08/12/2020
ClimateMaster Inc. | CLIMATEMASTER | TEV/H/D038B |  | Water-Source | WBAHP: Heat Pump Packaged Unit | Heat Pump | 230 | 1 |  |  |  | Single-Speed |  |  |  | 37700 | 2106 | 17.9 |  | 45700 | 2309 | 5.8 |  | Federally-Regulated Commercial & Industrial Equipment | 08/12/2020 | 205767474 | 08/12/2020
ClimateMaster Inc. | CLIMATEMASTER | TSH/V/D030C*K |  | Ground-Source | WBAHP: Heat Pump Packaged Unit | Heat Pump | 208 | 1 |  |  |  | Single-Speed |  |  |  | 29200 | 1505 | 19.4 |  | 22000 | 1572 | 4.1 |  | Non Federally-Regulated | 08/12/2020 | 205767516 | 08/12/2020
ClimateMaster Inc. | CLIMATEMASTER | TSL24 A |  | Ground-Source | WBAHP: Heat Pump Packaged Unit | Heat Pump | 230 | 1 |  |  |  | Single-Speed |  |  |  | 26000 | 1452 | 17.9 |  | 18500 | 1594 | 3.4 |  | Non Federally-Regulated | 08/12/2020 | 205767570 | 08/12/2020
ClimateMaster Inc. | CLIMATEMASTER | TSH/V/D042C |  | Water-Source | WBAHP: Heat Pump Packaged Unit | Heat Pump | 208 | 1 |  |  |  | Single-Speed |  |  |  | 38500 | 2238 | 17.2 |  | 46300 | 2423 | 5.6 |  | Federally-Regulated Commercial & Industrial Equipment | 08/12/2020 | 205767519 | 08/12/2020
ClimateMaster Inc. | CLIMATEMASTER | TSH/V/D042C |  | Ground-Water-Source | WBAHP: Heat Pump Packaged Unit | Heat Pump | 208 | 1 |  |  |  | Single-Speed |  |  |  | 43700 | 1720 | 25.4 |  | 36200 | 2257 | 4.7 |  | Non Federally-Regulated | 08/12/2020 | 205767519 | 08/12/2020
ClimateMaster Inc. | CLIMATEMASTER | TCH/V030A |  | Ground-Source | WBAHP: Heat Pump Packaged Unit | Heat Pump | 230 | 1 |  |  |  | Single-Speed |  |  |  | 29500 | 2006 | 14.7 |  | 24000 | 2068 | 3.4 |  | Non Federally-Regulated | 08/12/2020 | 205767479 | 08/12/2020
ClimateMaster Inc. | CLIMATEMASTER | TSH/V/D018B*K |  | Ground-Source | WBAHP: Heat Pump Packaged Unit | Heat Pump | 230 | 1 |  |  |  | Single-Speed |  |  |  | 20200 | 1041 | 19.4 |  | 14500 | 1089 | 3.9 |  | Non Federally-Regulated | 08/12/2020 | 205767490 | 08/12/2020
ClimateMaster Inc. | CLIMATEMASTER | TSL12 C/D B |  | Water-Source | WBAHP: Heat Pump Packaged Unit | Heat Pump | 230 | 1 |  |  |  | Single-Speed |  |  |  | 11600 | 778 | 14.9 |  | 15800 | 907 | 5.1 |  | Federally-Regulated Commercial & Industrial Equipment | 08/12/2020 | 205767602 | 08/12/2020
ClimateMaster Inc. | CLIMATEMASTER | TSL12 B |  | Ground-Source | WBAHP: Heat Pump Packaged Unit | Heat Pump | 230 | 1 |  |  |  | Single-Speed |  |  |  | 12600 | 732 | 17.2 |  | 9200 | 793 | 3.4 |  | Non Federally-Regulated | 08/12/2020 | 205767565 | 08/12/2020
ClimateMaster Inc. | CLIMATEMASTER | TSL09 A/B B |  | Ground-Source | WBAHP: Heat Pump Packaged Unit | Heat Pump | 208 | 1 |  |  |  | Single-Speed |  |  |  | 10000 | 625 | 16 |  | 7500 | 686 | 3.2 |  | Non Federally-Regulated | 08/12/2020 | 205767603 | 08/12/2020
ClimateMaster Inc. | CLIMATEMASTER | TCH/V030A |  | Water-Source | WBAHP: Heat Pump Packaged Unit | Heat Pump | 208 | 1 |  |  |  | Single-Speed |  |  |  | 28600 | 2200 | 13 |  | 37000 | 2307 | 4.7 |  | Federally-Regulated Commercial & Industrial Equipment | 08/12/2020 | 205767479 | 08/12/2020
ClimateMaster Inc. | CLIMATEMASTER | TSH/V/D042C |  | Ground-Water-Source | WBAHP: Heat Pump Packaged Unit | Heat Pump | 230 | 1 |  |  |  | Single-Speed |  |  |  | 43700 | 1720 | 25.4 |  | 36200 | 2257 | 4.7 |  | Non Federally-Regulated | 08/12/2020 | 205767519 | 08/12/2020
ClimateMaster Inc. | CLIMATEMASTER | TSH/V/D042C |  | Water-Source | WBAHP: Heat Pump Packaged Unit | Heat Pump | 230 | 1 |  |  |  | Single-Speed |  |  |  | 38500 | 2238 | 17.2 |  | 46300 | 2423 | 5.6 |  | Federally-Regulated Commercial & Industrial Equipment | 08/12/2020 | 205767519 | 08/12/2020
ClimateMaster Inc. | CLIMATEMASTER | TCH/V030A |  | Ground-Water-Source | WBAHP: Heat Pump Packaged Unit | Heat Pump | 208 | 1 |  |  |  | Single-Speed |  |  |  | 32000 | 1632 | 19.6 |  | 30500 | 2180 | 4.1 |  | Non Federally-Regulated | 08/12/2020 | 205767479 | 08/12/2020
ClimateMaster Inc. | CLIMATEMASTER | TSM12 C/D B |  | Ground-Source | WBAHP-O: Heat Pump Packaged Un | Heat Pump | 208 | 1 |  |  |  | Single-Speed |  |  |  | 12300 | 715 | 17.2 |  | 9600 | 827 | 3.4 |  | Non Federally-Regulated | 08/12/2020 | 205767599 | 08/12/2020
ClimateMaster Inc. | CLIMATEMASTER | TZV/H024C |  | Water-Source | WBAHP: Heat Pump Packaged Unit | Heat Pump | 208 | 1 |  |  |  | Single-Speed |  |  |  | 23700 | 1657 | 14.3 |  | 28000 | 1783 | 4.6 |  | Federally-Regulated Commercial & Industrial Equipment | 08/12/2020 | 205767554 | 08/12/2020
ClimateMaster Inc. | CLIMATEMASTER | TSM12 C/D B |  | Water-Source | WBAHP-O: Heat Pump Packaged Un | Heat Pump | 230 | 1 |  |  |  | Single-Speed |  |  |  | 11600 | 789 | 14.7 |  | 16000 | 901 | 5.2 |  | Federally-Regulated Commercial & Industrial Equipment | 08/12/2020 | 205767599 | 08/12/2020
ClimateMaster Inc. | CLIMATEMASTER | TSL24 A |  | Water-Source | WBAHP: Heat Pump Packaged Unit | Heat Pump | 230 | 1 |  |  |  | Single-Speed |  |  |  | 24500 | 1611 | 15.2 |  | 31500 | 1846 | 5 |  | Federally-Regulated Commercial & Industrial Equipment | 08/12/2020 | 205767570 | 08/12/2020
ClimateMaster Inc. | CLIMATEMASTER | TES/P038B | TAH038C | Ground-Source | WBAHP-CB: Heat Pump Split Syst | Heat Pump | 208 | 1 | False |  |  | Single-Speed |  |  |  | 37700 | 2117 | 17.8 |  | 26200 | 2020 | 3.8 |  | Non Federally-Regulated | 08/12/2020 | 205767582 | 08/12/2020
ClimateMaster Inc. | CLIMATEMASTER | TSH/V/D030C*K |  | Ground-Water-Source | WBAHP: Heat Pump Packaged Unit | Heat Pump | 208 | 1 |  |  |  | Single-Speed |  |  |  | 30800 | 1153 | 26.7 |  | 28000 | 1674 | 4.9 |  | Non Federally-Regulated | 08/12/2020 | 205767516 | 08/12/2020
ClimateMaster Inc. | CLIMATEMASTER | TZV/H024C |  | Ground-Source | WBAHP: Heat Pump Packaged Unit | Heat Pump | 208 | 1 |  |  |  | Single-Speed |  |  |  | 24600 | 1537 | 16 |  | 17800 | 1449 | 3.6 |  | Non Federally-Regulated | 08/12/2020 | 205767554 | 08/12/2020
ClimateMaster Inc. | CLIMATEMASTER | TCH/V030A*W/K |  | Ground-Water-Source | WBAHP: Heat Pump Packaged Unit | Heat Pump | 230 | 1 |  |  |  | Single-Speed |  |  |  | 32000 | 1481 | 21.6 |  | 30500 | 2078 | 4.3 |  | Non Federally-Regulated | 08/12/2020 | 205767543 | 08/12/2020
ClimateMaster Inc. | CLIMATEMASTER | TRH/V015A*W/K |  | Water-Source | WBAHP: Heat Pump Packaged Unit | Heat Pump | 230 | 1 |  |  |  | Single-Speed |  |  |  | 14500 | 935 | 15.5 |  | 16800 | 965 | 5.1 |  | Federally-Regulated Commercial & Industrial Equipment | 08/12/2020 | 205767624 | 08/12/2020
ClimateMaster Inc. | CLIMATEMASTER | TCH/V030A*W/K |  | Ground-Source | WBAHP: Heat Pump Packaged Unit | Heat Pump | 208 | 1 |  |  |  | Single-Speed |  |  |  | 29500 | 1843 | 16 |  | 24000 | 1953 | 3.6 |  | Non Federally-Regulated | 08/12/2020 | 205767543 | 08/12/2020
ClimateMaster Inc. | CLIMATEMASTER | TRH/V015A*W/K |  | Ground-Water-Source | WBAHP: Heat Pump Packaged Unit | Heat Pump | 230 | 1 |  |  |  | Single-Speed |  |  |  | 16800 | 672 | 25 |  | 13800 | 919 | 4.4 |  | Non Federally-Regulated | 08/12/2020 | 205767624 | 08/12/2020
ClimateMaster Inc. | CLIMATEMASTER | TCV041A |  | Ground-Water-Source | WBAHP: Heat Pump Packaged Unit | Heat Pump | 230 | 1 |  |  |  | Single-Speed |  |  |  | 41400 | 2101 | 19.7 |  | 38000 | 3009 | 3.7 |  | Non Federally-Regulated | 08/12/2020 | 205767481 | 08/12/2020
ClimateMaster Inc. | CLIMATEMASTER | TRH/V015A*W/K |  | Ground-Source | WBAHP: Heat Pump Packaged Unit | Heat Pump | 208 | 1 |  |  |  | Single-Speed |  |  |  | 15000 | 837 | 17.9 |  | 10900 | 887 | 3.6 |  | Non Federally-Regulated | 08/12/2020 | 205767624 | 08/12/2020
ClimateMaster Inc. | CLIMATEMASTER | TCH/V060A |  | Water-Source | WBAHP: Heat Pump Packaged Unit | Heat Pump | 230 | 1 |  |  |  | Single-Speed |  |  |  | 59500 | 4576 | 13 |  | 72000 | 4907 | 4.3 |  | Federally-Regulated Commercial & Industrial Equipment | 08/12/2020 | 205767499 | 08/12/2020
ClimateMaster Inc. | CLIMATEMASTER | TZV/H024D |  | Ground-Source | WBAHP: Heat Pump Packaged Unit | Heat Pump | 230 | 1 |  |  |  | Dual-Speed |  |  |  | 24600 | 1537 | 16 |  | 17800 | 1449 | 3.6 |  | Non Federally-Regulated | 08/12/2020 | 205767608 | 08/12/2020
ClimateMaster Inc. | CLIMATEMASTER | TZV/H048C |  | Ground-Water-Source | WBAHP: Heat Pump Packaged Unit | Heat Pump | 208 | 1 |  |  |  | Single-Speed |  |  |  | 51800 | 2478 | 20.9 |  | 45000 | 2997 | 4.4 |  | Non Federally-Regulated | 08/12/2020 | 205767558 | 08/12/2020
ClimateMaster Inc. | CLIMATEMASTER | TSL15 A |  | Ground-Source | WBAHP: Heat Pump Packaged Unit | Heat Pump | 230 | 1 |  |  |  | Single-Speed |  |  |  | 15400 | 870 | 17.7 |  | 11500 | 936 | 3.6 |  | Non Federally-Regulated | 08/12/2020 | 205767566 | 08/12/2020
ClimateMaster Inc. | CLIMATEMASTER | TYV/H036B |  | Water-Source | WBAHP: Heat Pump Packaged Unit | Heat Pump | 208 | 1 |  |  |  | Dual-Speed |  |  |  | 34300 | 2271 | 15.1 |  | 42000 | 2675 | 4.6 |  | Federally-Regulated Commercial & Industrial Equipment | 08/12/2020 | 205767470 | 08/12/2020
ClimateMaster Inc. | CLIMATEMASTER | TYV/H036B |  | Ground-Source | WBAHP: Heat Pump Packaged Unit | Heat Pump | 208 | 1 |  |  |  | Dual-Speed |  |  |  | 35200 | 2107 | 16.7 |  | 27300 | 2222 | 3.6 |  | Non Federally-Regulated | 08/12/2020 | 205767470 | 08/12/2020
ClimateMaster Inc. | CLIMATEMASTER | TCV041A |  | Water-Source | WBAHP: Heat Pump Packaged Unit | Heat Pump | 208 | 1 |  |  |  | Single-Speed |  |  |  | 36500 | 2765 | 13.2 |  | 45700 | 3114 | 4.3 |  | Federally-Regulated Commercial & Industrial Equipment | 08/12/2020 | 205767481 | 08/12/2020
ClimateMaster Inc. | CLIMATEMASTER | TZV/H024D |  | Water-Source | WBAHP: Heat Pump Packaged Unit | Heat Pump | 230 | 1 |  |  |  | Dual-Speed |  |  |  | 23700 | 1657 | 14.3 |  | 28000 | 1783 | 4.6 |  | Federally-Regulated Commercial & Industrial Equipment | 08/12/2020 | 205767608 | 08/12/2020
ClimateMaster Inc. | CLIMATEMASTER | TYV/H036B |  | Ground-Source | WBAHP: Heat Pump Packaged Unit | Heat Pump | 230 | 1 |  |  |  | Dual-Speed |  |  |  | 35200 | 2107 | 16.7 |  | 27300 | 2222 | 3.6 |  | Non Federally-Regulated | 08/12/2020 | 205767470 | 08/12/2020
ClimateMaster Inc. | CLIMATEMASTER | TSM12 B |  | Water-Source | WBAHP-O: Heat Pump Packaged Un | Heat Pump | 230 | 1 |  |  |  | Single-Speed |  |  |  | 11800 | 836 | 14.1 |  | 15200 | 840 | 5.3 |  | Federally-Regulated Commercial & Industrial Equipment | 08/12/2020 | 205767530 | 08/12/2020
ClimateMaster Inc. | CLIMATEMASTER | TCV041A |  | Water-Source | WBAHP: Heat Pump Packaged Unit | Heat Pump | 230 | 1 |  |  |  | Single-Speed |  |  |  | 36500 | 2765 | 13.2 |  | 45700 | 3114 | 4.3 |  | Federally-Regulated Commercial & Industrial Equipment | 08/12/2020 | 205767481 | 08/12/2020
ClimateMaster Inc. | CLIMATEMASTER | TCH/V030A*W/K |  | Water-Source | WBAHP: Heat Pump Packaged Unit | Heat Pump | 230 | 1 |  |  |  | Single-Speed |  |  |  | 28600 | 2102 | 13.6 |  | 37000 | 2213 | 4.9 |  | Federally-Regulated Commercial & Industrial Equipment | 08/12/2020 | 205767543 | 08/12/2020
ClimateMaster Inc. | CLIMATEMASTER | TRH/V048A*W/K |  | Ground-Source | WBAHP: Heat Pump Packaged Unit | Heat Pump | 208 | 1 |  |  |  | Single-Speed |  |  |  | 50400 | 3111 | 16.2 |  | 36500 | 2971 | 3.6 |  | Non Federally-Regulated | 08/12/2020 | 205767552 | 08/12/2020
ClimateMaster Inc. | CLIMATEMASTER | TCV041A |  | Ground-Source | WBAHP: Heat Pump Packaged Unit | Heat Pump | 208 | 1 |  |  |  | Single-Speed |  |  |  | 38000 | 2567 | 14.8 |  | 30000 | 2747 | 3.2 |  | Non Federally-Regulated | 08/12/2020 | 205767481 | 08/12/2020
ClimateMaster Inc. | CLIMATEMASTER | TRH/V048A*W/K |  | Ground-Water-Source | WBAHP: Heat Pump Packaged Unit | Heat Pump | 208 | 1 |  |  |  | Single-Speed |  |  |  | 54200 | 2580 | 21 |  | 45300 | 3087 | 4.3 |  | Non Federally-Regulated | 08/12/2020 | 205767552 | 08/12/2020
ClimateMaster Inc. | CLIMATEMASTER | TSM09 B |  | Ground-Source | WBAHP-O: Heat Pump Packaged Un | Heat Pump | 230 | 1 |  |  |  | Single-Speed |  |  |  | 9700 | 598 | 16.2 |  | 7100 | 630 | 3.3 |  | Non Federally-Regulated | 08/12/2020 | 205767528 | 08/12/2020
ClimateMaster Inc. | CLIMATEMASTER | TCH/V060A |  | Ground-Source | WBAHP: Heat Pump Packaged Unit | Heat Pump | 230 | 1 |  |  |  | Single-Speed |  |  |  | 61500 | 4241 | 14.5 |  | 49200 | 4369 | 3.3 |  | Non Federally-Regulated | 08/12/2020 | 205767499 | 08/12/2020
ClimateMaster Inc. | CLIMATEMASTER | TES/P064B | TAC064B | Ground-Water-Source | WBAHP-C: Heat Pump Split Syste | Heat Pump | 208 | 1 | False |  |  | Single-Speed |  |  |  | 58700 | 3041 | 19.3 |  | 56400 | 4349 | 3.8 |  | Non Federally-Regulated | 08/12/2020 | 205767585 | 08/12/2020
ClimateMaster Inc. | CLIMATEMASTER | TYV/H042 |  | Ground-Source | WBAHP: Heat Pump Packaged Unit | Heat Pump | 230 | 1 |  |  |  | Dual-Speed |  |  |  | 43100 | 2677 | 16.1 |  | 33300 | 2870 | 3.4 |  | Non Federally-Regulated | 08/12/2020 | 205767471 | 08/12/2020
ClimateMaster Inc. | CLIMATEMASTER | TYV/H042 |  | Ground-Water-Source | WBAHP: Heat Pump Packaged Unit | Heat Pump | 230 | 1 |  |  |  | Dual-Speed |  |  |  | 46300 | 2173 | 21.3 |  | 42300 | 3023 | 4.1 |  | Non Federally-Regulated | 08/12/2020 | 205767471 | 08/12/2020
ClimateMaster Inc. | CLIMATEMASTER | TCV041A |  | Ground-Source | WBAHP: Heat Pump Packaged Unit | Heat Pump | 230 | 1 |  |  |  | Single-Speed |  |  |  | 38000 | 2567 | 14.8 |  | 30000 | 2747 | 3.2 |  | Non Federally-Regulated | 08/12/2020 | 205767481 | 08/12/2020
ClimateMaster Inc. | CLIMATEMASTER | TRH/V015A*W/K |  | Water-Source | WBAHP: Heat Pump Packaged Unit | Heat Pump | 208 | 1 |  |  |  | Single-Speed |  |  |  | 14500 | 935 | 15.5 |  | 16800 | 965 | 5.1 |  | Federally-Regulated Commercial & Industrial Equipment | 08/12/2020 | 205767624 | 08/12/2020
ClimateMaster Inc. | CLIMATEMASTER | TSH/V/D036C |  | Ground-Water-Source | WBAHP: Heat Pump Packaged Unit | Heat Pump | 208 | 1 |  |  |  | Single-Speed |  |  |  | 35400 | 1525 | 23.2 |  | 33200 | 2070 | 4.7 |  | Non Federally-Regulated | 08/12/2020 | 205767517 | 08/12/2020
ClimateMaster Inc. | CLIMATEMASTER | TCV041A |  | Ground-Water-Source | WBAHP: Heat Pump Packaged Unit | Heat Pump | 208 | 1 |  |  |  | Single-Speed |  |  |  | 41400 | 2101 | 19.7 |  | 38000 | 3009 | 3.7 |  | Non Federally-Regulated | 08/12/2020 | 205767481 | 08/12/2020
ClimateMaster Inc. | CLIMATEMASTER | TSL15 A |  | Ground-Source | WBAHP: Heat Pump Packaged Unit | Heat Pump | 208 | 1 |  |  |  | Single-Speed |  |  |  | 15400 | 870 | 17.7 |  | 11500 | 936 | 3.6 |  | Non Federally-Regulated | 08/12/2020 | 205767566 | 08/12/2020
ClimateMaster Inc. | CLIMATEMASTER | TYV/H042 |  | Ground-Water-Source | WBAHP: Heat Pump Packaged Unit | Heat Pump | 208 | 1 |  |  |  | Dual-Speed |  |  |  | 46300 | 2173 | 21.3 |  | 42300 | 3023 | 4.1 |  | Non Federally-Regulated | 08/12/2020 | 205767471 | 08/12/2020
ClimateMaster Inc. | CLIMATEMASTER | TRH/V048A*W/K |  | Ground-Water-Source | WBAHP: Heat Pump Packaged Unit | Heat Pump | 230 | 1 |  |  |  | Single-Speed |  |  |  | 54200 | 2580 | 21 |  | 45300 | 3087 | 4.3 |  | Non Federally-Regulated | 08/12/2020 | 205767552 | 08/12/2020
ClimateMaster Inc. | CLIMATEMASTER | TES/P064B | TAC064B | Ground-Source | WBAHP-C: Heat Pump Split Syste | Heat Pump | 230 | 1 | False |  |  | Single-Speed |  |  |  | 54500 | 3585 | 15.2 |  | 44000 | 3792 | 3.4 |  | Non Federally-Regulated | 08/12/2020 | 205767585 | 08/12/2020
ClimateMaster Inc. | CLIMATEMASTER | TSL30 A |  | Water-Source | WBAHP: Heat Pump Packaged Unit | Heat Pump | 208 | 1 |  |  |  | Single-Speed |  |  |  | 28000 | 1842 | 15.2 |  | 34000 | 1916 | 5.2 |  | Federally-Regulated Commercial & Industrial Equipment | 08/12/2020 | 205767572 | 08/12/2020
ClimateMaster Inc. | CLIMATEMASTER | TSM12 B |  | Water-Source | WBAHP-O: Heat Pump Packaged Un | Heat Pump | 208 | 1 |  |  |  | Single-Speed |  |  |  | 11800 | 836 | 14.1 |  | 15200 | 840 | 5.3 |  | Federally-Regulated Commercial & Industrial Equipment | 08/12/2020 | 205767530 | 08/12/2020
ClimateMaster Inc. | CLIMATEMASTER | TSM09 B |  | Water-Source | WBAHP-O: Heat Pump Packaged Un | Heat Pump | 230 | 1 |  |  |  | Single-Speed |  |  |  | 9200 | 643 | 14.3 |  | 12200 | 662 | 5.4 |  | Federally-Regulated Commercial & Industrial Equipment | 08/12/2020 | 205767528 | 08/12/2020
ClimateMaster Inc. | CLIMATEMASTER | TSH/V/D036C |  | Ground-Water-Source | WBAHP: Heat Pump Packaged Unit | Heat Pump | 230 | 1 |  |  |  | Single-Speed |  |  |  | 35400 | 1525 | 23.2 |  | 33200 | 2070 | 4.7 |  | Non Federally-Regulated | 08/12/2020 | 205767517 | 08/12/2020
ClimateMaster Inc. | CLIMATEMASTER | TZV/H024D |  | Ground-Water-Source | WBAHP: Heat Pump Packaged Unit | Heat Pump | 230 | 1 |  |  |  | Dual-Speed |  |  |  | 26500 | 1221 | 21.7 |  | 23000 | 1644 | 4.1 |  | Non Federally-Regulated | 08/12/2020 | 205767608 | 08/12/2020
ClimateMaster Inc. | CLIMATEMASTER | TSM36 A |  | Ground-Source | WBAHP-O: Heat Pump Packaged Un | Heat Pump | 208 | 1 |  |  |  | Single-Speed |  |  |  | 36000 | 2222 | 16.2 |  | 25500 | 2198 | 3.4 |  | Non Federally-Regulated | 08/12/2020 | 205767539 | 08/12/2020
ClimateMaster Inc. | CLIMATEMASTER | TSL15 A |  | Water-Source | WBAHP: Heat Pump Packaged Unit | Heat Pump | 208 | 1 |  |  |  | Single-Speed |  |  |  | 14000 | 979 | 14.3 |  | 19000 | 1113 | 5 |  | Federally-Regulated Commercial & Industrial Equipment | 08/12/2020 | 205767566 | 08/12/2020
ClimateMaster Inc. | CLIMATEMASTER | TSM12 B |  | Ground-Source | WBAHP-O: Heat Pump Packaged Un | Heat Pump | 230 | 1 |  |  |  | Single-Speed |  |  |  | 12100 | 720 | 16.8 |  | 9000 | 824 | 3.2 |  | Non Federally-Regulated | 08/12/2020 | 205767530 | 08/12/2020
ClimateMaster Inc. | CLIMATEMASTER | TSL15 A |  | Water-Source | WBAHP: Heat Pump Packaged Unit | Heat Pump | 230 | 1 |  |  |  | Single-Speed |  |  |  | 14000 | 979 | 14.3 |  | 19000 | 1113 | 5 |  | Federally-Regulated Commercial & Industrial Equipment | 08/12/2020 | 205767566 | 08/12/2020
ClimateMaster Inc. | CLIMATEMASTER | TRH/V015A*W/K |  | Ground-Source | WBAHP: Heat Pump Packaged Unit | Heat Pump | 230 | 1 |  |  |  | Single-Speed |  |  |  | 15000 | 837 | 17.9 |  | 10900 | 887 | 3.6 |  | Non Federally-Regulated | 08/12/2020 | 205767624 | 08/12/2020
ClimateMaster Inc. | CLIMATEMASTER | TSM36 A |  | Ground-Source | WBAHP-O: Heat Pump Packaged Un | Heat Pump | 230 | 1 |  |  |  | Single-Speed |  |  |  | 36000 | 2222 | 16.2 |  | 25500 | 2198 | 3.4 |  | Non Federally-Regulated | 08/12/2020 | 205767539 | 08/12/2020
ClimateMaster Inc. | CLIMATEMASTER | TRH/V048A*W/K |  | Water-Source | WBAHP: Heat Pump Packaged Unit | Heat Pump | 230 | 1 |  |  |  | Single-Speed |  |  |  | 48000 | 3428 | 14 |  | 53600 | 3272 | 4.8 |  | Federally-Regulated Commercial & Industrial Equipment | 08/12/2020 | 205767552 | 08/12/2020
ClimateMaster Inc. | CLIMATEMASTER | TSL30 A |  | Water-Source | WBAHP: Heat Pump Packaged Unit | Heat Pump | 230 | 1 |  |  |  | Single-Speed |  |  |  | 28000 | 1842 | 15.2 |  | 34000 | 1916 | 5.2 |  | Federally-Regulated Commercial & Industrial Equipment | 08/12/2020 | 205767572 | 08/12/2020
ClimateMaster Inc. | CLIMATEMASTER | TZV/H048C |  | Water-Source | WBAHP: Heat Pump Packaged Unit | Heat Pump | 208 | 1 |  |  |  | Single-Speed |  |  |  | 45900 | 3278 | 14 |  | 53800 | 3217 | 4.9 |  | Federally-Regulated Commercial & Industrial Equipment | 08/12/2020 | 205767558 | 08/12/2020
ClimateMaster Inc. | CLIMATEMASTER | TSL30 A |  | Ground-Source | WBAHP: Heat Pump Packaged Unit | Heat Pump | 208 | 1 |  |  |  | Single-Speed |  |  |  | 29500 | 1638 | 18 |  | 21000 | 1810 | 3.4 |  | Non Federally-Regulated | 08/12/2020 | 205767572 | 08/12/2020
ClimateMaster Inc. | CLIMATEMASTER | TZV/H048C |  | Water-Source | WBAHP: Heat Pump Packaged Unit | Heat Pump | 230 | 1 |  |  |  | Single-Speed |  |  |  | 45900 | 3278 | 14 |  | 53800 | 3217 | 4.9 |  | Federally-Regulated Commercial & Industrial Equipment | 08/12/2020 | 205767558 | 08/12/2020
ClimateMaster Inc. | CLIMATEMASTER | TSM09 B |  | Water-Source | WBAHP-O: Heat Pump Packaged Un | Heat Pump | 208 | 1 |  |  |  | Single-Speed |  |  |  | 9200 | 643 | 14.3 |  | 12200 | 662 | 5.4 |  | Federally-Regulated Commercial & Industrial Equipment | 08/12/2020 | 205767528 | 08/12/2020
ClimateMaster Inc. | CLIMATEMASTER | TES/P064B | TAC064B | Ground-Water-Source | WBAHP-C: Heat Pump Split Syste | Heat Pump | 230 | 1 | False |  |  | Single-Speed |  |  |  | 58700 | 3041 | 19.3 |  | 56400 | 4349 | 3.8 |  | Non Federally-Regulated | 08/12/2020 | 205767585 | 08/12/2020
ClimateMaster Inc. | CLIMATEMASTER | TCH/V030A*W/K |  | Ground-Source | WBAHP: Heat Pump Packaged Unit | Heat Pump | 230 | 1 |  |  |  | Single-Speed |  |  |  | 29500 | 1843 | 16 |  | 24000 | 1953 | 3.6 |  | Non Federally-Regulated | 08/12/2020 | 205767543 | 08/12/2020
ClimateMaster Inc. | CLIMATEMASTER | TSM12 B |  | Ground-Source | WBAHP-O: Heat Pump Packaged Un | Heat Pump | 208 | 1 |  |  |  | Single-Speed |  |  |  | 12100 | 720 | 16.8 |  | 9000 | 824 | 3.2 |  | Non Federally-Regulated | 08/12/2020 | 205767530 | 08/12/2020
ClimateMaster Inc. | CLIMATEMASTER | TES/P064B | TAC064B | Ground-Source | WBAHP-C: Heat Pump Split Syste | Heat Pump | 208 | 1 | False |  |  | Single-Speed |  |  |  | 54500 | 3585 | 15.2 |  | 44000 | 3792 | 3.4 |  | Non Federally-Regulated | 08/12/2020 | 205767585 | 08/12/2020
ClimateMaster Inc. | CLIMATEMASTER | TCH/V030A*W/K |  | Ground-Water-Source | WBAHP: Heat Pump Packaged Unit | Heat Pump | 208 | 1 |  |  |  | Single-Speed |  |  |  | 32000 | 1481 | 21.6 |  | 30500 | 2078 | 4.3 |  | Non Federally-Regulated | 08/12/2020 | 205767543 | 08/12/2020
ClimateMaster Inc. | CLIMATEMASTER | TZV/H048C |  | Ground-Water-Source | WBAHP: Heat Pump Packaged Unit | Heat Pump | 230 | 1 |  |  |  | Single-Speed |  |  |  | 51800 | 2478 | 20.9 |  | 45000 | 2997 | 4.4 |  | Non Federally-Regulated | 08/12/2020 | 205767558 | 08/12/2020
ClimateMaster Inc. | CLIMATEMASTER | TSH/V/D036C |  | Water-Source | WBAHP: Heat Pump Packaged Unit | Heat Pump | 208 | 1 |  |  |  | Single-Speed |  |  |  | 33400 | 1964 | 17 |  | 40400 | 2114 | 5.6 |  | Federally-Regulated Commercial & Industrial Equipment | 08/12/2020 | 205767517 | 08/12/2020
ClimateMaster Inc. | CLIMATEMASTER | TSH/V/D036C |  | Ground-Source | WBAHP: Heat Pump Packaged Unit | Heat Pump | 208 | 1 |  |  |  | Single-Speed |  |  |  | 34300 | 1786 | 19.2 |  | 25900 | 1851 | 4.1 |  | Non Federally-Regulated | 08/12/2020 | 205767517 | 08/12/2020
ClimateMaster Inc. | CLIMATEMASTER | TCH/V060A |  | Ground-Source | WBAHP: Heat Pump Packaged Unit | Heat Pump | 208 | 1 |  |  |  | Single-Speed |  |  |  | 61500 | 4241 | 14.5 |  | 49200 | 4369 | 3.3 |  | Non Federally-Regulated | 08/12/2020 | 205767499 | 08/12/2020
ClimateMaster Inc. | CLIMATEMASTER | TYV/H036B |  | Ground-Water-Source | WBAHP: Heat Pump Packaged Unit | Heat Pump | 230 | 1 |  |  |  | Dual-Speed |  |  |  | 38200 | 1713 | 22.3 |  | 35100 | 2392 | 4.3 |  | Non Federally-Regulated | 08/12/2020 | 205767470 | 08/12/2020
ClimateMaster Inc. | CLIMATEMASTER | TSM09 B |  | Ground-Source | WBAHP-O: Heat Pump Packaged Un | Heat Pump | 208 | 1 |  |  |  | Single-Speed |  |  |  | 9700 | 598 | 16.2 |  | 7100 | 630 | 3.3 |  | Non Federally-Regulated | 08/12/2020 | 205767528 | 08/12/2020
ClimateMaster Inc. | CLIMATEMASTER | TCH/V060A |  | Water-Source | WBAHP: Heat Pump Packaged Unit | Heat Pump | 208 | 1 |  |  |  | Single-Speed |  |  |  | 59500 | 4576 | 13 |  | 72000 | 4907 | 4.3 |  | Federally-Regulated Commercial & Industrial Equipment | 08/12/2020 | 205767499 | 08/12/2020
ClimateMaster Inc. | CLIMATEMASTER | TZV/H024D |  | Ground-Source | WBAHP: Heat Pump Packaged Unit | Heat Pump | 208 | 1 |  |  |  | Dual-Speed |  |  |  | 24600 | 1537 | 16 |  | 17800 | 1449 | 3.6 |  | Non Federally-Regulated | 08/12/2020 | 205767608 | 08/12/2020
ClimateMaster Inc. | CLIMATEMASTER | TYV/H036B |  | Ground-Water-Source | WBAHP: Heat Pump Packaged Unit | Heat Pump | 208 | 1 |  |  |  | Dual-Speed |  |  |  | 38200 | 1713 | 22.3 |  | 35100 | 2392 | 4.3 |  | Non Federally-Regulated | 08/12/2020 | 205767470 | 08/12/2020
ClimateMaster Inc. | CLIMATEMASTER | TZV/H024D |  | Water-Source | WBAHP: Heat Pump Packaged Unit | Heat Pump | 208 | 1 |  |  |  | Dual-Speed |  |  |  | 23700 | 1657 | 14.3 |  | 28000 | 1783 | 4.6 |  | Federally-Regulated Commercial & Industrial Equipment | 08/12/2020 | 205767608 | 08/12/2020
ClimateMaster Inc. | CLIMATEMASTER | TRH/V048A*W/K |  | Ground-Source | WBAHP: Heat Pump Packaged Unit | Heat Pump | 230 | 1 |  |  |  | Single-Speed |  |  |  | 50400 | 3111 | 16.2 |  | 36500 | 2971 | 3.6 |  | Non Federally-Regulated | 08/12/2020 | 205767552 | 08/12/2020
ClimateMaster Inc. | CLIMATEMASTER | TSH/V/D036C |  | Water-Source | WBAHP: Heat Pump Packaged Unit | Heat Pump | 230 | 1 |  |  |  | Single-Speed |  |  |  | 33400 | 1964 | 17 |  | 40400 | 2114 | 5.6 |  | Federally-Regulated Commercial & Industrial Equipment | 08/12/2020 | 205767517 | 08/12/2020
ClimateMaster Inc. | CLIMATEMASTER | TYV/H042 |  | Water-Source | WBAHP: Heat Pump Packaged Unit | Heat Pump | 208 | 1 |  |  |  | Dual-Speed |  |  |  | 41100 | 2874 | 14.3 |  | 50200 | 3198 | 4.6 |  | Federally-Regulated Commercial & Industrial Equipment | 08/12/2020 | 205767471 | 08/12/2020
ClimateMaster Inc. | CLIMATEMASTER | TYV/H042 |  | Ground-Source | WBAHP: Heat Pump Packaged Unit | Heat Pump | 208 | 1 |  |  |  | Dual-Speed |  |  |  | 43100 | 2677 | 16.1 |  | 33300 | 2870 | 3.4 |  | Non Federally-Regulated | 08/12/2020 | 205767471 | 08/12/2020
ClimateMaster Inc. | CLIMATEMASTER | TSL30 A |  | Ground-Source | WBAHP: Heat Pump Packaged Unit | Heat Pump | 230 | 1 |  |  |  | Single-Speed |  |  |  | 29500 | 1638 | 18 |  | 21000 | 1810 | 3.4 |  | Non Federally-Regulated | 08/12/2020 | 205767572 | 08/12/2020
ClimateMaster Inc. | CLIMATEMASTER | TSH/V/D036C |  | Ground-Source | WBAHP: Heat Pump Packaged Unit | Heat Pump | 230 | 1 |  |  |  | Single-Speed |  |  |  | 34300 | 1786 | 19.2 |  | 25900 | 1851 | 4.1 |  | Non Federally-Regulated | 08/12/2020 | 205767517 | 08/12/2020
ClimateMaster Inc. | CLIMATEMASTER | TYV/H042 |  | Water-Source | WBAHP: Heat Pump Packaged Unit | Heat Pump | 230 | 1 |  |  |  | Dual-Speed |  |  |  | 41100 | 2874 | 14.3 |  | 50200 | 3198 | 4.6 |  | Federally-Regulated Commercial & Industrial Equipment | 08/12/2020 | 205767471 | 08/12/2020
ClimateMaster Inc. | CLIMATEMASTER | TYV/H036B |  | Water-Source | WBAHP: Heat Pump Packaged Unit | Heat Pump | 230 | 1 |  |  |  | Dual-Speed |  |  |  | 34300 | 2271 | 15.1 |  | 42000 | 2675 | 4.6 |  | Federally-Regulated Commercial & Industrial Equipment | 08/12/2020 | 205767470 | 08/12/2020
ClimateMaster Inc. | CLIMATEMASTER | TZV/H024D |  | Ground-Water-Source | WBAHP: Heat Pump Packaged Unit | Heat Pump | 208 | 1 |  |  |  | Dual-Speed |  |  |  | 26500 | 1221 | 21.7 |  | 23000 | 1644 | 4.1 |  | Non Federally-Regulated | 08/12/2020 | 205767608 | 08/12/2020
ClimateMaster Inc. | CLIMATEMASTER | TRH/V048A*W/K |  | Water-Source | WBAHP: Heat Pump Packaged Unit | Heat Pump | 208 | 1 |  |  |  | Single-Speed |  |  |  | 48000 | 3428 | 14 |  | 53600 | 3272 | 4.8 |  | Federally-Regulated Commercial & Industrial Equipment | 08/12/2020 | 205767552 | 08/12/2020
ClimateMaster Inc. | CLIMATEMASTER | TSM36 A |  | Water-Source | WBAHP-O: Heat Pump Packaged Un | Heat Pump | 230 | 1 |  |  |  | Single-Speed |  |  |  | 35000 | 2482 | 14.1 |  | 40500 | 2422 | 4.9 |  | Federally-Regulated Commercial & Industrial Equipment | 08/12/2020 | 205767539 | 08/12/2020
ClimateMaster Inc. | CLIMATEMASTER | TCH/V030A*W/K |  | Water-Source | WBAHP: Heat Pump Packaged Unit | Heat Pump | 208 | 1 |  |  |  | Single-Speed |  |  |  | 28600 | 2102 | 13.6 |  | 37000 | 2213 | 4.9 |  | Federally-Regulated Commercial & Industrial Equipment | 08/12/2020 | 205767543 | 08/12/2020
ClimateMaster Inc. | CLIMATEMASTER | TRH/V015A*W/K |  | Ground-Water-Source | WBAHP: Heat Pump Packaged Unit | Heat Pump | 208 | 1 |  |  |  | Single-Speed |  |  |  | 16800 | 672 | 25 |  | 13800 | 919 | 4.4 |  | Non Federally-Regulated | 08/12/2020 | 205767624 | 08/12/2020
ClimateMaster Inc. | CLIMATEMASTER | TSM36 A |  | Water-Source | WBAHP-O: Heat Pump Packaged Un | Heat Pump | 208 | 1 |  |  |  | Single-Speed |  |  |  | 35000 | 2482 | 14.1 |  | 40500 | 2422 | 4.9 |  | Federally-Regulated Commercial & Industrial Equipment | 08/12/2020 | 205767539 | 08/12/2020
ClimateMaster Inc. | CLIMATEMASTER | TRC09 |  | Ground-Source | WBAHP-O: Heat Pump Packaged Un | Heat Pump | 208 | 1 |  |  |  | Single-Speed |  |  |  | 8800 | 590 | 14.9 |  | 7300 | 648 | 3.3 |  | Non Federally-Regulated | 08/12/2020 | 205767502 | 08/12/2020
ClimateMaster Inc. | CLIMATEMASTER | TSL09 A |  | Water-Source | WBAHP: Heat Pump Packaged Unit | Heat Pump | 230 | 1 |  |  |  | Single-Speed |  |  |  | 9300 | 688 | 13.5 |  | 12500 | 704 | 5.2 |  | Federally-Regulated Commercial & Industrial Equipment | 08/12/2020 | 205767562 | 08/12/2020
ClimateMaster Inc. | CLIMATEMASTER | TRH/V030A |  | Ground-Source | WBAHP: Heat Pump Packaged Unit | Heat Pump | 208 | 1 |  |  |  | Single-Speed |  |  |  | 29500 | 2006 | 14.7 |  | 24000 | 2068 | 3.4 |  | Non Federally-Regulated | 08/12/2020 | 205767485 | 08/12/2020
ClimateMaster Inc. | CLIMATEMASTER | TSM09 A/B B |  | Ground-Source | WBAHP-O: Heat Pump Packaged Un | Heat Pump | 230 | 1 |  |  |  | Single-Speed |  |  |  | 10300 | 635 | 16.2 |  | 7600 | 696 | 3.2 |  | Non Federally-Regulated | 08/12/2020 | 205767596 | 08/12/2020
ClimateMaster Inc. | CLIMATEMASTER | TRH/V015A |  | Water-Source | WBAHP: Heat Pump Packaged Unit | Heat Pump | 230 | 1 |  |  |  | Single-Speed |  |  |  | 14500 | 941 | 15.4 |  | 17300 | 1014 | 5 |  | Federally-Regulated Commercial & Industrial Equipment | 08/12/2020 | 205767508 | 08/12/2020
ClimateMaster Inc. | CLIMATEMASTER | TCH/V015A*W/K |  | Ground-Water-Source | WBAHP: Heat Pump Packaged Unit | Heat Pump | 208 | 1 |  |  |  | Single-Speed |  |  |  | 16800 | 672 | 25 |  | 13800 | 919 | 4.4 |  | Non Federally-Regulated | 08/12/2020 | 205767623 | 08/12/2020
ClimateMaster Inc. | CLIMATEMASTER | TCH/V024A*W/K |  | Ground-Source | WBAHP: Heat Pump Packaged Unit | Heat Pump | 208 | 1 |  |  |  | Single-Speed |  |  |  | 24500 | 1531 | 16 |  | 18600 | 1557 | 3.5 |  | Non Federally-Regulated | 08/12/2020 | 205767542 | 08/12/2020
ClimateMaster Inc. | CLIMATEMASTER | TCH/V009A |  | Ground-Water-Source | WBAHP: Heat Pump Packaged Unit | Heat Pump | 230 | 1 |  |  |  | Single-Speed |  |  |  | 10000 | 473 | 21.1 |  | 9700 | 728 | 3.9 |  | Non Federally-Regulated | 08/12/2020 | 205767494 | 08/12/2020
ClimateMaster Inc. | CLIMATEMASTER | TCH/V012A*W/K |  | Ground-Water-Source | WBAHP: Heat Pump Packaged Unit | Heat Pump | 208 | 1 |  |  |  | Single-Speed |  |  |  | 13500 | 675 | 20 |  | 12100 | 933 | 3.8 |  | Non Federally-Regulated | 08/12/2020 | 205752890 | 08/12/2020
ClimateMaster Inc. | CLIMATEMASTER | TCH/V015A*W/K |  | Ground-Source | WBAHP: Heat Pump Packaged Unit | Heat Pump | 230 | 1 |  |  |  | Single-Speed |  |  |  | 15000 | 837 | 17.9 |  | 10900 | 887 | 3.6 |  | Non Federally-Regulated | 08/12/2020 | 205767623 | 08/12/2020
ClimateMaster Inc. | CLIMATEMASTER | TRH/V042A |  | Water-Source | WBAHP: Heat Pump Packaged Unit | Heat Pump | 208 | 1 |  |  |  | Single-Speed |  |  |  | 40100 | 3061 | 13.1 |  | 52700 | 3591 | 4.3 |  | Federally-Regulated Commercial & Industrial Equipment | 08/12/2020 | 205767492 | 08/12/2020
ClimateMaster Inc. | CLIMATEMASTER | TSM12 A |  | Water-Source | WBAHP-O: Heat Pump Packaged Un | Heat Pump | 208 | 1 |  |  |  | Single-Speed |  |  |  | 11800 | 861 | 13.7 |  | 15200 | 909 | 4.9 |  | Federally-Regulated Commercial & Industrial Equipment | 08/12/2020 | 205767529 | 08/12/2020
ClimateMaster Inc. | CLIMATEMASTER | TCH/V012A*W/K |  | Water-Source | WBAHP: Heat Pump Packaged Unit | Heat Pump | 208 | 1 |  |  |  | Single-Speed |  |  |  | 11100 | 853 | 13 |  | 14700 | 979 | 4.4 |  | Federally-Regulated Commercial & Industrial Equipment | 08/12/2020 | 205752890 | 08/12/2020
ClimateMaster Inc. | CLIMATEMASTER | TCH/V015A*W/K |  | Ground-Water-Source | WBAHP: Heat Pump Packaged Unit | Heat Pump | 230 | 1 |  |  |  | Single-Speed |  |  |  | 16800 | 672 | 25 |  | 13800 | 919 | 4.4 |  | Non Federally-Regulated | 08/12/2020 | 205767623 | 08/12/2020
ClimateMaster Inc. | CLIMATEMASTER | TSH/V/D036C*K |  | Water-Source | WBAHP: Heat Pump Packaged Unit | Heat Pump | 230 | 1 |  |  |  | Single-Speed |  |  |  | 33500 | 1850 | 18.1 |  | 39900 | 1981 | 5.9 |  | Federally-Regulated Commercial & Industrial Equipment | 08/12/2020 | 205767518 | 08/12/2020
ClimateMaster Inc. | CLIMATEMASTER | TCH/V015A*W/K |  | Water-Source | WBAHP: Heat Pump Packaged Unit | Heat Pump | 208 | 1 |  |  |  | Single-Speed |  |  |  | 14500 | 935 | 15.5 |  | 16800 | 965 | 5.1 |  | Federally-Regulated Commercial & Industrial Equipment | 08/12/2020 | 205767623 | 08/12/2020
ClimateMaster Inc. | CLIMATEMASTER | TES/P026B | TAH026C***A* | Ground-Water-Source | WBAHP-CB: Heat Pump Split Syst | Heat Pump | 230 | 1 | False |  |  | Single-Speed |  |  |  | 25600 | 1142 | 22.4 |  | 24900 | 1621 | 4.5 |  | Non Federally-Regulated | 08/12/2020 | 205767586 | 08/12/2020
ClimateMaster Inc. | CLIMATEMASTER | TCH/V024A*W/K |  | Ground-Water-Source | WBAHP: Heat Pump Packaged Unit | Heat Pump | 208 | 1 |  |  |  | Single-Speed |  |  |  | 27000 | 1255 | 21.5 |  | 23500 | 1601 | 4.3 |  | Non Federally-Regulated | 08/12/2020 | 205767542 | 08/12/2020
ClimateMaster Inc. | CLIMATEMASTER | TZV/H036D |  | Water-Source | WBAHP: Heat Pump Packaged Unit | Heat Pump | 208 | 1 |  |  |  | Dual-Speed |  |  |  | 34300 | 2271 | 15.1 |  | 42000 | 2675 | 4.6 |  | Federally-Regulated Commercial & Industrial Equipment | 08/12/2020 | 205767607 | 08/12/2020
ClimateMaster Inc. | CLIMATEMASTER | TSH/V012A |  | Ground-Water-Source | WBAHP: Heat Pump Packaged Unit | Heat Pump | 230 | 1 |  |  |  | Single-Speed |  |  |  | 13300 | 540 | 24.6 |  | 11800 | 864 | 4 |  | Non Federally-Regulated | 08/12/2020 | 205767487 | 08/12/2020
ClimateMaster Inc. | CLIMATEMASTER | TSH/V012A |  | Ground-Source | WBAHP: Heat Pump Packaged Unit | Heat Pump | 208 | 1 |  |  |  | Single-Speed |  |  |  | 12300 | 679 | 18.1 |  | 9500 | 795 | 3.5 |  | Non Federally-Regulated | 08/12/2020 | 205767487 | 08/12/2020
ClimateMaster Inc. | CLIMATEMASTER | TCH/V009A |  | Ground-Water-Source | WBAHP: Heat Pump Packaged Unit | Heat Pump | 208 | 1 |  |  |  | Single-Speed |  |  |  | 10000 | 473 | 21.1 |  | 9700 | 728 | 3.9 |  | Non Federally-Regulated | 08/12/2020 | 205767494 | 08/12/2020
ClimateMaster Inc. | CLIMATEMASTER | TZV/H036D |  | Ground-Water-Source | WBAHP: Heat Pump Packaged Unit | Heat Pump | 230 | 1 |  |  |  | Dual-Speed |  |  |  | 38200 | 1713 | 22.3 |  | 35100 | 2392 | 4.3 |  | Non Federally-Regulated | 08/12/2020 | 205767607 | 08/12/2020
ClimateMaster Inc. | CLIMATEMASTER | TSM09 A/B B |  | Water-Source | WBAHP-O: Heat Pump Packaged Un | Heat Pump | 230 | 1 |  |  |  | Single-Speed |  |  |  | 9700 | 697 | 13.9 |  | 12700 | 715 | 5.2 |  | Federally-Regulated Commercial & Industrial Equipment | 08/12/2020 | 205767596 | 08/12/2020
ClimateMaster Inc. | CLIMATEMASTER | TRC09 |  | Ground-Water-Source | WBAHP-O: Heat Pump Packaged Un | Heat Pump | 230 | 1 |  |  |  | Single-Speed |  |  |  | 9200 | 494 | 18.6 |  | 9500 | 696 | 4 |  | Non Federally-Regulated | 08/12/2020 | 205767502 | 08/12/2020
ClimateMaster Inc. | CLIMATEMASTER | TCH/V015A*W/K |  | Water-Source | WBAHP: Heat Pump Packaged Unit | Heat Pump | 230 | 1 |  |  |  | Single-Speed |  |  |  | 14500 | 935 | 15.5 |  | 16800 | 965 | 5.1 |  | Federally-Regulated Commercial & Industrial Equipment | 08/12/2020 | 205767623 | 08/12/2020
ClimateMaster Inc. | CLIMATEMASTER | TEV/H/D049B |  | Water-Source | WBAHP: Heat Pump Packaged Unit | Heat Pump | 230 | 1 |  |  |  | Single-Speed |  |  |  | 48600 | 2892 | 16.8 |  | 56700 | 3258 | 5.1 |  | Federally-Regulated Commercial & Industrial Equipment | 08/12/2020 | 205767475 | 08/12/2020
ClimateMaster Inc. | CLIMATEMASTER | TCH/V009A |  | Water-Source | WBAHP: Heat Pump Packaged Unit | Heat Pump | 230 | 1 |  |  |  | Single-Speed |  |  |  | 8600 | 641 | 13.4 |  | 11600 | 790 | 4.3 |  | Federally-Regulated Commercial & Industrial Equipment | 08/12/2020 | 205767494 | 08/12/2020
ClimateMaster Inc. | CLIMATEMASTER | TRH/V042A |  | Ground-Water-Source | WBAHP: Heat Pump Packaged Unit | Heat Pump | 208 | 1 |  |  |  | Single-Speed |  |  |  | 45900 | 2341 | 19.6 |  | 44000 | 3393 | 3.8 |  | Non Federally-Regulated | 08/12/2020 | 205767492 | 08/12/2020
ClimateMaster Inc. | CLIMATEMASTER | TRH/V042A |  | Ground-Source | WBAHP: Heat Pump Packaged Unit | Heat Pump | 230 | 1 |  |  |  | Single-Speed |  |  |  | 40500 | 2812 | 14.4 |  | 34300 | 3046 | 3.3 |  | Non Federally-Regulated | 08/12/2020 | 205767492 | 08/12/2020
ClimateMaster Inc. | CLIMATEMASTER | TRH/V042A |  | Ground-Source | WBAHP: Heat Pump Packaged Unit | Heat Pump | 208 | 1 |  |  |  | Single-Speed |  |  |  | 40500 | 2812 | 14.4 |  | 34300 | 3046 | 3.3 |  | Non Federally-Regulated | 08/12/2020 | 205767492 | 08/12/2020
ClimateMaster Inc. | CLIMATEMASTER | TZV/H036D |  | Water-Source | WBAHP: Heat Pump Packaged Unit | Heat Pump | 230 | 1 |  |  |  | Dual-Speed |  |  |  | 34300 | 2271 | 15.1 |  | 42000 | 2675 | 4.6 |  | Federally-Regulated Commercial & Industrial Equipment | 08/12/2020 | 205767607 | 08/12/2020
ClimateMaster Inc. | CLIMATEMASTER | TRH/V015A |  | Ground-Water-Source | WBAHP: Heat Pump Packaged Unit | Heat Pump | 208 | 1 |  |  |  | Single-Speed |  |  |  | 16800 | 685 | 24.5 |  | 14400 | 959 | 4.4 |  | Non Federally-Regulated | 08/12/2020 | 205767508 | 08/12/2020
ClimateMaster Inc. | CLIMATEMASTER | TRH/V042A |  | Ground-Water-Source | WBAHP: Heat Pump Packaged Unit | Heat Pump | 230 | 1 |  |  |  | Single-Speed |  |  |  | 45900 | 2341 | 19.6 |  | 44000 | 3393 | 3.8 |  | Non Federally-Regulated | 08/12/2020 | 205767492 | 08/12/2020
ClimateMaster Inc. | CLIMATEMASTER | TSL09 C/D B |  | Water-Source | WBAHP: Heat Pump Packaged Unit | Heat Pump | 230 | 1 |  |  |  | Single-Speed |  |  |  | 10000 | 657 | 15.2 |  | 13100 | 710 | 5.4 |  | Federally-Regulated Commercial & Industrial Equipment | 08/12/2020 | 205767600 | 08/12/2020
ClimateMaster Inc. | CLIMATEMASTER | TSM09 A/B B |  | Water-Source | WBAHP-O: Heat Pump Packaged Un | Heat Pump | 208 | 1 |  |  |  | Single-Speed |  |  |  | 9700 | 697 | 13.9 |  | 12700 | 715 | 5.2 |  | Federally-Regulated Commercial & Industrial Equipment | 08/12/2020 | 205767596 | 08/12/2020
ClimateMaster Inc. | CLIMATEMASTER | TRC09 |  | Water-Source | WBAHP-O: Heat Pump Packaged Un | Heat Pump | 208 | 1 |  |  |  | Single-Speed |  |  |  | 8600 | 646 | 13.3 |  | 11400 | 726 | 4.6 |  | Federally-Regulated Commercial & Industrial Equipment | 08/12/2020 | 205767502 | 08/12/2020
ClimateMaster Inc. | CLIMATEMASTER | TCH/V012A*W/K |  | Ground-Source | WBAHP: Heat Pump Packaged Unit | Heat Pump | 230 | 1 |  |  |  | Single-Speed |  |  |  | 12000 | 821 | 14.6 |  | 10000 | 888 | 3.3 |  | Non Federally-Regulated | 08/12/2020 | 205752890 | 08/12/2020
ClimateMaster Inc. | CLIMATEMASTER | TRH/V015A |  | Water-Source | WBAHP: Heat Pump Packaged Unit | Heat Pump | 208 | 1 |  |  |  | Single-Speed |  |  |  | 14500 | 941 | 15.4 |  | 17300 | 1014 | 5 |  | Federally-Regulated Commercial & Industrial Equipment | 08/12/2020 | 205767508 | 08/12/2020
ClimateMaster Inc. | CLIMATEMASTER | TCH/V012A*W/K |  | Water-Source | WBAHP: Heat Pump Packaged Unit | Heat Pump | 230 | 1 |  |  |  | Single-Speed |  |  |  | 11100 | 853 | 13 |  | 14700 | 979 | 4.4 |  | Federally-Regulated Commercial & Industrial Equipment | 08/12/2020 | 205752890 | 08/12/2020
ClimateMaster Inc. | CLIMATEMASTER | TCH/V009A |  | Ground-Source | WBAHP: Heat Pump Packaged Unit | Heat Pump | 230 | 1 |  |  |  | Single-Speed |  |  |  | 9100 | 579 | 15.7 |  | 7800 | 672 | 3.4 |  | Non Federally-Regulated | 08/12/2020 | 205767494 | 08/12/2020
ClimateMaster Inc. | CLIMATEMASTER | TSM12 A |  | Water-Source | WBAHP-O: Heat Pump Packaged Un | Heat Pump | 230 | 1 |  |  |  | Single-Speed |  |  |  | 11800 | 861 | 13.7 |  | 15200 | 909 | 4.9 |  | Federally-Regulated Commercial & Industrial Equipment | 08/12/2020 | 205767529 | 08/12/2020
ClimateMaster Inc. | CLIMATEMASTER | TCH/V024A*W/K |  | Ground-Water-Source | WBAHP: Heat Pump Packaged Unit | Heat Pump | 230 | 1 |  |  |  | Single-Speed |  |  |  | 27000 | 1255 | 21.5 |  | 23500 | 1601 | 4.3 |  | Non Federally-Regulated | 08/12/2020 | 205767542 | 08/12/2020
ClimateMaster Inc. | CLIMATEMASTER | TCH/V024A*W/K |  | Ground-Source | WBAHP: Heat Pump Packaged Unit | Heat Pump | 230 | 1 |  |  |  | Single-Speed |  |  |  | 24500 | 1531 | 16 |  | 18600 | 1557 | 3.5 |  | Non Federally-Regulated | 08/12/2020 | 205767542 | 08/12/2020
ClimateMaster Inc. | CLIMATEMASTER | TES/P026B | TAH026C***A* | Ground-Water-Source | WBAHP-CB: Heat Pump Split Syst | Heat Pump | 208 | 1 | False |  |  | Single-Speed |  |  |  | 25600 | 1142 | 22.4 |  | 24900 | 1621 | 4.5 |  | Non Federally-Regulated | 08/12/2020 | 205767586 | 08/12/2020
ClimateMaster Inc. | CLIMATEMASTER | TSM09 A/B B |  | Ground-Source | WBAHP-O: Heat Pump Packaged Un | Heat Pump | 208 | 1 |  |  |  | Single-Speed |  |  |  | 10300 | 635 | 16.2 |  | 7600 | 696 | 3.2 |  | Non Federally-Regulated | 08/12/2020 | 205767596 | 08/12/2020
ClimateMaster Inc. | CLIMATEMASTER | TSL09 A |  | Water-Source | WBAHP: Heat Pump Packaged Unit | Heat Pump | 208 | 1 |  |  |  | Single-Speed |  |  |  | 9300 | 688 | 13.5 |  | 12500 | 704 | 5.2 |  | Federally-Regulated Commercial & Industrial Equipment | 08/12/2020 | 205767562 | 08/12/2020
ClimateMaster Inc. | CLIMATEMASTER | TSL09 C/D B |  | Water-Source | WBAHP: Heat Pump Packaged Unit | Heat Pump | 208 | 1 |  |  |  | Single-Speed |  |  |  | 10000 | 657 | 15.2 |  | 13100 | 710 | 5.4 |  | Federally-Regulated Commercial & Industrial Equipment | 08/12/2020 | 205767600 | 08/12/2020
ClimateMaster Inc. | CLIMATEMASTER | TRH/V015A |  | Ground-Source | WBAHP: Heat Pump Packaged Unit | Heat Pump | 230 | 1 |  |  |  | Single-Speed |  |  |  | 15000 | 872 | 17.2 |  | 11100 | 903 | 3.6 |  | Non Federally-Regulated | 08/12/2020 | 205767508 | 08/12/2020
ClimateMaster Inc. | CLIMATEMASTER | TCH/V015A*W/K |  | Ground-Source | WBAHP: Heat Pump Packaged Unit | Heat Pump | 208 | 1 |  |  |  | Single-Speed |  |  |  | 15000 | 837 | 17.9 |  | 10900 | 887 | 3.6 |  | Non Federally-Regulated | 08/12/2020 | 205767623 | 08/12/2020
ClimateMaster Inc. | CLIMATEMASTER | TEV/H/D049B |  | Ground-Water-Source | WBAHP: Heat Pump Packaged Unit | Heat Pump | 230 | 1 |  |  |  | Single-Speed |  |  |  | 55000 | 2173 | 25.3 |  | 46800 | 2981 | 4.6 |  | Non Federally-Regulated | 08/12/2020 | 205767475 | 08/12/2020
ClimateMaster Inc. | CLIMATEMASTER | TRC09 |  | Ground-Water-Source | WBAHP-O: Heat Pump Packaged Un | Heat Pump | 208 | 1 |  |  |  | Single-Speed |  |  |  | 9200 | 494 | 18.6 |  | 9500 | 696 | 4 |  | Non Federally-Regulated | 08/12/2020 | 205767502 | 08/12/2020
ClimateMaster Inc. | CLIMATEMASTER | TSL09 C/D B |  | Ground-Source | WBAHP: Heat Pump Packaged Unit | Heat Pump | 230 | 1 |  |  |  | Single-Speed |  |  |  | 10400 | 601 | 17.3 |  | 7500 | 666 | 3.3 |  | Non Federally-Regulated | 08/12/2020 | 205767600 | 08/12/2020
ClimateMaster Inc. | CLIMATEMASTER | TRC09 |  | Water-Source | WBAHP-O: Heat Pump Packaged Un | Heat Pump | 230 | 1 |  |  |  | Single-Speed |  |  |  | 8600 | 646 | 13.3 |  | 11400 | 726 | 4.6 |  | Federally-Regulated Commercial & Industrial Equipment | 08/12/2020 | 205767502 | 08/12/2020
ClimateMaster Inc. | CLIMATEMASTER | TSM12 A |  | Ground-Source | WBAHP-O: Heat Pump Packaged Un | Heat Pump | 208 | 1 |  |  |  | Single-Speed |  |  |  | 12100 | 806 | 15 |  | 9000 | 824 | 3.2 |  | Non Federally-Regulated | 08/12/2020 | 205767529 | 08/12/2020
ClimateMaster Inc. | CLIMATEMASTER | TRH/V015A |  | Ground-Water-Source | WBAHP: Heat Pump Packaged Unit | Heat Pump | 230 | 1 |  |  |  | Single-Speed |  |  |  | 16800 | 685 | 24.5 |  | 14400 | 959 | 4.4 |  | Non Federally-Regulated | 08/12/2020 | 205767508 | 08/12/2020
ClimateMaster Inc. | CLIMATEMASTER | TRH/V030A |  | Ground-Source | WBAHP: Heat Pump Packaged Unit | Heat Pump | 230 | 1 |  |  |  | Single-Speed |  |  |  | 29500 | 2006 | 14.7 |  | 24000 | 2068 | 3.4 |  | Non Federally-Regulated | 08/12/2020 | 205767485 | 08/12/2020
ClimateMaster Inc. | CLIMATEMASTER | TSH/V/D036C*K |  | Water-Source | WBAHP: Heat Pump Packaged Unit | Heat Pump | 208 | 1 |  |  |  | Single-Speed |  |  |  | 33500 | 1850 | 18.1 |  | 39900 | 1981 | 5.9 |  | Federally-Regulated Commercial & Industrial Equipment | 08/12/2020 | 205767518 | 08/12/2020
ClimateMaster Inc. | CLIMATEMASTER | TCH/V009A |  | Water-Source | WBAHP: Heat Pump Packaged Unit | Heat Pump | 208 | 1 |  |  |  | Single-Speed |  |  |  | 8600 | 641 | 13.4 |  | 11600 | 790 | 4.3 |  | Federally-Regulated Commercial & Industrial Equipment | 08/12/2020 | 205767494 | 08/12/2020
ClimateMaster Inc. | CLIMATEMASTER | TSL09 A |  | Ground-Source | WBAHP: Heat Pump Packaged Unit | Heat Pump | 230 | 1 |  |  |  | Single-Speed |  |  |  | 10100 | 655 | 15.4 |  | 7200 | 659 | 3.2 |  | Non Federally-Regulated | 08/12/2020 | 205767562 | 08/12/2020
ClimateMaster Inc. | CLIMATEMASTER | TSH/V012A |  | Water-Source | WBAHP: Heat Pump Packaged Unit | Heat Pump | 208 | 1 |  |  |  | Single-Speed |  |  |  | 11700 | 759 | 15.4 |  | 13800 | 898 | 4.5 |  | Federally-Regulated Commercial & Industrial Equipment | 08/12/2020 | 205767487 | 08/12/2020
ClimateMaster Inc. | CLIMATEMASTER | TSL09 A |  | Ground-Source | WBAHP: Heat Pump Packaged Unit | Heat Pump | 208 | 1 |  |  |  | Single-Speed |  |  |  | 10100 | 655 | 15.4 |  | 7200 | 659 | 3.2 |  | Non Federally-Regulated | 08/12/2020 | 205767562 | 08/12/2020
ClimateMaster Inc. | CLIMATEMASTER | TRC09 |  | Ground-Source | WBAHP-O: Heat Pump Packaged Un | Heat Pump | 230 | 1 |  |  |  | Single-Speed |  |  |  | 8800 | 590 | 14.9 |  | 7300 | 648 | 3.3 |  | Non Federally-Regulated | 08/12/2020 | 205767502 | 08/12/2020
ClimateMaster Inc. | CLIMATEMASTER | TCH/V024A*W/K |  | Water-Source | WBAHP: Heat Pump Packaged Unit | Heat Pump | 208 | 1 |  |  |  | Single-Speed |  |  |  | 23600 | 1748 | 13.5 |  | 27500 | 1679 | 4.8 |  | Federally-Regulated Commercial & Industrial Equipment | 08/12/2020 | 205767542 | 08/12/2020
ClimateMaster Inc. | CLIMATEMASTER | TCH/V024A*W/K |  | Water-Source | WBAHP: Heat Pump Packaged Unit | Heat Pump | 230 | 1 |  |  |  | Single-Speed |  |  |  | 23600 | 1748 | 13.5 |  | 27500 | 1679 | 4.8 |  | Federally-Regulated Commercial & Industrial Equipment | 08/12/2020 | 205767542 | 08/12/2020
ClimateMaster Inc. | CLIMATEMASTER | TSH/V/D036C*K |  | Ground-Water-Source | WBAHP: Heat Pump Packaged Unit | Heat Pump | 208 | 1 |  |  |  | Single-Speed |  |  |  | 35400 | 1421 | 24.9 |  | 32600 | 1949 | 4.9 |  | Non Federally-Regulated | 08/12/2020 | 205767518 | 08/12/2020
ClimateMaster Inc. | CLIMATEMASTER | TSH/V012A |  | Water-Source | WBAHP: Heat Pump Packaged Unit | Heat Pump | 230 | 1 |  |  |  | Single-Speed |  |  |  | 11700 | 759 | 15.4 |  | 13800 | 898 | 4.5 |  | Federally-Regulated Commercial & Industrial Equipment | 08/12/2020 | 205767487 | 08/12/2020
ClimateMaster Inc. | CLIMATEMASTER | TEV/H/D049B |  | Water-Source | WBAHP: Heat Pump Packaged Unit | Heat Pump | 208 | 1 |  |  |  | Single-Speed |  |  |  | 48600 | 2892 | 16.8 |  | 56700 | 3258 | 5.1 |  | Federally-Regulated Commercial & Industrial Equipment | 08/12/2020 | 205767475 | 08/12/2020
ClimateMaster Inc. | CLIMATEMASTER | TSH/V012A |  | Ground-Source | WBAHP: Heat Pump Packaged Unit | Heat Pump | 230 | 1 |  |  |  | Single-Speed |  |  |  | 12300 | 679 | 18.1 |  | 9500 | 795 | 3.5 |  | Non Federally-Regulated | 08/12/2020 | 205767487 | 08/12/2020
ClimateMaster Inc. | CLIMATEMASTER | TSL09 C/D B |  | Ground-Source | WBAHP: Heat Pump Packaged Unit | Heat Pump | 208 | 1 |  |  |  | Single-Speed |  |  |  | 10400 | 601 | 17.3 |  | 7500 | 666 | 3.3 |  | Non Federally-Regulated | 08/12/2020 | 205767600 | 08/12/2020
ClimateMaster Inc. | CLIMATEMASTER | TCH/V012A*W/K |  | Ground-Water-Source | WBAHP: Heat Pump Packaged Unit | Heat Pump | 230 | 1 |  |  |  | Single-Speed |  |  |  | 13500 | 675 | 20 |  | 12100 | 933 | 3.8 |  | Non Federally-Regulated | 08/12/2020 | 205752890 | 08/12/2020
ClimateMaster Inc. | CLIMATEMASTER | TRH/V015A |  | Ground-Source | WBAHP: Heat Pump Packaged Unit | Heat Pump | 208 | 1 |  |  |  | Single-Speed |  |  |  | 15000 | 872 | 17.2 |  | 11100 | 903 | 3.6 |  | Non Federally-Regulated | 08/12/2020 | 205767508 | 08/12/2020
ClimateMaster Inc. | CLIMATEMASTER | TZV/H036D |  | Ground-Water-Source | WBAHP: Heat Pump Packaged Unit | Heat Pump | 208 | 1 |  |  |  | Dual-Speed |  |  |  | 38200 | 1713 | 22.3 |  | 35100 | 2392 | 4.3 |  | Non Federally-Regulated | 08/12/2020 | 205767607 | 08/12/2020
ClimateMaster Inc. | CLIMATEMASTER | TCH/V009A |  | Ground-Source | WBAHP: Heat Pump Packaged Unit | Heat Pump | 208 | 1 |  |  |  | Single-Speed |  |  |  | 9100 | 579 | 15.7 |  | 7800 | 672 | 3.4 |  | Non Federally-Regulated | 08/12/2020 | 205767494 | 08/12/2020
ClimateMaster Inc. | CLIMATEMASTER | TSH/V/D036C*K |  | Ground-Source | WBAHP: Heat Pump Packaged Unit | Heat Pump | 230 | 1 |  |  |  | Single-Speed |  |  |  | 34600 | 1696 | 20.4 |  | 25600 | 1744 | 4.3 |  | Non Federally-Regulated | 08/12/2020 | 205767518 | 08/12/2020
ClimateMaster Inc. | CLIMATEMASTER | TSH/V/D036C*K |  | Ground-Source | WBAHP: Heat Pump Packaged Unit | Heat Pump | 208 | 1 |  |  |  | Single-Speed |  |  |  | 34600 | 1696 | 20.4 |  | 25600 | 1744 | 4.3 |  | Non Federally-Regulated | 08/12/2020 | 205767518 | 08/12/2020
ClimateMaster Inc. | CLIMATEMASTER | TSH/V012A |  | Ground-Water-Source | WBAHP: Heat Pump Packaged Unit | Heat Pump | 208 | 1 |  |  |  | Single-Speed |  |  |  | 13300 | 540 | 24.6 |  | 11800 | 864 | 4 |  | Non Federally-Regulated | 08/12/2020 | 205767487 | 08/12/2020
ClimateMaster Inc. | CLIMATEMASTER | TES/P026B | TAH026C***A* | Ground-Source | WBAHP-CB: Heat Pump Split Syst | Heat Pump | 230 | 1 | False |  |  | Single-Speed |  |  |  | 24700 | 1395 | 17.7 |  | 18800 | 1530 | 3.6 |  | Non Federally-Regulated | 08/12/2020 | 205767586 | 08/12/2020
ClimateMaster Inc. | CLIMATEMASTER | TES/P026B | TAH026C***A* | Ground-Source | WBAHP-CB: Heat Pump Split Syst | Heat Pump | 208 | 1 | False |  |  | Single-Speed |  |  |  | 24700 | 1395 | 17.7 |  | 18800 | 1530 | 3.6 |  | Non Federally-Regulated | 08/12/2020 | 205767586 | 08/12/2020
ClimateMaster Inc. | CLIMATEMASTER | TEV/H/D049B |  | Ground-Source | WBAHP: Heat Pump Packaged Unit | Heat Pump | 230 | 1 |  |  |  | Single-Speed |  |  |  | 49600 | 2569 | 19.3 |  | 36400 | 2666 | 4 |  | Non Federally-Regulated | 08/12/2020 | 205767475 | 08/12/2020
ClimateMaster Inc. | CLIMATEMASTER | TEV/H/D049B |  | Ground-Source | WBAHP: Heat Pump Packaged Unit | Heat Pump | 208 | 1 |  |  |  | Single-Speed |  |  |  | 49600 | 2569 | 19.3 |  | 36400 | 2666 | 4 |  | Non Federally-Regulated | 08/12/2020 | 205767475 | 08/12/2020
ClimateMaster Inc. | CLIMATEMASTER | TCH/V012A*W/K |  | Ground-Source | WBAHP: Heat Pump Packaged Unit | Heat Pump | 208 | 1 |  |  |  | Single-Speed |  |  |  | 12000 | 821 | 14.6 |  | 10000 | 888 | 3.3 |  | Non Federally-Regulated | 08/12/2020 | 205752890 | 08/12/2020
ClimateMaster Inc. | CLIMATEMASTER | TSH/V/D036C*K |  | Ground-Water-Source | WBAHP: Heat Pump Packaged Unit | Heat Pump | 230 | 1 |  |  |  | Single-Speed |  |  |  | 35400 | 1421 | 24.9 |  | 32600 | 1949 | 4.9 |  | Non Federally-Regulated | 08/12/2020 | 205767518 | 08/12/2020
ClimateMaster Inc. | CLIMATEMASTER | TEV/H/D049B |  | Ground-Water-Source | WBAHP: Heat Pump Packaged Unit | Heat Pump | 208 | 1 |  |  |  | Single-Speed |  |  |  | 55000 | 2173 | 25.3 |  | 46800 | 2981 | 4.6 |  | Non Federally-Regulated | 08/12/2020 | 205767475 | 08/12/2020
ClimateMaster Inc. | CLIMATEMASTER | TZV/H036D |  | Ground-Source | WBAHP: Heat Pump Packaged Unit | Heat Pump | 208 | 1 |  |  |  | Dual-Speed |  |  |  | 35200 | 2107 | 16.7 |  | 27300 | 2222 | 3.6 |  | Non Federally-Regulated | 08/12/2020 | 205767607 | 08/12/2020
ClimateMaster Inc. | CLIMATEMASTER | TZV/H036D |  | Ground-Source | WBAHP: Heat Pump Packaged Unit | Heat Pump | 230 | 1 |  |  |  | Dual-Speed |  |  |  | 35200 | 2107 | 16.7 |  | 27300 | 2222 | 3.6 |  | Non Federally-Regulated | 08/12/2020 | 205767607 | 08/12/2020
ClimateMaster Inc. | CLIMATEMASTER | TRH/V042A |  | Water-Source | WBAHP: Heat Pump Packaged Unit | Heat Pump | 230 | 1 |  |  |  | Single-Speed |  |  |  | 40100 | 3061 | 13.1 |  | 52700 | 3591 | 4.3 |  | Federally-Regulated Commercial & Industrial Equipment | 08/12/2020 | 205767492 | 08/12/2020
ClimateMaster Inc. | CLIMATEMASTER | TSM12 A |  | Ground-Source | WBAHP-O: Heat Pump Packaged Un | Heat Pump | 230 | 1 |  |  |  | Single-Speed |  |  |  | 12100 | 806 | 15 |  | 9000 | 824 | 3.2 |  | Non Federally-Regulated | 08/12/2020 | 205767529 | 08/12/2020
ClimateMaster Inc. | CLIMATEMASTER | TCH/V006A |  | Ground-Source | WBAHP: Heat Pump Packaged Unit | Heat Pump | 230 | 1 |  |  |  | Single-Speed |  |  |  | 6200 | 402 | 15.4 |  | 4900 | 463 | 3.1 |  | Non Federally-Regulated | 08/12/2020 | 205767493 | 08/12/2020
ClimateMaster Inc. | CLIMATEMASTER | TES/P064B | TAH064C | Ground-Water-Source | WBAHP-CB: Heat Pump Split Syst | Heat Pump | 230 | 1 | False |  |  | Single-Speed |  |  |  | 62400 | 3073 | 20.3 |  | 56600 | 4147 | 4 |  | Non Federally-Regulated | 08/12/2020 | 205767584 | 08/12/2020
ClimateMaster Inc. | CLIMATEMASTER | TSL36 B |  | Ground-Source | WBAHP: Heat Pump Packaged Unit | Heat Pump | 230 | 1 |  |  |  | Single-Speed |  |  |  | 36000 | 2155 | 16.7 |  | 25500 | 2135 | 3.5 |  | Non Federally-Regulated | 08/12/2020 | 205767575 | 08/12/2020
ClimateMaster Inc. | CLIMATEMASTER | TSL18 B |  | Water-Source | WBAHP: Heat Pump Packaged Unit | Heat Pump | 230 | 1 |  |  |  | Single-Speed |  |  |  | 17100 | 1132 | 15.1 |  | 22300 | 1210 | 5.4 |  | Federally-Regulated Commercial & Industrial Equipment | 08/12/2020 | 205767569 | 08/12/2020
ClimateMaster Inc. | CLIMATEMASTER | TEV/H/D064B |  | Water-Source | WBAHP: Heat Pump Packaged Unit | Heat Pump | 208 | 1 |  |  |  | Single-Speed |  |  |  | 61500 | 3796 | 16.2 |  | 77400 | 4200 | 5.4 |  | Federally-Regulated Commercial & Industrial Equipment | 08/12/2020 | 205767476 | 08/12/2020
ClimateMaster Inc. | CLIMATEMASTER | TSH/V/D024C*K |  | Ground-Source | WBAHP: Heat Pump Packaged Unit | Heat Pump | 208 | 1 |  |  |  | Single-Speed |  |  |  | 25500 | 1220 | 20.9 |  | 19100 | 1332 | 4.2 |  | Non Federally-Regulated | 08/12/2020 | 205767514 | 08/12/2020
ClimateMaster Inc. | CLIMATEMASTER | TSM36 B |  | Ground-Source | WBAHP-O: Heat Pump Packaged Un | Heat Pump | 230 | 1 |  |  |  | Single-Speed |  |  |  | 36000 | 2181 | 16.5 |  | 25500 | 2135 | 3.5 |  | Non Federally-Regulated | 08/12/2020 | 205767540 | 08/12/2020
ClimateMaster Inc. | CLIMATEMASTER | TSH/V/D060C*K |  | Water-Source | WBAHP: Heat Pump Packaged Unit | Heat Pump | 208 | 1 |  |  |  | Single-Speed |  |  |  | 63200 | 3674 | 17.2 |  | 73200 | 3972 | 5.4 |  | Federally-Regulated Commercial & Industrial Equipment | 08/12/2020 | 205767523 | 08/12/2020
ClimateMaster Inc. | CLIMATEMASTER | TRC15 |  | Ground-Water-Source | WBAHP-O: Heat Pump Packaged Un | Heat Pump | 208 | 1 |  |  |  | Single-Speed |  |  |  | 15700 | 809 | 19.4 |  | 14600 | 1069 | 4 |  | Non Federally-Regulated | 08/12/2020 | 205767504 | 08/12/2020
ClimateMaster Inc. | CLIMATEMASTER | TRH/V024A |  | Water-Source | WBAHP: Heat Pump Packaged Unit | Heat Pump | 208 | 1 |  |  |  | Single-Speed |  |  |  | 23600 | 1815 | 13 |  | 27500 | 1752 | 4.6 |  | Federally-Regulated Commercial & Industrial Equipment | 08/12/2020 | 205767484 | 08/12/2020
ClimateMaster Inc. | CLIMATEMASTER | TRC15 |  | Ground-Water-Source | WBAHP-O: Heat Pump Packaged Un | Heat Pump | 230 | 1 |  |  |  | Single-Speed |  |  |  | 15700 | 809 | 19.4 |  | 14600 | 1069 | 4 |  | Non Federally-Regulated | 08/12/2020 | 205767504 | 08/12/2020
ClimateMaster Inc. | CLIMATEMASTER | TCH/V009A*W/K |  | Ground-Water-Source | WBAHP: Heat Pump Packaged Unit | Heat Pump | 208 | 1 |  |  |  | Single-Speed |  |  |  | 10000 | 427 | 23.4 |  | 9700 | 710 | 4 |  | Non Federally-Regulated | 08/12/2020 | 205752889 | 08/12/2020
ClimateMaster Inc. | CLIMATEMASTER | TRC15 |  | Ground-Source | WBAHP-O: Heat Pump Packaged Un | Heat Pump | 208 | 1 |  |  |  | Single-Speed |  |  |  | 14600 | 993 | 14.7 |  | 11400 | 1012 | 3.3 |  | Non Federally-Regulated | 08/12/2020 | 205767504 | 08/12/2020
ClimateMaster Inc. | CLIMATEMASTER | TSM18 B |  | Water-Source | WBAHP-O: Heat Pump Packaged Un | Heat Pump | 208 | 1 |  |  |  | Single-Speed |  |  |  | 18000 | 1184 | 15.2 |  | 22200 | 1275 | 5.1 |  | Federally-Regulated Commercial & Industrial Equipment | 08/12/2020 | 205767534 | 08/12/2020
ClimateMaster Inc. | CLIMATEMASTER | TRE036D |  | Ground-Source | WBAHP: Heat Pump Packaged Unit | Heat Pump | 230 | 3 |  |  |  | Single-Speed |  |  |  | 35000 | 2121 | 16.5 |  | 28100 | 2287 | 3.6 |  | Non Federally-Regulated | 08/12/2020 | 205767590 | 08/12/2020
ClimateMaster Inc. | CLIMATEMASTER | TSL09 B |  | Water-Source | WBAHP: Heat Pump Packaged Unit | Heat Pump | 208 | 1 |  |  |  | Single-Speed |  |  |  | 9300 | 628 | 14.8 |  | 12500 | 654 | 5.6 |  | Federally-Regulated Commercial & Industrial Equipment | 08/12/2020 | 205767563 | 08/12/2020
ClimateMaster Inc. | CLIMATEMASTER | TCH/V006A |  | Water-Source | WBAHP: Heat Pump Packaged Unit | Heat Pump | 208 | 1 |  |  |  | Single-Speed |  |  |  | 5800 | 439 | 13.2 |  | 7500 | 467 | 4.7 |  | Federally-Regulated Commercial & Industrial Equipment | 08/12/2020 | 205767493 | 08/12/2020
ClimateMaster Inc. | CLIMATEMASTER | TCH/V036A*W/K |  | Water-Source | WBAHP: Heat Pump Packaged Unit | Heat Pump | 208 | 1 |  |  |  | Single-Speed |  |  |  | 34500 | 2464 | 14 |  | 43400 | 2826 | 4.5 |  | Federally-Regulated Commercial & Industrial Equipment | 08/12/2020 | 205767544 | 08/12/2020
ClimateMaster Inc. | CLIMATEMASTER | TCH/V006A |  | Ground-Source | WBAHP: Heat Pump Packaged Unit | Heat Pump | 208 | 1 |  |  |  | Single-Speed |  |  |  | 6200 | 402 | 15.4 |  | 4900 | 463 | 3.1 |  | Non Federally-Regulated | 08/12/2020 | 205767493 | 08/12/2020
ClimateMaster Inc. | CLIMATEMASTER | TSH/V/D060C*K |  | Ground-Source | WBAHP: Heat Pump Packaged Unit | Heat Pump | 230 | 1 |  |  |  | Single-Speed |  |  |  | 64400 | 3500 | 18.4 |  | 46400 | 3486 | 3.9 |  | Non Federally-Regulated | 08/12/2020 | 205767523 | 08/12/2020
ClimateMaster Inc. | CLIMATEMASTER | TSL18 B |  | Ground-Source | WBAHP: Heat Pump Packaged Unit | Heat Pump | 208 | 1 |  |  |  | Single-Speed |  |  |  | 18400 | 1033 | 17.8 |  | 13000 | 1088 | 3.5 |  | Non Federally-Regulated | 08/12/2020 | 205767569 | 08/12/2020
ClimateMaster Inc. | CLIMATEMASTER | TRE036D |  | Water-Source | WBAHP: Heat Pump Packaged Unit | Heat Pump | 230 | 3 |  |  |  | Single-Speed |  |  |  | 35000 | 2464 | 14.2 |  | 42700 | 2502 | 5 |  | Federally-Regulated Commercial & Industrial Equipment | 08/12/2020 | 205767590 | 08/12/2020
ClimateMaster Inc. | CLIMATEMASTER | TSM18 B |  | Ground-Source | WBAHP-O: Heat Pump Packaged Un | Heat Pump | 208 | 1 |  |  |  | Single-Speed |  |  |  | 18500 | 1069 | 17.3 |  | 13200 | 1172 | 3.3 |  | Non Federally-Regulated | 08/12/2020 | 205767534 | 08/12/2020
ClimateMaster Inc. | CLIMATEMASTER | TSH/V/D060C*K |  | Ground-Source | WBAHP: Heat Pump Packaged Unit | Heat Pump | 208 | 1 |  |  |  | Single-Speed |  |  |  | 64400 | 3500 | 18.4 |  | 46400 | 3486 | 3.9 |  | Non Federally-Regulated | 08/12/2020 | 205767523 | 08/12/2020
ClimateMaster Inc. | CLIMATEMASTER | TSH/V/D024C*K |  | Water-Source | WBAHP: Heat Pump Packaged Unit | Heat Pump | 230 | 1 |  |  |  | Single-Speed |  |  |  | 23900 | 1335 | 17.9 |  | 30400 | 1460 | 6.1 |  | Federally-Regulated Commercial & Industrial Equipment | 08/12/2020 | 205767514 | 08/12/2020
ClimateMaster Inc. | CLIMATEMASTER | TCH/V036A*W/K |  | Ground-Source | WBAHP: Heat Pump Packaged Unit | Heat Pump | 208 | 1 |  |  |  | Single-Speed |  |  |  | 35400 | 2283 | 15.5 |  | 28700 | 2473 | 3.4 |  | Non Federally-Regulated | 08/12/2020 | 205767544 | 08/12/2020
ClimateMaster Inc. | CLIMATEMASTER | TSH/V/D060C*K |  | Water-Source | WBAHP: Heat Pump Packaged Unit | Heat Pump | 230 | 1 |  |  |  | Single-Speed |  |  |  | 63200 | 3674 | 17.2 |  | 73200 | 3972 | 5.4 |  | Federally-Regulated Commercial & Industrial Equipment | 08/12/2020 | 205767523 | 08/12/2020
ClimateMaster Inc. | CLIMATEMASTER | TRH/V024A |  | Water-Source | WBAHP: Heat Pump Packaged Unit | Heat Pump | 230 | 1 |  |  |  | Single-Speed |  |  |  | 23600 | 1815 | 13 |  | 27500 | 1752 | 4.6 |  | Federally-Regulated Commercial & Industrial Equipment | 08/12/2020 | 205767484 | 08/12/2020
ClimateMaster Inc. | CLIMATEMASTER | TZV/H030D |  | Ground-Water-Source | WBAHP: Heat Pump Packaged Unit | Heat Pump | 208 | 1 |  |  |  | Dual-Speed |  |  |  | 32300 | 1560 | 20.7 |  | 30000 | 2093 | 4.2 |  | Non Federally-Regulated | 08/12/2020 | 205767609 | 08/12/2020
ClimateMaster Inc. | CLIMATEMASTER | TSM24 B |  | Ground-Source | WBAHP-O: Heat Pump Packaged Un | Heat Pump | 208 | 1 |  |  |  | Single-Speed |  |  |  | 26500 | 1432 | 18.5 |  | 18200 | 1523 | 3.5 |  | Non Federally-Regulated | 08/12/2020 | 205767536 | 08/12/2020
ClimateMaster Inc. | CLIMATEMASTER | TSM36 B |  | Ground-Source | WBAHP-O: Heat Pump Packaged Un | Heat Pump | 208 | 1 |  |  |  | Single-Speed |  |  |  | 36000 | 2181 | 16.5 |  | 25500 | 2135 | 3.5 |  | Non Federally-Regulated | 08/12/2020 | 205767540 | 08/12/2020
ClimateMaster Inc. | CLIMATEMASTER | TES/P049B | TAC049B | Ground-Source | WBAHP-C: Heat Pump Split Syste | Heat Pump | 230 | 1 | False |  |  | Single-Speed |  |  |  | 48400 | 2951 | 16.4 |  | 36000 | 3014 | 3.5 |  | Non Federally-Regulated | 08/12/2020 | 205767627 | 08/12/2020
ClimateMaster Inc. | CLIMATEMASTER | TSM18 B |  | Water-Source | WBAHP-O: Heat Pump Packaged Un | Heat Pump | 230 | 1 |  |  |  | Single-Speed |  |  |  | 18000 | 1184 | 15.2 |  | 22200 | 1275 | 5.1 |  | Federally-Regulated Commercial & Industrial Equipment | 08/12/2020 | 205767534 | 08/12/2020
ClimateMaster Inc. | CLIMATEMASTER | TRH/V024A |  | Ground-Source | WBAHP: Heat Pump Packaged Unit | Heat Pump | 230 | 1 |  |  |  | Single-Speed |  |  |  | 24500 | 1633 | 15 |  | 18600 | 1651 | 3.3 |  | Non Federally-Regulated | 08/12/2020 | 205767484 | 08/12/2020
ClimateMaster Inc. | CLIMATEMASTER | TES/P064B | TAH064C | Ground-Source | WBAHP-CB: Heat Pump Split Syst | Heat Pump | 230 | 1 | False |  |  | Single-Speed |  |  |  | 57300 | 3696 | 15.5 |  | 44300 | 3818 | 3.4 |  | Non Federally-Regulated | 08/12/2020 | 205767584 | 08/12/2020
ClimateMaster Inc. | CLIMATEMASTER | TSL18 B |  | Water-Source | WBAHP: Heat Pump Packaged Unit | Heat Pump | 208 | 1 |  |  |  | Single-Speed |  |  |  | 17100 | 1132 | 15.1 |  | 22300 | 1210 | 5.4 |  | Federally-Regulated Commercial & Industrial Equipment | 08/12/2020 | 205767569 | 08/12/2020
ClimateMaster Inc. | CLIMATEMASTER | TES/P049B | TAC049B | Ground-Source | WBAHP-C: Heat Pump Split Syste | Heat Pump | 208 | 1 | False |  |  | Single-Speed |  |  |  | 48400 | 2951 | 16.4 |  | 36000 | 3014 | 3.5 |  | Non Federally-Regulated | 08/12/2020 | 205767627 | 08/12/2020
ClimateMaster Inc. | CLIMATEMASTER | TSM24 B |  | Water-Source | WBAHP-O: Heat Pump Packaged Un | Heat Pump | 230 | 1 |  |  |  | Single-Speed |  |  |  | 25000 | 1592 | 15.7 |  | 32500 | 1867 | 5.1 |  | Federally-Regulated Commercial & Industrial Equipment | 08/12/2020 | 205767536 | 08/12/2020
ClimateMaster Inc. | CLIMATEMASTER | TSH/V/D024C*K |  | Water-Source | WBAHP: Heat Pump Packaged Unit | Heat Pump | 208 | 1 |  |  |  | Single-Speed |  |  |  | 23900 | 1335 | 17.9 |  | 30400 | 1460 | 6.1 |  | Federally-Regulated Commercial & Industrial Equipment | 08/12/2020 | 205767514 | 08/12/2020
ClimateMaster Inc. | CLIMATEMASTER | TCH/V048A*W/K |  | Water-Source | WBAHP: Heat Pump Packaged Unit | Heat Pump | 208 | 1 |  |  |  | Single-Speed |  |  |  | 48000 | 3428 | 14 |  | 53600 | 3272 | 4.8 |  | Federally-Regulated Commercial & Industrial Equipment | 08/12/2020 | 205767546 | 08/12/2020
ClimateMaster Inc. | CLIMATEMASTER | TRE036D |  | Ground-Water-Source | WBAHP: Heat Pump Packaged Unit | Heat Pump | 208 | 3 |  |  |  | Single-Speed |  |  |  | 39800 | 1834 | 21.7 |  | 35400 | 2357 | 4.4 |  | Non Federally-Regulated | 08/12/2020 | 205767590 | 08/12/2020
ClimateMaster Inc. | CLIMATEMASTER | TSM24 B |  | Ground-Source | WBAHP-O: Heat Pump Packaged Un | Heat Pump | 230 | 1 |  |  |  | Single-Speed |  |  |  | 26500 | 1432 | 18.5 |  | 18200 | 1523 | 3.5 |  | Non Federally-Regulated | 08/12/2020 | 205767536 | 08/12/2020
ClimateMaster Inc. | CLIMATEMASTER | TZV/H030D |  | Ground-Source | WBAHP: Heat Pump Packaged Unit | Heat Pump | 208 | 1 |  |  |  | Dual-Speed |  |  |  | 29900 | 1904 | 15.7 |  | 23800 | 1937 | 3.6 |  | Non Federally-Regulated | 08/12/2020 | 205767609 | 08/12/2020
ClimateMaster Inc. | CLIMATEMASTER | TSL09 B |  | Ground-Source | WBAHP: Heat Pump Packaged Unit | Heat Pump | 230 | 1 |  |  |  | Single-Speed |  |  |  | 10100 | 601 | 16.8 |  | 7200 | 620 | 3.4 |  | Non Federally-Regulated | 08/12/2020 | 205767563 | 08/12/2020
ClimateMaster Inc. | CLIMATEMASTER | TSM24 B |  | Water-Source | WBAHP-O: Heat Pump Packaged Un | Heat Pump | 208 | 1 |  |  |  | Single-Speed |  |  |  | 25000 | 1592 | 15.7 |  | 32500 | 1867 | 5.1 |  | Federally-Regulated Commercial & Industrial Equipment | 08/12/2020 | 205767536 | 08/12/2020
ClimateMaster Inc. | CLIMATEMASTER | TZV/H048C |  | Ground-Source | WBAHP: Heat Pump Packaged Unit | Heat Pump | 230 | 1 |  |  |  | Single-Speed |  |  |  | 48100 | 3103 | 15.5 |  | 35600 | 2819 | 3.7 |  | Non Federally-Regulated | 08/12/2020 | 205767558 | 08/12/2020
ClimateMaster Inc. | CLIMATEMASTER | TES/P064B | TAH064C | Ground-Source | WBAHP-CB: Heat Pump Split Syst | Heat Pump | 208 | 1 | False |  |  | Single-Speed |  |  |  | 57300 | 3696 | 15.5 |  | 44300 | 3818 | 3.4 |  | Non Federally-Regulated | 08/12/2020 | 205767584 | 08/12/2020
ClimateMaster Inc. | CLIMATEMASTER | TSL36 B |  | Ground-Source | WBAHP: Heat Pump Packaged Unit | Heat Pump | 208 | 1 |  |  |  | Single-Speed |  |  |  | 36000 | 2155 | 16.7 |  | 25500 | 2135 | 3.5 |  | Non Federally-Regulated | 08/12/2020 | 205767575 | 08/12/2020
ClimateMaster Inc. | CLIMATEMASTER | TRC15 |  | Water-Source | WBAHP-O: Heat Pump Packaged Un | Heat Pump | 230 | 1 |  |  |  | Single-Speed |  |  |  | 13700 | 1070 | 12.8 |  | 17500 | 1005 | 5.1 |  | Federally-Regulated Commercial & Industrial Equipment | 08/12/2020 | 205767504 | 08/12/2020
ClimateMaster Inc. | CLIMATEMASTER | TCH/V048A*W/K |  | Ground-Source | WBAHP: Heat Pump Packaged Unit | Heat Pump | 230 | 1 |  |  |  | Single-Speed |  |  |  | 50400 | 3111 | 16.2 |  | 36500 | 2971 | 3.6 |  | Non Federally-Regulated | 08/12/2020 | 205767546 | 08/12/2020
ClimateMaster Inc. | CLIMATEMASTER | TCH/V006A |  | Water-Source | WBAHP: Heat Pump Packaged Unit | Heat Pump | 230 | 1 |  |  |  | Single-Speed |  |  |  | 5800 | 439 | 13.2 |  | 7500 | 467 | 4.7 |  | Federally-Regulated Commercial & Industrial Equipment | 08/12/2020 | 205767493 | 08/12/2020
ClimateMaster Inc. | CLIMATEMASTER | TRE036D |  | Ground-Source | WBAHP: Heat Pump Packaged Unit | Heat Pump | 208 | 3 |  |  |  | Single-Speed |  |  |  | 35000 | 2121 | 16.5 |  | 28100 | 2287 | 3.6 |  | Non Federally-Regulated | 08/12/2020 | 205767590 | 08/12/2020
ClimateMaster Inc. | CLIMATEMASTER | TRH/V024A |  | Ground-Water-Source | WBAHP: Heat Pump Packaged Unit | Heat Pump | 230 | 1 |  |  |  | Single-Speed |  |  |  | 27000 | 1317 | 20.5 |  | 23500 | 1679 | 4.1 |  | Non Federally-Regulated | 08/12/2020 | 205767484 | 08/12/2020
ClimateMaster Inc. | CLIMATEMASTER | TCH/V006A |  | Ground-Water-Source | WBAHP: Heat Pump Packaged Unit | Heat Pump | 208 | 1 |  |  |  | Single-Speed |  |  |  | 7000 | 331 | 21.1 |  | 6300 | 461 | 4 |  | Non Federally-Regulated | 08/12/2020 | 205767493 | 08/12/2020
ClimateMaster Inc. | CLIMATEMASTER | TSH/V/D024C*K |  | Ground-Water-Source | WBAHP: Heat Pump Packaged Unit | Heat Pump | 230 | 1 |  |  |  | Single-Speed |  |  |  | 26900 | 1000 | 26.9 |  | 23800 | 1341 | 5.2 |  | Non Federally-Regulated | 08/12/2020 | 205767514 | 08/12/2020
ClimateMaster Inc. | CLIMATEMASTER | TCH/V036A*W/K |  | Ground-Water-Source | WBAHP: Heat Pump Packaged Unit | Heat Pump | 230 | 1 |  |  |  | Single-Speed |  |  |  | 39000 | 1866 | 20.9 |  | 35800 | 2623 | 4 |  | Non Federally-Regulated | 08/12/2020 | 205767544 | 08/12/2020
ClimateMaster Inc. | CLIMATEMASTER | TZV/H030D |  | Water-Source | WBAHP: Heat Pump Packaged Unit | Heat Pump | 230 | 1 |  |  |  | Dual-Speed |  |  |  | 28500 | 2035 | 14 |  | 35800 | 2280 | 4.6 |  | Federally-Regulated Commercial & Industrial Equipment | 08/12/2020 | 205767609 | 08/12/2020
ClimateMaster Inc. | CLIMATEMASTER | TZV/H030D |  | Water-Source | WBAHP: Heat Pump Packaged Unit | Heat Pump | 208 | 1 |  |  |  | Dual-Speed |  |  |  | 28500 | 2035 | 14 |  | 35800 | 2280 | 4.6 |  | Federally-Regulated Commercial & Industrial Equipment | 08/12/2020 | 205767609 | 08/12/2020
ClimateMaster Inc. | CLIMATEMASTER | TCH/V048A*W/K |  | Ground-Water-Source | WBAHP: Heat Pump Packaged Unit | Heat Pump | 230 | 1 |  |  |  | Single-Speed |  |  |  | 54200 | 2580 | 21 |  | 45300 | 3087 | 4.3 |  | Non Federally-Regulated | 08/12/2020 | 205767546 | 08/12/2020
ClimateMaster Inc. | CLIMATEMASTER | TCH/V036A*W/K |  | Water-Source | WBAHP: Heat Pump Packaged Unit | Heat Pump | 230 | 1 |  |  |  | Single-Speed |  |  |  | 34500 | 2464 | 14 |  | 43400 | 2826 | 4.5 |  | Federally-Regulated Commercial & Industrial Equipment | 08/12/2020 | 205767544 | 08/12/2020
ClimateMaster Inc. | CLIMATEMASTER | TCH/V009A*W/K |  | Ground-Water-Source | WBAHP: Heat Pump Packaged Unit | Heat Pump | 230 | 1 |  |  |  | Single-Speed |  |  |  | 10000 | 427 | 23.4 |  | 9700 | 710 | 4 |  | Non Federally-Regulated | 08/12/2020 | 205752889 | 08/12/2020
ClimateMaster Inc. | CLIMATEMASTER | TRE036D |  | Ground-Water-Source | WBAHP: Heat Pump Packaged Unit | Heat Pump | 230 | 3 |  |  |  | Single-Speed |  |  |  | 39800 | 1834 | 21.7 |  | 35400 | 2357 | 4.4 |  | Non Federally-Regulated | 08/12/2020 | 205767590 | 08/12/2020
ClimateMaster Inc. | CLIMATEMASTER | TES/P064B | TAH064C | Ground-Water-Source | WBAHP-CB: Heat Pump Split Syst | Heat Pump | 208 | 1 | False |  |  | Single-Speed |  |  |  | 62400 | 3073 | 20.3 |  | 56600 | 4147 | 4 |  | Non Federally-Regulated | 08/12/2020 | 205767584 | 08/12/2020
ClimateMaster Inc. | CLIMATEMASTER | TES/P049B | TAC049B | Ground-Water-Source | WBAHP-C: Heat Pump Split Syste | Heat Pump | 208 | 1 | False |  |  | Single-Speed |  |  |  | 52000 | 2441 | 21.3 |  | 46100 | 3216 | 4.2 |  | Non Federally-Regulated | 08/12/2020 | 205767627 | 08/12/2020
ClimateMaster Inc. | CLIMATEMASTER | TES/P049B | TAC049B | Ground-Water-Source | WBAHP-C: Heat Pump Split Syste | Heat Pump | 230 | 1 | False |  |  | Single-Speed |  |  |  | 52000 | 2441 | 21.3 |  | 46100 | 3216 | 4.2 |  | Non Federally-Regulated | 08/12/2020 | 205767627 | 08/12/2020
ClimateMaster Inc. | CLIMATEMASTER | TCH/V009A*W/K |  | Ground-Source | WBAHP: Heat Pump Packaged Unit | Heat Pump | 230 | 1 |  |  |  | Single-Speed |  |  |  | 9100 | 541 | 16.8 |  | 7800 | 653 | 3.5 |  | Non Federally-Regulated | 08/12/2020 | 205752889 | 08/12/2020
ClimateMaster Inc. | CLIMATEMASTER | TSL36 B |  | Water-Source | WBAHP: Heat Pump Packaged Unit | Heat Pump | 208 | 1 |  |  |  | Single-Speed |  |  |  | 35000 | 2333 | 15 |  | 40500 | 2373 | 5 |  | Federally-Regulated Commercial & Industrial Equipment | 08/12/2020 | 205767575 | 08/12/2020
ClimateMaster Inc. | CLIMATEMASTER | TEV/H/D064B |  | Water-Source | WBAHP: Heat Pump Packaged Unit | Heat Pump | 230 | 1 |  |  |  | Single-Speed |  |  |  | 61500 | 3796 | 16.2 |  | 77400 | 4200 | 5.4 |  | Federally-Regulated Commercial & Industrial Equipment | 08/12/2020 | 205767476 | 08/12/2020
ClimateMaster Inc. | CLIMATEMASTER | TSM36 B |  | Water-Source | WBAHP-O: Heat Pump Packaged Un | Heat Pump | 208 | 1 |  |  |  | Single-Speed |  |  |  | 35000 | 2397 | 14.6 |  | 40500 | 2373 | 5 |  | Federally-Regulated Commercial & Industrial Equipment | 08/12/2020 | 205767540 | 08/12/2020
ClimateMaster Inc. | CLIMATEMASTER | TRH/V024A |  | Ground-Source | WBAHP: Heat Pump Packaged Unit | Heat Pump | 208 | 1 |  |  |  | Single-Speed |  |  |  | 24500 | 1633 | 15 |  | 18600 | 1651 | 3.3 |  | Non Federally-Regulated | 08/12/2020 | 205767484 | 08/12/2020
ClimateMaster Inc. | CLIMATEMASTER | TSH/V/D024C*K |  | Ground-Source | WBAHP: Heat Pump Packaged Unit | Heat Pump | 230 | 1 |  |  |  | Single-Speed |  |  |  | 25500 | 1220 | 20.9 |  | 19100 | 1332 | 4.2 |  | Non Federally-Regulated | 08/12/2020 | 205767514 | 08/12/2020
ClimateMaster Inc. | CLIMATEMASTER | TCH/V048A*W/K |  | Ground-Water-Source | WBAHP: Heat Pump Packaged Unit | Heat Pump | 208 | 1 |  |  |  | Single-Speed |  |  |  | 54200 | 2580 | 21 |  | 45300 | 3087 | 4.3 |  | Non Federally-Regulated | 08/12/2020 | 205767546 | 08/12/2020
ClimateMaster Inc. | CLIMATEMASTER | TSM18 B |  | Ground-Source | WBAHP-O: Heat Pump Packaged Un | Heat Pump | 230 | 1 |  |  |  | Single-Speed |  |  |  | 18500 | 1069 | 17.3 |  | 13200 | 1172 | 3.3 |  | Non Federally-Regulated | 08/12/2020 | 205767534 | 08/12/2020
ClimateMaster Inc. | CLIMATEMASTER | TCH/V006A |  | Ground-Water-Source | WBAHP: Heat Pump Packaged Unit | Heat Pump | 230 | 1 |  |  |  | Single-Speed |  |  |  | 7000 | 331 | 21.1 |  | 6300 | 461 | 4 |  | Non Federally-Regulated | 08/12/2020 | 205767493 | 08/12/2020
ClimateMaster Inc. | CLIMATEMASTER | TCH/V009A*W/K |  | Water-Source | WBAHP: Heat Pump Packaged Unit | Heat Pump | 230 | 1 |  |  |  | Single-Speed |  |  |  | 8600 | 605 | 14.2 |  | 11600 | 772 | 4.4 |  | Federally-Regulated Commercial & Industrial Equipment | 08/12/2020 | 205752889 | 08/12/2020
ClimateMaster Inc. | CLIMATEMASTER | TSM36 B |  | Water-Source | WBAHP-O: Heat Pump Packaged Un | Heat Pump | 230 | 1 |  |  |  | Single-Speed |  |  |  | 35000 | 2397 | 14.6 |  | 40500 | 2373 | 5 |  | Federally-Regulated Commercial & Industrial Equipment | 08/12/2020 | 205767540 | 08/12/2020
ClimateMaster Inc. | CLIMATEMASTER | TSL09 B |  | Ground-Source | WBAHP: Heat Pump Packaged Unit | Heat Pump | 208 | 1 |  |  |  | Single-Speed |  |  |  | 10100 | 601 | 16.8 |  | 7200 | 620 | 3.4 |  | Non Federally-Regulated | 08/12/2020 | 205767563 | 08/12/2020
ClimateMaster Inc. | CLIMATEMASTER | TRC15 |  | Ground-Source | WBAHP-O: Heat Pump Packaged Un | Heat Pump | 230 | 1 |  |  |  | Single-Speed |  |  |  | 14600 | 993 | 14.7 |  | 11400 | 1012 | 3.3 |  | Non Federally-Regulated | 08/12/2020 | 205767504 | 08/12/2020
ClimateMaster Inc. | CLIMATEMASTER | TSL18 B |  | Ground-Source | WBAHP: Heat Pump Packaged Unit | Heat Pump | 230 | 1 |  |  |  | Single-Speed |  |  |  | 18400 | 1033 | 17.8 |  | 13000 | 1088 | 3.5 |  | Non Federally-Regulated | 08/12/2020 | 205767569 | 08/12/2020
ClimateMaster Inc. | CLIMATEMASTER | TCH/V036A*W/K |  | Ground-Source | WBAHP: Heat Pump Packaged Unit | Heat Pump | 230 | 1 |  |  |  | Single-Speed |  |  |  | 35400 | 2283 | 15.5 |  | 28700 | 2473 | 3.4 |  | Non Federally-Regulated | 08/12/2020 | 205767544 | 08/12/2020
ClimateMaster Inc. | CLIMATEMASTER | TCH/V009A*W/K |  | Ground-Source | WBAHP: Heat Pump Packaged Unit | Heat Pump | 208 | 1 |  |  |  | Single-Speed |  |  |  | 9100 | 541 | 16.8 |  | 7800 | 653 | 3.5 |  | Non Federally-Regulated | 08/12/2020 | 205752889 | 08/12/2020
ClimateMaster Inc. | CLIMATEMASTER | TSL36 B |  | Water-Source | WBAHP: Heat Pump Packaged Unit | Heat Pump | 230 | 1 |  |  |  | Single-Speed |  |  |  | 35000 | 2333 | 15 |  | 40500 | 2373 | 5 |  | Federally-Regulated Commercial & Industrial Equipment | 08/12/2020 | 205767575 | 08/12/2020
ClimateMaster Inc. | CLIMATEMASTER | TZV/H048C |  | Ground-Source | WBAHP: Heat Pump Packaged Unit | Heat Pump | 208 | 1 |  |  |  | Single-Speed |  |  |  | 48100 | 3103 | 15.5 |  | 35600 | 2819 | 3.7 |  | Non Federally-Regulated | 08/12/2020 | 205767558 | 08/12/2020
ClimateMaster Inc. | CLIMATEMASTER | TRC15 |  | Water-Source | WBAHP-O: Heat Pump Packaged Un | Heat Pump | 208 | 1 |  |  |  | Single-Speed |  |  |  | 13700 | 1070 | 12.8 |  | 17500 | 1005 | 5.1 |  | Federally-Regulated Commercial & Industrial Equipment | 08/12/2020 | 205767504 | 08/12/2020
ClimateMaster Inc. | CLIMATEMASTER | TZV/H030D |  | Ground-Water-Source | WBAHP: Heat Pump Packaged Unit | Heat Pump | 230 | 1 |  |  |  | Dual-Speed |  |  |  | 32300 | 1560 | 20.7 |  | 30000 | 2093 | 4.2 |  | Non Federally-Regulated | 08/12/2020 | 205767609 | 08/12/2020
ClimateMaster Inc. | CLIMATEMASTER | TSH/V/D024C*K |  | Ground-Water-Source | WBAHP: Heat Pump Packaged Unit | Heat Pump | 208 | 1 |  |  |  | Single-Speed |  |  |  | 26900 | 1000 | 26.9 |  | 23800 | 1341 | 5.2 |  | Non Federally-Regulated | 08/12/2020 | 205767514 | 08/12/2020
ClimateMaster Inc. | CLIMATEMASTER | TZV/H030D |  | Ground-Source | WBAHP: Heat Pump Packaged Unit | Heat Pump | 230 | 1 |  |  |  | Dual-Speed |  |  |  | 29900 | 1904 | 15.7 |  | 23800 | 1937 | 3.6 |  | Non Federally-Regulated | 08/12/2020 | 205767609 | 08/12/2020
ClimateMaster Inc. | CLIMATEMASTER | TCH/V036A*W/K |  | Ground-Water-Source | WBAHP: Heat Pump Packaged Unit | Heat Pump | 208 | 1 |  |  |  | Single-Speed |  |  |  | 39000 | 1866 | 20.9 |  | 35800 | 2623 | 4 |  | Non Federally-Regulated | 08/12/2020 | 205767544 | 08/12/2020
ClimateMaster Inc. | CLIMATEMASTER | TRE036D |  | Water-Source | WBAHP: Heat Pump Packaged Unit | Heat Pump | 208 | 3 |  |  |  | Single-Speed |  |  |  | 35000 | 2464 | 14.2 |  | 42700 | 2502 | 5 |  | Federally-Regulated Commercial & Industrial Equipment | 08/12/2020 | 205767590 | 08/12/2020
ClimateMaster Inc. | CLIMATEMASTER | TSL09 B |  | Water-Source | WBAHP: Heat Pump Packaged Unit | Heat Pump | 230 | 1 |  |  |  | Single-Speed |  |  |  | 9300 | 628 | 14.8 |  | 12500 | 654 | 5.6 |  | Federally-Regulated Commercial & Industrial Equipment | 08/12/2020 | 205767563 | 08/12/2020
ClimateMaster Inc. | CLIMATEMASTER | TRH/V024A |  | Ground-Water-Source | WBAHP: Heat Pump Packaged Unit | Heat Pump | 208 | 1 |  |  |  | Single-Speed |  |  |  | 27000 | 1317 | 20.5 |  | 23500 | 1679 | 4.1 |  | Non Federally-Regulated | 08/12/2020 | 205767484 | 08/12/2020
ClimateMaster Inc. | CLIMATEMASTER | TCH/V009A*W/K |  | Water-Source | WBAHP: Heat Pump Packaged Unit | Heat Pump | 208 | 1 |  |  |  | Single-Speed |  |  |  | 8600 | 605 | 14.2 |  | 11600 | 772 | 4.4 |  | Federally-Regulated Commercial & Industrial Equipment | 08/12/2020 | 205752889 | 08/12/2020
ClimateMaster Inc. | CLIMATEMASTER | TCH/V048A*W/K |  | Water-Source | WBAHP: Heat Pump Packaged Unit | Heat Pump | 230 | 1 |  |  |  | Single-Speed |  |  |  | 48000 | 3428 | 14 |  | 53600 | 3272 | 4.8 |  | Federally-Regulated Commercial & Industrial Equipment | 08/12/2020 | 205767546 | 08/12/2020
ClimateMaster Inc. | CLIMATEMASTER | TCH/V048A*W/K |  | Ground-Source | WBAHP: Heat Pump Packaged Unit | Heat Pump | 208 | 1 |  |  |  | Single-Speed |  |  |  | 50400 | 3111 | 16.2 |  | 36500 | 2971 | 3.6 |  | Non Federally-Regulated | 08/12/2020 | 205767546 | 08/12/2020
Enertech Global, LLC | Tetco | TBS018*2 | TAD018A11SS | Ground-Water-Source | WBAHP-CB: Heat Pump Split Syst | Heat Pump | 230 | 3 | False |  |  | Single-Speed |  |  |  | 24300 | 768 | 31.6 |  | 18700 | 1096 | 5 |  | Non Federally-Regulated | 08/12/2020 | 205744754 | 08/19/2020
Enertech Global, LLC | Tetco | TBT036 | TAD036A01SS | Ground-Source | WBAHP-CB: Heat Pump Split Syst | Heat Pump | 230 | 1 | False |  |  | Single-Speed |  |  |  | 36900 | 1911 | 19.3 |  | 29000 | 2179 | 3.9 |  | Non Federally-Regulated | 08/12/2020 | 205744762 | 08/19/2020
Enertech Global, LLC | Tetco | TBT048*2 | TAD048A01SS | Ground-Water-Source | WBAHP-CB: Heat Pump Split Syst | Heat Pump | 208 | 3 | False |  |  | Single-Speed |  |  |  | 54200 | 2133 | 25.4 |  | 50800 | 3101 | 4.8 |  | Non Federally-Regulated | 08/12/2020 | 205744789 | 08/19/2020
Enertech Global, LLC | Tetco | TBS018 | TAD018A11SS | Ground-Water-Source | WBAHP-CB: Heat Pump Split Syst | Heat Pump | 208 | 1 | False |  |  | Single-Speed |  |  |  | 24300 | 768 | 31.6 |  | 18700 | 1096 | 5 |  | Non Federally-Regulated | 08/12/2020 | 205744745 | 08/19/2020
Enertech Global, LLC | Tetco | TBT024 | TAD024A01SS | Ground-Source | WBAHP-CB: Heat Pump Split Syst | Heat Pump | 208 | 1 | False |  |  | Dual-Speed |  |  |  | 26300 | 1289 | 20.4 |  | 18800 | 1412 | 3.9 |  | Non Federally-Regulated | 08/12/2020 | 205745863 | 08/19/2020
Enertech Global, LLC | Tetco | TBT024 | TAD024A01SS | Ground-Water-Source | WBAHP-CB: Heat Pump Split Syst | Heat Pump | 230 | 1 | False |  |  | Dual-Speed |  |  |  | 28900 | 1074 | 26.9 |  | 23900 | 1490 | 4.7 |  | Non Federally-Regulated | 08/12/2020 | 205745863 | 08/19/2020
Enertech Global, LLC | Tetco | TBT048 | TAD048A01SS | Ground-Water-Source | WBAHP-CB: Heat Pump Split Syst | Heat Pump | 230 | 1 | False |  |  | Single-Speed |  |  |  | 54200 | 2133 | 25.4 |  | 50800 | 3101 | 4.8 |  | Non Federally-Regulated | 08/12/2020 | 205744780 | 08/19/2020
Enertech Global, LLC | Tetco | TBT048*2 | TAD048A01SS | Ground-Source | WBAHP-CB: Heat Pump Split Syst | Heat Pump | 230 | 3 | False |  |  | Single-Speed |  |  |  | 50300 | 2579 | 19.5 |  | 41000 | 3081 | 3.9 |  | Non Federally-Regulated | 08/12/2020 | 205744789 | 08/19/2020
Enertech Global, LLC | Tetco | TBT036*2 | TAD036A01SS | Ground-Water-Source | WBAHP-CB: Heat Pump Split Syst | Heat Pump | 208 | 3 | False |  |  | Single-Speed |  |  |  | 39700 | 1600 | 24.8 |  | 37200 | 2319 | 4.7 |  | Non Federally-Regulated | 08/12/2020 | 205744771 | 08/19/2020
Enertech Global, LLC | Tetco | TBT036 | TAD036A11SS | Ground-Source | WBAHP-CB: Heat Pump Split Syst | Heat Pump | 208 | 1 | False |  |  | Single-Speed |  |  |  | 36900 | 1911 | 19.3 |  | 29000 | 2179 | 3.9 |  | Non Federally-Regulated | 08/12/2020 | 205744763 | 08/19/2020
Enertech Global, LLC | Tetco | TBT036 | TAD036A01SS | Ground-Water-Source | WBAHP-CB: Heat Pump Split Syst | Heat Pump | 230 | 1 | False |  |  | Single-Speed |  |  |  | 39700 | 1600 | 24.8 |  | 37200 | 2319 | 4.7 |  | Non Federally-Regulated | 08/12/2020 | 205744762 | 08/19/2020
Enertech Global, LLC | Tetco | TBT048*2 | TAD048A11SS | Ground-Source | WBAHP-CB: Heat Pump Split Syst | Heat Pump | 230 | 3 | False |  |  | Single-Speed |  |  |  | 50300 | 2579 | 19.5 |  | 41000 | 3081 | 3.9 |  | Non Federally-Regulated | 08/12/2020 | 205744790 | 08/19/2020
Enertech Global, LLC | Tetco | TBT036*2 | TAD036A01SS | Water-Source | WBAHP-CB: Heat Pump Split Syst | Heat Pump | 230 | 3 | False |  |  | Single-Speed |  |  |  | 35200 | 2120 | 16.6 |  | 46000 | 2543 | 5.3 |  | Federally-Regulated Commercial & Industrial Equipment | 08/12/2020 | 205744771 | 08/19/2020
Enertech Global, LLC | Tetco | TBT036*2 | TAD036A11SS | Water-Source | WBAHP-CB: Heat Pump Split Syst | Heat Pump | 208 | 3 | False |  |  | Single-Speed |  |  |  | 35200 | 2120 | 16.6 |  | 46000 | 2543 | 5.3 |  | Federally-Regulated Commercial & Industrial Equipment | 08/12/2020 | 205744772 | 08/19/2020
Enertech Global, LLC | Tetco | TBS018*2 | TAD018A11SS | Water-Source | WBAHP-CB: Heat Pump Split Syst | Heat Pump | 230 | 3 | False |  |  | Single-Speed |  |  |  | 21100 | 1153 | 18.3 |  | 23300 | 1138 | 6 |  | Federally-Regulated Commercial & Industrial Equipment | 08/12/2020 | 205744754 | 08/19/2020
Enertech Global, LLC | Tetco | TBT036 | TAD036A11SS | Ground-Source | WBAHP-CB: Heat Pump Split Syst | Heat Pump | 230 | 1 | False |  |  | Single-Speed |  |  |  | 36900 | 1911 | 19.3 |  | 29000 | 2179 | 3.9 |  | Non Federally-Regulated | 08/12/2020 | 205744763 | 08/19/2020
Enertech Global, LLC | Tetco | TBT036 | TAD036A11SS | Water-Source | WBAHP-CB: Heat Pump Split Syst | Heat Pump | 230 | 1 | False |  |  | Single-Speed |  |  |  | 35200 | 2120 | 16.6 |  | 46000 | 2543 | 5.3 |  | Federally-Regulated Commercial & Industrial Equipment | 08/12/2020 | 205744763 | 08/19/2020
Enertech Global, LLC | Tetco | TBT060*2 | TAD060A11SS | Ground-Source | WBAHP-CB: Heat Pump Split Syst | Heat Pump | 208 | 3 | False |  |  | Single-Speed |  |  |  | 61100 | 3357 | 18.2 |  | 46800 | 3609 | 3.8 |  | Non Federally-Regulated | 08/12/2020 | 205758235 | 08/19/2020
Enertech Global, LLC | Tetco | TBT036 | TAD036A11SS | Water-Source | WBAHP-CB: Heat Pump Split Syst | Heat Pump | 208 | 1 | False |  |  | Single-Speed |  |  |  | 35200 | 2120 | 16.6 |  | 46000 | 2543 | 5.3 |  | Federally-Regulated Commercial & Industrial Equipment | 08/12/2020 | 205744763 | 08/19/2020
Enertech Global, LLC | Tetco | TBT048 | TAD048A11SS | Ground-Source | WBAHP-CB: Heat Pump Split Syst | Heat Pump | 208 | 1 | False |  |  | Single-Speed |  |  |  | 50300 | 2579 | 19.5 |  | 41000 | 3081 | 3.9 |  | Non Federally-Regulated | 08/12/2020 | 205744781 | 08/19/2020
Enertech Global, LLC | Tetco | TBT048 | TAD048A01SS | Ground-Source | WBAHP-CB: Heat Pump Split Syst | Heat Pump | 208 | 1 | False |  |  | Single-Speed |  |  |  | 50300 | 2579 | 19.5 |  | 41000 | 3081 | 3.9 |  | Non Federally-Regulated | 08/12/2020 | 205744780 | 08/19/2020
Enertech Global, LLC | Tetco | TBT060*2 | TAD060A01SS | Ground-Source | WBAHP-CB: Heat Pump Split Syst | Heat Pump | 208 | 3 | False |  |  | Single-Speed |  |  |  | 61100 | 3357 | 18.2 |  | 46800 | 3609 | 3.8 |  | Non Federally-Regulated | 08/12/2020 | 205758234 | 08/19/2020
Enertech Global, LLC | Tetco | TBT024*2 | TAD024A11SS | Ground-Water-Source | WBAHP-CB: Heat Pump Split Syst | Heat Pump | 208 | 3 | False |  |  | Dual-Speed |  |  |  | 28900 | 1074 | 26.9 |  | 23900 | 1490 | 4.7 |  | Non Federally-Regulated | 08/12/2020 | 205745873 | 08/19/2020
Enertech Global, LLC | Tetco | TBS018*2 | TAD018A11SS | Ground-Water-Source | WBAHP-CB: Heat Pump Split Syst | Heat Pump | 208 | 3 | False |  |  | Single-Speed |  |  |  | 24300 | 768 | 31.6 |  | 18700 | 1096 | 5 |  | Non Federally-Regulated | 08/12/2020 | 205744754 | 08/19/2020
Enertech Global, LLC | Tetco | TBT060 | TAD060A11SS | Water-Source | WBAHP-CB: Heat Pump Split Syst | Heat Pump | 230 | 1 | False |  |  | Single-Speed |  |  |  | 58400 | 3696 | 15.8 |  | 71300 | 4264 | 4.9 |  | Federally-Regulated Commercial & Industrial Equipment | 08/12/2020 | 205758229 | 08/19/2020
Enertech Global, LLC | Tetco | TBT024 | TAD024A11SS | Ground-Water-Source | WBAHP-CB: Heat Pump Split Syst | Heat Pump | 208 | 1 | False |  |  | Dual-Speed |  |  |  | 28900 | 1074 | 26.9 |  | 23900 | 1490 | 4.7 |  | Non Federally-Regulated | 08/12/2020 | 205745864 | 08/19/2020
Enertech Global, LLC | Tetco | TBT036*2 | TAD036A01SS | Ground-Source | WBAHP-CB: Heat Pump Split Syst | Heat Pump | 230 | 3 | False |  |  | Single-Speed |  |  |  | 36900 | 1911 | 19.3 |  | 29000 | 2179 | 3.9 |  | Non Federally-Regulated | 08/12/2020 | 205744771 | 08/19/2020
Enertech Global, LLC | Tetco | TBT060*2 | TAD060A01SS | Water-Source | WBAHP-CB: Heat Pump Split Syst | Heat Pump | 230 | 3 | False |  |  | Single-Speed |  |  |  | 58400 | 3696 | 15.8 |  | 71300 | 4264 | 4.9 |  | Federally-Regulated Commercial & Industrial Equipment | 08/12/2020 | 205758234 | 08/19/2020
Enertech Global, LLC | Tetco | TBT036*2 | TAD036A01SS | Ground-Source | WBAHP-CB: Heat Pump Split Syst | Heat Pump | 208 | 3 | False |  |  | Single-Speed |  |  |  | 36900 | 1911 | 19.3 |  | 29000 | 2179 | 3.9 |  | Non Federally-Regulated | 08/12/2020 | 205744771 | 08/19/2020
Enertech Global, LLC | Tetco | TBT036*2 | TAD036A11SS | Ground-Source | WBAHP-CB: Heat Pump Split Syst | Heat Pump | 230 | 3 | False |  |  | Single-Speed |  |  |  | 36900 | 1911 | 19.3 |  | 29000 | 2179 | 3.9 |  | Non Federally-Regulated | 08/12/2020 | 205744772 | 08/19/2020
Enertech Global, LLC | Tetco | TBT024 | TAD024A11SS | Ground-Water-Source | WBAHP-CB: Heat Pump Split Syst | Heat Pump | 230 | 1 | False |  |  | Dual-Speed |  |  |  | 28900 | 1074 | 26.9 |  | 23900 | 1490 | 4.7 |  | Non Federally-Regulated | 08/12/2020 | 205745864 | 08/19/2020
Enertech Global, LLC | Tetco | TBT060 | TAD060A11SS | Ground-Source | WBAHP-CB: Heat Pump Split Syst | Heat Pump | 230 | 1 | False |  |  | Single-Speed |  |  |  | 61100 | 3357 | 18.2 |  | 46800 | 3609 | 3.8 |  | Non Federally-Regulated | 08/12/2020 | 205758229 | 08/19/2020
Enertech Global, LLC | Tetco | TBT048 | TAD048A11SS | Water-Source | WBAHP-CB: Heat Pump Split Syst | Heat Pump | 230 | 1 | False |  |  | Single-Speed |  |  |  | 47800 | 2879 | 16.6 |  | 62000 | 3364 | 5.4 |  | Federally-Regulated Commercial & Industrial Equipment | 08/12/2020 | 205744781 | 08/19/2020
Enertech Global, LLC | Tetco | TBS018 | TAD018A11SS | Water-Source | WBAHP-CB: Heat Pump Split Syst | Heat Pump | 230 | 1 | False |  |  | Single-Speed |  |  |  | 21100 | 1153 | 18.3 |  | 23300 | 1138 | 6 |  | Federally-Regulated Commercial & Industrial Equipment | 08/12/2020 | 205744745 | 08/19/2020
Enertech Global, LLC | Tetco | TBT024 | TAD024A01SS | Ground-Water-Source | WBAHP-CB: Heat Pump Split Syst | Heat Pump | 208 | 1 | False |  |  | Dual-Speed |  |  |  | 28900 | 1074 | 26.9 |  | 23900 | 1490 | 4.7 |  | Non Federally-Regulated | 08/12/2020 | 205745863 | 08/19/2020
Enertech Global, LLC | Tetco | TBT048*2 | TAD048A11SS | Ground-Source | WBAHP-CB: Heat Pump Split Syst | Heat Pump | 208 | 3 | False |  |  | Single-Speed |  |  |  | 50300 | 2579 | 19.5 |  | 41000 | 3081 | 3.9 |  | Non Federally-Regulated | 08/12/2020 | 205744790 | 08/19/2020
Enertech Global, LLC | Tetco | TBT048 | TAD048A01SS | Ground-Water-Source | WBAHP-CB: Heat Pump Split Syst | Heat Pump | 208 | 1 | False |  |  | Single-Speed |  |  |  | 54200 | 2133 | 25.4 |  | 50800 | 3101 | 4.8 |  | Non Federally-Regulated | 08/12/2020 | 205744780 | 08/19/2020
Enertech Global, LLC | Tetco | TBT024 | TAD024A01SS | Water-Source | WBAHP-CB: Heat Pump Split Syst | Heat Pump | 230 | 1 | False |  |  | Dual-Speed |  |  |  | 24100 | 1377 | 17.5 |  | 29400 | 1723 | 5 |  | Federally-Regulated Commercial & Industrial Equipment | 08/12/2020 | 205745863 | 08/19/2020
Enertech Global, LLC | Tetco | TBT048 | TAD048A11SS | Ground-Source | WBAHP-CB: Heat Pump Split Syst | Heat Pump | 230 | 1 | False |  |  | Single-Speed |  |  |  | 50300 | 2579 | 19.5 |  | 41000 | 3081 | 3.9 |  | Non Federally-Regulated | 08/12/2020 | 205744781 | 08/19/2020
Enertech Global, LLC | Tetco | TBT060 | TAD060A01SS | Water-Source | WBAHP-CB: Heat Pump Split Syst | Heat Pump | 208 | 1 | False |  |  | Single-Speed |  |  |  | 58400 | 3696 | 15.8 |  | 71300 | 4264 | 4.9 |  | Federally-Regulated Commercial & Industrial Equipment | 08/12/2020 | 205758228 | 08/19/2020
Enertech Global, LLC | Tetco | TBT036*2 | TAD036A01SS | Water-Source | WBAHP-CB: Heat Pump Split Syst | Heat Pump | 208 | 3 | False |  |  | Single-Speed |  |  |  | 35200 | 2120 | 16.6 |  | 46000 | 2543 | 5.3 |  | Federally-Regulated Commercial & Industrial Equipment | 08/12/2020 | 205744771 | 08/19/2020
Enertech Global, LLC | Tetco | TBT036 | TAD036A11SS | Ground-Water-Source | WBAHP-CB: Heat Pump Split Syst | Heat Pump | 208 | 1 | False |  |  | Single-Speed |  |  |  | 39700 | 1600 | 24.8 |  | 37200 | 2319 | 4.7 |  | Non Federally-Regulated | 08/12/2020 | 205744763 | 08/19/2020
Enertech Global, LLC | Tetco | TBT048 | TAD048A01SS | Water-Source | WBAHP-CB: Heat Pump Split Syst | Heat Pump | 230 | 1 | False |  |  | Single-Speed |  |  |  | 47800 | 2879 | 16.6 |  | 62000 | 3364 | 5.4 |  | Federally-Regulated Commercial & Industrial Equipment | 08/12/2020 | 205744780 | 08/19/2020
Enertech Global, LLC | Tetco | TBT024 | TAD024A01SS | Water-Source | WBAHP-CB: Heat Pump Split Syst | Heat Pump | 208 | 1 | False |  |  | Dual-Speed |  |  |  | 24100 | 1377 | 17.5 |  | 29400 | 1723 | 5 |  | Federally-Regulated Commercial & Industrial Equipment | 08/12/2020 | 205745863 | 08/19/2020
Enertech Global, LLC | Tetco | TBS018 | TAD018A11SS | Water-Source | WBAHP-CB: Heat Pump Split Syst | Heat Pump | 208 | 1 | False |  |  | Single-Speed |  |  |  | 21100 | 1153 | 18.3 |  | 23300 | 1138 | 6 |  | Federally-Regulated Commercial & Industrial Equipment | 08/12/2020 | 205744745 | 08/19/2020
Enertech Global, LLC | Tetco | TBT060 | TAD060A01SS | Ground-Source | WBAHP-CB: Heat Pump Split Syst | Heat Pump | 230 | 1 | False |  |  | Single-Speed |  |  |  | 61100 | 3357 | 18.2 |  | 46800 | 3609 | 3.8 |  | Non Federally-Regulated | 08/12/2020 | 205758228 | 08/19/2020
Enertech Global, LLC | Tetco | TBT024 | TAD024A11SS | Water-Source | WBAHP-CB: Heat Pump Split Syst | Heat Pump | 230 | 1 | False |  |  | Dual-Speed |  |  |  | 24100 | 1377 | 17.5 |  | 29400 | 1723 | 5 |  | Federally-Regulated Commercial & Industrial Equipment | 08/12/2020 | 205745864 | 08/19/2020
Enertech Global, LLC | Tetco | TBT048*2 | TAD048A01SS | Water-Source | WBAHP-CB: Heat Pump Split Syst | Heat Pump | 230 | 3 | False |  |  | Single-Speed |  |  |  | 47800 | 2879 | 16.6 |  | 62000 | 3364 | 5.4 |  | Federally-Regulated Commercial & Industrial Equipment | 08/12/2020 | 205744789 | 08/19/2020
Enertech Global, LLC | Tetco | TBT048*2 | TAD048A11SS | Water-Source | WBAHP-CB: Heat Pump Split Syst | Heat Pump | 230 | 3 | False |  |  | Single-Speed |  |  |  | 47800 | 2879 | 16.6 |  | 62000 | 3364 | 5.4 |  | Federally-Regulated Commercial & Industrial Equipment | 08/12/2020 | 205744790 | 08/19/2020
Enertech Global, LLC | Tetco | TBT060*2 | TAD060A11SS | Ground-Source | WBAHP-CB: Heat Pump Split Syst | Heat Pump | 230 | 3 | False |  |  | Single-Speed |  |  |  | 61100 | 3357 | 18.2 |  | 46800 | 3609 | 3.8 |  | Non Federally-Regulated | 08/12/2020 | 205758235 | 08/19/2020
Enertech Global, LLC | Tetco | TBT024*2 | TAD024A11SS | Ground-Water-Source | WBAHP-CB: Heat Pump Split Syst | Heat Pump | 230 | 3 | False |  |  | Dual-Speed |  |  |  | 28900 | 1074 | 26.9 |  | 23900 | 1490 | 4.7 |  | Non Federally-Regulated | 08/12/2020 | 205745873 | 08/19/2020
Enertech Global, LLC | Tetco | TBT048*2 | TAD048A01SS | Ground-Water-Source | WBAHP-CB: Heat Pump Split Syst | Heat Pump | 230 | 3 | False |  |  | Single-Speed |  |  |  | 54200 | 2133 | 25.4 |  | 50800 | 3101 | 4.8 |  | Non Federally-Regulated | 08/12/2020 | 205744789 | 08/19/2020
Enertech Global, LLC | Tetco | TBT024 | TAD024A11SS | Ground-Source | WBAHP-CB: Heat Pump Split Syst | Heat Pump | 208 | 1 | False |  |  | Dual-Speed |  |  |  | 26300 | 1289 | 20.4 |  | 18800 | 1412 | 3.9 |  | Non Federally-Regulated | 08/12/2020 | 205745864 | 08/19/2020
Enertech Global, LLC | Tetco | TBT024 | TAD024A01SS | Ground-Source | WBAHP-CB: Heat Pump Split Syst | Heat Pump | 230 | 1 | False |  |  | Dual-Speed |  |  |  | 26300 | 1289 | 20.4 |  | 18800 | 1412 | 3.9 |  | Non Federally-Regulated | 08/12/2020 | 205745863 | 08/19/2020
Enertech Global, LLC | Tetco | TBT060 | TAD060A01SS | Ground-Source | WBAHP-CB: Heat Pump Split Syst | Heat Pump | 208 | 1 | False |  |  | Single-Speed |  |  |  | 61100 | 3357 | 18.2 |  | 46800 | 3609 | 3.8 |  | Non Federally-Regulated | 08/12/2020 | 205758228 | 08/19/2020
Enertech Global, LLC | Tetco | TBT048*2 | TAD048A11SS | Water-Source | WBAHP-CB: Heat Pump Split Syst | Heat Pump | 208 | 3 | False |  |  | Single-Speed |  |  |  | 47800 | 2879 | 16.6 |  | 62000 | 3364 | 5.4 |  | Federally-Regulated Commercial & Industrial Equipment | 08/12/2020 | 205744790 | 08/19/2020
Enertech Global, LLC | Tetco | TBT048*2 | TAD048A01SS | Ground-Source | WBAHP-CB: Heat Pump Split Syst | Heat Pump | 208 | 3 | False |  |  | Single-Speed |  |  |  | 50300 | 2579 | 19.5 |  | 41000 | 3081 | 3.9 |  | Non Federally-Regulated | 08/12/2020 | 205744789 | 08/19/2020
Enertech Global, LLC | Tetco | TBT060*2 | TAD060A01SS | Water-Source | WBAHP-CB: Heat Pump Split Syst | Heat Pump | 208 | 3 | False |  |  | Single-Speed |  |  |  | 58400 | 3696 | 15.8 |  | 71300 | 4264 | 4.9 |  | Federally-Regulated Commercial & Industrial Equipment | 08/12/2020 | 205758234 | 08/19/2020
Enertech Global, LLC | Tetco | TBT048 | TAD048A01SS | Water-Source | WBAHP-CB: Heat Pump Split Syst | Heat Pump | 208 | 1 | False |  |  | Single-Speed |  |  |  | 47800 | 2879 | 16.6 |  | 62000 | 3364 | 5.4 |  | Federally-Regulated Commercial & Industrial Equipment | 08/12/2020 | 205744780 | 08/19/2020
Enertech Global, LLC | Tetco | TBS018*2 | TAD018A11SS | Water-Source | WBAHP-CB: Heat Pump Split Syst | Heat Pump | 208 | 3 | False |  |  | Single-Speed |  |  |  | 21100 | 1153 | 18.3 |  | 23300 | 1138 | 6 |  | Federally-Regulated Commercial & Industrial Equipment | 08/12/2020 | 205744754 | 08/19/2020
Enertech Global, LLC | Tetco | TBT036 | TAD036A01SS | Water-Source | WBAHP-CB: Heat Pump Split Syst | Heat Pump | 208 | 1 | False |  |  | Single-Speed |  |  |  | 35200 | 2120 | 16.6 |  | 46000 | 2543 | 5.3 |  | Federally-Regulated Commercial & Industrial Equipment | 08/12/2020 | 205744762 | 08/19/2020
Enertech Global, LLC | Tetco | TBT048 | TAD048A11SS | Water-Source | WBAHP-CB: Heat Pump Split Syst | Heat Pump | 208 | 1 | False |  |  | Single-Speed |  |  |  | 47800 | 2879 | 16.6 |  | 62000 | 3364 | 5.4 |  | Federally-Regulated Commercial & Industrial Equipment | 08/12/2020 | 205744781 | 08/19/2020
Enertech Global, LLC | Tetco | TBT060 | TAD060A01SS | Water-Source | WBAHP-CB: Heat Pump Split Syst | Heat Pump | 230 | 1 | False |  |  | Single-Speed |  |  |  | 58400 | 3696 | 15.8 |  | 71300 | 4264 | 4.9 |  | Federally-Regulated Commercial & Industrial Equipment | 08/12/2020 | 205758228 | 08/19/2020
Enertech Global, LLC | Tetco | TBT024*2 | TAD024A01SS | Ground-Water-Source | WBAHP-CB: Heat Pump Split Syst | Heat Pump | 208 | 3 | False |  |  | Dual-Speed |  |  |  | 28900 | 1074 | 26.9 |  | 23900 | 1490 | 4.7 |  | Non Federally-Regulated | 08/12/2020 | 205745872 | 08/19/2020
Enertech Global, LLC | Tetco | TBT024*2 | TAD024A01SS | Ground-Source | WBAHP-CB: Heat Pump Split Syst | Heat Pump | 208 | 3 | False |  |  | Dual-Speed |  |  |  | 26300 | 1289 | 20.4 |  | 18800 | 1412 | 3.9 |  | Non Federally-Regulated | 08/12/2020 | 205745872 | 08/19/2020
Enertech Global, LLC | Tetco | TBT024 | TAD024A11SS | Ground-Source | WBAHP-CB: Heat Pump Split Syst | Heat Pump | 230 | 1 | False |  |  | Dual-Speed |  |  |  | 26300 | 1289 | 20.4 |  | 18800 | 1412 | 3.9 |  | Non Federally-Regulated | 08/12/2020 | 205745864 | 08/19/2020
Enertech Global, LLC | Tetco | TBT024*2 | TAD024A11SS | Water-Source | WBAHP-CB: Heat Pump Split Syst | Heat Pump | 208 | 3 | False |  |  | Dual-Speed |  |  |  | 24100 | 1377 | 17.5 |  | 29400 | 1723 | 5 |  | Federally-Regulated Commercial & Industrial Equipment | 08/12/2020 | 205745873 | 08/19/2020
Enertech Global, LLC | Tetco | TBT048 | TAD048A01SS | Ground-Source | WBAHP-CB: Heat Pump Split Syst | Heat Pump | 230 | 1 | False |  |  | Single-Speed |  |  |  | 50300 | 2579 | 19.5 |  | 41000 | 3081 | 3.9 |  | Non Federally-Regulated | 08/12/2020 | 205744780 | 08/19/2020
Enertech Global, LLC | Tetco | TBT048*2 | TAD048A11SS | Ground-Water-Source | WBAHP-CB: Heat Pump Split Syst | Heat Pump | 230 | 3 | False |  |  | Single-Speed |  |  |  | 54200 | 2133 | 25.4 |  | 50800 | 3101 | 4.8 |  | Non Federally-Regulated | 08/12/2020 | 205744790 | 08/19/2020
Enertech Global, LLC | Tetco | TBT036*2 | TAD036A01SS | Ground-Water-Source | WBAHP-CB: Heat Pump Split Syst | Heat Pump | 230 | 3 | False |  |  | Single-Speed |  |  |  | 39700 | 1600 | 24.8 |  | 37200 | 2319 | 4.7 |  | Non Federally-Regulated | 08/12/2020 | 205744771 | 08/19/2020
Enertech Global, LLC | Tetco | TBT036 | TAD036A11SS | Ground-Water-Source | WBAHP-CB: Heat Pump Split Syst | Heat Pump | 230 | 1 | False |  |  | Single-Speed |  |  |  | 39700 | 1600 | 24.8 |  | 37200 | 2319 | 4.7 |  | Non Federally-Regulated | 08/12/2020 | 205744763 | 08/19/2020
Enertech Global, LLC | Tetco | TBT036 | TAD036A01SS | Ground-Source | WBAHP-CB: Heat Pump Split Syst | Heat Pump | 208 | 1 | False |  |  | Single-Speed |  |  |  | 36900 | 1911 | 19.3 |  | 29000 | 2179 | 3.9 |  | Non Federally-Regulated | 08/12/2020 | 205744762 | 08/19/2020
Enertech Global, LLC | Tetco | TBT048*2 | TAD048A01SS | Water-Source | WBAHP-CB: Heat Pump Split Syst | Heat Pump | 208 | 3 | False |  |  | Single-Speed |  |  |  | 47800 | 2879 | 16.6 |  | 62000 | 3364 | 5.4 |  | Federally-Regulated Commercial & Industrial Equipment | 08/12/2020 | 205744789 | 08/19/2020
Enertech Global, LLC | Tetco | TBT024*2 | TAD024A01SS | Water-Source | WBAHP-CB: Heat Pump Split Syst | Heat Pump | 230 | 3 | False |  |  | Dual-Speed |  |  |  | 24100 | 1377 | 17.5 |  | 29400 | 1723 | 5 |  | Federally-Regulated Commercial & Industrial Equipment | 08/12/2020 | 205745872 | 08/19/2020
Enertech Global, LLC | Tetco | TBT036*2 | TAD036A11SS | Water-Source | WBAHP-CB: Heat Pump Split Syst | Heat Pump | 230 | 3 | False |  |  | Single-Speed |  |  |  | 35200 | 2120 | 16.6 |  | 46000 | 2543 | 5.3 |  | Federally-Regulated Commercial & Industrial Equipment | 08/12/2020 | 205744772 | 08/19/2020
Enertech Global, LLC | Tetco | TBT060 | TAD060A11SS | Ground-Source | WBAHP-CB: Heat Pump Split Syst | Heat Pump | 208 | 1 | False |  |  | Single-Speed |  |  |  | 61100 | 3357 | 18.2 |  | 46800 | 3609 | 3.8 |  | Non Federally-Regulated | 08/12/2020 | 205758229 | 08/19/2020
Enertech Global, LLC | Tetco | TBT024 | TAD024A11SS | Water-Source | WBAHP-CB: Heat Pump Split Syst | Heat Pump | 208 | 1 | False |  |  | Dual-Speed |  |  |  | 24100 | 1377 | 17.5 |  | 29400 | 1723 | 5 |  | Federally-Regulated Commercial & Industrial Equipment | 08/12/2020 | 205745864 | 08/19/2020
Enertech Global, LLC | Tetco | TBT036 | TAD036A01SS | Ground-Water-Source | WBAHP-CB: Heat Pump Split Syst | Heat Pump | 208 | 1 | False |  |  | Single-Speed |  |  |  | 39700 | 1600 | 24.8 |  | 37200 | 2319 | 4.7 |  | Non Federally-Regulated | 08/12/2020 | 205744762 | 08/19/2020
Enertech Global, LLC | Tetco | TBT024*2 | TAD024A11SS | Ground-Source | WBAHP-CB: Heat Pump Split Syst | Heat Pump | 208 | 3 | False |  |  | Dual-Speed |  |  |  | 26300 | 1289 | 20.4 |  | 18800 | 1412 | 3.9 |  | Non Federally-Regulated | 08/12/2020 | 205745873 | 08/19/2020
Enertech Global, LLC | Tetco | TBT024*2 | TAD024A11SS | Ground-Source | WBAHP-CB: Heat Pump Split Syst | Heat Pump | 230 | 3 | False |  |  | Dual-Speed |  |  |  | 26300 | 1289 | 20.4 |  | 18800 | 1412 | 3.9 |  | Non Federally-Regulated | 08/12/2020 | 205745873 | 08/19/2020
Enertech Global, LLC | Tetco | TBT036 | TAD036A01SS | Water-Source | WBAHP-CB: Heat Pump Split Syst | Heat Pump | 230 | 1 | False |  |  | Single-Speed |  |  |  | 35200 | 2120 | 16.6 |  | 46000 | 2543 | 5.3 |  | Federally-Regulated Commercial & Industrial Equipment | 08/12/2020 | 205744762 | 08/19/2020
Enertech Global, LLC | Tetco | TBT036*2 | TAD036A11SS | Ground-Water-Source | WBAHP-CB: Heat Pump Split Syst | Heat Pump | 230 | 3 | False |  |  | Single-Speed |  |  |  | 39700 | 1600 | 24.8 |  | 37200 | 2319 | 4.7 |  | Non Federally-Regulated | 08/12/2020 | 205744772 | 08/19/2020
Enertech Global, LLC | Tetco | TBT060 | TAD060A11SS | Water-Source | WBAHP-CB: Heat Pump Split Syst | Heat Pump | 208 | 1 | False |  |  | Single-Speed |  |  |  | 58400 | 3696 | 15.8 |  | 71300 | 4264 | 4.9 |  | Federally-Regulated Commercial & Industrial Equipment | 08/12/2020 | 205758229 | 08/19/2020
Enertech Global, LLC | Tetco | TBT048 | TAD048A11SS | Ground-Water-Source | WBAHP-CB: Heat Pump Split Syst | Heat Pump | 208 | 1 | False |  |  | Single-Speed |  |  |  | 54200 | 2133 | 25.4 |  | 50800 | 3101 | 4.8 |  | Non Federally-Regulated | 08/12/2020 | 205744781 | 08/19/2020
Enertech Global, LLC | Tetco | TBT036*2 | TAD036A11SS | Ground-Water-Source | WBAHP-CB: Heat Pump Split Syst | Heat Pump | 208 | 3 | False |  |  | Single-Speed |  |  |  | 39700 | 1600 | 24.8 |  | 37200 | 2319 | 4.7 |  | Non Federally-Regulated | 08/12/2020 | 205744772 | 08/19/2020
Enertech Global, LLC | Tetco | TBT048 | TAD048A11SS | Ground-Water-Source | WBAHP-CB: Heat Pump Split Syst | Heat Pump | 230 | 1 | False |  |  | Single-Speed |  |  |  | 54200 | 2133 | 25.4 |  | 50800 | 3101 | 4.8 |  | Non Federally-Regulated | 08/12/2020 | 205744781 | 08/19/2020
Enertech Global, LLC | Tetco | TBT024*2 | TAD024A01SS | Ground-Water-Source | WBAHP-CB: Heat Pump Split Syst | Heat Pump | 230 | 3 | False |  |  | Dual-Speed |  |  |  | 28900 | 1074 | 26.9 |  | 23900 | 1490 | 4.7 |  | Non Federally-Regulated | 08/12/2020 | 205745872 | 08/19/2020
Enertech Global, LLC | Tetco | TBT024*2 | TAD024A11SS | Water-Source | WBAHP-CB: Heat Pump Split Syst | Heat Pump | 230 | 3 | False |  |  | Dual-Speed |  |  |  | 24100 | 1377 | 17.5 |  | 29400 | 1723 | 5 |  | Federally-Regulated Commercial & Industrial Equipment | 08/12/2020 | 205745873 | 08/19/2020
Enertech Global, LLC | Tetco | TBT048*2 | TAD048A11SS | Ground-Water-Source | WBAHP-CB: Heat Pump Split Syst | Heat Pump | 208 | 3 | False |  |  | Single-Speed |  |  |  | 54200 | 2133 | 25.4 |  | 50800 | 3101 | 4.8 |  | Non Federally-Regulated | 08/12/2020 | 205744790 | 08/19/2020
Enertech Global, LLC | Tetco | TBT060*2 | TAD060A01SS | Ground-Source | WBAHP-CB: Heat Pump Split Syst | Heat Pump | 230 | 3 | False |  |  | Single-Speed |  |  |  | 61100 | 3357 | 18.2 |  | 46800 | 3609 | 3.8 |  | Non Federally-Regulated | 08/12/2020 | 205758234 | 08/19/2020
Enertech Global, LLC | Tetco | TBS018 | TAD018A11SS | Ground-Water-Source | WBAHP-CB: Heat Pump Split Syst | Heat Pump | 230 | 1 | False |  |  | Single-Speed |  |  |  | 24300 | 768 | 31.6 |  | 18700 | 1096 | 5 |  | Non Federally-Regulated | 08/12/2020 | 205744745 | 08/19/2020
Enertech Global, LLC | Tetco | TBT036*2 | TAD036A11SS | Ground-Source | WBAHP-CB: Heat Pump Split Syst | Heat Pump | 208 | 3 | False |  |  | Single-Speed |  |  |  | 36900 | 1911 | 19.3 |  | 29000 | 2179 | 3.9 |  | Non Federally-Regulated | 08/12/2020 | 205744772 | 08/19/2020
Enertech Global, LLC | Tetco | TBT024*2 | TAD024A01SS | Water-Source | WBAHP-CB: Heat Pump Split Syst | Heat Pump | 208 | 3 | False |  |  | Dual-Speed |  |  |  | 24100 | 1377 | 17.5 |  | 29400 | 1723 | 5 |  | Federally-Regulated Commercial & Industrial Equipment | 08/12/2020 | 205745872 | 08/19/2020
Enertech Global, LLC | Tetco | TBT024*2 | TAD024A01SS | Ground-Source | WBAHP-CB: Heat Pump Split Syst | Heat Pump | 230 | 3 | False |  |  | Dual-Speed |  |  |  | 26300 | 1289 | 20.4 |  | 18800 | 1412 | 3.9 |  | Non Federally-Regulated | 08/12/2020 | 205745872 | 08/19/2020
Enertech Global, LLC | Tetco | TBS018 | TAD018A01SS | Ground-Water-Source | WBAHP-CB: Heat Pump Split Syst | Heat Pump | 208 | 1 | False |  |  | Single-Speed |  |  |  | 24300 | 768 | 31.6 |  | 18700 | 1096 | 5 |  | Non Federally-Regulated | 08/12/2020 | 205744744 | 08/19/2020
Enertech Global, LLC | Tetco | TBS018*2 | TAD018A01SS | Water-Source | WBAHP-CB: Heat Pump Split Syst | Heat Pump | 230 | 3 | False |  |  | Single-Speed |  |  |  | 21100 | 1153 | 18.3 |  | 23300 | 1138 | 6 |  | Federally-Regulated Commercial & Industrial Equipment | 08/12/2020 | 205744753 | 08/19/2020
Enertech Global, LLC | Tetco | TBS018 | TAD018A11SS | Ground-Source | WBAHP-CB: Heat Pump Split Syst | Heat Pump | 230 | 1 | False |  |  | Single-Speed |  |  |  | 22200 | 1000 | 22.2 |  | 14400 | 1082 | 3.9 |  | Non Federally-Regulated | 08/12/2020 | 205744745 | 08/19/2020
Enertech Global, LLC | Tetco | TBS018*2 | TAD018A11SS | Ground-Source | WBAHP-CB: Heat Pump Split Syst | Heat Pump | 208 | 3 | False |  |  | Single-Speed |  |  |  | 22200 | 1000 | 22.2 |  | 14400 | 1082 | 3.9 |  | Non Federally-Regulated | 08/12/2020 | 205744754 | 08/19/2020
Enertech Global, LLC | Tetco | TBS018*2 | TAD018A01SS | Ground-Water-Source | WBAHP-CB: Heat Pump Split Syst | Heat Pump | 230 | 3 | False |  |  | Single-Speed |  |  |  | 24300 | 768 | 31.6 |  | 18700 | 1096 | 5 |  | Non Federally-Regulated | 08/12/2020 | 205744753 | 08/19/2020
Enertech Global, LLC | Tetco | TBS018 | TAD018A01SS | Water-Source | WBAHP-CB: Heat Pump Split Syst | Heat Pump | 208 | 1 | False |  |  | Single-Speed |  |  |  | 21100 | 1153 | 18.3 |  | 23300 | 1138 | 6 |  | Federally-Regulated Commercial & Industrial Equipment | 08/12/2020 | 205744744 | 08/19/2020
Enertech Global, LLC | Tetco | TBS018 | TAD018A01SS | Water-Source | WBAHP-CB: Heat Pump Split Syst | Heat Pump | 230 | 1 | False |  |  | Single-Speed |  |  |  | 21100 | 1153 | 18.3 |  | 23300 | 1138 | 6 |  | Federally-Regulated Commercial & Industrial Equipment | 08/12/2020 | 205744744 | 08/19/2020
Enertech Global, LLC | Tetco | TBS018 | TAD018A11SS | Ground-Source | WBAHP-CB: Heat Pump Split Syst | Heat Pump | 208 | 1 | False |  |  | Single-Speed |  |  |  | 22200 | 1000 | 22.2 |  | 14400 | 1082 | 3.9 |  | Non Federally-Regulated | 08/12/2020 | 205744745 | 08/19/2020
Enertech Global, LLC | Tetco | TBS018*2 | TAD018A01SS | Ground-Water-Source | WBAHP-CB: Heat Pump Split Syst | Heat Pump | 208 | 3 | False |  |  | Single-Speed |  |  |  | 24300 | 768 | 31.6 |  | 18700 | 1096 | 5 |  | Non Federally-Regulated | 08/12/2020 | 205744753 | 08/19/2020
Enertech Global, LLC | Tetco | TBS018 | TAD018A01SS | Ground-Water-Source | WBAHP-CB: Heat Pump Split Syst | Heat Pump | 230 | 1 | False |  |  | Single-Speed |  |  |  | 24300 | 768 | 31.6 |  | 18700 | 1096 | 5 |  | Non Federally-Regulated | 08/12/2020 | 205744744 | 08/19/2020
Enertech Global, LLC | Tetco | TBS018*2 | TAD018A01SS | Water-Source | WBAHP-CB: Heat Pump Split Syst | Heat Pump | 208 | 3 | False |  |  | Single-Speed |  |  |  | 21100 | 1153 | 18.3 |  | 23300 | 1138 | 6 |  | Federally-Regulated Commercial & Industrial Equipment | 08/12/2020 | 205744753 | 08/19/2020
Enertech Global, LLC | Tetco | TBS018*2 | TAD018A11SS | Ground-Source | WBAHP-CB: Heat Pump Split Syst | Heat Pump | 230 | 3 | False |  |  | Single-Speed |  |  |  | 22200 | 1000 | 22.2 |  | 14400 | 1082 | 3.9 |  | Non Federally-Regulated | 08/12/2020 | 205744754 | 08/19/2020
Enertech Global, LLC | Tetco | TBS018 | TAD018A01SS | Ground-Source | WBAHP-CB: Heat Pump Split Syst | Heat Pump | 230 | 1 | False |  |  | Single-Speed |  |  |  | 22200 | 1000 | 22.2 |  | 14400 | 1082 | 3.9 |  | Non Federally-Regulated | 08/12/2020 | 205744744 | 08/19/2020
Enertech Global, LLC | Tetco | TBS018*2 | TAD018A01SS | Ground-Source | WBAHP-CB: Heat Pump Split Syst | Heat Pump | 230 | 3 | False |  |  | Single-Speed |  |  |  | 22200 | 1000 | 22.2 |  | 14400 | 1082 | 3.9 |  | Non Federally-Regulated | 08/12/2020 | 205744753 | 08/19/2020
Enertech Global, LLC | Tetco | TBS018*2 | TAD018A01SS | Ground-Source | WBAHP-CB: Heat Pump Split Syst | Heat Pump | 208 | 3 | False |  |  | Single-Speed |  |  |  | 22200 | 1000 | 22.2 |  | 14400 | 1082 | 3.9 |  | Non Federally-Regulated | 08/12/2020 | 205744753 | 08/19/2020
Enertech Global, LLC | Tetco | TBS018 | TAD018A01SS | Ground-Source | WBAHP-CB: Heat Pump Split Syst | Heat Pump | 208 | 1 | False |  |  | Single-Speed |  |  |  | 22200 | 1000 | 22.2 |  | 14400 | 1082 | 3.9 |  | Non Federally-Regulated | 08/12/2020 | 205744744 | 08/19/2020
Enertech Global, LLC | Hydron Module | HBT024 | HED024A | Ground-Source | WBAHP-C: Heat Pump Split Syste | Heat Pump | 208 | 1 | False |  |  | Dual-Speed |  |  |  | 26800 | 1374 | 19.5 |  | 19200 | 1372 | 4.1 |  | Non Federally-Regulated | 08/12/2020 | 205745859 | 08/19/2020
Enertech Global, LLC | Hydron Module | HBT060 | HED060A | Ground-Water-Source | WBAHP-C: Heat Pump Split Syste | Heat Pump | 230 | 1 | False |  |  | Single-Speed |  |  |  | 63600 | 2904 | 21.9 |  | 60200 | 3920 | 4.5 |  | Non Federally-Regulated | 08/12/2020 | 205744792 | 08/19/2020
Enertech Global, LLC | Hydron Module | HBS018 | HED018A | Ground-Source | WBAHP-C: Heat Pump Split Syste | Heat Pump | 208 | 1 | False |  |  | Single-Speed |  |  |  | 22100 | 1018 | 21.7 |  | 14500 | 1089 | 3.9 |  | Non Federally-Regulated | 08/12/2020 | 205744740 | 08/19/2020
Enertech Global, LLC | Hydron Module | HBT024 | HED024A | Ground-Source | WBAHP-C: Heat Pump Split Syste | Heat Pump | 230 | 1 | False |  |  | Dual-Speed |  |  |  | 26800 | 1374 | 19.5 |  | 19200 | 1372 | 4.1 |  | Non Federally-Regulated | 08/12/2020 | 205745859 | 08/19/2020
Enertech Global, LLC | Hydron Module | HBS018 | HED018A | Ground-Water-Source | WBAHP-C: Heat Pump Split Syste | Heat Pump | 230 | 1 | False |  |  | Single-Speed |  |  |  | 24200 | 793 | 30.5 |  | 18600 | 1090 | 5 |  | Non Federally-Regulated | 08/12/2020 | 205744740 | 08/19/2020
Enertech Global, LLC | Hydron Module | HBT024*2 | HED024A | Ground-Water-Source | WBAHP-C: Heat Pump Split Syste | Heat Pump | 230 | 3 | False |  |  | Dual-Speed |  |  |  | 28800 | 1138 | 25.3 |  | 24400 | 1489 | 4.8 |  | Non Federally-Regulated | 08/12/2020 | 205745868 | 08/19/2020
Enertech Global, LLC | Hydron Module | HBT024 | HED024A | Water-Source | WBAHP-C: Heat Pump Split Syste | Heat Pump | 208 | 1 | False |  |  | Dual-Speed |  |  |  | 25600 | 1523 | 16.8 |  | 30300 | 1675 | 5.3 |  | Federally-Regulated Commercial & Industrial Equipment | 08/12/2020 | 205745859 | 08/19/2020
Enertech Global, LLC | Hydron Module | HBT036 | HED036A | Water-Source | WBAHP-C: Heat Pump Split Syste | Heat Pump | 208 | 1 | False |  |  | Single-Speed |  |  |  | 35800 | 2156 | 16.6 |  | 45200 | 2703 | 4.9 |  | Federally-Regulated Commercial & Industrial Equipment | 08/12/2020 | 205744758 | 08/19/2020
Enertech Global, LLC | Hydron Module | HBS018*2 | HED018A | Ground-Source | WBAHP-C: Heat Pump Split Syste | Heat Pump | 208 | 3 | False |  |  | Single-Speed |  |  |  | 22100 | 1018 | 21.7 |  | 14500 | 1089 | 3.9 |  | Non Federally-Regulated | 08/12/2020 | 205744749 | 08/19/2020
Enertech Global, LLC | Hydron Module | HBT024*2 | HED024A | Ground-Source | WBAHP-C: Heat Pump Split Syste | Heat Pump | 230 | 3 | False |  |  | Dual-Speed |  |  |  | 26800 | 1374 | 19.5 |  | 19200 | 1372 | 4.1 |  | Non Federally-Regulated | 08/12/2020 | 205745868 | 08/19/2020
Enertech Global, LLC | Hydron Module | HBT048 | HED048A | Ground-Water-Source | WBAHP-C: Heat Pump Split Syste | Heat Pump | 230 | 1 | False |  |  | Single-Speed |  |  |  | 55000 | 2208 | 24.9 |  | 50800 | 3038 | 4.9 |  | Non Federally-Regulated | 08/12/2020 | 205744776 | 08/19/2020
Enertech Global, LLC | Hydron Module | HBT036*2 | HED036A | Water-Source | WBAHP-C: Heat Pump Split Syste | Heat Pump | 208 | 3 | False |  |  | Single-Speed |  |  |  | 35800 | 2156 | 16.6 |  | 45200 | 2703 | 4.9 |  | Federally-Regulated Commercial & Industrial Equipment | 08/12/2020 | 205744767 | 08/19/2020
Enertech Global, LLC | Hydron Module | HBT036 | HED036A | Ground-Source | WBAHP-C: Heat Pump Split Syste | Heat Pump | 208 | 1 | False |  |  | Single-Speed |  |  |  | 37600 | 1958 | 19.2 |  | 28800 | 2221 | 3.8 |  | Non Federally-Regulated | 08/12/2020 | 205744758 | 08/19/2020
Enertech Global, LLC | Hydron Module | HBT048 | HED048A | Ground-Water-Source | WBAHP-C: Heat Pump Split Syste | Heat Pump | 208 | 1 | False |  |  | Single-Speed |  |  |  | 55000 | 2208 | 24.9 |  | 50800 | 3038 | 4.9 |  | Non Federally-Regulated | 08/12/2020 | 205744776 | 08/19/2020
Enertech Global, LLC | Hydron Module | HBT036*2 | HED036A | Ground-Water-Source | WBAHP-C: Heat Pump Split Syste | Heat Pump | 230 | 3 | False |  |  | Single-Speed |  |  |  | 40500 | 1646 | 24.6 |  | 36800 | 2294 | 4.7 |  | Non Federally-Regulated | 08/12/2020 | 205744767 | 08/19/2020
Enertech Global, LLC | Hydron Module | HBS018*2 | HED018A | Water-Source | WBAHP-C: Heat Pump Split Syste | Heat Pump | 230 | 3 | False |  |  | Single-Speed |  |  |  | 20900 | 1161 | 18 |  | 23400 | 1142 | 6 |  | Federally-Regulated Commercial & Industrial Equipment | 08/12/2020 | 205744749 | 08/19/2020
Enertech Global, LLC | Hydron Module | HBT060*2 | HAD060A11SS | Water-Source | WBAHP-CB: Heat Pump Split Syst | Heat Pump | 208 | 3 | False |  |  | Single-Speed |  |  |  | 58400 | 3696 | 15.8 |  | 71300 | 4264 | 4.9 |  | Federally-Regulated Commercial & Industrial Equipment | 08/12/2020 | 205758233 | 08/19/2020
Enertech Global, LLC | Hydron Module | HBT060*2 | HED060A | Ground-Source | WBAHP-C: Heat Pump Split Syste | Heat Pump | 208 | 3 | False |  |  | Single-Speed |  |  |  | 63400 | 3561 | 17.8 |  | 48100 | 3709 | 3.8 |  | Non Federally-Regulated | 08/12/2020 | 205744795 | 08/19/2020
Enertech Global, LLC | Hydron Module | HBS018*2 | HED018A | Ground-Water-Source | WBAHP-C: Heat Pump Split Syste | Heat Pump | 230 | 3 | False |  |  | Single-Speed |  |  |  | 24200 | 793 | 30.5 |  | 18600 | 1090 | 5 |  | Non Federally-Regulated | 08/12/2020 | 205744749 | 08/19/2020
Enertech Global, LLC | Hydron Module | HBT048*2 | HED048A | Ground-Water-Source | WBAHP-C: Heat Pump Split Syste | Heat Pump | 208 | 3 | False |  |  | Single-Speed |  |  |  | 55000 | 2208 | 24.9 |  | 50800 | 3038 | 4.9 |  | Non Federally-Regulated | 08/12/2020 | 205744785 | 08/19/2020
Enertech Global, LLC | Hydron Module | HBT024 | HED024A | Ground-Water-Source | WBAHP-C: Heat Pump Split Syste | Heat Pump | 208 | 1 | False |  |  | Dual-Speed |  |  |  | 28800 | 1138 | 25.3 |  | 24400 | 1489 | 4.8 |  | Non Federally-Regulated | 08/12/2020 | 205745859 | 08/19/2020
Enertech Global, LLC | Hydron Module | HBT060*2 | HED060A | Water-Source | WBAHP-C: Heat Pump Split Syste | Heat Pump | 208 | 3 | False |  |  | Single-Speed |  |  |  | 60700 | 3891 | 15.6 |  | 73500 | 4308 | 5 |  | Federally-Regulated Commercial & Industrial Equipment | 08/12/2020 | 205744795 | 08/19/2020
Enertech Global, LLC | Hydron Module | HBT060*2 | HED060A | Ground-Source | WBAHP-C: Heat Pump Split Syste | Heat Pump | 230 | 3 | False |  |  | Single-Speed |  |  |  | 63400 | 3561 | 17.8 |  | 48100 | 3709 | 3.8 |  | Non Federally-Regulated | 08/12/2020 | 205744795 | 08/19/2020
Enertech Global, LLC | Hydron Module | HBT060 | HED060A | Water-Source | WBAHP-C: Heat Pump Split Syste | Heat Pump | 208 | 1 | False |  |  | Single-Speed |  |  |  | 60700 | 3891 | 15.6 |  | 73500 | 4308 | 5 |  | Federally-Regulated Commercial & Industrial Equipment | 08/12/2020 | 205744792 | 08/19/2020
Enertech Global, LLC | Hydron Module | HBT036*2 | HED036A | Ground-Water-Source | WBAHP-C: Heat Pump Split Syste | Heat Pump | 208 | 3 | False |  |  | Single-Speed |  |  |  | 40500 | 1646 | 24.6 |  | 36800 | 2294 | 4.7 |  | Non Federally-Regulated | 08/12/2020 | 205744767 | 08/19/2020
Enertech Global, LLC | Hydron Module | HBS018*2 | HED018A | Ground-Water-Source | WBAHP-C: Heat Pump Split Syste | Heat Pump | 208 | 3 | False |  |  | Single-Speed |  |  |  | 24200 | 793 | 30.5 |  | 18600 | 1090 | 5 |  | Non Federally-Regulated | 08/12/2020 | 205744749 | 08/19/2020
Enertech Global, LLC | Hydron Module | HBS018 | HED018A | Ground-Source | WBAHP-C: Heat Pump Split Syste | Heat Pump | 230 | 1 | False |  |  | Single-Speed |  |  |  | 22100 | 1018 | 21.7 |  | 14500 | 1089 | 3.9 |  | Non Federally-Regulated | 08/12/2020 | 205744740 | 08/19/2020
Enertech Global, LLC | Hydron Module | HBT048 | HED048A | Water-Source | WBAHP-C: Heat Pump Split Syste | Heat Pump | 208 | 1 | False |  |  | Single-Speed |  |  |  | 49100 | 2940 | 16.7 |  | 61600 | 3223 | 5.6 |  | Federally-Regulated Commercial & Industrial Equipment | 08/12/2020 | 205744776 | 08/19/2020
Enertech Global, LLC | Hydron Module | HBT060 | HED060A | Ground-Source | WBAHP-C: Heat Pump Split Syste | Heat Pump | 230 | 1 | False |  |  | Single-Speed |  |  |  | 63400 | 3561 | 17.8 |  | 48100 | 3709 | 3.8 |  | Non Federally-Regulated | 08/12/2020 | 205744792 | 08/19/2020
Enertech Global, LLC | Hydron Module | HBT048*2 | HED048A | Water-Source | WBAHP-C: Heat Pump Split Syste | Heat Pump | 208 | 3 | False |  |  | Single-Speed |  |  |  | 49100 | 2940 | 16.7 |  | 61600 | 3223 | 5.6 |  | Federally-Regulated Commercial & Industrial Equipment | 08/12/2020 | 205744785 | 08/19/2020
Enertech Global, LLC | Hydron Module | HBT024*2 | HED024A | Ground-Water-Source | WBAHP-C: Heat Pump Split Syste | Heat Pump | 208 | 3 | False |  |  | Dual-Speed |  |  |  | 28800 | 1138 | 25.3 |  | 24400 | 1489 | 4.8 |  | Non Federally-Regulated | 08/12/2020 | 205745868 | 08/19/2020
Enertech Global, LLC | Hydron Module | HBT060*2 | HED060A | Water-Source | WBAHP-C: Heat Pump Split Syste | Heat Pump | 230 | 3 | False |  |  | Single-Speed |  |  |  | 60700 | 3891 | 15.6 |  | 73500 | 4308 | 5 |  | Federally-Regulated Commercial & Industrial Equipment | 08/12/2020 | 205744795 | 08/19/2020
Enertech Global, LLC | Hydron Module | HBT048 | HED048A | Ground-Source | WBAHP-C: Heat Pump Split Syste | Heat Pump | 230 | 1 | False |  |  | Single-Speed |  |  |  | 51300 | 2658 | 19.3 |  | 40700 | 2909 | 4.1 |  | Non Federally-Regulated | 08/12/2020 | 205744776 | 08/19/2020
Enertech Global, LLC | Hydron Module | HBT048*2 | HED048A | Ground-Source | WBAHP-C: Heat Pump Split Syste | Heat Pump | 208 | 3 | False |  |  | Single-Speed |  |  |  | 51300 | 2658 | 19.3 |  | 40700 | 2909 | 4.1 |  | Non Federally-Regulated | 08/12/2020 | 205744785 | 08/19/2020
Enertech Global, LLC | Hydron Module | HBT036 | HED036A | Water-Source | WBAHP-C: Heat Pump Split Syste | Heat Pump | 230 | 1 | False |  |  | Single-Speed |  |  |  | 35800 | 2156 | 16.6 |  | 45200 | 2703 | 4.9 |  | Federally-Regulated Commercial & Industrial Equipment | 08/12/2020 | 205744758 | 08/19/2020
Enertech Global, LLC | Hydron Module | HBT036*2 | HED036A | Ground-Source | WBAHP-C: Heat Pump Split Syste | Heat Pump | 230 | 3 | False |  |  | Single-Speed |  |  |  | 37600 | 1958 | 19.2 |  | 28800 | 2221 | 3.8 |  | Non Federally-Regulated | 08/12/2020 | 205744767 | 08/19/2020
Enertech Global, LLC | Hydron Module | HBT060 | HED060A | Ground-Source | WBAHP-C: Heat Pump Split Syste | Heat Pump | 208 | 1 | False |  |  | Single-Speed |  |  |  | 63400 | 3561 | 17.8 |  | 48100 | 3709 | 3.8 |  | Non Federally-Regulated | 08/12/2020 | 205744792 | 08/19/2020
Enertech Global, LLC | Hydron Module | HBT048 | HED048A | Ground-Source | WBAHP-C: Heat Pump Split Syste | Heat Pump | 208 | 1 | False |  |  | Single-Speed |  |  |  | 51300 | 2658 | 19.3 |  | 40700 | 2909 | 4.1 |  | Non Federally-Regulated | 08/12/2020 | 205744776 | 08/19/2020
Enertech Global, LLC | Hydron Module | HBS018 | HED018A | Water-Source | WBAHP-C: Heat Pump Split Syste | Heat Pump | 230 | 1 | False |  |  | Single-Speed |  |  |  | 20900 | 1161 | 18 |  | 23400 | 1142 | 6 |  | Federally-Regulated Commercial & Industrial Equipment | 08/12/2020 | 205744740 | 08/19/2020
Enertech Global, LLC | Hydron Module | HBT048*2 | HED048A | Ground-Water-Source | WBAHP-C: Heat Pump Split Syste | Heat Pump | 230 | 3 | False |  |  | Single-Speed |  |  |  | 55000 | 2208 | 24.9 |  | 50800 | 3038 | 4.9 |  | Non Federally-Regulated | 08/12/2020 | 205744785 | 08/19/2020
Enertech Global, LLC | Hydron Module | HBT024*2 | HED024A | Ground-Source | WBAHP-C: Heat Pump Split Syste | Heat Pump | 208 | 3 | False |  |  | Dual-Speed |  |  |  | 26800 | 1374 | 19.5 |  | 19200 | 1372 | 4.1 |  | Non Federally-Regulated | 08/12/2020 | 205745868 | 08/19/2020
Enertech Global, LLC | Hydron Module | HBS018*2 | HED018A | Water-Source | WBAHP-C: Heat Pump Split Syste | Heat Pump | 208 | 3 | False |  |  | Single-Speed |  |  |  | 20900 | 1161 | 18 |  | 23400 | 1142 | 6 |  | Federally-Regulated Commercial & Industrial Equipment | 08/12/2020 | 205744749 | 08/19/2020
Enertech Global, LLC | Hydron Module | HBT036 | HED036A | Ground-Water-Source | WBAHP-C: Heat Pump Split Syste | Heat Pump | 208 | 1 | False |  |  | Single-Speed |  |  |  | 40500 | 1646 | 24.6 |  | 36800 | 2294 | 4.7 |  | Non Federally-Regulated | 08/12/2020 | 205744758 | 08/19/2020
Enertech Global, LLC | Hydron Module | HBT060*2 | HED060A | Ground-Water-Source | WBAHP-C: Heat Pump Split Syste | Heat Pump | 230 | 3 | False |  |  | Single-Speed |  |  |  | 63600 | 2904 | 21.9 |  | 60200 | 3920 | 4.5 |  | Non Federally-Regulated | 08/12/2020 | 205744795 | 08/19/2020
Enertech Global, LLC | Hydron Module | HBT048*2 | HED048A | Water-Source | WBAHP-C: Heat Pump Split Syste | Heat Pump | 230 | 3 | False |  |  | Single-Speed |  |  |  | 49100 | 2940 | 16.7 |  | 61600 | 3223 | 5.6 |  | Federally-Regulated Commercial & Industrial Equipment | 08/12/2020 | 205744785 | 08/19/2020
Enertech Global, LLC | Hydron Module | HBT048 | HED048A | Water-Source | WBAHP-C: Heat Pump Split Syste | Heat Pump | 230 | 1 | False |  |  | Single-Speed |  |  |  | 49100 | 2940 | 16.7 |  | 61600 | 3223 | 5.6 |  | Federally-Regulated Commercial & Industrial Equipment | 08/12/2020 | 205744776 | 08/19/2020
Enertech Global, LLC | Hydron Module | HBT036*2 | HED036A | Water-Source | WBAHP-C: Heat Pump Split Syste | Heat Pump | 230 | 3 | False |  |  | Single-Speed |  |  |  | 35800 | 2156 | 16.6 |  | 45200 | 2703 | 4.9 |  | Federally-Regulated Commercial & Industrial Equipment | 08/12/2020 | 205744767 | 08/19/2020
Enertech Global, LLC | Hydron Module | HBT036 | HED036A | Ground-Water-Source | WBAHP-C: Heat Pump Split Syste | Heat Pump | 230 | 1 | False |  |  | Single-Speed |  |  |  | 40500 | 1646 | 24.6 |  | 36800 | 2294 | 4.7 |  | Non Federally-Regulated | 08/12/2020 | 205744758 | 08/19/2020
Enertech Global, LLC | Hydron Module | HBT024*2 | HED024A | Water-Source | WBAHP-C: Heat Pump Split Syste | Heat Pump | 230 | 3 | False |  |  | Dual-Speed |  |  |  | 25600 | 1523 | 16.8 |  | 30300 | 1675 | 5.3 |  | Federally-Regulated Commercial & Industrial Equipment | 08/12/2020 | 205745868 | 08/19/2020
Enertech Global, LLC | Hydron Module | HBS018 | HED018A | Water-Source | WBAHP-C: Heat Pump Split Syste | Heat Pump | 208 | 1 | False |  |  | Single-Speed |  |  |  | 20900 | 1161 | 18 |  | 23400 | 1142 | 6 |  | Federally-Regulated Commercial & Industrial Equipment | 08/12/2020 | 205744740 | 08/19/2020
Enertech Global, LLC | Hydron Module | HBT060 | HED060A | Water-Source | WBAHP-C: Heat Pump Split Syste | Heat Pump | 230 | 1 | False |  |  | Single-Speed |  |  |  | 60700 | 3891 | 15.6 |  | 73500 | 4308 | 5 |  | Federally-Regulated Commercial & Industrial Equipment | 08/12/2020 | 205744792 | 08/19/2020
Enertech Global, LLC | Hydron Module | HBT024*2 | HED024A | Water-Source | WBAHP-C: Heat Pump Split Syste | Heat Pump | 208 | 3 | False |  |  | Dual-Speed |  |  |  | 25600 | 1523 | 16.8 |  | 30300 | 1675 | 5.3 |  | Federally-Regulated Commercial & Industrial Equipment | 08/12/2020 | 205745868 | 08/19/2020
Enertech Global, LLC | Hydron Module | HBS018*2 | HED018A | Ground-Source | WBAHP-C: Heat Pump Split Syste | Heat Pump | 230 | 3 | False |  |  | Single-Speed |  |  |  | 22100 | 1018 | 21.7 |  | 14500 | 1089 | 3.9 |  | Non Federally-Regulated | 08/12/2020 | 205744749 | 08/19/2020
Enertech Global, LLC | Hydron Module | HBT060*2 | HED060A | Ground-Water-Source | WBAHP-C: Heat Pump Split Syste | Heat Pump | 208 | 3 | False |  |  | Single-Speed |  |  |  | 63600 | 2904 | 21.9 |  | 60200 | 3920 | 4.5 |  | Non Federally-Regulated | 08/12/2020 | 205744795 | 08/19/2020
Enertech Global, LLC | Hydron Module | HBT024 | HED024A | Water-Source | WBAHP-C: Heat Pump Split Syste | Heat Pump | 230 | 1 | False |  |  | Dual-Speed |  |  |  | 25600 | 1523 | 16.8 |  | 30300 | 1675 | 5.3 |  | Federally-Regulated Commercial & Industrial Equipment | 08/12/2020 | 205745859 | 08/19/2020
Enertech Global, LLC | Hydron Module | HBT060*2 | HAD060A11SS | Water-Source | WBAHP-CB: Heat Pump Split Syst | Heat Pump | 230 | 3 | False |  |  | Single-Speed |  |  |  | 58400 | 3696 | 15.8 |  | 71300 | 4264 | 4.9 |  | Federally-Regulated Commercial & Industrial Equipment | 08/12/2020 | 205758233 | 08/19/2020
Enertech Global, LLC | Hydron Module | HBT036*2 | HED036A | Ground-Source | WBAHP-C: Heat Pump Split Syste | Heat Pump | 208 | 3 | False |  |  | Single-Speed |  |  |  | 37600 | 1958 | 19.2 |  | 28800 | 2221 | 3.8 |  | Non Federally-Regulated | 08/12/2020 | 205744767 | 08/19/2020
Enertech Global, LLC | Hydron Module | HBT060 | HED060A | Ground-Water-Source | WBAHP-C: Heat Pump Split Syste | Heat Pump | 208 | 1 | False |  |  | Single-Speed |  |  |  | 63600 | 2904 | 21.9 |  | 60200 | 3920 | 4.5 |  | Non Federally-Regulated | 08/12/2020 | 205744792 | 08/19/2020
Enertech Global, LLC | Hydron Module | HBT036 | HED036A | Ground-Source | WBAHP-C: Heat Pump Split Syste | Heat Pump | 230 | 1 | False |  |  | Single-Speed |  |  |  | 37600 | 1958 | 19.2 |  | 28800 | 2221 | 3.8 |  | Non Federally-Regulated | 08/12/2020 | 205744758 | 08/19/2020
Enertech Global, LLC | Hydron Module | HBT048*2 | HED048A | Ground-Source | WBAHP-C: Heat Pump Split Syste | Heat Pump | 230 | 3 | False |  |  | Single-Speed |  |  |  | 51300 | 2658 | 19.3 |  | 40700 | 2909 | 4.1 |  | Non Federally-Regulated | 08/12/2020 | 205744785 | 08/19/2020
Enertech Global, LLC | Hydron Module | HBT024 | HED024A | Ground-Water-Source | WBAHP-C: Heat Pump Split Syste | Heat Pump | 230 | 1 | False |  |  | Dual-Speed |  |  |  | 28800 | 1138 | 25.3 |  | 24400 | 1489 | 4.8 |  | Non Federally-Regulated | 08/12/2020 | 205745859 | 08/19/2020
Enertech Global, LLC | Hydron Module | HBS018 | HED018A | Ground-Water-Source | WBAHP-C: Heat Pump Split Syste | Heat Pump | 208 | 1 | False |  |  | Single-Speed |  |  |  | 24200 | 793 | 30.5 |  | 18600 | 1090 | 5 |  | Non Federally-Regulated | 08/12/2020 | 205744740 | 08/19/2020
Enertech Global, LLC | Hydron Module | HBT048*2 | HAD048A11SS | Ground-Source | WBAHP-CB: Heat Pump Split Syst | Heat Pump | 208 | 3 | False |  |  | Single-Speed |  |  |  | 50300 | 2579 | 19.5 |  | 41000 | 3081 | 3.9 |  | Non Federally-Regulated | 08/12/2020 | 205744787 | 08/19/2020
Enertech Global, LLC | Hydron Module | HBS018*2 | HAD018A11SS | Ground-Source | WBAHP-CB: Heat Pump Split Syst | Heat Pump | 208 | 3 | False |  |  | Single-Speed |  |  |  | 22200 | 1000 | 22.2 |  | 14400 | 1082 | 3.9 |  | Non Federally-Regulated | 08/12/2020 | 205744751 | 08/19/2020
Enertech Global, LLC | Hydron Module | HBT048*2 | HAD048A01SS | Water-Source | WBAHP-CB: Heat Pump Split Syst | Heat Pump | 230 | 3 | False |  |  | Single-Speed |  |  |  | 47800 | 2879 | 16.6 |  | 62000 | 3364 | 5.4 |  | Federally-Regulated Commercial & Industrial Equipment | 08/12/2020 | 205744786 | 08/19/2020
Enertech Global, LLC | Hydron Module | HBT036 | HAD036A01SS | Ground-Water-Source | WBAHP-CB: Heat Pump Split Syst | Heat Pump | 230 | 1 | False |  |  | Single-Speed |  |  |  | 39700 | 1600 | 24.8 |  | 37200 | 2319 | 4.7 |  | Non Federally-Regulated | 08/12/2020 | 205744759 | 08/19/2020
Enertech Global, LLC | Hydron Module | HBT036 | HAD036A11SS | Water-Source | WBAHP-CB: Heat Pump Split Syst | Heat Pump | 208 | 1 | False |  |  | Single-Speed |  |  |  | 35200 | 2120 | 16.6 |  | 46000 | 2543 | 5.3 |  | Federally-Regulated Commercial & Industrial Equipment | 08/12/2020 | 205744760 | 08/19/2020
Enertech Global, LLC | Hydron Module | HBT024 | HAD024A11SS | Ground-Source | WBAHP-CB: Heat Pump Split Syst | Heat Pump | 230 | 1 | False |  |  | Dual-Speed |  |  |  | 26300 | 1289 | 20.4 |  | 18800 | 1412 | 3.9 |  | Non Federally-Regulated | 08/12/2020 | 205745861 | 08/19/2020
Enertech Global, LLC | Hydron Module | HBT024*2 | HAD024A01SS | Ground-Water-Source | WBAHP-CB: Heat Pump Split Syst | Heat Pump | 230 | 3 | False |  |  | Dual-Speed |  |  |  | 28900 | 1074 | 26.9 |  | 23900 | 1490 | 4.7 |  | Non Federally-Regulated | 08/12/2020 | 205745869 | 08/19/2020
Enertech Global, LLC | Hydron Module | HBT048 | HAD048A11SS | Ground-Water-Source | WBAHP-CB: Heat Pump Split Syst | Heat Pump | 208 | 1 | False |  |  | Single-Speed |  |  |  | 54200 | 2133 | 25.4 |  | 50800 | 3101 | 4.8 |  | Non Federally-Regulated | 08/12/2020 | 205744778 | 08/19/2020
Enertech Global, LLC | Hydron Module | HBS018 | HAD018A11SS | Water-Source | WBAHP-CB: Heat Pump Split Syst | Heat Pump | 230 | 1 | False |  |  | Single-Speed |  |  |  | 21100 | 1153 | 18.3 |  | 23300 | 1138 | 6 |  | Federally-Regulated Commercial & Industrial Equipment | 08/12/2020 | 205744742 | 08/19/2020
Enertech Global, LLC | Hydron Module | HBT024*2 | HAD024A01SS | Ground-Water-Source | WBAHP-CB: Heat Pump Split Syst | Heat Pump | 208 | 3 | False |  |  | Dual-Speed |  |  |  | 28900 | 1074 | 26.9 |  | 23900 | 1490 | 4.7 |  | Non Federally-Regulated | 08/12/2020 | 205745869 | 08/19/2020
Enertech Global, LLC | Hydron Module | HBT048*2 | HAD048A11SS | Ground-Water-Source | WBAHP-CB: Heat Pump Split Syst | Heat Pump | 230 | 3 | False |  |  | Single-Speed |  |  |  | 54200 | 2133 | 25.4 |  | 50800 | 3101 | 4.8 |  | Non Federally-Regulated | 08/12/2020 | 205744787 | 08/19/2020
Enertech Global, LLC | Hydron Module | HBT060 | HAD060A11SS | Water-Source | WBAHP-CB: Heat Pump Split Syst | Heat Pump | 230 | 1 | False |  |  | Single-Speed |  |  |  | 58400 | 3696 | 15.8 |  | 71300 | 4264 | 4.9 |  | Federally-Regulated Commercial & Industrial Equipment | 08/12/2020 | 205758227 | 08/19/2020
Enertech Global, LLC | Hydron Module | HBT036*2 | HAD036A01SS | Ground-Water-Source | WBAHP-CB: Heat Pump Split Syst | Heat Pump | 230 | 3 | False |  |  | Single-Speed |  |  |  | 39700 | 1600 | 24.8 |  | 37200 | 2319 | 4.7 |  | Non Federally-Regulated | 08/12/2020 | 205744768 | 08/19/2020
Enertech Global, LLC | Hydron Module | HBT060 | HAD060A01SS | Water-Source | WBAHP-CB: Heat Pump Split Syst | Heat Pump | 208 | 1 | False |  |  | Single-Speed |  |  |  | 58400 | 3696 | 15.8 |  | 71300 | 4264 | 4.9 |  | Federally-Regulated Commercial & Industrial Equipment | 08/12/2020 | 205758226 | 08/19/2020
Enertech Global, LLC | Hydron Module | HBT036*2 | HAD036A01SS | Ground-Source | WBAHP-CB: Heat Pump Split Syst | Heat Pump | 230 | 3 | False |  |  | Single-Speed |  |  |  | 36900 | 1911 | 19.3 |  | 29000 | 2179 | 3.9 |  | Non Federally-Regulated | 08/12/2020 | 205744768 | 08/19/2020
Enertech Global, LLC | Hydron Module | HBT060 | HAD060A11SS | Water-Source | WBAHP-CB: Heat Pump Split Syst | Heat Pump | 208 | 1 | False |  |  | Single-Speed |  |  |  | 58400 | 3696 | 15.8 |  | 71300 | 4264 | 4.9 |  | Federally-Regulated Commercial & Industrial Equipment | 08/12/2020 | 205758227 | 08/19/2020
Enertech Global, LLC | Hydron Module | HBT048*2 | HAD048A01SS | Ground-Source | WBAHP-CB: Heat Pump Split Syst | Heat Pump | 208 | 3 | False |  |  | Single-Speed |  |  |  | 50300 | 2579 | 19.5 |  | 41000 | 3081 | 3.9 |  | Non Federally-Regulated | 08/12/2020 | 205744786 | 08/19/2020
Enertech Global, LLC | Hydron Module | HBT036*2 | HAD036A11SS | Water-Source | WBAHP-CB: Heat Pump Split Syst | Heat Pump | 230 | 3 | False |  |  | Single-Speed |  |  |  | 35200 | 2120 | 16.6 |  | 46000 | 2543 | 5.3 |  | Federally-Regulated Commercial & Industrial Equipment | 08/12/2020 | 205744769 | 08/19/2020
Enertech Global, LLC | Hydron Module | HBT048*2 | HAD048A01SS | Ground-Water-Source | WBAHP-CB: Heat Pump Split Syst | Heat Pump | 230 | 3 | False |  |  | Single-Speed |  |  |  | 54200 | 2133 | 25.4 |  | 50800 | 3101 | 4.8 |  | Non Federally-Regulated | 08/12/2020 | 205744786 | 08/19/2020
Enertech Global, LLC | Hydron Module | HBT048*2 | HAD048A01SS | Ground-Water-Source | WBAHP-CB: Heat Pump Split Syst | Heat Pump | 208 | 3 | False |  |  | Single-Speed |  |  |  | 54200 | 2133 | 25.4 |  | 50800 | 3101 | 4.8 |  | Non Federally-Regulated | 08/12/2020 | 205744786 | 08/19/2020
Enertech Global, LLC | Hydron Module | HBT024 | HAD024A11SS | Water-Source | WBAHP-CB: Heat Pump Split Syst | Heat Pump | 230 | 1 | False |  |  | Dual-Speed |  |  |  | 24100 | 1377 | 17.5 |  | 29400 | 1723 | 5 |  | Federally-Regulated Commercial & Industrial Equipment | 08/12/2020 | 205745861 | 08/19/2020
Enertech Global, LLC | Hydron Module | HBT036 | HAD036A01SS | Ground-Source | WBAHP-CB: Heat Pump Split Syst | Heat Pump | 208 | 1 | False |  |  | Single-Speed |  |  |  | 36900 | 1911 | 19.3 |  | 29000 | 2179 | 3.9 |  | Non Federally-Regulated | 08/12/2020 | 205744759 | 08/19/2020
Enertech Global, LLC | Hydron Module | HBT024*2 | HAD024A01SS | Water-Source | WBAHP-CB: Heat Pump Split Syst | Heat Pump | 208 | 3 | False |  |  | Dual-Speed |  |  |  | 24100 | 1377 | 17.5 |  | 29400 | 1723 | 5 |  | Federally-Regulated Commercial & Industrial Equipment | 08/12/2020 | 205745869 | 08/19/2020
Enertech Global, LLC | Hydron Module | HBT036 | HAD036A01SS | Ground-Water-Source | WBAHP-CB: Heat Pump Split Syst | Heat Pump | 208 | 1 | False |  |  | Single-Speed |  |  |  | 39700 | 1600 | 24.8 |  | 37200 | 2319 | 4.7 |  | Non Federally-Regulated | 08/12/2020 | 205744759 | 08/19/2020
Enertech Global, LLC | Hydron Module | HBT036 | HAD036A01SS | Water-Source | WBAHP-CB: Heat Pump Split Syst | Heat Pump | 208 | 1 | False |  |  | Single-Speed |  |  |  | 35200 | 2120 | 16.6 |  | 46000 | 2543 | 5.3 |  | Federally-Regulated Commercial & Industrial Equipment | 08/12/2020 | 205744759 | 08/19/2020
Enertech Global, LLC | Hydron Module | HBT024 | HAD024A01SS | Ground-Source | WBAHP-CB: Heat Pump Split Syst | Heat Pump | 208 | 1 | False |  |  | Dual-Speed |  |  |  | 26300 | 1289 | 20.4 |  | 18800 | 1412 | 3.9 |  | Non Federally-Regulated | 08/12/2020 | 205745860 | 08/19/2020
Enertech Global, LLC | Hydron Module | HBT036*2 | HAD036A11SS | Ground-Water-Source | WBAHP-CB: Heat Pump Split Syst | Heat Pump | 230 | 3 | False |  |  | Single-Speed |  |  |  | 39700 | 1600 | 24.8 |  | 37200 | 2319 | 4.7 |  | Non Federally-Regulated | 08/12/2020 | 205744769 | 08/19/2020
Enertech Global, LLC | Hydron Module | HBT024*2 | HAD024A01SS | Water-Source | WBAHP-CB: Heat Pump Split Syst | Heat Pump | 230 | 3 | False |  |  | Dual-Speed |  |  |  | 24100 | 1377 | 17.5 |  | 29400 | 1723 | 5 |  | Federally-Regulated Commercial & Industrial Equipment | 08/12/2020 | 205745869 | 08/19/2020
Enertech Global, LLC | Hydron Module | HBT024*2 | HAD024A11SS | Ground-Source | WBAHP-CB: Heat Pump Split Syst | Heat Pump | 208 | 3 | False |  |  | Dual-Speed |  |  |  | 26300 | 1289 | 20.4 |  | 18800 | 1412 | 3.9 |  | Non Federally-Regulated | 08/12/2020 | 205745870 | 08/19/2020
Enertech Global, LLC | Hydron Module | HBT036*2 | HAD036A11SS | Ground-Source | WBAHP-CB: Heat Pump Split Syst | Heat Pump | 208 | 3 | False |  |  | Single-Speed |  |  |  | 36900 | 1911 | 19.3 |  | 29000 | 2179 | 3.9 |  | Non Federally-Regulated | 08/12/2020 | 205744769 | 08/19/2020
Enertech Global, LLC | Hydron Module | HBT048*2 | HAD048A11SS | Water-Source | WBAHP-CB: Heat Pump Split Syst | Heat Pump | 230 | 3 | False |  |  | Single-Speed |  |  |  | 47800 | 2879 | 16.6 |  | 62000 | 3364 | 5.4 |  | Federally-Regulated Commercial & Industrial Equipment | 08/12/2020 | 205744787 | 08/19/2020
Enertech Global, LLC | Hydron Module | HBT024*2 | HAD024A11SS | Ground-Water-Source | WBAHP-CB: Heat Pump Split Syst | Heat Pump | 230 | 3 | False |  |  | Dual-Speed |  |  |  | 28900 | 1074 | 26.9 |  | 23900 | 1490 | 4.7 |  | Non Federally-Regulated | 08/12/2020 | 205745870 | 08/19/2020
Enertech Global, LLC | Hydron Module | HBT036*2 | HAD036A01SS | Water-Source | WBAHP-CB: Heat Pump Split Syst | Heat Pump | 230 | 3 | False |  |  | Single-Speed |  |  |  | 35200 | 2120 | 16.6 |  | 46000 | 2543 | 5.3 |  | Federally-Regulated Commercial & Industrial Equipment | 08/12/2020 | 205744768 | 08/19/2020
Enertech Global, LLC | Hydron Module | HBS018*2 | HAD018A11SS | Ground-Water-Source | WBAHP-CB: Heat Pump Split Syst | Heat Pump | 230 | 3 | False |  |  | Single-Speed |  |  |  | 24300 | 768 | 31.6 |  | 18700 | 1096 | 5 |  | Non Federally-Regulated | 08/12/2020 | 205744751 | 08/19/2020
Enertech Global, LLC | Hydron Module | HBT048*2 | HAD048A11SS | Ground-Water-Source | WBAHP-CB: Heat Pump Split Syst | Heat Pump | 208 | 3 | False |  |  | Single-Speed |  |  |  | 54200 | 2133 | 25.4 |  | 50800 | 3101 | 4.8 |  | Non Federally-Regulated | 08/12/2020 | 205744787 | 08/19/2020
Enertech Global, LLC | Hydron Module | HBT036*2 | HAD036A01SS | Ground-Source | WBAHP-CB: Heat Pump Split Syst | Heat Pump | 208 | 3 | False |  |  | Single-Speed |  |  |  | 36900 | 1911 | 19.3 |  | 29000 | 2179 | 3.9 |  | Non Federally-Regulated | 08/12/2020 | 205744768 | 08/19/2020
Enertech Global, LLC | Hydron Module | HBT036*2 | HAD036A01SS | Water-Source | WBAHP-CB: Heat Pump Split Syst | Heat Pump | 208 | 3 | False |  |  | Single-Speed |  |  |  | 35200 | 2120 | 16.6 |  | 46000 | 2543 | 5.3 |  | Federally-Regulated Commercial & Industrial Equipment | 08/12/2020 | 205744768 | 08/19/2020
Enertech Global, LLC | Hydron Module | HBT036 | HAD036A11SS | Ground-Water-Source | WBAHP-CB: Heat Pump Split Syst | Heat Pump | 230 | 1 | False |  |  | Single-Speed |  |  |  | 39700 | 1600 | 24.8 |  | 37200 | 2319 | 4.7 |  | Non Federally-Regulated | 08/12/2020 | 205744760 | 08/19/2020
Enertech Global, LLC | Hydron Module | HBT036*2 | HAD036A01SS | Ground-Water-Source | WBAHP-CB: Heat Pump Split Syst | Heat Pump | 208 | 3 | False |  |  | Single-Speed |  |  |  | 39700 | 1600 | 24.8 |  | 37200 | 2319 | 4.7 |  | Non Federally-Regulated | 08/12/2020 | 205744768 | 08/19/2020
Enertech Global, LLC | Hydron Module | HBT024*2 | HAD024A01SS | Ground-Source | WBAHP-CB: Heat Pump Split Syst | Heat Pump | 208 | 3 | False |  |  | Dual-Speed |  |  |  | 26300 | 1289 | 20.4 |  | 18800 | 1412 | 3.9 |  | Non Federally-Regulated | 08/12/2020 | 205745869 | 08/19/2020
Enertech Global, LLC | Hydron Module | HBT048 | HAD048A01SS | Ground-Water-Source | WBAHP-CB: Heat Pump Split Syst | Heat Pump | 208 | 1 | False |  |  | Single-Speed |  |  |  | 54200 | 2133 | 25.4 |  | 50800 | 3101 | 4.8 |  | Non Federally-Regulated | 08/12/2020 | 205744777 | 08/19/2020
Enertech Global, LLC | Hydron Module | HBT048 | HAD048A11SS | Water-Source | WBAHP-CB: Heat Pump Split Syst | Heat Pump | 230 | 1 | False |  |  | Single-Speed |  |  |  | 47800 | 2879 | 16.6 |  | 62000 | 3364 | 5.4 |  | Federally-Regulated Commercial & Industrial Equipment | 08/12/2020 | 205744778 | 08/19/2020
Enertech Global, LLC | Hydron Module | HBT060*2 | HAD060A01SS | Water-Source | WBAHP-CB: Heat Pump Split Syst | Heat Pump | 208 | 3 | False |  |  | Single-Speed |  |  |  | 58400 | 3696 | 15.8 |  | 71300 | 4264 | 4.9 |  | Federally-Regulated Commercial & Industrial Equipment | 08/12/2020 | 205758232 | 08/19/2020
Enertech Global, LLC | Hydron Module | HBT036 | HAD036A11SS | Ground-Source | WBAHP-CB: Heat Pump Split Syst | Heat Pump | 230 | 1 | False |  |  | Single-Speed |  |  |  | 36900 | 1911 | 19.3 |  | 29000 | 2179 | 3.9 |  | Non Federally-Regulated | 08/12/2020 | 205744760 | 08/19/2020
Enertech Global, LLC | Hydron Module | HBT060*2 | HAD060A01SS | Ground-Source | WBAHP-CB: Heat Pump Split Syst | Heat Pump | 208 | 3 | False |  |  | Single-Speed |  |  |  | 61100 | 3357 | 18.2 |  | 46800 | 3609 | 3.8 |  | Non Federally-Regulated | 08/12/2020 | 205758232 | 08/19/2020
Enertech Global, LLC | Hydron Module | HBT024 | HAD024A11SS | Water-Source | WBAHP-CB: Heat Pump Split Syst | Heat Pump | 208 | 1 | False |  |  | Dual-Speed |  |  |  | 24100 | 1377 | 17.5 |  | 29400 | 1723 | 5 |  | Federally-Regulated Commercial & Industrial Equipment | 08/12/2020 | 205745861 | 08/19/2020
Enertech Global, LLC | Hydron Module | HBT036 | HAD036A11SS | Ground-Source | WBAHP-CB: Heat Pump Split Syst | Heat Pump | 208 | 1 | False |  |  | Single-Speed |  |  |  | 36900 | 1911 | 19.3 |  | 29000 | 2179 | 3.9 |  | Non Federally-Regulated | 08/12/2020 | 205744760 | 08/19/2020
Enertech Global, LLC | Hydron Module | HBS018*2 | HAD018A11SS | Ground-Source | WBAHP-CB: Heat Pump Split Syst | Heat Pump | 230 | 3 | False |  |  | Single-Speed |  |  |  | 22200 | 1000 | 22.2 |  | 14400 | 1082 | 3.9 |  | Non Federally-Regulated | 08/12/2020 | 205744751 | 08/19/2020
Enertech Global, LLC | Hydron Module | HBT024 | HAD024A11SS | Ground-Source | WBAHP-CB: Heat Pump Split Syst | Heat Pump | 208 | 1 | False |  |  | Dual-Speed |  |  |  | 26300 | 1289 | 20.4 |  | 18800 | 1412 | 3.9 |  | Non Federally-Regulated | 08/12/2020 | 205745861 | 08/19/2020
Enertech Global, LLC | Hydron Module | HBT024 | HAD024A01SS | Ground-Source | WBAHP-CB: Heat Pump Split Syst | Heat Pump | 230 | 1 | False |  |  | Dual-Speed |  |  |  | 26300 | 1289 | 20.4 |  | 18800 | 1412 | 3.9 |  | Non Federally-Regulated | 08/12/2020 | 205745860 | 08/19/2020
Enertech Global, LLC | Hydron Module | HBS018*2 | HAD018A01SS | Water-Source | WBAHP-CB: Heat Pump Split Syst | Heat Pump | 230 | 3 | False |  |  | Single-Speed |  |  |  | 21100 | 1153 | 18.3 |  | 23300 | 1138 | 6 |  | Federally-Regulated Commercial & Industrial Equipment | 08/12/2020 | 205744750 | 08/19/2020
Enertech Global, LLC | Hydron Module | HBT060 | HAD060A01SS | Ground-Source | WBAHP-CB: Heat Pump Split Syst | Heat Pump | 230 | 1 | False |  |  | Single-Speed |  |  |  | 61100 | 3357 | 18.2 |  | 46800 | 3609 | 3.8 |  | Non Federally-Regulated | 08/12/2020 | 205758226 | 08/19/2020
Enertech Global, LLC | Hydron Module | HBT060*2 | HAD060A11SS | Ground-Source | WBAHP-CB: Heat Pump Split Syst | Heat Pump | 208 | 3 | False |  |  | Single-Speed |  |  |  | 61100 | 3357 | 18.2 |  | 46800 | 3609 | 3.8 |  | Non Federally-Regulated | 08/12/2020 | 205758233 | 08/19/2020
Enertech Global, LLC | Hydron Module | HBT036*2 | HAD036A11SS | Ground-Water-Source | WBAHP-CB: Heat Pump Split Syst | Heat Pump | 208 | 3 | False |  |  | Single-Speed |  |  |  | 39700 | 1600 | 24.8 |  | 37200 | 2319 | 4.7 |  | Non Federally-Regulated | 08/12/2020 | 205744769 | 08/19/2020
Enertech Global, LLC | Hydron Module | HBT060 | HAD060A11SS | Ground-Source | WBAHP-CB: Heat Pump Split Syst | Heat Pump | 208 | 1 | False |  |  | Single-Speed |  |  |  | 61100 | 3357 | 18.2 |  | 46800 | 3609 | 3.8 |  | Non Federally-Regulated | 08/12/2020 | 205758227 | 08/19/2020
Enertech Global, LLC | Hydron Module | HBT048 | HAD048A01SS | Water-Source | WBAHP-CB: Heat Pump Split Syst | Heat Pump | 230 | 1 | False |  |  | Single-Speed |  |  |  | 47800 | 2879 | 16.6 |  | 62000 | 3364 | 5.4 |  | Federally-Regulated Commercial & Industrial Equipment | 08/12/2020 | 205744777 | 08/19/2020
Enertech Global, LLC | Hydron Module | HBT036*2 | HAD036A11SS | Ground-Source | WBAHP-CB: Heat Pump Split Syst | Heat Pump | 230 | 3 | False |  |  | Single-Speed |  |  |  | 36900 | 1911 | 19.3 |  | 29000 | 2179 | 3.9 |  | Non Federally-Regulated | 08/12/2020 | 205744769 | 08/19/2020
Enertech Global, LLC | Hydron Module | HBT060*2 | HAD060A01SS | Water-Source | WBAHP-CB: Heat Pump Split Syst | Heat Pump | 230 | 3 | False |  |  | Single-Speed |  |  |  | 58400 | 3696 | 15.8 |  | 71300 | 4264 | 4.9 |  | Federally-Regulated Commercial & Industrial Equipment | 08/12/2020 | 205758232 | 08/19/2020
Enertech Global, LLC | Hydron Module | HBT024*2 | HAD024A11SS | Ground-Source | WBAHP-CB: Heat Pump Split Syst | Heat Pump | 230 | 3 | False |  |  | Dual-Speed |  |  |  | 26300 | 1289 | 20.4 |  | 18800 | 1412 | 3.9 |  | Non Federally-Regulated | 08/12/2020 | 205745870 | 08/19/2020
Enertech Global, LLC | Hydron Module | HBT048 | HAD048A01SS | Water-Source | WBAHP-CB: Heat Pump Split Syst | Heat Pump | 208 | 1 | False |  |  | Single-Speed |  |  |  | 47800 | 2879 | 16.6 |  | 62000 | 3364 | 5.4 |  | Federally-Regulated Commercial & Industrial Equipment | 08/12/2020 | 205744777 | 08/19/2020
Enertech Global, LLC | Hydron Module | HBT048 | HAD048A11SS | Ground-Source | WBAHP-CB: Heat Pump Split Syst | Heat Pump | 208 | 1 | False |  |  | Single-Speed |  |  |  | 50300 | 2579 | 19.5 |  | 41000 | 3081 | 3.9 |  | Non Federally-Regulated | 08/12/2020 | 205744778 | 08/19/2020
Enertech Global, LLC | Hydron Module | HBT060*2 | HAD060A11SS | Ground-Source | WBAHP-CB: Heat Pump Split Syst | Heat Pump | 230 | 3 | False |  |  | Single-Speed |  |  |  | 61100 | 3357 | 18.2 |  | 46800 | 3609 | 3.8 |  | Non Federally-Regulated | 08/12/2020 | 205758233 | 08/19/2020
Enertech Global, LLC | Hydron Module | HBT036 | HAD036A11SS | Ground-Water-Source | WBAHP-CB: Heat Pump Split Syst | Heat Pump | 208 | 1 | False |  |  | Single-Speed |  |  |  | 39700 | 1600 | 24.8 |  | 37200 | 2319 | 4.7 |  | Non Federally-Regulated | 08/12/2020 | 205744760 | 08/19/2020
Enertech Global, LLC | Hydron Module | HBT024 | HAD024A01SS | Ground-Water-Source | WBAHP-CB: Heat Pump Split Syst | Heat Pump | 208 | 1 | False |  |  | Dual-Speed |  |  |  | 28900 | 1074 | 26.9 |  | 23900 | 1490 | 4.7 |  | Non Federally-Regulated | 08/12/2020 | 205745860 | 08/19/2020
Enertech Global, LLC | Hydron Module | HBT060 | HAD060A01SS | Water-Source | WBAHP-CB: Heat Pump Split Syst | Heat Pump | 230 | 1 | False |  |  | Single-Speed |  |  |  | 58400 | 3696 | 15.8 |  | 71300 | 4264 | 4.9 |  | Federally-Regulated Commercial & Industrial Equipment | 08/12/2020 | 205758226 | 08/19/2020
Enertech Global, LLC | Hydron Module | HBT048*2 | HAD048A01SS | Ground-Source | WBAHP-CB: Heat Pump Split Syst | Heat Pump | 230 | 3 | False |  |  | Single-Speed |  |  |  | 50300 | 2579 | 19.5 |  | 41000 | 3081 | 3.9 |  | Non Federally-Regulated | 08/12/2020 | 205744786 | 08/19/2020
Enertech Global, LLC | Hydron Module | HBT036 | HAD036A01SS | Ground-Source | WBAHP-CB: Heat Pump Split Syst | Heat Pump | 230 | 1 | False |  |  | Single-Speed |  |  |  | 36900 | 1911 | 19.3 |  | 29000 | 2179 | 3.9 |  | Non Federally-Regulated | 08/12/2020 | 205744759 | 08/19/2020
Enertech Global, LLC | Hydron Module | HBT048 | HAD048A01SS | Ground-Water-Source | WBAHP-CB: Heat Pump Split Syst | Heat Pump | 230 | 1 | False |  |  | Single-Speed |  |  |  | 54200 | 2133 | 25.4 |  | 50800 | 3101 | 4.8 |  | Non Federally-Regulated | 08/12/2020 | 205744777 | 08/19/2020
Enertech Global, LLC | Hydron Module | HBT024 | HAD024A01SS | Ground-Water-Source | WBAHP-CB: Heat Pump Split Syst | Heat Pump | 230 | 1 | False |  |  | Dual-Speed |  |  |  | 28900 | 1074 | 26.9 |  | 23900 | 1490 | 4.7 |  | Non Federally-Regulated | 08/12/2020 | 205745860 | 08/19/2020
Enertech Global, LLC | Hydron Module | HBT060*2 | HAD060A01SS | Ground-Source | WBAHP-CB: Heat Pump Split Syst | Heat Pump | 230 | 3 | False |  |  | Single-Speed |  |  |  | 61100 | 3357 | 18.2 |  | 46800 | 3609 | 3.8 |  | Non Federally-Regulated | 08/12/2020 | 205758232 | 08/19/2020
Enertech Global, LLC | Hydron Module | HBS018*2 | HAD018A11SS | Water-Source | WBAHP-CB: Heat Pump Split Syst | Heat Pump | 208 | 3 | False |  |  | Single-Speed |  |  |  | 21100 | 1153 | 18.3 |  | 23300 | 1138 | 6 |  | Federally-Regulated Commercial & Industrial Equipment | 08/12/2020 | 205744751 | 08/19/2020
Enertech Global, LLC | Hydron Module | HBT048 | HAD048A01SS | Ground-Source | WBAHP-CB: Heat Pump Split Syst | Heat Pump | 230 | 1 | False |  |  | Single-Speed |  |  |  | 50300 | 2579 | 19.5 |  | 41000 | 3081 | 3.9 |  | Non Federally-Regulated | 08/12/2020 | 205744777 | 08/19/2020
Enertech Global, LLC | Hydron Module | HBS018*2 | HAD018A11SS | Water-Source | WBAHP-CB: Heat Pump Split Syst | Heat Pump | 230 | 3 | False |  |  | Single-Speed |  |  |  | 21100 | 1153 | 18.3 |  | 23300 | 1138 | 6 |  | Federally-Regulated Commercial & Industrial Equipment | 08/12/2020 | 205744751 | 08/19/2020
Enertech Global, LLC | Hydron Module | HBT024*2 | HAD024A01SS | Ground-Source | WBAHP-CB: Heat Pump Split Syst | Heat Pump | 230 | 3 | False |  |  | Dual-Speed |  |  |  | 26300 | 1289 | 20.4 |  | 18800 | 1412 | 3.9 |  | Non Federally-Regulated | 08/12/2020 | 205745869 | 08/19/2020
Enertech Global, LLC | Hydron Module | HBT036 | HAD036A11SS | Water-Source | WBAHP-CB: Heat Pump Split Syst | Heat Pump | 230 | 1 | False |  |  | Single-Speed |  |  |  | 35200 | 2120 | 16.6 |  | 46000 | 2543 | 5.3 |  | Federally-Regulated Commercial & Industrial Equipment | 08/12/2020 | 205744760 | 08/19/2020
Enertech Global, LLC | Hydron Module | HBT036 | HAD036A01SS | Water-Source | WBAHP-CB: Heat Pump Split Syst | Heat Pump | 230 | 1 | False |  |  | Single-Speed |  |  |  | 35200 | 2120 | 16.6 |  | 46000 | 2543 | 5.3 |  | Federally-Regulated Commercial & Industrial Equipment | 08/12/2020 | 205744759 | 08/19/2020
Enertech Global, LLC | Hydron Module | HBT048*2 | HAD048A01SS | Water-Source | WBAHP-CB: Heat Pump Split Syst | Heat Pump | 208 | 3 | False |  |  | Single-Speed |  |  |  | 47800 | 2879 | 16.6 |  | 62000 | 3364 | 5.4 |  | Federally-Regulated Commercial & Industrial Equipment | 08/12/2020 | 205744786 | 08/19/2020
Enertech Global, LLC | Hydron Module | HBS018*2 | HAD018A11SS | Ground-Water-Source | WBAHP-CB: Heat Pump Split Syst | Heat Pump | 208 | 3 | False |  |  | Single-Speed |  |  |  | 24300 | 768 | 31.6 |  | 18700 | 1096 | 5 |  | Non Federally-Regulated | 08/12/2020 | 205744751 | 08/19/2020
Enertech Global, LLC | Hydron Module | HBT060 | HAD060A11SS | Ground-Source | WBAHP-CB: Heat Pump Split Syst | Heat Pump | 230 | 1 | False |  |  | Single-Speed |  |  |  | 61100 | 3357 | 18.2 |  | 46800 | 3609 | 3.8 |  | Non Federally-Regulated | 08/12/2020 | 205758227 | 08/19/2020
Enertech Global, LLC | Hydron Module | HBT024*2 | HAD024A11SS | Water-Source | WBAHP-CB: Heat Pump Split Syst | Heat Pump | 208 | 3 | False |  |  | Dual-Speed |  |  |  | 24100 | 1377 | 17.5 |  | 29400 | 1723 | 5 |  | Federally-Regulated Commercial & Industrial Equipment | 08/12/2020 | 205745870 | 08/19/2020
Enertech Global, LLC | Hydron Module | HBT048 | HAD048A11SS | Ground-Water-Source | WBAHP-CB: Heat Pump Split Syst | Heat Pump | 230 | 1 | False |  |  | Single-Speed |  |  |  | 54200 | 2133 | 25.4 |  | 50800 | 3101 | 4.8 |  | Non Federally-Regulated | 08/12/2020 | 205744778 | 08/19/2020
Enertech Global, LLC | Hydron Module | HBT024 | HAD024A01SS | Water-Source | WBAHP-CB: Heat Pump Split Syst | Heat Pump | 208 | 1 | False |  |  | Dual-Speed |  |  |  | 24100 | 1377 | 17.5 |  | 29400 | 1723 | 5 |  | Federally-Regulated Commercial & Industrial Equipment | 08/12/2020 | 205745860 | 08/19/2020
Enertech Global, LLC | Hydron Module | HBT048 | HAD048A11SS | Water-Source | WBAHP-CB: Heat Pump Split Syst | Heat Pump | 208 | 1 | False |  |  | Single-Speed |  |  |  | 47800 | 2879 | 16.6 |  | 62000 | 3364 | 5.4 |  | Federally-Regulated Commercial & Industrial Equipment | 08/12/2020 | 205744778 | 08/19/2020
Enertech Global, LLC | Hydron Module | HBT024*2 | HAD024A11SS | Water-Source | WBAHP-CB: Heat Pump Split Syst | Heat Pump | 230 | 3 | False |  |  | Dual-Speed |  |  |  | 24100 | 1377 | 17.5 |  | 29400 | 1723 | 5 |  | Federally-Regulated Commercial & Industrial Equipment | 08/12/2020 | 205745870 | 08/19/2020
Enertech Global, LLC | Hydron Module | HBT024 | HAD024A11SS | Ground-Water-Source | WBAHP-CB: Heat Pump Split Syst | Heat Pump | 208 | 1 | False |  |  | Dual-Speed |  |  |  | 28900 | 1074 | 26.9 |  | 23900 | 1490 | 4.7 |  | Non Federally-Regulated | 08/12/2020 | 205745861 | 08/19/2020
Enertech Global, LLC | Hydron Module | HBT024*2 | HAD024A11SS | Ground-Water-Source | WBAHP-CB: Heat Pump Split Syst | Heat Pump | 208 | 3 | False |  |  | Dual-Speed |  |  |  | 28900 | 1074 | 26.9 |  | 23900 | 1490 | 4.7 |  | Non Federally-Regulated | 08/12/2020 | 205745870 | 08/19/2020
Enertech Global, LLC | Hydron Module | HBT048 | HAD048A01SS | Ground-Source | WBAHP-CB: Heat Pump Split Syst | Heat Pump | 208 | 1 | False |  |  | Single-Speed |  |  |  | 50300 | 2579 | 19.5 |  | 41000 | 3081 | 3.9 |  | Non Federally-Regulated | 08/12/2020 | 205744777 | 08/19/2020
Enertech Global, LLC | Hydron Module | HBT024 | HAD024A11SS | Ground-Water-Source | WBAHP-CB: Heat Pump Split Syst | Heat Pump | 230 | 1 | False |  |  | Dual-Speed |  |  |  | 28900 | 1074 | 26.9 |  | 23900 | 1490 | 4.7 |  | Non Federally-Regulated | 08/12/2020 | 205745861 | 08/19/2020
Enertech Global, LLC | Hydron Module | HBT048*2 | HAD048A11SS | Ground-Source | WBAHP-CB: Heat Pump Split Syst | Heat Pump | 230 | 3 | False |  |  | Single-Speed |  |  |  | 50300 | 2579 | 19.5 |  | 41000 | 3081 | 3.9 |  | Non Federally-Regulated | 08/12/2020 | 205744787 | 08/19/2020
Enertech Global, LLC | Hydron Module | HBT036*2 | HAD036A11SS | Water-Source | WBAHP-CB: Heat Pump Split Syst | Heat Pump | 208 | 3 | False |  |  | Single-Speed |  |  |  | 35200 | 2120 | 16.6 |  | 46000 | 2543 | 5.3 |  | Federally-Regulated Commercial & Industrial Equipment | 08/12/2020 | 205744769 | 08/19/2020
Enertech Global, LLC | Hydron Module | HBT048 | HAD048A11SS | Ground-Source | WBAHP-CB: Heat Pump Split Syst | Heat Pump | 230 | 1 | False |  |  | Single-Speed |  |  |  | 50300 | 2579 | 19.5 |  | 41000 | 3081 | 3.9 |  | Non Federally-Regulated | 08/12/2020 | 205744778 | 08/19/2020
Enertech Global, LLC | Hydron Module | HBT060 | HAD060A01SS | Ground-Source | WBAHP-CB: Heat Pump Split Syst | Heat Pump | 208 | 1 | False |  |  | Single-Speed |  |  |  | 61100 | 3357 | 18.2 |  | 46800 | 3609 | 3.8 |  | Non Federally-Regulated | 08/12/2020 | 205758226 | 08/19/2020
Enertech Global, LLC | Hydron Module | HBT024 | HAD024A01SS | Water-Source | WBAHP-CB: Heat Pump Split Syst | Heat Pump | 230 | 1 | False |  |  | Dual-Speed |  |  |  | 24100 | 1377 | 17.5 |  | 29400 | 1723 | 5 |  | Federally-Regulated Commercial & Industrial Equipment | 08/12/2020 | 205745860 | 08/19/2020
Enertech Global, LLC | Hydron Module | HBT048*2 | HAD048A11SS | Water-Source | WBAHP-CB: Heat Pump Split Syst | Heat Pump | 208 | 3 | False |  |  | Single-Speed |  |  |  | 47800 | 2879 | 16.6 |  | 62000 | 3364 | 5.4 |  | Federally-Regulated Commercial & Industrial Equipment | 08/12/2020 | 205744787 | 08/19/2020
Enertech Global, LLC | Hydron Module | HBS018 | HAD018A11SS | Water-Source | WBAHP-CB: Heat Pump Split Syst | Heat Pump | 208 | 1 | False |  |  | Single-Speed |  |  |  | 21100 | 1153 | 18.3 |  | 23300 | 1138 | 6 |  | Federally-Regulated Commercial & Industrial Equipment | 08/12/2020 | 205744742 | 08/19/2020
Enertech Global, LLC | Hydron Module | HBS018 | HAD018A01SS | Ground-Source | WBAHP-CB: Heat Pump Split Syst | Heat Pump | 230 | 1 | False |  |  | Single-Speed |  |  |  | 22200 | 1000 | 22.2 |  | 14400 | 1082 | 3.9 |  | Non Federally-Regulated | 08/12/2020 | 205744741 | 08/19/2020
Enertech Global, LLC | Hydron Module | HBS018*2 | HAD018A01SS | Ground-Water-Source | WBAHP-CB: Heat Pump Split Syst | Heat Pump | 208 | 3 | False |  |  | Single-Speed |  |  |  | 24300 | 768 | 31.6 |  | 18700 | 1096 | 5 |  | Non Federally-Regulated | 08/12/2020 | 205744750 | 08/19/2020
Enertech Global, LLC | Hydron Module | HBS018 | HAD018A11SS | Ground-Source | WBAHP-CB: Heat Pump Split Syst | Heat Pump | 208 | 1 | False |  |  | Single-Speed |  |  |  | 22200 | 1000 | 22.2 |  | 14400 | 1082 | 3.9 |  | Non Federally-Regulated | 08/12/2020 | 205744742 | 08/19/2020
Enertech Global, LLC | Hydron Module | HBS018 | HAD018A11SS | Ground-Water-Source | WBAHP-CB: Heat Pump Split Syst | Heat Pump | 230 | 1 | False |  |  | Single-Speed |  |  |  | 24300 | 768 | 31.6 |  | 18700 | 1096 | 5 |  | Non Federally-Regulated | 08/12/2020 | 205744742 | 08/19/2020
Enertech Global, LLC | Hydron Module | HBS018 | HAD018A11SS | Ground-Water-Source | WBAHP-CB: Heat Pump Split Syst | Heat Pump | 208 | 1 | False |  |  | Single-Speed |  |  |  | 24300 | 768 | 31.6 |  | 18700 | 1096 | 5 |  | Non Federally-Regulated | 08/12/2020 | 205744742 | 08/19/2020
Enertech Global, LLC | Hydron Module | HBS018*2 | HAD018A01SS | Water-Source | WBAHP-CB: Heat Pump Split Syst | Heat Pump | 208 | 3 | False |  |  | Single-Speed |  |  |  | 21100 | 1153 | 18.3 |  | 23300 | 1138 | 6 |  | Federally-Regulated Commercial & Industrial Equipment | 08/12/2020 | 205744750 | 08/19/2020
Enertech Global, LLC | Hydron Module | HBS018*2 | HAD018A01SS | Ground-Source | WBAHP-CB: Heat Pump Split Syst | Heat Pump | 208 | 3 | False |  |  | Single-Speed |  |  |  | 22200 | 1000 | 22.2 |  | 14400 | 1082 | 3.9 |  | Non Federally-Regulated | 08/12/2020 | 205744750 | 08/19/2020
Enertech Global, LLC | Hydron Module | HBS018 | HAD018A01SS | Ground-Water-Source | WBAHP-CB: Heat Pump Split Syst | Heat Pump | 208 | 1 | False |  |  | Single-Speed |  |  |  | 24300 | 768 | 31.6 |  | 18700 | 1096 | 5 |  | Non Federally-Regulated | 08/12/2020 | 205744741 | 08/19/2020
Enertech Global, LLC | Hydron Module | HBS018 | HAD018A01SS | Water-Source | WBAHP-CB: Heat Pump Split Syst | Heat Pump | 208 | 1 | False |  |  | Single-Speed |  |  |  | 21100 | 1153 | 18.3 |  | 23300 | 1138 | 6 |  | Federally-Regulated Commercial & Industrial Equipment | 08/12/2020 | 205744741 | 08/19/2020
Enertech Global, LLC | Hydron Module | HBS018 | HAD018A11SS | Ground-Source | WBAHP-CB: Heat Pump Split Syst | Heat Pump | 230 | 1 | False |  |  | Single-Speed |  |  |  | 22200 | 1000 | 22.2 |  | 14400 | 1082 | 3.9 |  | Non Federally-Regulated | 08/12/2020 | 205744742 | 08/19/2020
Enertech Global, LLC | Hydron Module | HBS018*2 | HAD018A01SS | Ground-Water-Source | WBAHP-CB: Heat Pump Split Syst | Heat Pump | 230 | 3 | False |  |  | Single-Speed |  |  |  | 24300 | 768 | 31.6 |  | 18700 | 1096 | 5 |  | Non Federally-Regulated | 08/12/2020 | 205744750 | 08/19/2020
Enertech Global, LLC | Hydron Module | HBS018*2 | HAD018A01SS | Ground-Source | WBAHP-CB: Heat Pump Split Syst | Heat Pump | 230 | 3 | False |  |  | Single-Speed |  |  |  | 22200 | 1000 | 22.2 |  | 14400 | 1082 | 3.9 |  | Non Federally-Regulated | 08/12/2020 | 205744750 | 08/19/2020
Enertech Global, LLC | Hydron Module | HBS018 | HAD018A01SS | Water-Source | WBAHP-CB: Heat Pump Split Syst | Heat Pump | 230 | 1 | False |  |  | Single-Speed |  |  |  | 21100 | 1153 | 18.3 |  | 23300 | 1138 | 6 |  | Federally-Regulated Commercial & Industrial Equipment | 08/12/2020 | 205744741 | 08/19/2020
Enertech Global, LLC | Hydron Module | HBS018 | HAD018A01SS | Ground-Water-Source | WBAHP-CB: Heat Pump Split Syst | Heat Pump | 230 | 1 | False |  |  | Single-Speed |  |  |  | 24300 | 768 | 31.6 |  | 18700 | 1096 | 5 |  | Non Federally-Regulated | 08/12/2020 | 205744741 | 08/19/2020
Enertech Global, LLC | Hydron Module | HBS018 | HAD018A01SS | Ground-Source | WBAHP-CB: Heat Pump Split Syst | Heat Pump | 208 | 1 | False |  |  | Single-Speed |  |  |  | 22200 | 1000 | 22.2 |  | 14400 | 1082 | 3.9 |  | Non Federally-Regulated | 08/12/2020 | 205744741 | 08/19/2020
Enertech Global, LLC | GEOCOMFORT | GBT048 | GED048A | Water-Source | WBAHP-C: Heat Pump Split Syste | Heat Pump | 208 | 1 | False |  |  | Single-Speed |  |  |  | 49100 | 2940 | 16.7 |  | 61600 | 3223 | 5.6 |  | Federally-Regulated Commercial & Industrial Equipment | 08/12/2020 | 205744773 | 08/19/2020
Enertech Global, LLC | GEOCOMFORT | GBT036 | GED036A | Ground-Source | WBAHP-C: Heat Pump Split Syste | Heat Pump | 208 | 1 | False |  |  | Single-Speed |  |  |  | 37600 | 1958 | 19.2 |  | 28800 | 2221 | 3.8 |  | Non Federally-Regulated | 08/12/2020 | 205744755 | 08/19/2020
Enertech Global, LLC | GEOCOMFORT | GBT024*2 | GED024A | Ground-Source | WBAHP-C: Heat Pump Split Syste | Heat Pump | 230 | 3 | False |  |  | Dual-Speed |  |  |  | 26800 | 1374 | 19.5 |  | 19200 | 1372 | 4.1 |  | Non Federally-Regulated | 08/12/2020 | 205745865 | 08/19/2020
Enertech Global, LLC | GEOCOMFORT | GBT036 | GED036A | Ground-Source | WBAHP-C: Heat Pump Split Syste | Heat Pump | 230 | 1 | False |  |  | Single-Speed |  |  |  | 37600 | 1958 | 19.2 |  | 28800 | 2221 | 3.8 |  | Non Federally-Regulated | 08/12/2020 | 205744755 | 08/19/2020
Enertech Global, LLC | GEOCOMFORT | GBS018 | GED018A | Water-Source | WBAHP-C: Heat Pump Split Syste | Heat Pump | 208 | 1 | False |  |  | Single-Speed |  |  |  | 20900 | 1161 | 18 |  | 23400 | 1142 | 6 |  | Federally-Regulated Commercial & Industrial Equipment | 08/12/2020 | 205744737 | 08/19/2020
Enertech Global, LLC | GEOCOMFORT | GBT024 | GED024A | Ground-Water-Source | WBAHP-C: Heat Pump Split Syste | Heat Pump | 208 | 1 | False |  |  | Dual-Speed |  |  |  | 28800 | 1138 | 25.3 |  | 24400 | 1489 | 4.8 |  | Non Federally-Regulated | 08/12/2020 | 205745856 | 08/19/2020
Enertech Global, LLC | GEOCOMFORT | GBS018*2 | GED018A | Water-Source | WBAHP-C: Heat Pump Split Syste | Heat Pump | 208 | 3 | False |  |  | Single-Speed |  |  |  | 20900 | 1161 | 18 |  | 23400 | 1142 | 6 |  | Federally-Regulated Commercial & Industrial Equipment | 08/12/2020 | 205744746 | 08/19/2020
Enertech Global, LLC | GEOCOMFORT | GBT060 | GED060A | Water-Source | WBAHP-C: Heat Pump Split Syste | Heat Pump | 230 | 1 | False |  |  | Single-Speed |  |  |  | 60700 | 3891 | 15.6 |  | 73500 | 4308 | 5 |  | Federally-Regulated Commercial & Industrial Equipment | 08/12/2020 | 205744791 | 08/19/2020
Enertech Global, LLC | GEOCOMFORT | GBS018*2 | GED018A | Water-Source | WBAHP-C: Heat Pump Split Syste | Heat Pump | 230 | 3 | False |  |  | Single-Speed |  |  |  | 20900 | 1161 | 18 |  | 23400 | 1142 | 6 |  | Federally-Regulated Commercial & Industrial Equipment | 08/12/2020 | 205744746 | 08/19/2020
Enertech Global, LLC | GEOCOMFORT | GBT048*2 | GED048A | Ground-Water-Source | WBAHP-C: Heat Pump Split Syste | Heat Pump | 230 | 3 | False |  |  | Single-Speed |  |  |  | 55000 | 2208 | 24.9 |  | 50800 | 3038 | 4.9 |  | Non Federally-Regulated | 08/12/2020 | 205744782 | 08/19/2020
Enertech Global, LLC | GEOCOMFORT | GBT024 | GED024A | Ground-Source | WBAHP-C: Heat Pump Split Syste | Heat Pump | 208 | 1 | False |  |  | Dual-Speed |  |  |  | 26800 | 1374 | 19.5 |  | 19200 | 1372 | 4.1 |  | Non Federally-Regulated | 08/12/2020 | 205745856 | 08/19/2020
Enertech Global, LLC | GEOCOMFORT | GBS018 | GED018A | Water-Source | WBAHP-C: Heat Pump Split Syste | Heat Pump | 230 | 1 | False |  |  | Single-Speed |  |  |  | 20900 | 1161 | 18 |  | 23400 | 1142 | 6 |  | Federally-Regulated Commercial & Industrial Equipment | 08/12/2020 | 205744737 | 08/19/2020
Enertech Global, LLC | GEOCOMFORT | GBT048 | GED048A | Ground-Water-Source | WBAHP-C: Heat Pump Split Syste | Heat Pump | 208 | 1 | False |  |  | Single-Speed |  |  |  | 55000 | 2208 | 24.9 |  | 50800 | 3038 | 4.9 |  | Non Federally-Regulated | 08/12/2020 | 205744773 | 08/19/2020
Enertech Global, LLC | GEOCOMFORT | GBT024 | GED024A | Ground-Source | WBAHP-C: Heat Pump Split Syste | Heat Pump | 230 | 1 | False |  |  | Dual-Speed |  |  |  | 26800 | 1374 | 19.5 |  | 19200 | 1372 | 4.1 |  | Non Federally-Regulated | 08/12/2020 | 205745856 | 08/19/2020
Enertech Global, LLC | GEOCOMFORT | GBT060*2 | GAD060A11SS | Water-Source | WBAHP-CB: Heat Pump Split Syst | Heat Pump | 208 | 3 | False |  |  | Single-Speed |  |  |  | 58400 | 3696 | 15.8 |  | 71300 | 4264 | 4.9 |  | Federally-Regulated Commercial & Industrial Equipment | 08/12/2020 | 205758231 | 08/19/2020
Enertech Global, LLC | GEOCOMFORT | GBT060 | GED060A | Ground-Source | WBAHP-C: Heat Pump Split Syste | Heat Pump | 208 | 1 | False |  |  | Single-Speed |  |  |  | 63400 | 3561 | 17.8 |  | 48100 | 3709 | 3.8 |  | Non Federally-Regulated | 08/12/2020 | 205744791 | 08/19/2020
Enertech Global, LLC | GEOCOMFORT | GBT036 | GED036A | Water-Source | WBAHP-C: Heat Pump Split Syste | Heat Pump | 208 | 1 | False |  |  | Single-Speed |  |  |  | 35800 | 2156 | 16.6 |  | 45200 | 2703 | 4.9 |  | Federally-Regulated Commercial & Industrial Equipment | 08/12/2020 | 205744755 | 08/19/2020
Enertech Global, LLC | GEOCOMFORT | GBT060*2 | GED060A | Ground-Source | WBAHP-C: Heat Pump Split Syste | Heat Pump | 208 | 3 | False |  |  | Single-Speed |  |  |  | 63400 | 3561 | 17.8 |  | 48100 | 3709 | 3.8 |  | Non Federally-Regulated | 08/12/2020 | 205744794 | 08/19/2020
Enertech Global, LLC | GEOCOMFORT | GBT060*2 | GED060A | Water-Source | WBAHP-C: Heat Pump Split Syste | Heat Pump | 208 | 3 | False |  |  | Single-Speed |  |  |  | 60700 | 3891 | 15.6 |  | 73500 | 4308 | 5 |  | Federally-Regulated Commercial & Industrial Equipment | 08/12/2020 | 205744794 | 08/19/2020
Enertech Global, LLC | GEOCOMFORT | GBT024*2 | GED024A | Ground-Water-Source | WBAHP-C: Heat Pump Split Syste | Heat Pump | 208 | 3 | False |  |  | Dual-Speed |  |  |  | 28800 | 1138 | 25.3 |  | 24400 | 1489 | 4.8 |  | Non Federally-Regulated | 08/12/2020 | 205745865 | 08/19/2020
Enertech Global, LLC | GEOCOMFORT | GBS018 | GED018A | Ground-Source | WBAHP-C: Heat Pump Split Syste | Heat Pump | 230 | 1 | False |  |  | Single-Speed |  |  |  | 22100 | 1018 | 21.7 |  | 14500 | 1089 | 3.9 |  | Non Federally-Regulated | 08/12/2020 | 205744737 | 08/19/2020
Enertech Global, LLC | GEOCOMFORT | GBT036 | GED036A | Ground-Water-Source | WBAHP-C: Heat Pump Split Syste | Heat Pump | 208 | 1 | False |  |  | Single-Speed |  |  |  | 40500 | 1646 | 24.6 |  | 36800 | 2294 | 4.7 |  | Non Federally-Regulated | 08/12/2020 | 205744755 | 08/19/2020
Enertech Global, LLC | GEOCOMFORT | GBT060*2 | GED060A | Ground-Water-Source | WBAHP-C: Heat Pump Split Syste | Heat Pump | 230 | 3 | False |  |  | Single-Speed |  |  |  | 63600 | 2904 | 21.9 |  | 60200 | 3920 | 4.5 |  | Non Federally-Regulated | 08/12/2020 | 205744794 | 08/19/2020
Enertech Global, LLC | GEOCOMFORT | GBT060 | GED060A | Ground-Source | WBAHP-C: Heat Pump Split Syste | Heat Pump | 230 | 1 | False |  |  | Single-Speed |  |  |  | 63400 | 3561 | 17.8 |  | 48100 | 3709 | 3.8 |  | Non Federally-Regulated | 08/12/2020 | 205744791 | 08/19/2020
Enertech Global, LLC | GEOCOMFORT | GBS018 | GED018A | Ground-Water-Source | WBAHP-C: Heat Pump Split Syste | Heat Pump | 230 | 1 | False |  |  | Single-Speed |  |  |  | 24200 | 793 | 30.5 |  | 18600 | 1090 | 5 |  | Non Federally-Regulated | 08/12/2020 | 205744737 | 08/19/2020
Enertech Global, LLC | GEOCOMFORT | GBT060*2 | GED060A | Ground-Source | WBAHP-C: Heat Pump Split Syste | Heat Pump | 230 | 3 | False |  |  | Single-Speed |  |  |  | 63400 | 3561 | 17.8 |  | 48100 | 3709 | 3.8 |  | Non Federally-Regulated | 08/12/2020 | 205744794 | 08/19/2020
Enertech Global, LLC | GEOCOMFORT | GBS018*2 | GED018A | Ground-Source | WBAHP-C: Heat Pump Split Syste | Heat Pump | 230 | 3 | False |  |  | Single-Speed |  |  |  | 22100 | 1018 | 21.7 |  | 14500 | 1089 | 3.9 |  | Non Federally-Regulated | 08/12/2020 | 205744746 | 08/19/2020
Enertech Global, LLC | GEOCOMFORT | GBT048*2 | GED048A | Ground-Source | WBAHP-C: Heat Pump Split Syste | Heat Pump | 230 | 3 | False |  |  | Single-Speed |  |  |  | 51300 | 2658 | 19.3 |  | 40700 | 2909 | 4.1 |  | Non Federally-Regulated | 08/12/2020 | 205744782 | 08/19/2020
Enertech Global, LLC | GEOCOMFORT | GBT024 | GED024A | Water-Source | WBAHP-C: Heat Pump Split Syste | Heat Pump | 208 | 1 | False |  |  | Dual-Speed |  |  |  | 25600 | 1523 | 16.8 |  | 30300 | 1675 | 5.3 |  | Federally-Regulated Commercial & Industrial Equipment | 08/12/2020 | 205745856 | 08/19/2020
Enertech Global, LLC | GEOCOMFORT | GBT024*2 | GED024A | Water-Source | WBAHP-C: Heat Pump Split Syste | Heat Pump | 208 | 3 | False |  |  | Dual-Speed |  |  |  | 25600 | 1523 | 16.8 |  | 30300 | 1675 | 5.3 |  | Federally-Regulated Commercial & Industrial Equipment | 08/12/2020 | 205745865 | 08/19/2020
Enertech Global, LLC | GEOCOMFORT | GBT036*2 | GED036A | Water-Source | WBAHP-C: Heat Pump Split Syste | Heat Pump | 208 | 3 | False |  |  | Single-Speed |  |  |  | 35800 | 2156 | 16.6 |  | 45200 | 2703 | 4.9 |  | Federally-Regulated Commercial & Industrial Equipment | 08/12/2020 | 205744764 | 08/19/2020
Enertech Global, LLC | GEOCOMFORT | GBT036 | GED036A | Water-Source | WBAHP-C: Heat Pump Split Syste | Heat Pump | 230 | 1 | False |  |  | Single-Speed |  |  |  | 35800 | 2156 | 16.6 |  | 45200 | 2703 | 4.9 |  | Federally-Regulated Commercial & Industrial Equipment | 08/12/2020 | 205744755 | 08/19/2020
Enertech Global, LLC | GEOCOMFORT | GBT048*2 | GED048A | Ground-Source | WBAHP-C: Heat Pump Split Syste | Heat Pump | 208 | 3 | False |  |  | Single-Speed |  |  |  | 51300 | 2658 | 19.3 |  | 40700 | 2909 | 4.1 |  | Non Federally-Regulated | 08/12/2020 | 205744782 | 08/19/2020
Enertech Global, LLC | GEOCOMFORT | GBT048 | GED048A | Ground-Source | WBAHP-C: Heat Pump Split Syste | Heat Pump | 230 | 1 | False |  |  | Single-Speed |  |  |  | 51300 | 2658 | 19.3 |  | 40700 | 2909 | 4.1 |  | Non Federally-Regulated | 08/12/2020 | 205744773 | 08/19/2020
Enertech Global, LLC | GEOCOMFORT | GBT060 | GED060A | Ground-Water-Source | WBAHP-C: Heat Pump Split Syste | Heat Pump | 230 | 1 | False |  |  | Single-Speed |  |  |  | 63600 | 2904 | 21.9 |  | 60200 | 3920 | 4.5 |  | Non Federally-Regulated | 08/12/2020 | 205744791 | 08/19/2020
Enertech Global, LLC | GEOCOMFORT | GBT024*2 | GED024A | Water-Source | WBAHP-C: Heat Pump Split Syste | Heat Pump | 230 | 3 | False |  |  | Dual-Speed |  |  |  | 25600 | 1523 | 16.8 |  | 30300 | 1675 | 5.3 |  | Federally-Regulated Commercial & Industrial Equipment | 08/12/2020 | 205745865 | 08/19/2020
Enertech Global, LLC | GEOCOMFORT | GBT048*2 | GED048A | Ground-Water-Source | WBAHP-C: Heat Pump Split Syste | Heat Pump | 208 | 3 | False |  |  | Single-Speed |  |  |  | 55000 | 2208 | 24.9 |  | 50800 | 3038 | 4.9 |  | Non Federally-Regulated | 08/12/2020 | 205744782 | 08/19/2020
Enertech Global, LLC | GEOCOMFORT | GBT024 | GED024A | Ground-Water-Source | WBAHP-C: Heat Pump Split Syste | Heat Pump | 230 | 1 | False |  |  | Dual-Speed |  |  |  | 28800 | 1138 | 25.3 |  | 24400 | 1489 | 4.8 |  | Non Federally-Regulated | 08/12/2020 | 205745856 | 08/19/2020
Enertech Global, LLC | GEOCOMFORT | GBT036*2 | GED036A | Ground-Source | WBAHP-C: Heat Pump Split Syste | Heat Pump | 208 | 3 | False |  |  | Single-Speed |  |  |  | 37600 | 1958 | 19.2 |  | 28800 | 2221 | 3.8 |  | Non Federally-Regulated | 08/12/2020 | 205744764 | 08/19/2020
Enertech Global, LLC | GEOCOMFORT | GBT060 | GED060A | Water-Source | WBAHP-C: Heat Pump Split Syste | Heat Pump | 208 | 1 | False |  |  | Single-Speed |  |  |  | 60700 | 3891 | 15.6 |  | 73500 | 4308 | 5 |  | Federally-Regulated Commercial & Industrial Equipment | 08/12/2020 | 205744791 | 08/19/2020
Enertech Global, LLC | GEOCOMFORT | GBT036*2 | GED036A | Ground-Source | WBAHP-C: Heat Pump Split Syste | Heat Pump | 230 | 3 | False |  |  | Single-Speed |  |  |  | 37600 | 1958 | 19.2 |  | 28800 | 2221 | 3.8 |  | Non Federally-Regulated | 08/12/2020 | 205744764 | 08/19/2020
Enertech Global, LLC | GEOCOMFORT | GBS018 | GED018A | Ground-Source | WBAHP-C: Heat Pump Split Syste | Heat Pump | 208 | 1 | False |  |  | Single-Speed |  |  |  | 22100 | 1018 | 21.7 |  | 14500 | 1089 | 3.9 |  | Non Federally-Regulated | 08/12/2020 | 205744737 | 08/19/2020
Enertech Global, LLC | GEOCOMFORT | GBT036*2 | GED036A | Water-Source | WBAHP-C: Heat Pump Split Syste | Heat Pump | 230 | 3 | False |  |  | Single-Speed |  |  |  | 35800 | 2156 | 16.6 |  | 45200 | 2703 | 4.9 |  | Federally-Regulated Commercial & Industrial Equipment | 08/12/2020 | 205744764 | 08/19/2020
Enertech Global, LLC | GEOCOMFORT | GBT048 | GED048A | Ground-Source | WBAHP-C: Heat Pump Split Syste | Heat Pump | 208 | 1 | False |  |  | Single-Speed |  |  |  | 51300 | 2658 | 19.3 |  | 40700 | 2909 | 4.1 |  | Non Federally-Regulated | 08/12/2020 | 205744773 | 08/19/2020
Enertech Global, LLC | GEOCOMFORT | GBS018 | GED018A | Ground-Water-Source | WBAHP-C: Heat Pump Split Syste | Heat Pump | 208 | 1 | False |  |  | Single-Speed |  |  |  | 24200 | 793 | 30.5 |  | 18600 | 1090 | 5 |  | Non Federally-Regulated | 08/12/2020 | 205744737 | 08/19/2020
Enertech Global, LLC | GEOCOMFORT | GBT048*2 | GED048A | Water-Source | WBAHP-C: Heat Pump Split Syste | Heat Pump | 208 | 3 | False |  |  | Single-Speed |  |  |  | 49100 | 2940 | 16.7 |  | 61600 | 3223 | 5.6 |  | Federally-Regulated Commercial & Industrial Equipment | 08/12/2020 | 205744782 | 08/19/2020
Enertech Global, LLC | GEOCOMFORT | GBT060*2 | GED060A | Ground-Water-Source | WBAHP-C: Heat Pump Split Syste | Heat Pump | 208 | 3 | False |  |  | Single-Speed |  |  |  | 63600 | 2904 | 21.9 |  | 60200 | 3920 | 4.5 |  | Non Federally-Regulated | 08/12/2020 | 205744794 | 08/19/2020
Enertech Global, LLC | GEOCOMFORT | GBT024*2 | GED024A | Ground-Source | WBAHP-C: Heat Pump Split Syste | Heat Pump | 208 | 3 | False |  |  | Dual-Speed |  |  |  | 26800 | 1374 | 19.5 |  | 19200 | 1372 | 4.1 |  | Non Federally-Regulated | 08/12/2020 | 205745865 | 08/19/2020
Enertech Global, LLC | GEOCOMFORT | GBS018*2 | GED018A | Ground-Water-Source | WBAHP-C: Heat Pump Split Syste | Heat Pump | 208 | 3 | False |  |  | Single-Speed |  |  |  | 24200 | 793 | 30.5 |  | 18600 | 1090 | 5 |  | Non Federally-Regulated | 08/12/2020 | 205744746 | 08/19/2020
Enertech Global, LLC | GEOCOMFORT | GBT060 | GED060A | Ground-Water-Source | WBAHP-C: Heat Pump Split Syste | Heat Pump | 208 | 1 | False |  |  | Single-Speed |  |  |  | 63600 | 2904 | 21.9 |  | 60200 | 3920 | 4.5 |  | Non Federally-Regulated | 08/12/2020 | 205744791 | 08/19/2020
Enertech Global, LLC | GEOCOMFORT | GBT048 | GED048A | Ground-Water-Source | WBAHP-C: Heat Pump Split Syste | Heat Pump | 230 | 1 | False |  |  | Single-Speed |  |  |  | 55000 | 2208 | 24.9 |  | 50800 | 3038 | 4.9 |  | Non Federally-Regulated | 08/12/2020 | 205744773 | 08/19/2020
Enertech Global, LLC | GEOCOMFORT | GBT048 | GED048A | Water-Source | WBAHP-C: Heat Pump Split Syste | Heat Pump | 230 | 1 | False |  |  | Single-Speed |  |  |  | 49100 | 2940 | 16.7 |  | 61600 | 3223 | 5.6 |  | Federally-Regulated Commercial & Industrial Equipment | 08/12/2020 | 205744773 | 08/19/2020
Enertech Global, LLC | GEOCOMFORT | GBT036*2 | GED036A | Ground-Water-Source | WBAHP-C: Heat Pump Split Syste | Heat Pump | 208 | 3 | False |  |  | Single-Speed |  |  |  | 40500 | 1646 | 24.6 |  | 36800 | 2294 | 4.7 |  | Non Federally-Regulated | 08/12/2020 | 205744764 | 08/19/2020
Enertech Global, LLC | GEOCOMFORT | GBS018*2 | GED018A | Ground-Water-Source | WBAHP-C: Heat Pump Split Syste | Heat Pump | 230 | 3 | False |  |  | Single-Speed |  |  |  | 24200 | 793 | 30.5 |  | 18600 | 1090 | 5 |  | Non Federally-Regulated | 08/12/2020 | 205744746 | 08/19/2020
Enertech Global, LLC | GEOCOMFORT | GBT060*2 | GAD060A11SS | Water-Source | WBAHP-CB: Heat Pump Split Syst | Heat Pump | 230 | 3 | False |  |  | Single-Speed |  |  |  | 58400 | 3696 | 15.8 |  | 71300 | 4264 | 4.9 |  | Federally-Regulated Commercial & Industrial Equipment | 08/12/2020 | 205758231 | 08/19/2020
Enertech Global, LLC | GEOCOMFORT | GBT036*2 | GED036A | Ground-Water-Source | WBAHP-C: Heat Pump Split Syste | Heat Pump | 230 | 3 | False |  |  | Single-Speed |  |  |  | 40500 | 1646 | 24.6 |  | 36800 | 2294 | 4.7 |  | Non Federally-Regulated | 08/12/2020 | 205744764 | 08/19/2020
Enertech Global, LLC | GEOCOMFORT | GBT048*2 | GED048A | Water-Source | WBAHP-C: Heat Pump Split Syste | Heat Pump | 230 | 3 | False |  |  | Single-Speed |  |  |  | 49100 | 2940 | 16.7 |  | 61600 | 3223 | 5.6 |  | Federally-Regulated Commercial & Industrial Equipment | 08/12/2020 | 205744782 | 08/19/2020
Enertech Global, LLC | GEOCOMFORT | GBT060*2 | GED060A | Water-Source | WBAHP-C: Heat Pump Split Syste | Heat Pump | 230 | 3 | False |  |  | Single-Speed |  |  |  | 60700 | 3891 | 15.6 |  | 73500 | 4308 | 5 |  | Federally-Regulated Commercial & Industrial Equipment | 08/12/2020 | 205744794 | 08/19/2020
Enertech Global, LLC | GEOCOMFORT | GBT024 | GED024A | Water-Source | WBAHP-C: Heat Pump Split Syste | Heat Pump | 230 | 1 | False |  |  | Dual-Speed |  |  |  | 25600 | 1523 | 16.8 |  | 30300 | 1675 | 5.3 |  | Federally-Regulated Commercial & Industrial Equipment | 08/12/2020 | 205745856 | 08/19/2020
Enertech Global, LLC | GEOCOMFORT | GBT024*2 | GED024A | Ground-Water-Source | WBAHP-C: Heat Pump Split Syste | Heat Pump | 230 | 3 | False |  |  | Dual-Speed |  |  |  | 28800 | 1138 | 25.3 |  | 24400 | 1489 | 4.8 |  | Non Federally-Regulated | 08/12/2020 | 205745865 | 08/19/2020
Enertech Global, LLC | GEOCOMFORT | GBS018*2 | GED018A | Ground-Source | WBAHP-C: Heat Pump Split Syste | Heat Pump | 208 | 3 | False |  |  | Single-Speed |  |  |  | 22100 | 1018 | 21.7 |  | 14500 | 1089 | 3.9 |  | Non Federally-Regulated | 08/12/2020 | 205744746 | 08/19/2020
Enertech Global, LLC | GEOCOMFORT | GBT036 | GED036A | Ground-Water-Source | WBAHP-C: Heat Pump Split Syste | Heat Pump | 230 | 1 | False |  |  | Single-Speed |  |  |  | 40500 | 1646 | 24.6 |  | 36800 | 2294 | 4.7 |  | Non Federally-Regulated | 08/12/2020 | 205744755 | 08/19/2020
Enertech Global, LLC | GEOCOMFORT | GBS018*2 | GAD018A01SS | Ground-Water-Source | WBAHP-CB: Heat Pump Split Syst | Heat Pump | 230 | 3 | False |  |  | Single-Speed |  |  |  | 24300 | 768 | 31.6 |  | 18700 | 1096 | 5 |  | Non Federally-Regulated | 08/12/2020 | 205744747 | 08/19/2020
Enertech Global, LLC | GEOCOMFORT | GBS018*2 | GAD018A01SS | Water-Source | WBAHP-CB: Heat Pump Split Syst | Heat Pump | 208 | 3 | False |  |  | Single-Speed |  |  |  | 21100 | 1153 | 18.3 |  | 23300 | 1138 | 6 |  | Federally-Regulated Commercial & Industrial Equipment | 08/12/2020 | 205744747 | 08/19/2020
Enertech Global, LLC | GEOCOMFORT | GBS018 | GAD018A11SS | Ground-Source | WBAHP-CB: Heat Pump Split Syst | Heat Pump | 230 | 1 | False |  |  | Single-Speed |  |  |  | 22200 | 1000 | 22.2 |  | 14400 | 1082 | 3.9 |  | Non Federally-Regulated | 08/12/2020 | 205744739 | 08/19/2020
Enertech Global, LLC | GEOCOMFORT | GBS018 | GAD018A01SS | Ground-Source | WBAHP-CB: Heat Pump Split Syst | Heat Pump | 208 | 1 | False |  |  | Single-Speed |  |  |  | 22200 | 1000 | 22.2 |  | 14400 | 1082 | 3.9 |  | Non Federally-Regulated | 08/12/2020 | 205744738 | 08/19/2020
Enertech Global, LLC | GEOCOMFORT | GBS018 | GAD018A11SS | Ground-Water-Source | WBAHP-CB: Heat Pump Split Syst | Heat Pump | 208 | 1 | False |  |  | Single-Speed |  |  |  | 24300 | 768 | 31.6 |  | 18700 | 1096 | 5 |  | Non Federally-Regulated | 08/12/2020 | 205744739 | 08/19/2020
Enertech Global, LLC | GEOCOMFORT | GBS018 | GAD018A01SS | Ground-Water-Source | WBAHP-CB: Heat Pump Split Syst | Heat Pump | 230 | 1 | False |  |  | Single-Speed |  |  |  | 24300 | 768 | 31.6 |  | 18700 | 1096 | 5 |  | Non Federally-Regulated | 08/12/2020 | 205744738 | 08/19/2020
Enertech Global, LLC | GEOCOMFORT | GBS018 | GAD018A11SS | Ground-Source | WBAHP-CB: Heat Pump Split Syst | Heat Pump | 208 | 1 | False |  |  | Single-Speed |  |  |  | 22200 | 1000 | 22.2 |  | 14400 | 1082 | 3.9 |  | Non Federally-Regulated | 08/12/2020 | 205744739 | 08/19/2020
Enertech Global, LLC | GEOCOMFORT | GBS018 | GAD018A01SS | Ground-Source | WBAHP-CB: Heat Pump Split Syst | Heat Pump | 230 | 1 | False |  |  | Single-Speed |  |  |  | 22200 | 1000 | 22.2 |  | 14400 | 1082 | 3.9 |  | Non Federally-Regulated | 08/12/2020 | 205744738 | 08/19/2020
Enertech Global, LLC | GEOCOMFORT | GBS018*2 | GAD018A01SS | Ground-Source | WBAHP-CB: Heat Pump Split Syst | Heat Pump | 230 | 3 | False |  |  | Single-Speed |  |  |  | 22200 | 1000 | 22.2 |  | 14400 | 1082 | 3.9 |  | Non Federally-Regulated | 08/12/2020 | 205744747 | 08/19/2020
Enertech Global, LLC | GEOCOMFORT | GBS018 | GAD018A01SS | Water-Source | WBAHP-CB: Heat Pump Split Syst | Heat Pump | 230 | 1 | False |  |  | Single-Speed |  |  |  | 21100 | 1153 | 18.3 |  | 23300 | 1138 | 6 |  | Federally-Regulated Commercial & Industrial Equipment | 08/12/2020 | 205744738 | 08/19/2020
Enertech Global, LLC | GEOCOMFORT | GBS018 | GAD018A11SS | Ground-Water-Source | WBAHP-CB: Heat Pump Split Syst | Heat Pump | 230 | 1 | False |  |  | Single-Speed |  |  |  | 24300 | 768 | 31.6 |  | 18700 | 1096 | 5 |  | Non Federally-Regulated | 08/12/2020 | 205744739 | 08/19/2020
Enertech Global, LLC | GEOCOMFORT | GBS018*2 | GAD018A01SS | Ground-Water-Source | WBAHP-CB: Heat Pump Split Syst | Heat Pump | 208 | 3 | False |  |  | Single-Speed |  |  |  | 24300 | 768 | 31.6 |  | 18700 | 1096 | 5 |  | Non Federally-Regulated | 08/12/2020 | 205744747 | 08/19/2020
Enertech Global, LLC | GEOCOMFORT | GBS018 | GAD018A01SS | Ground-Water-Source | WBAHP-CB: Heat Pump Split Syst | Heat Pump | 208 | 1 | False |  |  | Single-Speed |  |  |  | 24300 | 768 | 31.6 |  | 18700 | 1096 | 5 |  | Non Federally-Regulated | 08/12/2020 | 205744738 | 08/19/2020
Enertech Global, LLC | GEOCOMFORT | GBS018*2 | GAD018A01SS | Ground-Source | WBAHP-CB: Heat Pump Split Syst | Heat Pump | 208 | 3 | False |  |  | Single-Speed |  |  |  | 22200 | 1000 | 22.2 |  | 14400 | 1082 | 3.9 |  | Non Federally-Regulated | 08/12/2020 | 205744747 | 08/19/2020
Enertech Global, LLC | GEOCOMFORT | GBS018 | GAD018A01SS | Water-Source | WBAHP-CB: Heat Pump Split Syst | Heat Pump | 208 | 1 | False |  |  | Single-Speed |  |  |  | 21100 | 1153 | 18.3 |  | 23300 | 1138 | 6 |  | Federally-Regulated Commercial & Industrial Equipment | 08/12/2020 | 205744738 | 08/19/2020
Enertech Global, LLC | GEOCOMFORT | GBS018*2 | GAD018A01SS | Water-Source | WBAHP-CB: Heat Pump Split Syst | Heat Pump | 230 | 3 | False |  |  | Single-Speed |  |  |  | 21100 | 1153 | 18.3 |  | 23300 | 1138 | 6 |  | Federally-Regulated Commercial & Industrial Equipment | 08/12/2020 | 205744747 | 08/19/2020
Enertech Global, LLC | Tetco | TBS018*2 | TAD018A11SS | Ground-Water-Source | WBAHP-CB: Heat Pump Split Syst | Heat Pump | 230 | 3 | False |  |  | Single-Speed |  |  |  | 24300 | 768 | 31.6 |  | 18700 | 1096 | 5 |  | Non Federally-Regulated | 08/19/2020 | 205744754 | 08/19/2020
Enertech Global, LLC | Tetco | TBT036 | TAD036A01SS | Ground-Source | WBAHP-CB: Heat Pump Split Syst | Heat Pump | 230 | 1 | False |  |  | Single-Speed |  |  |  | 36900 | 1911 | 19.3 |  | 29000 | 2179 | 3.9 |  | Non Federally-Regulated | 08/19/2020 | 205744762 | 08/19/2020
Enertech Global, LLC | Tetco | TBT048*2 | TAD048A01SS | Ground-Water-Source | WBAHP-CB: Heat Pump Split Syst | Heat Pump | 208 | 3 | False |  |  | Single-Speed |  |  |  | 54200 | 2133 | 25.4 |  | 50800 | 3101 | 4.8 |  | Non Federally-Regulated | 08/19/2020 | 205744789 | 08/19/2020
Enertech Global, LLC | Tetco | TBS018 | TAD018A11SS | Ground-Water-Source | WBAHP-CB: Heat Pump Split Syst | Heat Pump | 208 | 1 | False |  |  | Single-Speed |  |  |  | 24300 | 768 | 31.6 |  | 18700 | 1096 | 5 |  | Non Federally-Regulated | 08/19/2020 | 205744745 | 08/19/2020
Enertech Global, LLC | Tetco | TBT024 | TAD024A01SS | Ground-Source | WBAHP-CB: Heat Pump Split Syst | Heat Pump | 208 | 1 | False |  |  | Dual-Speed |  |  |  | 26300 | 1289 | 20.4 |  | 18800 | 1412 | 3.9 |  | Non Federally-Regulated | 08/19/2020 | 205745863 | 08/19/2020
Enertech Global, LLC | Tetco | TBT024 | TAD024A01SS | Ground-Water-Source | WBAHP-CB: Heat Pump Split Syst | Heat Pump | 230 | 1 | False |  |  | Dual-Speed |  |  |  | 28900 | 1074 | 26.9 |  | 23900 | 1490 | 4.7 |  | Non Federally-Regulated | 08/19/2020 | 205745863 | 08/19/2020
Enertech Global, LLC | Tetco | TBT048 | TAD048A01SS | Ground-Water-Source | WBAHP-CB: Heat Pump Split Syst | Heat Pump | 230 | 1 | False |  |  | Single-Speed |  |  |  | 54200 | 2133 | 25.4 |  | 50800 | 3101 | 4.8 |  | Non Federally-Regulated | 08/19/2020 | 205744780 | 08/19/2020
Enertech Global, LLC | Tetco | TBT048*2 | TAD048A01SS | Ground-Source | WBAHP-CB: Heat Pump Split Syst | Heat Pump | 230 | 3 | False |  |  | Single-Speed |  |  |  | 50300 | 2579 | 19.5 |  | 41000 | 3081 | 3.9 |  | Non Federally-Regulated | 08/19/2020 | 205744789 | 08/19/2020
Enertech Global, LLC | Tetco | TBT036*2 | TAD036A01SS | Ground-Water-Source | WBAHP-CB: Heat Pump Split Syst | Heat Pump | 208 | 3 | False |  |  | Single-Speed |  |  |  | 39700 | 1600 | 24.8 |  | 37200 | 2319 | 4.7 |  | Non Federally-Regulated | 08/19/2020 | 205744771 | 08/19/2020
Enertech Global, LLC | Tetco | TBT036 | TAD036A11SS | Ground-Source | WBAHP-CB: Heat Pump Split Syst | Heat Pump | 208 | 1 | False |  |  | Single-Speed |  |  |  | 36900 | 1911 | 19.3 |  | 29000 | 2179 | 3.9 |  | Non Federally-Regulated | 08/19/2020 | 205744763 | 08/19/2020
Enertech Global, LLC | Tetco | TBT036 | TAD036A01SS | Ground-Water-Source | WBAHP-CB: Heat Pump Split Syst | Heat Pump | 230 | 1 | False |  |  | Single-Speed |  |  |  | 39700 | 1600 | 24.8 |  | 37200 | 2319 | 4.7 |  | Non Federally-Regulated | 08/19/2020 | 205744762 | 08/19/2020
Enertech Global, LLC | Tetco | TBT048*2 | TAD048A11SS | Ground-Source | WBAHP-CB: Heat Pump Split Syst | Heat Pump | 230 | 3 | False |  |  | Single-Speed |  |  |  | 50300 | 2579 | 19.5 |  | 41000 | 3081 | 3.9 |  | Non Federally-Regulated | 08/19/2020 | 205744790 | 08/19/2020
Enertech Global, LLC | Tetco | TBT036*2 | TAD036A01SS | Water-Source | WBAHP-CB: Heat Pump Split Syst | Heat Pump | 230 | 3 | False |  |  | Single-Speed |  |  |  | 35200 | 2120 | 16.6 |  | 46000 | 2543 | 5.3 |  | Federally-Regulated Commercial & Industrial Equipment | 08/19/2020 | 205744771 | 08/19/2020
Enertech Global, LLC | Tetco | TBT036*2 | TAD036A11SS | Water-Source | WBAHP-CB: Heat Pump Split Syst | Heat Pump | 208 | 3 | False |  |  | Single-Speed |  |  |  | 35200 | 2120 | 16.6 |  | 46000 | 2543 | 5.3 |  | Federally-Regulated Commercial & Industrial Equipment | 08/19/2020 | 205744772 | 08/19/2020
Enertech Global, LLC | Tetco | TBS018*2 | TAD018A11SS | Water-Source | WBAHP-CB: Heat Pump Split Syst | Heat Pump | 230 | 3 | False |  |  | Single-Speed |  |  |  | 21100 | 1153 | 18.3 |  | 23300 | 1138 | 6 |  | Federally-Regulated Commercial & Industrial Equipment | 08/19/2020 | 205744754 | 08/19/2020
Enertech Global, LLC | Tetco | TBT036 | TAD036A11SS | Ground-Source | WBAHP-CB: Heat Pump Split Syst | Heat Pump | 230 | 1 | False |  |  | Single-Speed |  |  |  | 36900 | 1911 | 19.3 |  | 29000 | 2179 | 3.9 |  | Non Federally-Regulated | 08/19/2020 | 205744763 | 08/19/2020
Enertech Global, LLC | Tetco | TBT036 | TAD036A11SS | Water-Source | WBAHP-CB: Heat Pump Split Syst | Heat Pump | 230 | 1 | False |  |  | Single-Speed |  |  |  | 35200 | 2120 | 16.6 |  | 46000 | 2543 | 5.3 |  | Federally-Regulated Commercial & Industrial Equipment | 08/19/2020 | 205744763 | 08/19/2020
Enertech Global, LLC | Tetco | TBT060*2 | TAD060A11SS | Ground-Source | WBAHP-CB: Heat Pump Split Syst | Heat Pump | 208 | 3 | False |  |  | Single-Speed |  |  |  | 61100 | 3357 | 18.2 |  | 46800 | 3609 | 3.8 |  | Non Federally-Regulated | 08/19/2020 | 205758235 | 08/19/2020
Enertech Global, LLC | Tetco | TBT036 | TAD036A11SS | Water-Source | WBAHP-CB: Heat Pump Split Syst | Heat Pump | 208 | 1 | False |  |  | Single-Speed |  |  |  | 35200 | 2120 | 16.6 |  | 46000 | 2543 | 5.3 |  | Federally-Regulated Commercial & Industrial Equipment | 08/19/2020 | 205744763 | 08/19/2020
Enertech Global, LLC | Tetco | TBT048 | TAD048A11SS | Ground-Source | WBAHP-CB: Heat Pump Split Syst | Heat Pump | 208 | 1 | False |  |  | Single-Speed |  |  |  | 50300 | 2579 | 19.5 |  | 41000 | 3081 | 3.9 |  | Non Federally-Regulated | 08/19/2020 | 205744781 | 08/19/2020
Enertech Global, LLC | Tetco | TBT048 | TAD048A01SS | Ground-Source | WBAHP-CB: Heat Pump Split Syst | Heat Pump | 208 | 1 | False |  |  | Single-Speed |  |  |  | 50300 | 2579 | 19.5 |  | 41000 | 3081 | 3.9 |  | Non Federally-Regulated | 08/19/2020 | 205744780 | 08/19/2020
Enertech Global, LLC | Tetco | TBT060*2 | TAD060A01SS | Ground-Source | WBAHP-CB: Heat Pump Split Syst | Heat Pump | 208 | 3 | False |  |  | Single-Speed |  |  |  | 61100 | 3357 | 18.2 |  | 46800 | 3609 | 3.8 |  | Non Federally-Regulated | 08/19/2020 | 205758234 | 08/19/2020
Enertech Global, LLC | Tetco | TBT024*2 | TAD024A11SS | Ground-Water-Source | WBAHP-CB: Heat Pump Split Syst | Heat Pump | 208 | 3 | False |  |  | Dual-Speed |  |  |  | 28900 | 1074 | 26.9 |  | 23900 | 1490 | 4.7 |  | Non Federally-Regulated | 08/19/2020 | 205745873 | 08/19/2020
Enertech Global, LLC | Tetco | TBS018*2 | TAD018A11SS | Ground-Water-Source | WBAHP-CB: Heat Pump Split Syst | Heat Pump | 208 | 3 | False |  |  | Single-Speed |  |  |  | 24300 | 768 | 31.6 |  | 18700 | 1096 | 5 |  | Non Federally-Regulated | 08/19/2020 | 205744754 | 08/19/2020
Enertech Global, LLC | Tetco | TBT060 | TAD060A11SS | Water-Source | WBAHP-CB: Heat Pump Split Syst | Heat Pump | 230 | 1 | False |  |  | Single-Speed |  |  |  | 58400 | 3696 | 15.8 |  | 71300 | 4264 | 4.9 |  | Federally-Regulated Commercial & Industrial Equipment | 08/19/2020 | 205758229 | 08/19/2020
Enertech Global, LLC | Tetco | TBT024 | TAD024A11SS | Ground-Water-Source | WBAHP-CB: Heat Pump Split Syst | Heat Pump | 208 | 1 | False |  |  | Dual-Speed |  |  |  | 28900 | 1074 | 26.9 |  | 23900 | 1490 | 4.7 |  | Non Federally-Regulated | 08/19/2020 | 205745864 | 08/19/2020
Enertech Global, LLC | Tetco | TBT036*2 | TAD036A01SS | Ground-Source | WBAHP-CB: Heat Pump Split Syst | Heat Pump | 230 | 3 | False |  |  | Single-Speed |  |  |  | 36900 | 1911 | 19.3 |  | 29000 | 2179 | 3.9 |  | Non Federally-Regulated | 08/19/2020 | 205744771 | 08/19/2020
Enertech Global, LLC | Tetco | TBT060*2 | TAD060A01SS | Water-Source | WBAHP-CB: Heat Pump Split Syst | Heat Pump | 230 | 3 | False |  |  | Single-Speed |  |  |  | 58400 | 3696 | 15.8 |  | 71300 | 4264 | 4.9 |  | Federally-Regulated Commercial & Industrial Equipment | 08/19/2020 | 205758234 | 08/19/2020
Enertech Global, LLC | Tetco | TBT036*2 | TAD036A01SS | Ground-Source | WBAHP-CB: Heat Pump Split Syst | Heat Pump | 208 | 3 | False |  |  | Single-Speed |  |  |  | 36900 | 1911 | 19.3 |  | 29000 | 2179 | 3.9 |  | Non Federally-Regulated | 08/19/2020 | 205744771 | 08/19/2020
Enertech Global, LLC | Tetco | TBT036*2 | TAD036A11SS | Ground-Source | WBAHP-CB: Heat Pump Split Syst | Heat Pump | 230 | 3 | False |  |  | Single-Speed |  |  |  | 36900 | 1911 | 19.3 |  | 29000 | 2179 | 3.9 |  | Non Federally-Regulated | 08/19/2020 | 205744772 | 08/19/2020
Enertech Global, LLC | Tetco | TBT024 | TAD024A11SS | Ground-Water-Source | WBAHP-CB: Heat Pump Split Syst | Heat Pump | 230 | 1 | False |  |  | Dual-Speed |  |  |  | 28900 | 1074 | 26.9 |  | 23900 | 1490 | 4.7 |  | Non Federally-Regulated | 08/19/2020 | 205745864 | 08/19/2020
Enertech Global, LLC | Tetco | TBT060 | TAD060A11SS | Ground-Source | WBAHP-CB: Heat Pump Split Syst | Heat Pump | 230 | 1 | False |  |  | Single-Speed |  |  |  | 61100 | 3357 | 18.2 |  | 46800 | 3609 | 3.8 |  | Non Federally-Regulated | 08/19/2020 | 205758229 | 08/19/2020
Enertech Global, LLC | Tetco | TBT048 | TAD048A11SS | Water-Source | WBAHP-CB: Heat Pump Split Syst | Heat Pump | 230 | 1 | False |  |  | Single-Speed |  |  |  | 47800 | 2879 | 16.6 |  | 62000 | 3364 | 5.4 |  | Federally-Regulated Commercial & Industrial Equipment | 08/19/2020 | 205744781 | 08/19/2020
Enertech Global, LLC | Tetco | TBS018 | TAD018A11SS | Water-Source | WBAHP-CB: Heat Pump Split Syst | Heat Pump | 230 | 1 | False |  |  | Single-Speed |  |  |  | 21100 | 1153 | 18.3 |  | 23300 | 1138 | 6 |  | Federally-Regulated Commercial & Industrial Equipment | 08/19/2020 | 205744745 | 08/19/2020
Enertech Global, LLC | Tetco | TBT024 | TAD024A01SS | Ground-Water-Source | WBAHP-CB: Heat Pump Split Syst | Heat Pump | 208 | 1 | False |  |  | Dual-Speed |  |  |  | 28900 | 1074 | 26.9 |  | 23900 | 1490 | 4.7 |  | Non Federally-Regulated | 08/19/2020 | 205745863 | 08/19/2020
Enertech Global, LLC | Tetco | TBT048*2 | TAD048A11SS | Ground-Source | WBAHP-CB: Heat Pump Split Syst | Heat Pump | 208 | 3 | False |  |  | Single-Speed |  |  |  | 50300 | 2579 | 19.5 |  | 41000 | 3081 | 3.9 |  | Non Federally-Regulated | 08/19/2020 | 205744790 | 08/19/2020
Enertech Global, LLC | Tetco | TBT048 | TAD048A01SS | Ground-Water-Source | WBAHP-CB: Heat Pump Split Syst | Heat Pump | 208 | 1 | False |  |  | Single-Speed |  |  |  | 54200 | 2133 | 25.4 |  | 50800 | 3101 | 4.8 |  | Non Federally-Regulated | 08/19/2020 | 205744780 | 08/19/2020
Enertech Global, LLC | Tetco | TBT024 | TAD024A01SS | Water-Source | WBAHP-CB: Heat Pump Split Syst | Heat Pump | 230 | 1 | False |  |  | Dual-Speed |  |  |  | 24100 | 1377 | 17.5 |  | 29400 | 1723 | 5 |  | Federally-Regulated Commercial & Industrial Equipment | 08/19/2020 | 205745863 | 08/19/2020
Enertech Global, LLC | Tetco | TBT048 | TAD048A11SS | Ground-Source | WBAHP-CB: Heat Pump Split Syst | Heat Pump | 230 | 1 | False |  |  | Single-Speed |  |  |  | 50300 | 2579 | 19.5 |  | 41000 | 3081 | 3.9 |  | Non Federally-Regulated | 08/19/2020 | 205744781 | 08/19/2020
Enertech Global, LLC | Tetco | TBT060 | TAD060A01SS | Water-Source | WBAHP-CB: Heat Pump Split Syst | Heat Pump | 208 | 1 | False |  |  | Single-Speed |  |  |  | 58400 | 3696 | 15.8 |  | 71300 | 4264 | 4.9 |  | Federally-Regulated Commercial & Industrial Equipment | 08/19/2020 | 205758228 | 08/19/2020
Enertech Global, LLC | Tetco | TBT036*2 | TAD036A01SS | Water-Source | WBAHP-CB: Heat Pump Split Syst | Heat Pump | 208 | 3 | False |  |  | Single-Speed |  |  |  | 35200 | 2120 | 16.6 |  | 46000 | 2543 | 5.3 |  | Federally-Regulated Commercial & Industrial Equipment | 08/19/2020 | 205744771 | 08/19/2020
Enertech Global, LLC | Tetco | TBT036 | TAD036A11SS | Ground-Water-Source | WBAHP-CB: Heat Pump Split Syst | Heat Pump | 208 | 1 | False |  |  | Single-Speed |  |  |  | 39700 | 1600 | 24.8 |  | 37200 | 2319 | 4.7 |  | Non Federally-Regulated | 08/19/2020 | 205744763 | 08/19/2020
Enertech Global, LLC | Tetco | TBT048 | TAD048A01SS | Water-Source | WBAHP-CB: Heat Pump Split Syst | Heat Pump | 230 | 1 | False |  |  | Single-Speed |  |  |  | 47800 | 2879 | 16.6 |  | 62000 | 3364 | 5.4 |  | Federally-Regulated Commercial & Industrial Equipment | 08/19/2020 | 205744780 | 08/19/2020
Enertech Global, LLC | Tetco | TBT024 | TAD024A01SS | Water-Source | WBAHP-CB: Heat Pump Split Syst | Heat Pump | 208 | 1 | False |  |  | Dual-Speed |  |  |  | 24100 | 1377 | 17.5 |  | 29400 | 1723 | 5 |  | Federally-Regulated Commercial & Industrial Equipment | 08/19/2020 | 205745863 | 08/19/2020
Enertech Global, LLC | Tetco | TBS018 | TAD018A11SS | Water-Source | WBAHP-CB: Heat Pump Split Syst | Heat Pump | 208 | 1 | False |  |  | Single-Speed |  |  |  | 21100 | 1153 | 18.3 |  | 23300 | 1138 | 6 |  | Federally-Regulated Commercial & Industrial Equipment | 08/19/2020 | 205744745 | 08/19/2020
Enertech Global, LLC | Tetco | TBT060 | TAD060A01SS | Ground-Source | WBAHP-CB: Heat Pump Split Syst | Heat Pump | 230 | 1 | False |  |  | Single-Speed |  |  |  | 61100 | 3357 | 18.2 |  | 46800 | 3609 | 3.8 |  | Non Federally-Regulated | 08/19/2020 | 205758228 | 08/19/2020
Enertech Global, LLC | Tetco | TBT024 | TAD024A11SS | Water-Source | WBAHP-CB: Heat Pump Split Syst | Heat Pump | 230 | 1 | False |  |  | Dual-Speed |  |  |  | 24100 | 1377 | 17.5 |  | 29400 | 1723 | 5 |  | Federally-Regulated Commercial & Industrial Equipment | 08/19/2020 | 205745864 | 08/19/2020
Enertech Global, LLC | Tetco | TBT048*2 | TAD048A01SS | Water-Source | WBAHP-CB: Heat Pump Split Syst | Heat Pump | 230 | 3 | False |  |  | Single-Speed |  |  |  | 47800 | 2879 | 16.6 |  | 62000 | 3364 | 5.4 |  | Federally-Regulated Commercial & Industrial Equipment | 08/19/2020 | 205744789 | 08/19/2020
Enertech Global, LLC | Tetco | TBT048*2 | TAD048A11SS | Water-Source | WBAHP-CB: Heat Pump Split Syst | Heat Pump | 230 | 3 | False |  |  | Single-Speed |  |  |  | 47800 | 2879 | 16.6 |  | 62000 | 3364 | 5.4 |  | Federally-Regulated Commercial & Industrial Equipment | 08/19/2020 | 205744790 | 08/19/2020
Enertech Global, LLC | Tetco | TBT060*2 | TAD060A11SS | Ground-Source | WBAHP-CB: Heat Pump Split Syst | Heat Pump | 230 | 3 | False |  |  | Single-Speed |  |  |  | 61100 | 3357 | 18.2 |  | 46800 | 3609 | 3.8 |  | Non Federally-Regulated | 08/19/2020 | 205758235 | 08/19/2020
Enertech Global, LLC | Tetco | TBT024*2 | TAD024A11SS | Ground-Water-Source | WBAHP-CB: Heat Pump Split Syst | Heat Pump | 230 | 3 | False |  |  | Dual-Speed |  |  |  | 28900 | 1074 | 26.9 |  | 23900 | 1490 | 4.7 |  | Non Federally-Regulated | 08/19/2020 | 205745873 | 08/19/2020
Enertech Global, LLC | Tetco | TBT048*2 | TAD048A01SS | Ground-Water-Source | WBAHP-CB: Heat Pump Split Syst | Heat Pump | 230 | 3 | False |  |  | Single-Speed |  |  |  | 54200 | 2133 | 25.4 |  | 50800 | 3101 | 4.8 |  | Non Federally-Regulated | 08/19/2020 | 205744789 | 08/19/2020
Enertech Global, LLC | Tetco | TBT024 | TAD024A11SS | Ground-Source | WBAHP-CB: Heat Pump Split Syst | Heat Pump | 208 | 1 | False |  |  | Dual-Speed |  |  |  | 26300 | 1289 | 20.4 |  | 18800 | 1412 | 3.9 |  | Non Federally-Regulated | 08/19/2020 | 205745864 | 08/19/2020
Enertech Global, LLC | Tetco | TBT024 | TAD024A01SS | Ground-Source | WBAHP-CB: Heat Pump Split Syst | Heat Pump | 230 | 1 | False |  |  | Dual-Speed |  |  |  | 26300 | 1289 | 20.4 |  | 18800 | 1412 | 3.9 |  | Non Federally-Regulated | 08/19/2020 | 205745863 | 08/19/2020
Enertech Global, LLC | Tetco | TBT060 | TAD060A01SS | Ground-Source | WBAHP-CB: Heat Pump Split Syst | Heat Pump | 208 | 1 | False |  |  | Single-Speed |  |  |  | 61100 | 3357 | 18.2 |  | 46800 | 3609 | 3.8 |  | Non Federally-Regulated | 08/19/2020 | 205758228 | 08/19/2020
Enertech Global, LLC | Tetco | TBT048*2 | TAD048A11SS | Water-Source | WBAHP-CB: Heat Pump Split Syst | Heat Pump | 208 | 3 | False |  |  | Single-Speed |  |  |  | 47800 | 2879 | 16.6 |  | 62000 | 3364 | 5.4 |  | Federally-Regulated Commercial & Industrial Equipment | 08/19/2020 | 205744790 | 08/19/2020
Enertech Global, LLC | Tetco | TBT048*2 | TAD048A01SS | Ground-Source | WBAHP-CB: Heat Pump Split Syst | Heat Pump | 208 | 3 | False |  |  | Single-Speed |  |  |  | 50300 | 2579 | 19.5 |  | 41000 | 3081 | 3.9 |  | Non Federally-Regulated | 08/19/2020 | 205744789 | 08/19/2020
Enertech Global, LLC | Tetco | TBT060*2 | TAD060A01SS | Water-Source | WBAHP-CB: Heat Pump Split Syst | Heat Pump | 208 | 3 | False |  |  | Single-Speed |  |  |  | 58400 | 3696 | 15.8 |  | 71300 | 4264 | 4.9 |  | Federally-Regulated Commercial & Industrial Equipment | 08/19/2020 | 205758234 | 08/19/2020
Enertech Global, LLC | Tetco | TBT048 | TAD048A01SS | Water-Source | WBAHP-CB: Heat Pump Split Syst | Heat Pump | 208 | 1 | False |  |  | Single-Speed |  |  |  | 47800 | 2879 | 16.6 |  | 62000 | 3364 | 5.4 |  | Federally-Regulated Commercial & Industrial Equipment | 08/19/2020 | 205744780 | 08/19/2020
Enertech Global, LLC | Tetco | TBS018*2 | TAD018A11SS | Water-Source | WBAHP-CB: Heat Pump Split Syst | Heat Pump | 208 | 3 | False |  |  | Single-Speed |  |  |  | 21100 | 1153 | 18.3 |  | 23300 | 1138 | 6 |  | Federally-Regulated Commercial & Industrial Equipment | 08/19/2020 | 205744754 | 08/19/2020
Enertech Global, LLC | Tetco | TBT036 | TAD036A01SS | Water-Source | WBAHP-CB: Heat Pump Split Syst | Heat Pump | 208 | 1 | False |  |  | Single-Speed |  |  |  | 35200 | 2120 | 16.6 |  | 46000 | 2543 | 5.3 |  | Federally-Regulated Commercial & Industrial Equipment | 08/19/2020 | 205744762 | 08/19/2020
Enertech Global, LLC | Tetco | TBT048 | TAD048A11SS | Water-Source | WBAHP-CB: Heat Pump Split Syst | Heat Pump | 208 | 1 | False |  |  | Single-Speed |  |  |  | 47800 | 2879 | 16.6 |  | 62000 | 3364 | 5.4 |  | Federally-Regulated Commercial & Industrial Equipment | 08/19/2020 | 205744781 | 08/19/2020
Enertech Global, LLC | Tetco | TBT060 | TAD060A01SS | Water-Source | WBAHP-CB: Heat Pump Split Syst | Heat Pump | 230 | 1 | False |  |  | Single-Speed |  |  |  | 58400 | 3696 | 15.8 |  | 71300 | 4264 | 4.9 |  | Federally-Regulated Commercial & Industrial Equipment | 08/19/2020 | 205758228 | 08/19/2020
Enertech Global, LLC | Tetco | TBT024*2 | TAD024A01SS | Ground-Water-Source | WBAHP-CB: Heat Pump Split Syst | Heat Pump | 208 | 3 | False |  |  | Dual-Speed |  |  |  | 28900 | 1074 | 26.9 |  | 23900 | 1490 | 4.7 |  | Non Federally-Regulated | 08/19/2020 | 205745872 | 08/19/2020
Enertech Global, LLC | Tetco | TBT024*2 | TAD024A01SS | Ground-Source | WBAHP-CB: Heat Pump Split Syst | Heat Pump | 208 | 3 | False |  |  | Dual-Speed |  |  |  | 26300 | 1289 | 20.4 |  | 18800 | 1412 | 3.9 |  | Non Federally-Regulated | 08/19/2020 | 205745872 | 08/19/2020
Enertech Global, LLC | Tetco | TBT024 | TAD024A11SS | Ground-Source | WBAHP-CB: Heat Pump Split Syst | Heat Pump | 230 | 1 | False |  |  | Dual-Speed |  |  |  | 26300 | 1289 | 20.4 |  | 18800 | 1412 | 3.9 |  | Non Federally-Regulated | 08/19/2020 | 205745864 | 08/19/2020
Enertech Global, LLC | Tetco | TBT024*2 | TAD024A11SS | Water-Source | WBAHP-CB: Heat Pump Split Syst | Heat Pump | 208 | 3 | False |  |  | Dual-Speed |  |  |  | 24100 | 1377 | 17.5 |  | 29400 | 1723 | 5 |  | Federally-Regulated Commercial & Industrial Equipment | 08/19/2020 | 205745873 | 08/19/2020
Enertech Global, LLC | Tetco | TBT048 | TAD048A01SS | Ground-Source | WBAHP-CB: Heat Pump Split Syst | Heat Pump | 230 | 1 | False |  |  | Single-Speed |  |  |  | 50300 | 2579 | 19.5 |  | 41000 | 3081 | 3.9 |  | Non Federally-Regulated | 08/19/2020 | 205744780 | 08/19/2020
Enertech Global, LLC | Tetco | TBT048*2 | TAD048A11SS | Ground-Water-Source | WBAHP-CB: Heat Pump Split Syst | Heat Pump | 230 | 3 | False |  |  | Single-Speed |  |  |  | 54200 | 2133 | 25.4 |  | 50800 | 3101 | 4.8 |  | Non Federally-Regulated | 08/19/2020 | 205744790 | 08/19/2020
Enertech Global, LLC | Tetco | TBT036*2 | TAD036A01SS | Ground-Water-Source | WBAHP-CB: Heat Pump Split Syst | Heat Pump | 230 | 3 | False |  |  | Single-Speed |  |  |  | 39700 | 1600 | 24.8 |  | 37200 | 2319 | 4.7 |  | Non Federally-Regulated | 08/19/2020 | 205744771 | 08/19/2020
Enertech Global, LLC | Tetco | TBT036 | TAD036A11SS | Ground-Water-Source | WBAHP-CB: Heat Pump Split Syst | Heat Pump | 230 | 1 | False |  |  | Single-Speed |  |  |  | 39700 | 1600 | 24.8 |  | 37200 | 2319 | 4.7 |  | Non Federally-Regulated | 08/19/2020 | 205744763 | 08/19/2020
Enertech Global, LLC | Tetco | TBT036 | TAD036A01SS | Ground-Source | WBAHP-CB: Heat Pump Split Syst | Heat Pump | 208 | 1 | False |  |  | Single-Speed |  |  |  | 36900 | 1911 | 19.3 |  | 29000 | 2179 | 3.9 |  | Non Federally-Regulated | 08/19/2020 | 205744762 | 08/19/2020
Enertech Global, LLC | Tetco | TBT048*2 | TAD048A01SS | Water-Source | WBAHP-CB: Heat Pump Split Syst | Heat Pump | 208 | 3 | False |  |  | Single-Speed |  |  |  | 47800 | 2879 | 16.6 |  | 62000 | 3364 | 5.4 |  | Federally-Regulated Commercial & Industrial Equipment | 08/19/2020 | 205744789 | 08/19/2020
Enertech Global, LLC | Tetco | TBT024*2 | TAD024A01SS | Water-Source | WBAHP-CB: Heat Pump Split Syst | Heat Pump | 230 | 3 | False |  |  | Dual-Speed |  |  |  | 24100 | 1377 | 17.5 |  | 29400 | 1723 | 5 |  | Federally-Regulated Commercial & Industrial Equipment | 08/19/2020 | 205745872 | 08/19/2020
Enertech Global, LLC | Tetco | TBT036*2 | TAD036A11SS | Water-Source | WBAHP-CB: Heat Pump Split Syst | Heat Pump | 230 | 3 | False |  |  | Single-Speed |  |  |  | 35200 | 2120 | 16.6 |  | 46000 | 2543 | 5.3 |  | Federally-Regulated Commercial & Industrial Equipment | 08/19/2020 | 205744772 | 08/19/2020
Enertech Global, LLC | Tetco | TBT060 | TAD060A11SS | Ground-Source | WBAHP-CB: Heat Pump Split Syst | Heat Pump | 208 | 1 | False |  |  | Single-Speed |  |  |  | 61100 | 3357 | 18.2 |  | 46800 | 3609 | 3.8 |  | Non Federally-Regulated | 08/19/2020 | 205758229 | 08/19/2020
Enertech Global, LLC | Tetco | TBT024 | TAD024A11SS | Water-Source | WBAHP-CB: Heat Pump Split Syst | Heat Pump | 208 | 1 | False |  |  | Dual-Speed |  |  |  | 24100 | 1377 | 17.5 |  | 29400 | 1723 | 5 |  | Federally-Regulated Commercial & Industrial Equipment | 08/19/2020 | 205745864 | 08/19/2020
Enertech Global, LLC | Tetco | TBT036 | TAD036A01SS | Ground-Water-Source | WBAHP-CB: Heat Pump Split Syst | Heat Pump | 208 | 1 | False |  |  | Single-Speed |  |  |  | 39700 | 1600 | 24.8 |  | 37200 | 2319 | 4.7 |  | Non Federally-Regulated | 08/19/2020 | 205744762 | 08/19/2020
Enertech Global, LLC | Tetco | TBT024*2 | TAD024A11SS | Ground-Source | WBAHP-CB: Heat Pump Split Syst | Heat Pump | 208 | 3 | False |  |  | Dual-Speed |  |  |  | 26300 | 1289 | 20.4 |  | 18800 | 1412 | 3.9 |  | Non Federally-Regulated | 08/19/2020 | 205745873 | 08/19/2020
Enertech Global, LLC | Tetco | TBT024*2 | TAD024A11SS | Ground-Source | WBAHP-CB: Heat Pump Split Syst | Heat Pump | 230 | 3 | False |  |  | Dual-Speed |  |  |  | 26300 | 1289 | 20.4 |  | 18800 | 1412 | 3.9 |  | Non Federally-Regulated | 08/19/2020 | 205745873 | 08/19/2020
Enertech Global, LLC | Tetco | TBT036 | TAD036A01SS | Water-Source | WBAHP-CB: Heat Pump Split Syst | Heat Pump | 230 | 1 | False |  |  | Single-Speed |  |  |  | 35200 | 2120 | 16.6 |  | 46000 | 2543 | 5.3 |  | Federally-Regulated Commercial & Industrial Equipment | 08/19/2020 | 205744762 | 08/19/2020
Enertech Global, LLC | Tetco | TBT036*2 | TAD036A11SS | Ground-Water-Source | WBAHP-CB: Heat Pump Split Syst | Heat Pump | 230 | 3 | False |  |  | Single-Speed |  |  |  | 39700 | 1600 | 24.8 |  | 37200 | 2319 | 4.7 |  | Non Federally-Regulated | 08/19/2020 | 205744772 | 08/19/2020
Enertech Global, LLC | Tetco | TBT060 | TAD060A11SS | Water-Source | WBAHP-CB: Heat Pump Split Syst | Heat Pump | 208 | 1 | False |  |  | Single-Speed |  |  |  | 58400 | 3696 | 15.8 |  | 71300 | 4264 | 4.9 |  | Federally-Regulated Commercial & Industrial Equipment | 08/19/2020 | 205758229 | 08/19/2020
Enertech Global, LLC | Tetco | TBT048 | TAD048A11SS | Ground-Water-Source | WBAHP-CB: Heat Pump Split Syst | Heat Pump | 208 | 1 | False |  |  | Single-Speed |  |  |  | 54200 | 2133 | 25.4 |  | 50800 | 3101 | 4.8 |  | Non Federally-Regulated | 08/19/2020 | 205744781 | 08/19/2020
Enertech Global, LLC | Tetco | TBT036*2 | TAD036A11SS | Ground-Water-Source | WBAHP-CB: Heat Pump Split Syst | Heat Pump | 208 | 3 | False |  |  | Single-Speed |  |  |  | 39700 | 1600 | 24.8 |  | 37200 | 2319 | 4.7 |  | Non Federally-Regulated | 08/19/2020 | 205744772 | 08/19/2020
Enertech Global, LLC | Tetco | TBT048 | TAD048A11SS | Ground-Water-Source | WBAHP-CB: Heat Pump Split Syst | Heat Pump | 230 | 1 | False |  |  | Single-Speed |  |  |  | 54200 | 2133 | 25.4 |  | 50800 | 3101 | 4.8 |  | Non Federally-Regulated | 08/19/2020 | 205744781 | 08/19/2020
Enertech Global, LLC | Tetco | TBT024*2 | TAD024A01SS | Ground-Water-Source | WBAHP-CB: Heat Pump Split Syst | Heat Pump | 230 | 3 | False |  |  | Dual-Speed |  |  |  | 28900 | 1074 | 26.9 |  | 23900 | 1490 | 4.7 |  | Non Federally-Regulated | 08/19/2020 | 205745872 | 08/19/2020
Enertech Global, LLC | Tetco | TBT024*2 | TAD024A11SS | Water-Source | WBAHP-CB: Heat Pump Split Syst | Heat Pump | 230 | 3 | False |  |  | Dual-Speed |  |  |  | 24100 | 1377 | 17.5 |  | 29400 | 1723 | 5 |  | Federally-Regulated Commercial & Industrial Equipment | 08/19/2020 | 205745873 | 08/19/2020
Enertech Global, LLC | Tetco | TBT048*2 | TAD048A11SS | Ground-Water-Source | WBAHP-CB: Heat Pump Split Syst | Heat Pump | 208 | 3 | False |  |  | Single-Speed |  |  |  | 54200 | 2133 | 25.4 |  | 50800 | 3101 | 4.8 |  | Non Federally-Regulated | 08/19/2020 | 205744790 | 08/19/2020
Enertech Global, LLC | Tetco | TBT060*2 | TAD060A01SS | Ground-Source | WBAHP-CB: Heat Pump Split Syst | Heat Pump | 230 | 3 | False |  |  | Single-Speed |  |  |  | 61100 | 3357 | 18.2 |  | 46800 | 3609 | 3.8 |  | Non Federally-Regulated | 08/19/2020 | 205758234 | 08/19/2020
Enertech Global, LLC | Tetco | TBS018 | TAD018A11SS | Ground-Water-Source | WBAHP-CB: Heat Pump Split Syst | Heat Pump | 230 | 1 | False |  |  | Single-Speed |  |  |  | 24300 | 768 | 31.6 |  | 18700 | 1096 | 5 |  | Non Federally-Regulated | 08/19/2020 | 205744745 | 08/19/2020
Enertech Global, LLC | Tetco | TBT036*2 | TAD036A11SS | Ground-Source | WBAHP-CB: Heat Pump Split Syst | Heat Pump | 208 | 3 | False |  |  | Single-Speed |  |  |  | 36900 | 1911 | 19.3 |  | 29000 | 2179 | 3.9 |  | Non Federally-Regulated | 08/19/2020 | 205744772 | 08/19/2020
Enertech Global, LLC | Tetco | TBT024*2 | TAD024A01SS | Water-Source | WBAHP-CB: Heat Pump Split Syst | Heat Pump | 208 | 3 | False |  |  | Dual-Speed |  |  |  | 24100 | 1377 | 17.5 |  | 29400 | 1723 | 5 |  | Federally-Regulated Commercial & Industrial Equipment | 08/19/2020 | 205745872 | 08/19/2020
Enertech Global, LLC | Tetco | TBT024*2 | TAD024A01SS | Ground-Source | WBAHP-CB: Heat Pump Split Syst | Heat Pump | 230 | 3 | False |  |  | Dual-Speed |  |  |  | 26300 | 1289 | 20.4 |  | 18800 | 1412 | 3.9 |  | Non Federally-Regulated | 08/19/2020 | 205745872 | 08/19/2020
Enertech Global, LLC | Hydron Module | HBT048*2 | HAD048A11SS | Ground-Source | WBAHP-CB: Heat Pump Split Syst | Heat Pump | 208 | 3 | False |  |  | Single-Speed |  |  |  | 50300 | 2579 | 19.5 |  | 41000 | 3081 | 3.9 |  | Non Federally-Regulated | 08/19/2020 | 205744787 | 08/19/2020
Enertech Global, LLC | Hydron Module | HBS018*2 | HAD018A11SS | Ground-Source | WBAHP-CB: Heat Pump Split Syst | Heat Pump | 208 | 3 | False |  |  | Single-Speed |  |  |  | 22200 | 1000 | 22.2 |  | 14400 | 1082 | 3.9 |  | Non Federally-Regulated | 08/19/2020 | 205744751 | 08/19/2020
Enertech Global, LLC | Hydron Module | HBT048*2 | HAD048A01SS | Water-Source | WBAHP-CB: Heat Pump Split Syst | Heat Pump | 230 | 3 | False |  |  | Single-Speed |  |  |  | 47800 | 2879 | 16.6 |  | 62000 | 3364 | 5.4 |  | Federally-Regulated Commercial & Industrial Equipment | 08/19/2020 | 205744786 | 08/19/2020
Enertech Global, LLC | Hydron Module | HBT036 | HAD036A01SS | Ground-Water-Source | WBAHP-CB: Heat Pump Split Syst | Heat Pump | 230 | 1 | False |  |  | Single-Speed |  |  |  | 39700 | 1600 | 24.8 |  | 37200 | 2319 | 4.7 |  | Non Federally-Regulated | 08/19/2020 | 205744759 | 08/19/2020
Enertech Global, LLC | Hydron Module | HBT036 | HAD036A11SS | Water-Source | WBAHP-CB: Heat Pump Split Syst | Heat Pump | 208 | 1 | False |  |  | Single-Speed |  |  |  | 35200 | 2120 | 16.6 |  | 46000 | 2543 | 5.3 |  | Federally-Regulated Commercial & Industrial Equipment | 08/19/2020 | 205744760 | 08/19/2020
Enertech Global, LLC | Hydron Module | HBT024 | HAD024A11SS | Ground-Source | WBAHP-CB: Heat Pump Split Syst | Heat Pump | 230 | 1 | False |  |  | Dual-Speed |  |  |  | 26300 | 1289 | 20.4 |  | 18800 | 1412 | 3.9 |  | Non Federally-Regulated | 08/19/2020 | 205745861 | 08/19/2020
Enertech Global, LLC | Hydron Module | HBT024*2 | HAD024A01SS | Ground-Water-Source | WBAHP-CB: Heat Pump Split Syst | Heat Pump | 230 | 3 | False |  |  | Dual-Speed |  |  |  | 28900 | 1074 | 26.9 |  | 23900 | 1490 | 4.7 |  | Non Federally-Regulated | 08/19/2020 | 205745869 | 08/19/2020
Enertech Global, LLC | Hydron Module | HBT048 | HAD048A11SS | Ground-Water-Source | WBAHP-CB: Heat Pump Split Syst | Heat Pump | 208 | 1 | False |  |  | Single-Speed |  |  |  | 54200 | 2133 | 25.4 |  | 50800 | 3101 | 4.8 |  | Non Federally-Regulated | 08/19/2020 | 205744778 | 08/19/2020
Enertech Global, LLC | Hydron Module | HBS018 | HAD018A11SS | Water-Source | WBAHP-CB: Heat Pump Split Syst | Heat Pump | 230 | 1 | False |  |  | Single-Speed |  |  |  | 21100 | 1153 | 18.3 |  | 23300 | 1138 | 6 |  | Federally-Regulated Commercial & Industrial Equipment | 08/19/2020 | 205744742 | 08/19/2020
Enertech Global, LLC | Hydron Module | HBT024*2 | HAD024A01SS | Ground-Water-Source | WBAHP-CB: Heat Pump Split Syst | Heat Pump | 208 | 3 | False |  |  | Dual-Speed |  |  |  | 28900 | 1074 | 26.9 |  | 23900 | 1490 | 4.7 |  | Non Federally-Regulated | 08/19/2020 | 205745869 | 08/19/2020
Enertech Global, LLC | Hydron Module | HBT048*2 | HAD048A11SS | Ground-Water-Source | WBAHP-CB: Heat Pump Split Syst | Heat Pump | 230 | 3 | False |  |  | Single-Speed |  |  |  | 54200 | 2133 | 25.4 |  | 50800 | 3101 | 4.8 |  | Non Federally-Regulated | 08/19/2020 | 205744787 | 08/19/2020
Enertech Global, LLC | Hydron Module | HBT060 | HAD060A11SS | Water-Source | WBAHP-CB: Heat Pump Split Syst | Heat Pump | 230 | 1 | False |  |  | Single-Speed |  |  |  | 58400 | 3696 | 15.8 |  | 71300 | 4264 | 4.9 |  | Federally-Regulated Commercial & Industrial Equipment | 08/19/2020 | 205758227 | 08/19/2020
Enertech Global, LLC | Hydron Module | HBT036*2 | HAD036A01SS | Ground-Water-Source | WBAHP-CB: Heat Pump Split Syst | Heat Pump | 230 | 3 | False |  |  | Single-Speed |  |  |  | 39700 | 1600 | 24.8 |  | 37200 | 2319 | 4.7 |  | Non Federally-Regulated | 08/19/2020 | 205744768 | 08/19/2020
Enertech Global, LLC | Hydron Module | HBT060 | HAD060A01SS | Water-Source | WBAHP-CB: Heat Pump Split Syst | Heat Pump | 208 | 1 | False |  |  | Single-Speed |  |  |  | 58400 | 3696 | 15.8 |  | 71300 | 4264 | 4.9 |  | Federally-Regulated Commercial & Industrial Equipment | 08/19/2020 | 205758226 | 08/19/2020
Enertech Global, LLC | Hydron Module | HBT036*2 | HAD036A01SS | Ground-Source | WBAHP-CB: Heat Pump Split Syst | Heat Pump | 230 | 3 | False |  |  | Single-Speed |  |  |  | 36900 | 1911 | 19.3 |  | 29000 | 2179 | 3.9 |  | Non Federally-Regulated | 08/19/2020 | 205744768 | 08/19/2020
Enertech Global, LLC | Hydron Module | HBT060 | HAD060A11SS | Water-Source | WBAHP-CB: Heat Pump Split Syst | Heat Pump | 208 | 1 | False |  |  | Single-Speed |  |  |  | 58400 | 3696 | 15.8 |  | 71300 | 4264 | 4.9 |  | Federally-Regulated Commercial & Industrial Equipment | 08/19/2020 | 205758227 | 08/19/2020
Enertech Global, LLC | Hydron Module | HBT048*2 | HAD048A01SS | Ground-Source | WBAHP-CB: Heat Pump Split Syst | Heat Pump | 208 | 3 | False |  |  | Single-Speed |  |  |  | 50300 | 2579 | 19.5 |  | 41000 | 3081 | 3.9 |  | Non Federally-Regulated | 08/19/2020 | 205744786 | 08/19/2020
Enertech Global, LLC | Hydron Module | HBT036*2 | HAD036A11SS | Water-Source | WBAHP-CB: Heat Pump Split Syst | Heat Pump | 230 | 3 | False |  |  | Single-Speed |  |  |  | 35200 | 2120 | 16.6 |  | 46000 | 2543 | 5.3 |  | Federally-Regulated Commercial & Industrial Equipment | 08/19/2020 | 205744769 | 08/19/2020
Enertech Global, LLC | Hydron Module | HBT048*2 | HAD048A01SS | Ground-Water-Source | WBAHP-CB: Heat Pump Split Syst | Heat Pump | 230 | 3 | False |  |  | Single-Speed |  |  |  | 54200 | 2133 | 25.4 |  | 50800 | 3101 | 4.8 |  | Non Federally-Regulated | 08/19/2020 | 205744786 | 08/19/2020
Enertech Global, LLC | Hydron Module | HBT048*2 | HAD048A01SS | Ground-Water-Source | WBAHP-CB: Heat Pump Split Syst | Heat Pump | 208 | 3 | False |  |  | Single-Speed |  |  |  | 54200 | 2133 | 25.4 |  | 50800 | 3101 | 4.8 |  | Non Federally-Regulated | 08/19/2020 | 205744786 | 08/19/2020
Enertech Global, LLC | Hydron Module | HBT024 | HAD024A11SS | Water-Source | WBAHP-CB: Heat Pump Split Syst | Heat Pump | 230 | 1 | False |  |  | Dual-Speed |  |  |  | 24100 | 1377 | 17.5 |  | 29400 | 1723 | 5 |  | Federally-Regulated Commercial & Industrial Equipment | 08/19/2020 | 205745861 | 08/19/2020
Enertech Global, LLC | Hydron Module | HBT036 | HAD036A01SS | Ground-Source | WBAHP-CB: Heat Pump Split Syst | Heat Pump | 208 | 1 | False |  |  | Single-Speed |  |  |  | 36900 | 1911 | 19.3 |  | 29000 | 2179 | 3.9 |  | Non Federally-Regulated | 08/19/2020 | 205744759 | 08/19/2020
Enertech Global, LLC | Hydron Module | HBT024*2 | HAD024A01SS | Water-Source | WBAHP-CB: Heat Pump Split Syst | Heat Pump | 208 | 3 | False |  |  | Dual-Speed |  |  |  | 24100 | 1377 | 17.5 |  | 29400 | 1723 | 5 |  | Federally-Regulated Commercial & Industrial Equipment | 08/19/2020 | 205745869 | 08/19/2020
Enertech Global, LLC | Hydron Module | HBT036 | HAD036A01SS | Ground-Water-Source | WBAHP-CB: Heat Pump Split Syst | Heat Pump | 208 | 1 | False |  |  | Single-Speed |  |  |  | 39700 | 1600 | 24.8 |  | 37200 | 2319 | 4.7 |  | Non Federally-Regulated | 08/19/2020 | 205744759 | 08/19/2020
Enertech Global, LLC | Hydron Module | HBT036 | HAD036A01SS | Water-Source | WBAHP-CB: Heat Pump Split Syst | Heat Pump | 208 | 1 | False |  |  | Single-Speed |  |  |  | 35200 | 2120 | 16.6 |  | 46000 | 2543 | 5.3 |  | Federally-Regulated Commercial & Industrial Equipment | 08/19/2020 | 205744759 | 08/19/2020
Enertech Global, LLC | Hydron Module | HBT024 | HAD024A01SS | Ground-Source | WBAHP-CB: Heat Pump Split Syst | Heat Pump | 208 | 1 | False |  |  | Dual-Speed |  |  |  | 26300 | 1289 | 20.4 |  | 18800 | 1412 | 3.9 |  | Non Federally-Regulated | 08/19/2020 | 205745860 | 08/19/2020
Enertech Global, LLC | Hydron Module | HBT036*2 | HAD036A11SS | Ground-Water-Source | WBAHP-CB: Heat Pump Split Syst | Heat Pump | 230 | 3 | False |  |  | Single-Speed |  |  |  | 39700 | 1600 | 24.8 |  | 37200 | 2319 | 4.7 |  | Non Federally-Regulated | 08/19/2020 | 205744769 | 08/19/2020
Enertech Global, LLC | Hydron Module | HBT024*2 | HAD024A01SS | Water-Source | WBAHP-CB: Heat Pump Split Syst | Heat Pump | 230 | 3 | False |  |  | Dual-Speed |  |  |  | 24100 | 1377 | 17.5 |  | 29400 | 1723 | 5 |  | Federally-Regulated Commercial & Industrial Equipment | 08/19/2020 | 205745869 | 08/19/2020
Enertech Global, LLC | Hydron Module | HBT024*2 | HAD024A11SS | Ground-Source | WBAHP-CB: Heat Pump Split Syst | Heat Pump | 208 | 3 | False |  |  | Dual-Speed |  |  |  | 26300 | 1289 | 20.4 |  | 18800 | 1412 | 3.9 |  | Non Federally-Regulated | 08/19/2020 | 205745870 | 08/19/2020
Enertech Global, LLC | Hydron Module | HBT036*2 | HAD036A11SS | Ground-Source | WBAHP-CB: Heat Pump Split Syst | Heat Pump | 208 | 3 | False |  |  | Single-Speed |  |  |  | 36900 | 1911 | 19.3 |  | 29000 | 2179 | 3.9 |  | Non Federally-Regulated | 08/19/2020 | 205744769 | 08/19/2020
Enertech Global, LLC | Hydron Module | HBT048*2 | HAD048A11SS | Water-Source | WBAHP-CB: Heat Pump Split Syst | Heat Pump | 230 | 3 | False |  |  | Single-Speed |  |  |  | 47800 | 2879 | 16.6 |  | 62000 | 3364 | 5.4 |  | Federally-Regulated Commercial & Industrial Equipment | 08/19/2020 | 205744787 | 08/19/2020
Enertech Global, LLC | Hydron Module | HBT024*2 | HAD024A11SS | Ground-Water-Source | WBAHP-CB: Heat Pump Split Syst | Heat Pump | 230 | 3 | False |  |  | Dual-Speed |  |  |  | 28900 | 1074 | 26.9 |  | 23900 | 1490 | 4.7 |  | Non Federally-Regulated | 08/19/2020 | 205745870 | 08/19/2020
Enertech Global, LLC | Hydron Module | HBT036*2 | HAD036A01SS | Water-Source | WBAHP-CB: Heat Pump Split Syst | Heat Pump | 230 | 3 | False |  |  | Single-Speed |  |  |  | 35200 | 2120 | 16.6 |  | 46000 | 2543 | 5.3 |  | Federally-Regulated Commercial & Industrial Equipment | 08/19/2020 | 205744768 | 08/19/2020
Enertech Global, LLC | Hydron Module | HBS018*2 | HAD018A11SS | Ground-Water-Source | WBAHP-CB: Heat Pump Split Syst | Heat Pump | 230 | 3 | False |  |  | Single-Speed |  |  |  | 24300 | 768 | 31.6 |  | 18700 | 1096 | 5 |  | Non Federally-Regulated | 08/19/2020 | 205744751 | 08/19/2020
Enertech Global, LLC | Hydron Module | HBT048*2 | HAD048A11SS | Ground-Water-Source | WBAHP-CB: Heat Pump Split Syst | Heat Pump | 208 | 3 | False |  |  | Single-Speed |  |  |  | 54200 | 2133 | 25.4 |  | 50800 | 3101 | 4.8 |  | Non Federally-Regulated | 08/19/2020 | 205744787 | 08/19/2020
Enertech Global, LLC | Hydron Module | HBT036*2 | HAD036A01SS | Ground-Source | WBAHP-CB: Heat Pump Split Syst | Heat Pump | 208 | 3 | False |  |  | Single-Speed |  |  |  | 36900 | 1911 | 19.3 |  | 29000 | 2179 | 3.9 |  | Non Federally-Regulated | 08/19/2020 | 205744768 | 08/19/2020
Enertech Global, LLC | Hydron Module | HBT036*2 | HAD036A01SS | Water-Source | WBAHP-CB: Heat Pump Split Syst | Heat Pump | 208 | 3 | False |  |  | Single-Speed |  |  |  | 35200 | 2120 | 16.6 |  | 46000 | 2543 | 5.3 |  | Federally-Regulated Commercial & Industrial Equipment | 08/19/2020 | 205744768 | 08/19/2020
Enertech Global, LLC | Hydron Module | HBT036 | HAD036A11SS | Ground-Water-Source | WBAHP-CB: Heat Pump Split Syst | Heat Pump | 230 | 1 | False |  |  | Single-Speed |  |  |  | 39700 | 1600 | 24.8 |  | 37200 | 2319 | 4.7 |  | Non Federally-Regulated | 08/19/2020 | 205744760 | 08/19/2020
Enertech Global, LLC | Hydron Module | HBT036*2 | HAD036A01SS | Ground-Water-Source | WBAHP-CB: Heat Pump Split Syst | Heat Pump | 208 | 3 | False |  |  | Single-Speed |  |  |  | 39700 | 1600 | 24.8 |  | 37200 | 2319 | 4.7 |  | Non Federally-Regulated | 08/19/2020 | 205744768 | 08/19/2020
Enertech Global, LLC | Hydron Module | HBT024*2 | HAD024A01SS | Ground-Source | WBAHP-CB: Heat Pump Split Syst | Heat Pump | 208 | 3 | False |  |  | Dual-Speed |  |  |  | 26300 | 1289 | 20.4 |  | 18800 | 1412 | 3.9 |  | Non Federally-Regulated | 08/19/2020 | 205745869 | 08/19/2020
Enertech Global, LLC | Hydron Module | HBT048 | HAD048A01SS | Ground-Water-Source | WBAHP-CB: Heat Pump Split Syst | Heat Pump | 208 | 1 | False |  |  | Single-Speed |  |  |  | 54200 | 2133 | 25.4 |  | 50800 | 3101 | 4.8 |  | Non Federally-Regulated | 08/19/2020 | 205744777 | 08/19/2020
Enertech Global, LLC | Hydron Module | HBT048 | HAD048A11SS | Water-Source | WBAHP-CB: Heat Pump Split Syst | Heat Pump | 230 | 1 | False |  |  | Single-Speed |  |  |  | 47800 | 2879 | 16.6 |  | 62000 | 3364 | 5.4 |  | Federally-Regulated Commercial & Industrial Equipment | 08/19/2020 | 205744778 | 08/19/2020
Enertech Global, LLC | Hydron Module | HBT060*2 | HAD060A01SS | Water-Source | WBAHP-CB: Heat Pump Split Syst | Heat Pump | 208 | 3 | False |  |  | Single-Speed |  |  |  | 58400 | 3696 | 15.8 |  | 71300 | 4264 | 4.9 |  | Federally-Regulated Commercial & Industrial Equipment | 08/19/2020 | 205758232 | 08/19/2020
Enertech Global, LLC | Hydron Module | HBT036 | HAD036A11SS | Ground-Source | WBAHP-CB: Heat Pump Split Syst | Heat Pump | 230 | 1 | False |  |  | Single-Speed |  |  |  | 36900 | 1911 | 19.3 |  | 29000 | 2179 | 3.9 |  | Non Federally-Regulated | 08/19/2020 | 205744760 | 08/19/2020
Enertech Global, LLC | Hydron Module | HBT060*2 | HAD060A01SS | Ground-Source | WBAHP-CB: Heat Pump Split Syst | Heat Pump | 208 | 3 | False |  |  | Single-Speed |  |  |  | 61100 | 3357 | 18.2 |  | 46800 | 3609 | 3.8 |  | Non Federally-Regulated | 08/19/2020 | 205758232 | 08/19/2020
Enertech Global, LLC | Hydron Module | HBT024 | HAD024A11SS | Water-Source | WBAHP-CB: Heat Pump Split Syst | Heat Pump | 208 | 1 | False |  |  | Dual-Speed |  |  |  | 24100 | 1377 | 17.5 |  | 29400 | 1723 | 5 |  | Federally-Regulated Commercial & Industrial Equipment | 08/19/2020 | 205745861 | 08/19/2020
Enertech Global, LLC | Hydron Module | HBT036 | HAD036A11SS | Ground-Source | WBAHP-CB: Heat Pump Split Syst | Heat Pump | 208 | 1 | False |  |  | Single-Speed |  |  |  | 36900 | 1911 | 19.3 |  | 29000 | 2179 | 3.9 |  | Non Federally-Regulated | 08/19/2020 | 205744760 | 08/19/2020
Enertech Global, LLC | Hydron Module | HBS018*2 | HAD018A11SS | Ground-Source | WBAHP-CB: Heat Pump Split Syst | Heat Pump | 230 | 3 | False |  |  | Single-Speed |  |  |  | 22200 | 1000 | 22.2 |  | 14400 | 1082 | 3.9 |  | Non Federally-Regulated | 08/19/2020 | 205744751 | 08/19/2020
Enertech Global, LLC | Hydron Module | HBT024 | HAD024A11SS | Ground-Source | WBAHP-CB: Heat Pump Split Syst | Heat Pump | 208 | 1 | False |  |  | Dual-Speed |  |  |  | 26300 | 1289 | 20.4 |  | 18800 | 1412 | 3.9 |  | Non Federally-Regulated | 08/19/2020 | 205745861 | 08/19/2020
Enertech Global, LLC | Hydron Module | HBT024 | HAD024A01SS | Ground-Source | WBAHP-CB: Heat Pump Split Syst | Heat Pump | 230 | 1 | False |  |  | Dual-Speed |  |  |  | 26300 | 1289 | 20.4 |  | 18800 | 1412 | 3.9 |  | Non Federally-Regulated | 08/19/2020 | 205745860 | 08/19/2020
Enertech Global, LLC | Hydron Module | HBS018*2 | HAD018A01SS | Water-Source | WBAHP-CB: Heat Pump Split Syst | Heat Pump | 230 | 3 | False |  |  | Single-Speed |  |  |  | 21100 | 1153 | 18.3 |  | 23300 | 1138 | 6 |  | Federally-Regulated Commercial & Industrial Equipment | 08/19/2020 | 205744750 | 08/19/2020
Enertech Global, LLC | Hydron Module | HBT060 | HAD060A01SS | Ground-Source | WBAHP-CB: Heat Pump Split Syst | Heat Pump | 230 | 1 | False |  |  | Single-Speed |  |  |  | 61100 | 3357 | 18.2 |  | 46800 | 3609 | 3.8 |  | Non Federally-Regulated | 08/19/2020 | 205758226 | 08/19/2020
Enertech Global, LLC | Hydron Module | HBT060*2 | HAD060A11SS | Ground-Source | WBAHP-CB: Heat Pump Split Syst | Heat Pump | 208 | 3 | False |  |  | Single-Speed |  |  |  | 61100 | 3357 | 18.2 |  | 46800 | 3609 | 3.8 |  | Non Federally-Regulated | 08/19/2020 | 205758233 | 08/19/2020
Enertech Global, LLC | Hydron Module | HBT036*2 | HAD036A11SS | Ground-Water-Source | WBAHP-CB: Heat Pump Split Syst | Heat Pump | 208 | 3 | False |  |  | Single-Speed |  |  |  | 39700 | 1600 | 24.8 |  | 37200 | 2319 | 4.7 |  | Non Federally-Regulated | 08/19/2020 | 205744769 | 08/19/2020
Enertech Global, LLC | Hydron Module | HBT060 | HAD060A11SS | Ground-Source | WBAHP-CB: Heat Pump Split Syst | Heat Pump | 208 | 1 | False |  |  | Single-Speed |  |  |  | 61100 | 3357 | 18.2 |  | 46800 | 3609 | 3.8 |  | Non Federally-Regulated | 08/19/2020 | 205758227 | 08/19/2020
Enertech Global, LLC | Hydron Module | HBT048 | HAD048A01SS | Water-Source | WBAHP-CB: Heat Pump Split Syst | Heat Pump | 230 | 1 | False |  |  | Single-Speed |  |  |  | 47800 | 2879 | 16.6 |  | 62000 | 3364 | 5.4 |  | Federally-Regulated Commercial & Industrial Equipment | 08/19/2020 | 205744777 | 08/19/2020
Enertech Global, LLC | Hydron Module | HBT036*2 | HAD036A11SS | Ground-Source | WBAHP-CB: Heat Pump Split Syst | Heat Pump | 230 | 3 | False |  |  | Single-Speed |  |  |  | 36900 | 1911 | 19.3 |  | 29000 | 2179 | 3.9 |  | Non Federally-Regulated | 08/19/2020 | 205744769 | 08/19/2020
Enertech Global, LLC | Hydron Module | HBT060*2 | HAD060A01SS | Water-Source | WBAHP-CB: Heat Pump Split Syst | Heat Pump | 230 | 3 | False |  |  | Single-Speed |  |  |  | 58400 | 3696 | 15.8 |  | 71300 | 4264 | 4.9 |  | Federally-Regulated Commercial & Industrial Equipment | 08/19/2020 | 205758232 | 08/19/2020
Enertech Global, LLC | Hydron Module | HBT024*2 | HAD024A11SS | Ground-Source | WBAHP-CB: Heat Pump Split Syst | Heat Pump | 230 | 3 | False |  |  | Dual-Speed |  |  |  | 26300 | 1289 | 20.4 |  | 18800 | 1412 | 3.9 |  | Non Federally-Regulated | 08/19/2020 | 205745870 | 08/19/2020
Enertech Global, LLC | Hydron Module | HBT048 | HAD048A01SS | Water-Source | WBAHP-CB: Heat Pump Split Syst | Heat Pump | 208 | 1 | False |  |  | Single-Speed |  |  |  | 47800 | 2879 | 16.6 |  | 62000 | 3364 | 5.4 |  | Federally-Regulated Commercial & Industrial Equipment | 08/19/2020 | 205744777 | 08/19/2020
Enertech Global, LLC | Hydron Module | HBT048 | HAD048A11SS | Ground-Source | WBAHP-CB: Heat Pump Split Syst | Heat Pump | 208 | 1 | False |  |  | Single-Speed |  |  |  | 50300 | 2579 | 19.5 |  | 41000 | 3081 | 3.9 |  | Non Federally-Regulated | 08/19/2020 | 205744778 | 08/19/2020
Enertech Global, LLC | Hydron Module | HBT060*2 | HAD060A11SS | Ground-Source | WBAHP-CB: Heat Pump Split Syst | Heat Pump | 230 | 3 | False |  |  | Single-Speed |  |  |  | 61100 | 3357 | 18.2 |  | 46800 | 3609 | 3.8 |  | Non Federally-Regulated | 08/19/2020 | 205758233 | 08/19/2020
Enertech Global, LLC | Hydron Module | HBT036 | HAD036A11SS | Ground-Water-Source | WBAHP-CB: Heat Pump Split Syst | Heat Pump | 208 | 1 | False |  |  | Single-Speed |  |  |  | 39700 | 1600 | 24.8 |  | 37200 | 2319 | 4.7 |  | Non Federally-Regulated | 08/19/2020 | 205744760 | 08/19/2020
Enertech Global, LLC | Hydron Module | HBT024 | HAD024A01SS | Ground-Water-Source | WBAHP-CB: Heat Pump Split Syst | Heat Pump | 208 | 1 | False |  |  | Dual-Speed |  |  |  | 28900 | 1074 | 26.9 |  | 23900 | 1490 | 4.7 |  | Non Federally-Regulated | 08/19/2020 | 205745860 | 08/19/2020
Enertech Global, LLC | Hydron Module | HBT060 | HAD060A01SS | Water-Source | WBAHP-CB: Heat Pump Split Syst | Heat Pump | 230 | 1 | False |  |  | Single-Speed |  |  |  | 58400 | 3696 | 15.8 |  | 71300 | 4264 | 4.9 |  | Federally-Regulated Commercial & Industrial Equipment | 08/19/2020 | 205758226 | 08/19/2020
Enertech Global, LLC | Hydron Module | HBT048*2 | HAD048A01SS | Ground-Source | WBAHP-CB: Heat Pump Split Syst | Heat Pump | 230 | 3 | False |  |  | Single-Speed |  |  |  | 50300 | 2579 | 19.5 |  | 41000 | 3081 | 3.9 |  | Non Federally-Regulated | 08/19/2020 | 205744786 | 08/19/2020
Enertech Global, LLC | Hydron Module | HBT036 | HAD036A01SS | Ground-Source | WBAHP-CB: Heat Pump Split Syst | Heat Pump | 230 | 1 | False |  |  | Single-Speed |  |  |  | 36900 | 1911 | 19.3 |  | 29000 | 2179 | 3.9 |  | Non Federally-Regulated | 08/19/2020 | 205744759 | 08/19/2020
Enertech Global, LLC | Hydron Module | HBT048 | HAD048A01SS | Ground-Water-Source | WBAHP-CB: Heat Pump Split Syst | Heat Pump | 230 | 1 | False |  |  | Single-Speed |  |  |  | 54200 | 2133 | 25.4 |  | 50800 | 3101 | 4.8 |  | Non Federally-Regulated | 08/19/2020 | 205744777 | 08/19/2020
Enertech Global, LLC | Hydron Module | HBT024 | HAD024A01SS | Ground-Water-Source | WBAHP-CB: Heat Pump Split Syst | Heat Pump | 230 | 1 | False |  |  | Dual-Speed |  |  |  | 28900 | 1074 | 26.9 |  | 23900 | 1490 | 4.7 |  | Non Federally-Regulated | 08/19/2020 | 205745860 | 08/19/2020
Enertech Global, LLC | Hydron Module | HBT060*2 | HAD060A01SS | Ground-Source | WBAHP-CB: Heat Pump Split Syst | Heat Pump | 230 | 3 | False |  |  | Single-Speed |  |  |  | 61100 | 3357 | 18.2 |  | 46800 | 3609 | 3.8 |  | Non Federally-Regulated | 08/19/2020 | 205758232 | 08/19/2020
Enertech Global, LLC | Hydron Module | HBS018*2 | HAD018A11SS | Water-Source | WBAHP-CB: Heat Pump Split Syst | Heat Pump | 208 | 3 | False |  |  | Single-Speed |  |  |  | 21100 | 1153 | 18.3 |  | 23300 | 1138 | 6 |  | Federally-Regulated Commercial & Industrial Equipment | 08/19/2020 | 205744751 | 08/19/2020
Enertech Global, LLC | Hydron Module | HBT048 | HAD048A01SS | Ground-Source | WBAHP-CB: Heat Pump Split Syst | Heat Pump | 230 | 1 | False |  |  | Single-Speed |  |  |  | 50300 | 2579 | 19.5 |  | 41000 | 3081 | 3.9 |  | Non Federally-Regulated | 08/19/2020 | 205744777 | 08/19/2020
Enertech Global, LLC | Hydron Module | HBS018*2 | HAD018A11SS | Water-Source | WBAHP-CB: Heat Pump Split Syst | Heat Pump | 230 | 3 | False |  |  | Single-Speed |  |  |  | 21100 | 1153 | 18.3 |  | 23300 | 1138 | 6 |  | Federally-Regulated Commercial & Industrial Equipment | 08/19/2020 | 205744751 | 08/19/2020
Enertech Global, LLC | Hydron Module | HBT024*2 | HAD024A01SS | Ground-Source | WBAHP-CB: Heat Pump Split Syst | Heat Pump | 230 | 3 | False |  |  | Dual-Speed |  |  |  | 26300 | 1289 | 20.4 |  | 18800 | 1412 | 3.9 |  | Non Federally-Regulated | 08/19/2020 | 205745869 | 08/19/2020
Enertech Global, LLC | Hydron Module | HBT036 | HAD036A11SS | Water-Source | WBAHP-CB: Heat Pump Split Syst | Heat Pump | 230 | 1 | False |  |  | Single-Speed |  |  |  | 35200 | 2120 | 16.6 |  | 46000 | 2543 | 5.3 |  | Federally-Regulated Commercial & Industrial Equipment | 08/19/2020 | 205744760 | 08/19/2020
Enertech Global, LLC | Hydron Module | HBT036 | HAD036A01SS | Water-Source | WBAHP-CB: Heat Pump Split Syst | Heat Pump | 230 | 1 | False |  |  | Single-Speed |  |  |  | 35200 | 2120 | 16.6 |  | 46000 | 2543 | 5.3 |  | Federally-Regulated Commercial & Industrial Equipment | 08/19/2020 | 205744759 | 08/19/2020
Enertech Global, LLC | Hydron Module | HBT048*2 | HAD048A01SS | Water-Source | WBAHP-CB: Heat Pump Split Syst | Heat Pump | 208 | 3 | False |  |  | Single-Speed |  |  |  | 47800 | 2879 | 16.6 |  | 62000 | 3364 | 5.4 |  | Federally-Regulated Commercial & Industrial Equipment | 08/19/2020 | 205744786 | 08/19/2020
Enertech Global, LLC | Hydron Module | HBS018*2 | HAD018A11SS | Ground-Water-Source | WBAHP-CB: Heat Pump Split Syst | Heat Pump | 208 | 3 | False |  |  | Single-Speed |  |  |  | 24300 | 768 | 31.6 |  | 18700 | 1096 | 5 |  | Non Federally-Regulated | 08/19/2020 | 205744751 | 08/19/2020
Enertech Global, LLC | Hydron Module | HBT060 | HAD060A11SS | Ground-Source | WBAHP-CB: Heat Pump Split Syst | Heat Pump | 230 | 1 | False |  |  | Single-Speed |  |  |  | 61100 | 3357 | 18.2 |  | 46800 | 3609 | 3.8 |  | Non Federally-Regulated | 08/19/2020 | 205758227 | 08/19/2020
Enertech Global, LLC | Hydron Module | HBT024*2 | HAD024A11SS | Water-Source | WBAHP-CB: Heat Pump Split Syst | Heat Pump | 208 | 3 | False |  |  | Dual-Speed |  |  |  | 24100 | 1377 | 17.5 |  | 29400 | 1723 | 5 |  | Federally-Regulated Commercial & Industrial Equipment | 08/19/2020 | 205745870 | 08/19/2020
Enertech Global, LLC | Hydron Module | HBT048 | HAD048A11SS | Ground-Water-Source | WBAHP-CB: Heat Pump Split Syst | Heat Pump | 230 | 1 | False |  |  | Single-Speed |  |  |  | 54200 | 2133 | 25.4 |  | 50800 | 3101 | 4.8 |  | Non Federally-Regulated | 08/19/2020 | 205744778 | 08/19/2020
Enertech Global, LLC | Hydron Module | HBT024 | HAD024A01SS | Water-Source | WBAHP-CB: Heat Pump Split Syst | Heat Pump | 208 | 1 | False |  |  | Dual-Speed |  |  |  | 24100 | 1377 | 17.5 |  | 29400 | 1723 | 5 |  | Federally-Regulated Commercial & Industrial Equipment | 08/19/2020 | 205745860 | 08/19/2020
Enertech Global, LLC | Hydron Module | HBT048 | HAD048A11SS | Water-Source | WBAHP-CB: Heat Pump Split Syst | Heat Pump | 208 | 1 | False |  |  | Single-Speed |  |  |  | 47800 | 2879 | 16.6 |  | 62000 | 3364 | 5.4 |  | Federally-Regulated Commercial & Industrial Equipment | 08/19/2020 | 205744778 | 08/19/2020
Enertech Global, LLC | Hydron Module | HBT024*2 | HAD024A11SS | Water-Source | WBAHP-CB: Heat Pump Split Syst | Heat Pump | 230 | 3 | False |  |  | Dual-Speed |  |  |  | 24100 | 1377 | 17.5 |  | 29400 | 1723 | 5 |  | Federally-Regulated Commercial & Industrial Equipment | 08/19/2020 | 205745870 | 08/19/2020
Enertech Global, LLC | Hydron Module | HBT024 | HAD024A11SS | Ground-Water-Source | WBAHP-CB: Heat Pump Split Syst | Heat Pump | 208 | 1 | False |  |  | Dual-Speed |  |  |  | 28900 | 1074 | 26.9 |  | 23900 | 1490 | 4.7 |  | Non Federally-Regulated | 08/19/2020 | 205745861 | 08/19/2020
Enertech Global, LLC | Hydron Module | HBT024*2 | HAD024A11SS | Ground-Water-Source | WBAHP-CB: Heat Pump Split Syst | Heat Pump | 208 | 3 | False |  |  | Dual-Speed |  |  |  | 28900 | 1074 | 26.9 |  | 23900 | 1490 | 4.7 |  | Non Federally-Regulated | 08/19/2020 | 205745870 | 08/19/2020
Enertech Global, LLC | Hydron Module | HBT048 | HAD048A01SS | Ground-Source | WBAHP-CB: Heat Pump Split Syst | Heat Pump | 208 | 1 | False |  |  | Single-Speed |  |  |  | 50300 | 2579 | 19.5 |  | 41000 | 3081 | 3.9 |  | Non Federally-Regulated | 08/19/2020 | 205744777 | 08/19/2020
Enertech Global, LLC | Hydron Module | HBT024 | HAD024A11SS | Ground-Water-Source | WBAHP-CB: Heat Pump Split Syst | Heat Pump | 230 | 1 | False |  |  | Dual-Speed |  |  |  | 28900 | 1074 | 26.9 |  | 23900 | 1490 | 4.7 |  | Non Federally-Regulated | 08/19/2020 | 205745861 | 08/19/2020
Enertech Global, LLC | Hydron Module | HBT048*2 | HAD048A11SS | Ground-Source | WBAHP-CB: Heat Pump Split Syst | Heat Pump | 230 | 3 | False |  |  | Single-Speed |  |  |  | 50300 | 2579 | 19.5 |  | 41000 | 3081 | 3.9 |  | Non Federally-Regulated | 08/19/2020 | 205744787 | 08/19/2020
Enertech Global, LLC | Hydron Module | HBT036*2 | HAD036A11SS | Water-Source | WBAHP-CB: Heat Pump Split Syst | Heat Pump | 208 | 3 | False |  |  | Single-Speed |  |  |  | 35200 | 2120 | 16.6 |  | 46000 | 2543 | 5.3 |  | Federally-Regulated Commercial & Industrial Equipment | 08/19/2020 | 205744769 | 08/19/2020
Enertech Global, LLC | Hydron Module | HBT048 | HAD048A11SS | Ground-Source | WBAHP-CB: Heat Pump Split Syst | Heat Pump | 230 | 1 | False |  |  | Single-Speed |  |  |  | 50300 | 2579 | 19.5 |  | 41000 | 3081 | 3.9 |  | Non Federally-Regulated | 08/19/2020 | 205744778 | 08/19/2020
Enertech Global, LLC | Hydron Module | HBT060 | HAD060A01SS | Ground-Source | WBAHP-CB: Heat Pump Split Syst | Heat Pump | 208 | 1 | False |  |  | Single-Speed |  |  |  | 61100 | 3357 | 18.2 |  | 46800 | 3609 | 3.8 |  | Non Federally-Regulated | 08/19/2020 | 205758226 | 08/19/2020
Enertech Global, LLC | Hydron Module | HBT024 | HAD024A01SS | Water-Source | WBAHP-CB: Heat Pump Split Syst | Heat Pump | 230 | 1 | False |  |  | Dual-Speed |  |  |  | 24100 | 1377 | 17.5 |  | 29400 | 1723 | 5 |  | Federally-Regulated Commercial & Industrial Equipment | 08/19/2020 | 205745860 | 08/19/2020
Enertech Global, LLC | Hydron Module | HBT048*2 | HAD048A11SS | Water-Source | WBAHP-CB: Heat Pump Split Syst | Heat Pump | 208 | 3 | False |  |  | Single-Speed |  |  |  | 47800 | 2879 | 16.6 |  | 62000 | 3364 | 5.4 |  | Federally-Regulated Commercial & Industrial Equipment | 08/19/2020 | 205744787 | 08/19/2020
Enertech Global, LLC | Hydron Module | HBS018 | HAD018A11SS | Water-Source | WBAHP-CB: Heat Pump Split Syst | Heat Pump | 208 | 1 | False |  |  | Single-Speed |  |  |  | 21100 | 1153 | 18.3 |  | 23300 | 1138 | 6 |  | Federally-Regulated Commercial & Industrial Equipment | 08/19/2020 | 205744742 | 08/19/2020
Enertech Global, LLC | Hydron Module | HBS018 | HAD018A01SS | Ground-Source | WBAHP-CB: Heat Pump Split Syst | Heat Pump | 230 | 1 | False |  |  | Single-Speed |  |  |  | 22200 | 1000 | 22.2 |  | 14400 | 1082 | 3.9 |  | Non Federally-Regulated | 08/19/2020 | 205744741 | 08/19/2020
Enertech Global, LLC | Hydron Module | HBS018*2 | HAD018A01SS | Ground-Water-Source | WBAHP-CB: Heat Pump Split Syst | Heat Pump | 208 | 3 | False |  |  | Single-Speed |  |  |  | 24300 | 768 | 31.6 |  | 18700 | 1096 | 5 |  | Non Federally-Regulated | 08/19/2020 | 205744750 | 08/19/2020
Enertech Global, LLC | Hydron Module | HBS018 | HAD018A11SS | Ground-Source | WBAHP-CB: Heat Pump Split Syst | Heat Pump | 208 | 1 | False |  |  | Single-Speed |  |  |  | 22200 | 1000 | 22.2 |  | 14400 | 1082 | 3.9 |  | Non Federally-Regulated | 08/19/2020 | 205744742 | 08/19/2020
Enertech Global, LLC | Hydron Module | HBS018 | HAD018A11SS | Ground-Water-Source | WBAHP-CB: Heat Pump Split Syst | Heat Pump | 230 | 1 | False |  |  | Single-Speed |  |  |  | 24300 | 768 | 31.6 |  | 18700 | 1096 | 5 |  | Non Federally-Regulated | 08/19/2020 | 205744742 | 08/19/2020
Enertech Global, LLC | Hydron Module | HBS018 | HAD018A11SS | Ground-Water-Source | WBAHP-CB: Heat Pump Split Syst | Heat Pump | 208 | 1 | False |  |  | Single-Speed |  |  |  | 24300 | 768 | 31.6 |  | 18700 | 1096 | 5 |  | Non Federally-Regulated | 08/19/2020 | 205744742 | 08/19/2020
Enertech Global, LLC | Hydron Module | HBS018*2 | HAD018A01SS | Water-Source | WBAHP-CB: Heat Pump Split Syst | Heat Pump | 208 | 3 | False |  |  | Single-Speed |  |  |  | 21100 | 1153 | 18.3 |  | 23300 | 1138 | 6 |  | Federally-Regulated Commercial & Industrial Equipment | 08/19/2020 | 205744750 | 08/19/2020
Enertech Global, LLC | Hydron Module | HBS018*2 | HAD018A01SS | Ground-Source | WBAHP-CB: Heat Pump Split Syst | Heat Pump | 208 | 3 | False |  |  | Single-Speed |  |  |  | 22200 | 1000 | 22.2 |  | 14400 | 1082 | 3.9 |  | Non Federally-Regulated | 08/19/2020 | 205744750 | 08/19/2020
Enertech Global, LLC | Hydron Module | HBS018 | HAD018A01SS | Ground-Water-Source | WBAHP-CB: Heat Pump Split Syst | Heat Pump | 208 | 1 | False |  |  | Single-Speed |  |  |  | 24300 | 768 | 31.6 |  | 18700 | 1096 | 5 |  | Non Federally-Regulated | 08/19/2020 | 205744741 | 08/19/2020
Enertech Global, LLC | Hydron Module | HBS018 | HAD018A01SS | Water-Source | WBAHP-CB: Heat Pump Split Syst | Heat Pump | 208 | 1 | False |  |  | Single-Speed |  |  |  | 21100 | 1153 | 18.3 |  | 23300 | 1138 | 6 |  | Federally-Regulated Commercial & Industrial Equipment | 08/19/2020 | 205744741 | 08/19/2020
Enertech Global, LLC | Hydron Module | HBS018 | HAD018A11SS | Ground-Source | WBAHP-CB: Heat Pump Split Syst | Heat Pump | 230 | 1 | False |  |  | Single-Speed |  |  |  | 22200 | 1000 | 22.2 |  | 14400 | 1082 | 3.9 |  | Non Federally-Regulated | 08/19/2020 | 205744742 | 08/19/2020
Enertech Global, LLC | Hydron Module | HBS018*2 | HAD018A01SS | Ground-Water-Source | WBAHP-CB: Heat Pump Split Syst | Heat Pump | 230 | 3 | False |  |  | Single-Speed |  |  |  | 24300 | 768 | 31.6 |  | 18700 | 1096 | 5 |  | Non Federally-Regulated | 08/19/2020 | 205744750 | 08/19/2020
Enertech Global, LLC | Hydron Module | HBS018*2 | HAD018A01SS | Ground-Source | WBAHP-CB: Heat Pump Split Syst | Heat Pump | 230 | 3 | False |  |  | Single-Speed |  |  |  | 22200 | 1000 | 22.2 |  | 14400 | 1082 | 3.9 |  | Non Federally-Regulated | 08/19/2020 | 205744750 | 08/19/2020
Enertech Global, LLC | Hydron Module | HBS018 | HAD018A01SS | Water-Source | WBAHP-CB: Heat Pump Split Syst | Heat Pump | 230 | 1 | False |  |  | Single-Speed |  |  |  | 21100 | 1153 | 18.3 |  | 23300 | 1138 | 6 |  | Federally-Regulated Commercial & Industrial Equipment | 08/19/2020 | 205744741 | 08/19/2020
Enertech Global, LLC | Hydron Module | HBS018 | HAD018A01SS | Ground-Water-Source | WBAHP-CB: Heat Pump Split Syst | Heat Pump | 230 | 1 | False |  |  | Single-Speed |  |  |  | 24300 | 768 | 31.6 |  | 18700 | 1096 | 5 |  | Non Federally-Regulated | 08/19/2020 | 205744741 | 08/19/2020
Enertech Global, LLC | Hydron Module | HBS018 | HAD018A01SS | Ground-Source | WBAHP-CB: Heat Pump Split Syst | Heat Pump | 208 | 1 | False |  |  | Single-Speed |  |  |  | 22200 | 1000 | 22.2 |  | 14400 | 1082 | 3.9 |  | Non Federally-Regulated | 08/19/2020 | 205744741 | 08/19/2020
Enertech Global, LLC | Hydron Module | HBT024 | HED024A | Ground-Source | WBAHP-C: Heat Pump Split Syste | Heat Pump | 208 | 1 | False |  |  | Dual-Speed |  |  |  | 26800 | 1374 | 19.5 |  | 19200 | 1372 | 4.1 |  | Non Federally-Regulated | 08/19/2020 | 205745859 | 08/19/2020
Enertech Global, LLC | Hydron Module | HBT060 | HED060A | Ground-Water-Source | WBAHP-C: Heat Pump Split Syste | Heat Pump | 230 | 1 | False |  |  | Single-Speed |  |  |  | 63600 | 2904 | 21.9 |  | 60200 | 3920 | 4.5 |  | Non Federally-Regulated | 08/19/2020 | 205744792 | 08/19/2020
Enertech Global, LLC | Hydron Module | HBS018 | HED018A | Ground-Source | WBAHP-C: Heat Pump Split Syste | Heat Pump | 208 | 1 | False |  |  | Single-Speed |  |  |  | 22100 | 1018 | 21.7 |  | 14500 | 1089 | 3.9 |  | Non Federally-Regulated | 08/19/2020 | 205744740 | 08/19/2020
Enertech Global, LLC | Hydron Module | HBT024 | HED024A | Ground-Source | WBAHP-C: Heat Pump Split Syste | Heat Pump | 230 | 1 | False |  |  | Dual-Speed |  |  |  | 26800 | 1374 | 19.5 |  | 19200 | 1372 | 4.1 |  | Non Federally-Regulated | 08/19/2020 | 205745859 | 08/19/2020
Enertech Global, LLC | Hydron Module | HBS018 | HED018A | Ground-Water-Source | WBAHP-C: Heat Pump Split Syste | Heat Pump | 230 | 1 | False |  |  | Single-Speed |  |  |  | 24200 | 793 | 30.5 |  | 18600 | 1090 | 5 |  | Non Federally-Regulated | 08/19/2020 | 205744740 | 08/19/2020
Enertech Global, LLC | Hydron Module | HBT024*2 | HED024A | Ground-Water-Source | WBAHP-C: Heat Pump Split Syste | Heat Pump | 230 | 3 | False |  |  | Dual-Speed |  |  |  | 28800 | 1138 | 25.3 |  | 24400 | 1489 | 4.8 |  | Non Federally-Regulated | 08/19/2020 | 205745868 | 08/19/2020
Enertech Global, LLC | Hydron Module | HBT024 | HED024A | Water-Source | WBAHP-C: Heat Pump Split Syste | Heat Pump | 208 | 1 | False |  |  | Dual-Speed |  |  |  | 25600 | 1523 | 16.8 |  | 30300 | 1675 | 5.3 |  | Federally-Regulated Commercial & Industrial Equipment | 08/19/2020 | 205745859 | 08/19/2020
Enertech Global, LLC | Hydron Module | HBT036 | HED036A | Water-Source | WBAHP-C: Heat Pump Split Syste | Heat Pump | 208 | 1 | False |  |  | Single-Speed |  |  |  | 35800 | 2156 | 16.6 |  | 45200 | 2703 | 4.9 |  | Federally-Regulated Commercial & Industrial Equipment | 08/19/2020 | 205744758 | 08/19/2020
Enertech Global, LLC | Hydron Module | HBS018*2 | HED018A | Ground-Source | WBAHP-C: Heat Pump Split Syste | Heat Pump | 208 | 3 | False |  |  | Single-Speed |  |  |  | 22100 | 1018 | 21.7 |  | 14500 | 1089 | 3.9 |  | Non Federally-Regulated | 08/19/2020 | 205744749 | 08/19/2020
Enertech Global, LLC | Hydron Module | HBT024*2 | HED024A | Ground-Source | WBAHP-C: Heat Pump Split Syste | Heat Pump | 230 | 3 | False |  |  | Dual-Speed |  |  |  | 26800 | 1374 | 19.5 |  | 19200 | 1372 | 4.1 |  | Non Federally-Regulated | 08/19/2020 | 205745868 | 08/19/2020
Enertech Global, LLC | Hydron Module | HBT048 | HED048A | Ground-Water-Source | WBAHP-C: Heat Pump Split Syste | Heat Pump | 230 | 1 | False |  |  | Single-Speed |  |  |  | 55000 | 2208 | 24.9 |  | 50800 | 3038 | 4.9 |  | Non Federally-Regulated | 08/19/2020 | 205744776 | 08/19/2020
Enertech Global, LLC | Hydron Module | HBT036*2 | HED036A | Water-Source | WBAHP-C: Heat Pump Split Syste | Heat Pump | 208 | 3 | False |  |  | Single-Speed |  |  |  | 35800 | 2156 | 16.6 |  | 45200 | 2703 | 4.9 |  | Federally-Regulated Commercial & Industrial Equipment | 08/19/2020 | 205744767 | 08/19/2020
Enertech Global, LLC | Hydron Module | HBT036 | HED036A | Ground-Source | WBAHP-C: Heat Pump Split Syste | Heat Pump | 208 | 1 | False |  |  | Single-Speed |  |  |  | 37600 | 1958 | 19.2 |  | 28800 | 2221 | 3.8 |  | Non Federally-Regulated | 08/19/2020 | 205744758 | 08/19/2020
Enertech Global, LLC | Hydron Module | HBT048 | HED048A | Ground-Water-Source | WBAHP-C: Heat Pump Split Syste | Heat Pump | 208 | 1 | False |  |  | Single-Speed |  |  |  | 55000 | 2208 | 24.9 |  | 50800 | 3038 | 4.9 |  | Non Federally-Regulated | 08/19/2020 | 205744776 | 08/19/2020
Enertech Global, LLC | Hydron Module | HBT036*2 | HED036A | Ground-Water-Source | WBAHP-C: Heat Pump Split Syste | Heat Pump | 230 | 3 | False |  |  | Single-Speed |  |  |  | 40500 | 1646 | 24.6 |  | 36800 | 2294 | 4.7 |  | Non Federally-Regulated | 08/19/2020 | 205744767 | 08/19/2020
Enertech Global, LLC | Hydron Module | HBS018*2 | HED018A | Water-Source | WBAHP-C: Heat Pump Split Syste | Heat Pump | 230 | 3 | False |  |  | Single-Speed |  |  |  | 20900 | 1161 | 18 |  | 23400 | 1142 | 6 |  | Federally-Regulated Commercial & Industrial Equipment | 08/19/2020 | 205744749 | 08/19/2020
Enertech Global, LLC | Hydron Module | HBT060*2 | HAD060A11SS | Water-Source | WBAHP-CB: Heat Pump Split Syst | Heat Pump | 208 | 3 | False |  |  | Single-Speed |  |  |  | 58400 | 3696 | 15.8 |  | 71300 | 4264 | 4.9 |  | Federally-Regulated Commercial & Industrial Equipment | 08/19/2020 | 205758233 | 08/19/2020
Enertech Global, LLC | Hydron Module | HBT060*2 | HED060A | Ground-Source | WBAHP-C: Heat Pump Split Syste | Heat Pump | 208 | 3 | False |  |  | Single-Speed |  |  |  | 63400 | 3561 | 17.8 |  | 48100 | 3709 | 3.8 |  | Non Federally-Regulated | 08/19/2020 | 205744795 | 08/19/2020
Enertech Global, LLC | Hydron Module | HBS018*2 | HED018A | Ground-Water-Source | WBAHP-C: Heat Pump Split Syste | Heat Pump | 230 | 3 | False |  |  | Single-Speed |  |  |  | 24200 | 793 | 30.5 |  | 18600 | 1090 | 5 |  | Non Federally-Regulated | 08/19/2020 | 205744749 | 08/19/2020
Enertech Global, LLC | Hydron Module | HBT048*2 | HED048A | Ground-Water-Source | WBAHP-C: Heat Pump Split Syste | Heat Pump | 208 | 3 | False |  |  | Single-Speed |  |  |  | 55000 | 2208 | 24.9 |  | 50800 | 3038 | 4.9 |  | Non Federally-Regulated | 08/19/2020 | 205744785 | 08/19/2020
Enertech Global, LLC | Hydron Module | HBT024 | HED024A | Ground-Water-Source | WBAHP-C: Heat Pump Split Syste | Heat Pump | 208 | 1 | False |  |  | Dual-Speed |  |  |  | 28800 | 1138 | 25.3 |  | 24400 | 1489 | 4.8 |  | Non Federally-Regulated | 08/19/2020 | 205745859 | 08/19/2020
Enertech Global, LLC | Hydron Module | HBT060*2 | HED060A | Water-Source | WBAHP-C: Heat Pump Split Syste | Heat Pump | 208 | 3 | False |  |  | Single-Speed |  |  |  | 60700 | 3891 | 15.6 |  | 73500 | 4308 | 5 |  | Federally-Regulated Commercial & Industrial Equipment | 08/19/2020 | 205744795 | 08/19/2020
Enertech Global, LLC | Hydron Module | HBT060*2 | HED060A | Ground-Source | WBAHP-C: Heat Pump Split Syste | Heat Pump | 230 | 3 | False |  |  | Single-Speed |  |  |  | 63400 | 3561 | 17.8 |  | 48100 | 3709 | 3.8 |  | Non Federally-Regulated | 08/19/2020 | 205744795 | 08/19/2020
Enertech Global, LLC | Hydron Module | HBT060 | HED060A | Water-Source | WBAHP-C: Heat Pump Split Syste | Heat Pump | 208 | 1 | False |  |  | Single-Speed |  |  |  | 60700 | 3891 | 15.6 |  | 73500 | 4308 | 5 |  | Federally-Regulated Commercial & Industrial Equipment | 08/19/2020 | 205744792 | 08/19/2020
Enertech Global, LLC | Hydron Module | HBT036*2 | HED036A | Ground-Water-Source | WBAHP-C: Heat Pump Split Syste | Heat Pump | 208 | 3 | False |  |  | Single-Speed |  |  |  | 40500 | 1646 | 24.6 |  | 36800 | 2294 | 4.7 |  | Non Federally-Regulated | 08/19/2020 | 205744767 | 08/19/2020
Enertech Global, LLC | Hydron Module | HBS018*2 | HED018A | Ground-Water-Source | WBAHP-C: Heat Pump Split Syste | Heat Pump | 208 | 3 | False |  |  | Single-Speed |  |  |  | 24200 | 793 | 30.5 |  | 18600 | 1090 | 5 |  | Non Federally-Regulated | 08/19/2020 | 205744749 | 08/19/2020
Enertech Global, LLC | Hydron Module | HBS018 | HED018A | Ground-Source | WBAHP-C: Heat Pump Split Syste | Heat Pump | 230 | 1 | False |  |  | Single-Speed |  |  |  | 22100 | 1018 | 21.7 |  | 14500 | 1089 | 3.9 |  | Non Federally-Regulated | 08/19/2020 | 205744740 | 08/19/2020
Enertech Global, LLC | Hydron Module | HBT048 | HED048A | Water-Source | WBAHP-C: Heat Pump Split Syste | Heat Pump | 208 | 1 | False |  |  | Single-Speed |  |  |  | 49100 | 2940 | 16.7 |  | 61600 | 3223 | 5.6 |  | Federally-Regulated Commercial & Industrial Equipment | 08/19/2020 | 205744776 | 08/19/2020
Enertech Global, LLC | Hydron Module | HBT060 | HED060A | Ground-Source | WBAHP-C: Heat Pump Split Syste | Heat Pump | 230 | 1 | False |  |  | Single-Speed |  |  |  | 63400 | 3561 | 17.8 |  | 48100 | 3709 | 3.8 |  | Non Federally-Regulated | 08/19/2020 | 205744792 | 08/19/2020
Enertech Global, LLC | Hydron Module | HBT048*2 | HED048A | Water-Source | WBAHP-C: Heat Pump Split Syste | Heat Pump | 208 | 3 | False |  |  | Single-Speed |  |  |  | 49100 | 2940 | 16.7 |  | 61600 | 3223 | 5.6 |  | Federally-Regulated Commercial & Industrial Equipment | 08/19/2020 | 205744785 | 08/19/2020
Enertech Global, LLC | Hydron Module | HBT024*2 | HED024A | Ground-Water-Source | WBAHP-C: Heat Pump Split Syste | Heat Pump | 208 | 3 | False |  |  | Dual-Speed |  |  |  | 28800 | 1138 | 25.3 |  | 24400 | 1489 | 4.8 |  | Non Federally-Regulated | 08/19/2020 | 205745868 | 08/19/2020
Enertech Global, LLC | Hydron Module | HBT060*2 | HED060A | Water-Source | WBAHP-C: Heat Pump Split Syste | Heat Pump | 230 | 3 | False |  |  | Single-Speed |  |  |  | 60700 | 3891 | 15.6 |  | 73500 | 4308 | 5 |  | Federally-Regulated Commercial & Industrial Equipment | 08/19/2020 | 205744795 | 08/19/2020
Enertech Global, LLC | Hydron Module | HBT048 | HED048A | Ground-Source | WBAHP-C: Heat Pump Split Syste | Heat Pump | 230 | 1 | False |  |  | Single-Speed |  |  |  | 51300 | 2658 | 19.3 |  | 40700 | 2909 | 4.1 |  | Non Federally-Regulated | 08/19/2020 | 205744776 | 08/19/2020
Enertech Global, LLC | Hydron Module | HBT048*2 | HED048A | Ground-Source | WBAHP-C: Heat Pump Split Syste | Heat Pump | 208 | 3 | False |  |  | Single-Speed |  |  |  | 51300 | 2658 | 19.3 |  | 40700 | 2909 | 4.1 |  | Non Federally-Regulated | 08/19/2020 | 205744785 | 08/19/2020
Enertech Global, LLC | Hydron Module | HBT036 | HED036A | Water-Source | WBAHP-C: Heat Pump Split Syste | Heat Pump | 230 | 1 | False |  |  | Single-Speed |  |  |  | 35800 | 2156 | 16.6 |  | 45200 | 2703 | 4.9 |  | Federally-Regulated Commercial & Industrial Equipment | 08/19/2020 | 205744758 | 08/19/2020
Enertech Global, LLC | Hydron Module | HBT036*2 | HED036A | Ground-Source | WBAHP-C: Heat Pump Split Syste | Heat Pump | 230 | 3 | False |  |  | Single-Speed |  |  |  | 37600 | 1958 | 19.2 |  | 28800 | 2221 | 3.8 |  | Non Federally-Regulated | 08/19/2020 | 205744767 | 08/19/2020
Enertech Global, LLC | Hydron Module | HBT060 | HED060A | Ground-Source | WBAHP-C: Heat Pump Split Syste | Heat Pump | 208 | 1 | False |  |  | Single-Speed |  |  |  | 63400 | 3561 | 17.8 |  | 48100 | 3709 | 3.8 |  | Non Federally-Regulated | 08/19/2020 | 205744792 | 08/19/2020
Enertech Global, LLC | Hydron Module | HBT048 | HED048A | Ground-Source | WBAHP-C: Heat Pump Split Syste | Heat Pump | 208 | 1 | False |  |  | Single-Speed |  |  |  | 51300 | 2658 | 19.3 |  | 40700 | 2909 | 4.1 |  | Non Federally-Regulated | 08/19/2020 | 205744776 | 08/19/2020
Enertech Global, LLC | Hydron Module | HBS018 | HED018A | Water-Source | WBAHP-C: Heat Pump Split Syste | Heat Pump | 230 | 1 | False |  |  | Single-Speed |  |  |  | 20900 | 1161 | 18 |  | 23400 | 1142 | 6 |  | Federally-Regulated Commercial & Industrial Equipment | 08/19/2020 | 205744740 | 08/19/2020
Enertech Global, LLC | Hydron Module | HBT048*2 | HED048A | Ground-Water-Source | WBAHP-C: Heat Pump Split Syste | Heat Pump | 230 | 3 | False |  |  | Single-Speed |  |  |  | 55000 | 2208 | 24.9 |  | 50800 | 3038 | 4.9 |  | Non Federally-Regulated | 08/19/2020 | 205744785 | 08/19/2020
Enertech Global, LLC | Hydron Module | HBT024*2 | HED024A | Ground-Source | WBAHP-C: Heat Pump Split Syste | Heat Pump | 208 | 3 | False |  |  | Dual-Speed |  |  |  | 26800 | 1374 | 19.5 |  | 19200 | 1372 | 4.1 |  | Non Federally-Regulated | 08/19/2020 | 205745868 | 08/19/2020
Enertech Global, LLC | Hydron Module | HBS018*2 | HED018A | Water-Source | WBAHP-C: Heat Pump Split Syste | Heat Pump | 208 | 3 | False |  |  | Single-Speed |  |  |  | 20900 | 1161 | 18 |  | 23400 | 1142 | 6 |  | Federally-Regulated Commercial & Industrial Equipment | 08/19/2020 | 205744749 | 08/19/2020
Enertech Global, LLC | Hydron Module | HBT036 | HED036A | Ground-Water-Source | WBAHP-C: Heat Pump Split Syste | Heat Pump | 208 | 1 | False |  |  | Single-Speed |  |  |  | 40500 | 1646 | 24.6 |  | 36800 | 2294 | 4.7 |  | Non Federally-Regulated | 08/19/2020 | 205744758 | 08/19/2020
Enertech Global, LLC | Hydron Module | HBT060*2 | HED060A | Ground-Water-Source | WBAHP-C: Heat Pump Split Syste | Heat Pump | 230 | 3 | False |  |  | Single-Speed |  |  |  | 63600 | 2904 | 21.9 |  | 60200 | 3920 | 4.5 |  | Non Federally-Regulated | 08/19/2020 | 205744795 | 08/19/2020
Enertech Global, LLC | Hydron Module | HBT048*2 | HED048A | Water-Source | WBAHP-C: Heat Pump Split Syste | Heat Pump | 230 | 3 | False |  |  | Single-Speed |  |  |  | 49100 | 2940 | 16.7 |  | 61600 | 3223 | 5.6 |  | Federally-Regulated Commercial & Industrial Equipment | 08/19/2020 | 205744785 | 08/19/2020
Enertech Global, LLC | Hydron Module | HBT048 | HED048A | Water-Source | WBAHP-C: Heat Pump Split Syste | Heat Pump | 230 | 1 | False |  |  | Single-Speed |  |  |  | 49100 | 2940 | 16.7 |  | 61600 | 3223 | 5.6 |  | Federally-Regulated Commercial & Industrial Equipment | 08/19/2020 | 205744776 | 08/19/2020
Enertech Global, LLC | Hydron Module | HBT036*2 | HED036A | Water-Source | WBAHP-C: Heat Pump Split Syste | Heat Pump | 230 | 3 | False |  |  | Single-Speed |  |  |  | 35800 | 2156 | 16.6 |  | 45200 | 2703 | 4.9 |  | Federally-Regulated Commercial & Industrial Equipment | 08/19/2020 | 205744767 | 08/19/2020
Enertech Global, LLC | Hydron Module | HBT036 | HED036A | Ground-Water-Source | WBAHP-C: Heat Pump Split Syste | Heat Pump | 230 | 1 | False |  |  | Single-Speed |  |  |  | 40500 | 1646 | 24.6 |  | 36800 | 2294 | 4.7 |  | Non Federally-Regulated | 08/19/2020 | 205744758 | 08/19/2020
Enertech Global, LLC | Hydron Module | HBT024*2 | HED024A | Water-Source | WBAHP-C: Heat Pump Split Syste | Heat Pump | 230 | 3 | False |  |  | Dual-Speed |  |  |  | 25600 | 1523 | 16.8 |  | 30300 | 1675 | 5.3 |  | Federally-Regulated Commercial & Industrial Equipment | 08/19/2020 | 205745868 | 08/19/2020
Enertech Global, LLC | Hydron Module | HBS018 | HED018A | Water-Source | WBAHP-C: Heat Pump Split Syste | Heat Pump | 208 | 1 | False |  |  | Single-Speed |  |  |  | 20900 | 1161 | 18 |  | 23400 | 1142 | 6 |  | Federally-Regulated Commercial & Industrial Equipment | 08/19/2020 | 205744740 | 08/19/2020
Enertech Global, LLC | Hydron Module | HBT060 | HED060A | Water-Source | WBAHP-C: Heat Pump Split Syste | Heat Pump | 230 | 1 | False |  |  | Single-Speed |  |  |  | 60700 | 3891 | 15.6 |  | 73500 | 4308 | 5 |  | Federally-Regulated Commercial & Industrial Equipment | 08/19/2020 | 205744792 | 08/19/2020
Enertech Global, LLC | Hydron Module | HBT024*2 | HED024A | Water-Source | WBAHP-C: Heat Pump Split Syste | Heat Pump | 208 | 3 | False |  |  | Dual-Speed |  |  |  | 25600 | 1523 | 16.8 |  | 30300 | 1675 | 5.3 |  | Federally-Regulated Commercial & Industrial Equipment | 08/19/2020 | 205745868 | 08/19/2020
Enertech Global, LLC | Hydron Module | HBS018*2 | HED018A | Ground-Source | WBAHP-C: Heat Pump Split Syste | Heat Pump | 230 | 3 | False |  |  | Single-Speed |  |  |  | 22100 | 1018 | 21.7 |  | 14500 | 1089 | 3.9 |  | Non Federally-Regulated | 08/19/2020 | 205744749 | 08/19/2020
Enertech Global, LLC | Hydron Module | HBT060*2 | HED060A | Ground-Water-Source | WBAHP-C: Heat Pump Split Syste | Heat Pump | 208 | 3 | False |  |  | Single-Speed |  |  |  | 63600 | 2904 | 21.9 |  | 60200 | 3920 | 4.5 |  | Non Federally-Regulated | 08/19/2020 | 205744795 | 08/19/2020
Enertech Global, LLC | Hydron Module | HBT024 | HED024A | Water-Source | WBAHP-C: Heat Pump Split Syste | Heat Pump | 230 | 1 | False |  |  | Dual-Speed |  |  |  | 25600 | 1523 | 16.8 |  | 30300 | 1675 | 5.3 |  | Federally-Regulated Commercial & Industrial Equipment | 08/19/2020 | 205745859 | 08/19/2020
Enertech Global, LLC | Hydron Module | HBT060*2 | HAD060A11SS | Water-Source | WBAHP-CB: Heat Pump Split Syst | Heat Pump | 230 | 3 | False |  |  | Single-Speed |  |  |  | 58400 | 3696 | 15.8 |  | 71300 | 4264 | 4.9 |  | Federally-Regulated Commercial & Industrial Equipment | 08/19/2020 | 205758233 | 08/19/2020
Enertech Global, LLC | Hydron Module | HBT036*2 | HED036A | Ground-Source | WBAHP-C: Heat Pump Split Syste | Heat Pump | 208 | 3 | False |  |  | Single-Speed |  |  |  | 37600 | 1958 | 19.2 |  | 28800 | 2221 | 3.8 |  | Non Federally-Regulated | 08/19/2020 | 205744767 | 08/19/2020
Enertech Global, LLC | Hydron Module | HBT060 | HED060A | Ground-Water-Source | WBAHP-C: Heat Pump Split Syste | Heat Pump | 208 | 1 | False |  |  | Single-Speed |  |  |  | 63600 | 2904 | 21.9 |  | 60200 | 3920 | 4.5 |  | Non Federally-Regulated | 08/19/2020 | 205744792 | 08/19/2020
Enertech Global, LLC | Hydron Module | HBT036 | HED036A | Ground-Source | WBAHP-C: Heat Pump Split Syste | Heat Pump | 230 | 1 | False |  |  | Single-Speed |  |  |  | 37600 | 1958 | 19.2 |  | 28800 | 2221 | 3.8 |  | Non Federally-Regulated | 08/19/2020 | 205744758 | 08/19/2020
Enertech Global, LLC | Hydron Module | HBT048*2 | HED048A | Ground-Source | WBAHP-C: Heat Pump Split Syste | Heat Pump | 230 | 3 | False |  |  | Single-Speed |  |  |  | 51300 | 2658 | 19.3 |  | 40700 | 2909 | 4.1 |  | Non Federally-Regulated | 08/19/2020 | 205744785 | 08/19/2020
Enertech Global, LLC | Hydron Module | HBT024 | HED024A | Ground-Water-Source | WBAHP-C: Heat Pump Split Syste | Heat Pump | 230 | 1 | False |  |  | Dual-Speed |  |  |  | 28800 | 1138 | 25.3 |  | 24400 | 1489 | 4.8 |  | Non Federally-Regulated | 08/19/2020 | 205745859 | 08/19/2020
Enertech Global, LLC | Hydron Module | HBS018 | HED018A | Ground-Water-Source | WBAHP-C: Heat Pump Split Syste | Heat Pump | 208 | 1 | False |  |  | Single-Speed |  |  |  | 24200 | 793 | 30.5 |  | 18600 | 1090 | 5 |  | Non Federally-Regulated | 08/19/2020 | 205744740 | 08/19/2020
ClimateMaster Inc. | TRANQUILITY 27 DIGITAL SPLIT | TES/P049B | TAC049B | Ground-Source | WBAHP-C: Heat Pump Split Syste | Heat Pump | 208 | 1 | False |  |  | Single-Speed |  |  |  | 48400 | 2951 | 16.4 |  | 36000 | 3014 | 3.5 |  | Non Federally-Regulated | 07/16/2020 | 8797100 | 08/19/2020
ClimateMaster Inc. | TRANQUILITY 27 DIGITAL SPLIT | TES/P064B | TAC064B | Ground-Water-Source | WBAHP-C: Heat Pump Split Syste | Heat Pump | 208 | 1 | False |  |  | Single-Speed |  |  |  | 58700 | 3041 | 19.3 |  | 56400 | 4349 | 3.8 |  | Non Federally-Regulated | 07/16/2020 | 8875705 | 08/19/2020
ClimateMaster Inc. | TRANQUILITY 27 DIGITAL SPLIT | TES/P038B | TAH038C | Ground-Source | WBAHP-CB: Heat Pump Split Syst | Heat Pump | 208 | 1 | False |  |  | Single-Speed |  |  |  | 37700 | 2117 | 17.8 |  | 26200 | 2020 | 3.8 |  | Non Federally-Regulated | 05/13/2020 | 8797159 | 08/19/2020
ClimateMaster Inc. | TRANQUILITY 27 DIGITAL SPLIT | TES/P026B | TAH026C***B* | Ground-Water-Source | WBAHP-CB: Heat Pump Split Syst | Heat Pump | 208 | 1 | False |  |  | Single-Speed |  |  |  | 27300 | 1137 | 24 |  | 22800 | 1518 | 4.4 |  | Non Federally-Regulated | 05/13/2020 | 8875743 | 08/19/2020
ClimateMaster Inc. | TRANQUILITY 27 DIGITAL SPLIT | TES/P064B | TAH064C | Ground-Source | WBAHP-CB: Heat Pump Split Syst | Heat Pump | 208 | 1 | False |  |  | Single-Speed |  |  |  | 57300 | 3696 | 15.5 |  | 44300 | 3818 | 3.4 |  | Non Federally-Regulated | 05/13/2020 | 8797161 | 08/19/2020
ClimateMaster Inc. | TRANQUILITY 27 DIGITAL SPLIT | TES/P049B | TAH049C | Ground-Water-Source | WBAHP-CB: Heat Pump Split Syst | Heat Pump | 208 | 1 | False |  |  | Single-Speed |  |  |  | 52800 | 2295 | 23 |  | 45900 | 3202 | 4.2 |  | Non Federally-Regulated | 05/13/2020 | 8797160 | 08/19/2020
ClimateMaster Inc. | TRANQUILITY 27 DIGITAL SPLIT | TES/P064B | TAH064C | Ground-Water-Source | WBAHP-CB: Heat Pump Split Syst | Heat Pump | 208 | 1 | False |  |  | Single-Speed |  |  |  | 62400 | 3073 | 20.3 |  | 56600 | 4147 | 4 |  | Non Federally-Regulated | 05/13/2020 | 8797161 | 08/19/2020
ClimateMaster Inc. | TRANQUILITY 27 DIGITAL SPLIT | TES/P049B | TAC049B | Ground-Water-Source | WBAHP-C: Heat Pump Split Syste | Heat Pump | 208 | 1 | False |  |  | Single-Speed |  |  |  | 52000 | 2441 | 21.3 |  | 46100 | 3216 | 4.2 |  | Non Federally-Regulated | 07/16/2020 | 8797100 | 08/19/2020
ClimateMaster Inc. | TRANQUILITY 27 DIGITAL SPLIT | TES/P026B | TAC026B***A* | Ground-Water-Source | WBAHP-C: Heat Pump Split Syste | Heat Pump | 208 | 1 | False |  |  | Single-Speed |  |  |  | 25200 | 1125 | 22.4 |  | 22300 | 1452 | 4.5 |  | Non Federally-Regulated | 07/16/2020 | 8875744 | 08/19/2020
ClimateMaster Inc. | TRANQUILITY 27 DIGITAL SPLIT | TES/P038B | TAC038B | Ground-Water-Source | WBAHP-C: Heat Pump Split Syste | Heat Pump | 208 | 1 | False |  |  | Single-Speed |  |  |  | 40200 | 1802 | 22.3 |  | 32800 | 2184 | 4.4 |  | Non Federally-Regulated | 07/16/2020 | 8785449 | 08/19/2020
ClimateMaster Inc. | TRANQUILITY 27 DIGITAL SPLIT | TES/P049B | TAH049C | Ground-Source | WBAHP-CB: Heat Pump Split Syst | Heat Pump | 208 | 1 | False |  |  | Single-Speed |  |  |  | 48700 | 2881 | 16.9 |  | 35900 | 3006 | 3.5 |  | Non Federally-Regulated | 05/13/2020 | 8797160 | 08/19/2020
ClimateMaster Inc. | TRANQUILITY 27 DIGITAL SPLIT | TES/P026B | TAC026B***B* | Ground-Water-Source | WBAHP-C: Heat Pump Split Syste | Heat Pump | 208 | 1 | False |  |  | Single-Speed |  |  |  | 26400 | 1173 | 22.5 |  | 22900 | 1491 | 4.5 |  | Non Federally-Regulated | 07/16/2020 | 8875745 | 08/19/2020
ClimateMaster Inc. | TRANQUILITY 27 DIGITAL SPLIT | TES/P026B | TAH026C***A* | Ground-Water-Source | WBAHP-CB: Heat Pump Split Syst | Heat Pump | 208 | 1 | False |  |  | Single-Speed |  |  |  | 25600 | 1142 | 22.4 |  | 24900 | 1621 | 4.5 |  | Non Federally-Regulated | 05/13/2020 | 8875742 | 08/19/2020
ClimateMaster Inc. | TRANQUILITY 27 DIGITAL SPLIT | TES/P026B | TAH026C***B* | Ground-Source | WBAHP-CB: Heat Pump Split Syst | Heat Pump | 208 | 1 | False |  |  | Single-Speed |  |  |  | 25800 | 1409 | 18.3 |  | 18700 | 1442 | 3.8 |  | Non Federally-Regulated | 05/13/2020 | 8875743 | 08/19/2020
ClimateMaster Inc. | TRANQUILITY 27 DIGITAL SPLIT | TES/P064B | TAC064B | Ground-Source | WBAHP-C: Heat Pump Split Syste | Heat Pump | 208 | 1 | False |  |  | Single-Speed |  |  |  | 54500 | 3585 | 15.2 |  | 44000 | 3792 | 3.4 |  | Non Federally-Regulated | 07/16/2020 | 8875705 | 08/19/2020
ClimateMaster Inc. | TRANQUILITY 27 DIGITAL SPLIT | TES/P038B | TAC038B | Ground-Source | WBAHP-C: Heat Pump Split Syste | Heat Pump | 208 | 1 | False |  |  | Single-Speed |  |  |  | 38000 | 2196 | 17.3 |  | 26600 | 2106 | 3.7 |  | Non Federally-Regulated | 07/16/2020 | 8785449 | 08/19/2020
ClimateMaster Inc. | TRANQUILITY 27 DIGITAL SPLIT | TES/P038B | TAH038C | Ground-Water-Source | WBAHP-CB: Heat Pump Split Syst | Heat Pump | 208 | 1 | False |  |  | Single-Speed |  |  |  | 40500 | 1730 | 23.4 |  | 32700 | 2129 | 4.5 |  | Non Federally-Regulated | 05/13/2020 | 8797159 | 08/19/2020
ClimateMaster Inc. | TRANQUILITY 27 DIGITAL SPLIT | TES/P026B | TAC026B***A* | Ground-Source | WBAHP-C: Heat Pump Split Syste | Heat Pump | 208 | 1 | False |  |  | Single-Speed |  |  |  | 24000 | 1379 | 17.4 |  | 18800 | 1412 | 3.9 |  | Non Federally-Regulated | 07/16/2020 | 8875744 | 08/19/2020
ClimateMaster Inc. | TRANQUILITY 27 DIGITAL SPLIT | TES/P026B | TAH026C***A* | Ground-Source | WBAHP-CB: Heat Pump Split Syst | Heat Pump | 208 | 1 | False |  |  | Single-Speed |  |  |  | 24700 | 1395 | 17.7 |  | 18800 | 1530 | 3.6 |  | Non Federally-Regulated | 05/13/2020 | 8875742 | 08/19/2020
ClimateMaster Inc. | TRANQUILITY 27 DIGITAL SPLIT | TES/P026B | TAC026B***B* | Ground-Source | WBAHP-C: Heat Pump Split Syste | Heat Pump | 208 | 1 | False |  |  | Single-Speed |  |  |  | 26000 | 1444 | 18 |  | 18600 | 1434 | 3.8 |  | Non Federally-Regulated | 07/16/2020 | 8875745 | 08/19/2020
Enertech Global, LLC | Tetco | TBS018 | TAD018A01SS | Ground-Water-Source | WBAHP-CB: Heat Pump Split Syst | Heat Pump | 208 | 1 | False |  |  | Single-Speed |  |  |  | 24300 | 768 | 31.6 |  | 18700 | 1096 | 5 |  | Non Federally-Regulated | 08/19/2020 | 205744744 | 08/19/2020
Enertech Global, LLC | Tetco | TBS018*2 | TAD018A01SS | Water-Source | WBAHP-CB: Heat Pump Split Syst | Heat Pump | 230 | 3 | False |  |  | Single-Speed |  |  |  | 21100 | 1153 | 18.3 |  | 23300 | 1138 | 6 |  | Federally-Regulated Commercial & Industrial Equipment | 08/19/2020 | 205744753 | 08/19/2020
Enertech Global, LLC | Tetco | TBS018 | TAD018A11SS | Ground-Source | WBAHP-CB: Heat Pump Split Syst | Heat Pump | 230 | 1 | False |  |  | Single-Speed |  |  |  | 22200 | 1000 | 22.2 |  | 14400 | 1082 | 3.9 |  | Non Federally-Regulated | 08/19/2020 | 205744745 | 08/19/2020
Enertech Global, LLC | Tetco | TBS018*2 | TAD018A11SS | Ground-Source | WBAHP-CB: Heat Pump Split Syst | Heat Pump | 208 | 3 | False |  |  | Single-Speed |  |  |  | 22200 | 1000 | 22.2 |  | 14400 | 1082 | 3.9 |  | Non Federally-Regulated | 08/19/2020 | 205744754 | 08/19/2020
Enertech Global, LLC | Tetco | TBS018*2 | TAD018A01SS | Ground-Water-Source | WBAHP-CB: Heat Pump Split Syst | Heat Pump | 230 | 3 | False |  |  | Single-Speed |  |  |  | 24300 | 768 | 31.6 |  | 18700 | 1096 | 5 |  | Non Federally-Regulated | 08/19/2020 | 205744753 | 08/19/2020
Enertech Global, LLC | Tetco | TBS018 | TAD018A01SS | Water-Source | WBAHP-CB: Heat Pump Split Syst | Heat Pump | 208 | 1 | False |  |  | Single-Speed |  |  |  | 21100 | 1153 | 18.3 |  | 23300 | 1138 | 6 |  | Federally-Regulated Commercial & Industrial Equipment | 08/19/2020 | 205744744 | 08/19/2020
Enertech Global, LLC | Tetco | TBS018 | TAD018A01SS | Water-Source | WBAHP-CB: Heat Pump Split Syst | Heat Pump | 230 | 1 | False |  |  | Single-Speed |  |  |  | 21100 | 1153 | 18.3 |  | 23300 | 1138 | 6 |  | Federally-Regulated Commercial & Industrial Equipment | 08/19/2020 | 205744744 | 08/19/2020
Enertech Global, LLC | Tetco | TBS018 | TAD018A11SS | Ground-Source | WBAHP-CB: Heat Pump Split Syst | Heat Pump | 208 | 1 | False |  |  | Single-Speed |  |  |  | 22200 | 1000 | 22.2 |  | 14400 | 1082 | 3.9 |  | Non Federally-Regulated | 08/19/2020 | 205744745 | 08/19/2020
Enertech Global, LLC | Tetco | TBS018*2 | TAD018A01SS | Ground-Water-Source | WBAHP-CB: Heat Pump Split Syst | Heat Pump | 208 | 3 | False |  |  | Single-Speed |  |  |  | 24300 | 768 | 31.6 |  | 18700 | 1096 | 5 |  | Non Federally-Regulated | 08/19/2020 | 205744753 | 08/19/2020
Enertech Global, LLC | Tetco | TBS018 | TAD018A01SS | Ground-Water-Source | WBAHP-CB: Heat Pump Split Syst | Heat Pump | 230 | 1 | False |  |  | Single-Speed |  |  |  | 24300 | 768 | 31.6 |  | 18700 | 1096 | 5 |  | Non Federally-Regulated | 08/19/2020 | 205744744 | 08/19/2020
Enertech Global, LLC | Tetco | TBS018*2 | TAD018A01SS | Water-Source | WBAHP-CB: Heat Pump Split Syst | Heat Pump | 208 | 3 | False |  |  | Single-Speed |  |  |  | 21100 | 1153 | 18.3 |  | 23300 | 1138 | 6 |  | Federally-Regulated Commercial & Industrial Equipment | 08/19/2020 | 205744753 | 08/19/2020
Enertech Global, LLC | Tetco | TBS018*2 | TAD018A11SS | Ground-Source | WBAHP-CB: Heat Pump Split Syst | Heat Pump | 230 | 3 | False |  |  | Single-Speed |  |  |  | 22200 | 1000 | 22.2 |  | 14400 | 1082 | 3.9 |  | Non Federally-Regulated | 08/19/2020 | 205744754 | 08/19/2020
Enertech Global, LLC | Tetco | TBS018 | TAD018A01SS | Ground-Source | WBAHP-CB: Heat Pump Split Syst | Heat Pump | 230 | 1 | False |  |  | Single-Speed |  |  |  | 22200 | 1000 | 22.2 |  | 14400 | 1082 | 3.9 |  | Non Federally-Regulated | 08/19/2020 | 205744744 | 08/19/2020
Enertech Global, LLC | Tetco | TBS018*2 | TAD018A01SS | Ground-Source | WBAHP-CB: Heat Pump Split Syst | Heat Pump | 230 | 3 | False |  |  | Single-Speed |  |  |  | 22200 | 1000 | 22.2 |  | 14400 | 1082 | 3.9 |  | Non Federally-Regulated | 08/19/2020 | 205744753 | 08/19/2020
Enertech Global, LLC | Tetco | TBS018*2 | TAD018A01SS | Ground-Source | WBAHP-CB: Heat Pump Split Syst | Heat Pump | 208 | 3 | False |  |  | Single-Speed |  |  |  | 22200 | 1000 | 22.2 |  | 14400 | 1082 | 3.9 |  | Non Federally-Regulated | 08/19/2020 | 205744753 | 08/19/2020
Enertech Global, LLC | Tetco | TBS018 | TAD018A01SS | Ground-Source | WBAHP-CB: Heat Pump Split Syst | Heat Pump | 208 | 1 | False |  |  | Single-Speed |  |  |  | 22200 | 1000 | 22.2 |  | 14400 | 1082 | 3.9 |  | Non Federally-Regulated | 08/19/2020 | 205744744 | 08/19/2020
ClimateMaster Inc. | TRANQUILITY 22 DIGITAL | TYV/H024B |  | Water-Source | WBAHP: Heat Pump Packaged Unit | Heat Pump | 208 | 1 |  |  |  | Multiple-Speed |  |  |  | 23700 | 1657 | 14.3 |  | 28000 | 1783 | 4.6 |  | Federally-Regulated Commercial & Industrial Equipment | 05/13/2020 | 5628552 | 08/19/2020
ClimateMaster Inc. | TRANQUILITY 22 DIGITAL | TZV/H048C |  | Water-Source | WBAHP: Heat Pump Packaged Unit | Heat Pump | 208 | 1 |  |  |  | Single-Speed |  |  |  | 45900 | 3278 | 14 |  | 53800 | 3217 | 4.9 |  | Federally-Regulated Commercial & Industrial Equipment | 05/13/2020 | 8166200 | 08/19/2020
ClimateMaster Inc. | TRANQUILITY 22 DIGITAL | TZV/H036D |  | Ground-Source | WBAHP: Heat Pump Packaged Unit | Heat Pump | 208 | 1 |  |  |  | Dual-Speed |  |  |  | 35200 | 2107 | 16.7 |  | 27300 | 2222 | 3.6 |  | Non Federally-Regulated | 05/13/2020 | 204782849 | 08/19/2020
ClimateMaster Inc. | TRANQUILITY 22 DIGITAL | TZV/H030D |  | Ground-Source | WBAHP: Heat Pump Packaged Unit | Heat Pump | 230 | 1 |  |  |  | Dual-Speed |  |  |  | 29900 | 1904 | 15.7 |  | 23800 | 1937 | 3.6 |  | Non Federally-Regulated | 05/13/2020 | 204783961 | 08/19/2020
ClimateMaster Inc. | TRANQUILITY 22 DIGITAL | TZV/H024D |  | Ground-Source | WBAHP: Heat Pump Packaged Unit | Heat Pump | 230 | 1 |  |  |  | Dual-Speed |  |  |  | 24600 | 1537 | 16 |  | 17800 | 1449 | 3.6 |  | Non Federally-Regulated | 05/13/2020 | 204783960 | 08/19/2020
ClimateMaster Inc. | TRANQUILITY 22 DIGITAL | TZV/H042C |  | Ground-Source | WBAHP: Heat Pump Packaged Unit | Heat Pump | 208 | 1 |  |  |  | Single-Speed |  |  |  | 43100 | 2677 | 16.1 |  | 33300 | 2870 | 3.4 |  | Non Federally-Regulated | 05/13/2020 | 8166199 | 08/19/2020
ClimateMaster Inc. | TRANQUILITY 22 DIGITAL | TZV/H042C |  | Water-Source | WBAHP: Heat Pump Packaged Unit | Heat Pump | 208 | 1 |  |  |  | Single-Speed |  |  |  | 41100 | 2874 | 14.3 |  | 50200 | 3198 | 4.6 |  | Federally-Regulated Commercial & Industrial Equipment | 05/13/2020 | 8166199 | 08/19/2020
ClimateMaster Inc. | TRANQUILITY 22 DIGITAL | TZV/H048C |  | Water-Source | WBAHP: Heat Pump Packaged Unit | Heat Pump | 230 | 1 |  |  |  | Single-Speed |  |  |  | 45900 | 3278 | 14 |  | 53800 | 3217 | 4.9 |  | Federally-Regulated Commercial & Industrial Equipment | 05/13/2020 | 8166200 | 08/19/2020
ClimateMaster Inc. | TRANQUILITY 22 DIGITAL | TYV/H048 |  | Ground-Source | WBAHP: Heat Pump Packaged Unit | Heat Pump | 208 | 1 |  |  |  | Dual-Speed |  |  |  | 48100 | 3103 | 15.5 |  | 35600 | 2819 | 3.7 |  | Non Federally-Regulated | 05/13/2020 | 5628634 | 08/19/2020
ClimateMaster Inc. | TRANQUILITY 22 DIGITAL | TZV/H048D |  | Ground-Water-Source | WBAHP: Heat Pump Packaged Unit | Heat Pump | 230 | 1 |  |  |  | Dual-Speed |  |  |  | 51800 | 2478 | 20.9 |  | 45000 | 2997 | 4.4 |  | Non Federally-Regulated | 05/13/2020 | 204783963 | 08/19/2020
ClimateMaster Inc. | TRANQUILITY 22 DIGITAL | TZV/H024C |  | Water-Source | WBAHP: Heat Pump Packaged Unit | Heat Pump | 230 | 1 |  |  |  | Single-Speed |  |  |  | 23700 | 1657 | 14.3 |  | 28000 | 1783 | 4.6 |  | Federally-Regulated Commercial & Industrial Equipment | 05/13/2020 | 8165964 | 08/19/2020
ClimateMaster Inc. | TRANQUILITY 22 DIGITAL | TZV/H024D |  | Water-Source | WBAHP: Heat Pump Packaged Unit | Heat Pump | 230 | 1 |  |  |  | Dual-Speed |  |  |  | 23700 | 1657 | 14.3 |  | 28000 | 1783 | 4.6 |  | Federally-Regulated Commercial & Industrial Equipment | 05/13/2020 | 204783960 | 08/19/2020
ClimateMaster Inc. | TRANQUILITY 22 DIGITAL | TZV/H048D |  | Ground-Source | WBAHP: Heat Pump Packaged Unit | Heat Pump | 230 | 1 |  |  |  | Dual-Speed |  |  |  | 48100 | 3103 | 15.5 |  | 35600 | 2819 | 3.7 |  | Non Federally-Regulated | 05/13/2020 | 204783963 | 08/19/2020
ClimateMaster Inc. | TRANQUILITY 22 DIGITAL | TYV/H048 |  | Ground-Water-Source | WBAHP: Heat Pump Packaged Unit | Heat Pump | 230 | 1 |  |  |  | Dual-Speed |  |  |  | 51800 | 2478 | 20.9 |  | 45000 | 2997 | 4.4 |  | Non Federally-Regulated | 05/13/2020 | 5628634 | 08/19/2020
ClimateMaster Inc. | TRANQUILITY 22 DIGITAL | TZV/H042D |  | Water-Source | WBAHP: Heat Pump Packaged Unit | Heat Pump | 208 | 1 |  |  |  | Dual-Speed |  |  |  | 41100 | 2874 | 14.3 |  | 50200 | 3198 | 4.6 |  | Federally-Regulated Commercial & Industrial Equipment | 05/13/2020 | 204783962 | 08/19/2020
ClimateMaster Inc. | TRANQUILITY 22 DIGITAL | TYV/H030 |  | Ground-Water-Source | WBAHP: Heat Pump Packaged Unit | Heat Pump | 208 | 1 |  |  |  | Multiple-Speed |  |  |  | 32300 | 1560 | 20.7 |  | 30000 | 2093 | 4.2 |  | Non Federally-Regulated | 05/13/2020 | 5628553 | 08/19/2020
ClimateMaster Inc. | TRANQUILITY 22 DIGITAL | TZV/H030D |  | Ground-Water-Source | WBAHP: Heat Pump Packaged Unit | Heat Pump | 208 | 1 |  |  |  | Dual-Speed |  |  |  | 32300 | 1560 | 20.7 |  | 30000 | 2093 | 4.2 |  | Non Federally-Regulated | 05/13/2020 | 204783961 | 08/19/2020
ClimateMaster Inc. | TRANQUILITY 22 DIGITAL | TZV/H042C |  | Ground-Water-Source | WBAHP: Heat Pump Packaged Unit | Heat Pump | 208 | 1 |  |  |  | Single-Speed |  |  |  | 46300 | 2173 | 21.3 |  | 42300 | 3023 | 4.1 |  | Non Federally-Regulated | 05/13/2020 | 8166199 | 08/19/2020
ClimateMaster Inc. | TRANQUILITY 22 DIGITAL | TZV/H042C |  | Water-Source | WBAHP: Heat Pump Packaged Unit | Heat Pump | 230 | 1 |  |  |  | Single-Speed |  |  |  | 41100 | 2874 | 14.3 |  | 50200 | 3198 | 4.6 |  | Federally-Regulated Commercial & Industrial Equipment | 05/13/2020 | 8166199 | 08/19/2020
ClimateMaster Inc. | TRANQUILITY 22 DIGITAL | TZV/H024C |  | Ground-Source | WBAHP: Heat Pump Packaged Unit | Heat Pump | 230 | 1 |  |  |  | Single-Speed |  |  |  | 24600 | 1537 | 16 |  | 17800 | 1449 | 3.6 |  | Non Federally-Regulated | 05/13/2020 | 8165964 | 08/19/2020
ClimateMaster Inc. | TRANQUILITY 22 DIGITAL | TYV/H024B |  | Ground-Source | WBAHP: Heat Pump Packaged Unit | Heat Pump | 230 | 1 |  |  |  | Multiple-Speed |  |  |  | 24600 | 1537 | 16 |  | 17800 | 1449 | 3.6 |  | Non Federally-Regulated | 05/13/2020 | 5628552 | 08/19/2020
ClimateMaster Inc. | TRANQUILITY 22 DIGITAL | TZV/H036D |  | Ground-Water-Source | WBAHP: Heat Pump Packaged Unit | Heat Pump | 230 | 1 |  |  |  | Dual-Speed |  |  |  | 38200 | 1713 | 22.3 |  | 35100 | 2392 | 4.3 |  | Non Federally-Regulated | 05/13/2020 | 204782849 | 08/19/2020
ClimateMaster Inc. | TRANQUILITY 22 DIGITAL | TYV/H030 |  | Water-Source | WBAHP: Heat Pump Packaged Unit | Heat Pump | 230 | 1 |  |  |  | Multiple-Speed |  |  |  | 28500 | 2035 | 14 |  | 35800 | 2280 | 4.6 |  | Federally-Regulated Commercial & Industrial Equipment | 05/13/2020 | 5628553 | 08/19/2020
ClimateMaster Inc. | TRANQUILITY 22 DIGITAL | TZV/H030C |  | Ground-Water-Source | WBAHP: Heat Pump Packaged Unit | Heat Pump | 208 | 1 |  |  |  | Single-Speed |  |  |  | 32300 | 1560 | 20.7 |  | 30000 | 2093 | 4.2 |  | Non Federally-Regulated | 05/13/2020 | 8166192 | 08/19/2020
ClimateMaster Inc. | TRANQUILITY 22 DIGITAL | TZV/H024D |  | Water-Source | WBAHP: Heat Pump Packaged Unit | Heat Pump | 208 | 1 |  |  |  | Dual-Speed |  |  |  | 23700 | 1657 | 14.3 |  | 28000 | 1783 | 4.6 |  | Federally-Regulated Commercial & Industrial Equipment | 05/13/2020 | 204783960 | 08/19/2020
ClimateMaster Inc. | TRANQUILITY 22 DIGITAL | TYV/H036B |  | Water-Source | WBAHP: Heat Pump Packaged Unit | Heat Pump | 208 | 1 |  |  |  | Dual-Speed |  |  |  | 34300 | 2271 | 15.1 |  | 42000 | 2675 | 4.6 |  | Federally-Regulated Commercial & Industrial Equipment | 05/13/2020 | 5628596 | 08/19/2020
ClimateMaster Inc. | TRANQUILITY 22 DIGITAL | TYV/H024B |  | Ground-Water-Source | WBAHP: Heat Pump Packaged Unit | Heat Pump | 208 | 1 |  |  |  | Multiple-Speed |  |  |  | 26500 | 1221 | 21.7 |  | 23000 | 1644 | 4.1 |  | Non Federally-Regulated | 05/13/2020 | 5628552 | 08/19/2020
ClimateMaster Inc. | TRANQUILITY 22 DIGITAL | TZV/H024D |  | Ground-Source | WBAHP: Heat Pump Packaged Unit | Heat Pump | 208 | 1 |  |  |  | Dual-Speed |  |  |  | 24600 | 1537 | 16 |  | 17800 | 1449 | 3.6 |  | Non Federally-Regulated | 05/13/2020 | 204783960 | 08/19/2020
ClimateMaster Inc. | TRANQUILITY 22 DIGITAL | TYV/H048 |  | Water-Source | WBAHP: Heat Pump Packaged Unit | Heat Pump | 230 | 1 |  |  |  | Dual-Speed |  |  |  | 45900 | 3278 | 14 |  | 53800 | 3217 | 4.9 |  | Federally-Regulated Commercial & Industrial Equipment | 05/13/2020 | 5628634 | 08/19/2020
ClimateMaster Inc. | TRANQUILITY 22 DIGITAL | TZV/H024C |  | Water-Source | WBAHP: Heat Pump Packaged Unit | Heat Pump | 208 | 1 |  |  |  | Single-Speed |  |  |  | 23700 | 1657 | 14.3 |  | 28000 | 1783 | 4.6 |  | Federally-Regulated Commercial & Industrial Equipment | 05/13/2020 | 8165964 | 08/19/2020
ClimateMaster Inc. | TRANQUILITY 22 DIGITAL | TZV/H030D |  | Water-Source | WBAHP: Heat Pump Packaged Unit | Heat Pump | 208 | 1 |  |  |  | Dual-Speed |  |  |  | 28500 | 2035 | 14 |  | 35800 | 2280 | 4.6 |  | Federally-Regulated Commercial & Industrial Equipment | 05/13/2020 | 204783961 | 08/19/2020
ClimateMaster Inc. | TRANQUILITY 22 DIGITAL | TYV/H030 |  | Ground-Source | WBAHP: Heat Pump Packaged Unit | Heat Pump | 230 | 1 |  |  |  | Multiple-Speed |  |  |  | 29900 | 1904 | 15.7 |  | 23800 | 1937 | 3.6 |  | Non Federally-Regulated | 05/13/2020 | 5628553 | 08/19/2020
ClimateMaster Inc. | TRANQUILITY 22 DIGITAL | TYV/H030 |  | Ground-Source | WBAHP: Heat Pump Packaged Unit | Heat Pump | 208 | 1 |  |  |  | Multiple-Speed |  |  |  | 29900 | 1904 | 15.7 |  | 23800 | 1937 | 3.6 |  | Non Federally-Regulated | 05/13/2020 | 5628553 | 08/19/2020
ClimateMaster Inc. | TRANQUILITY 22 DIGITAL | TYV/H024B |  | Ground-Source | WBAHP: Heat Pump Packaged Unit | Heat Pump | 208 | 1 |  |  |  | Multiple-Speed |  |  |  | 24600 | 1537 | 16 |  | 17800 | 1449 | 3.6 |  | Non Federally-Regulated | 05/13/2020 | 5628552 | 08/19/2020
ClimateMaster Inc. | TRANQUILITY 22 DIGITAL | TZV/H024C |  | Ground-Water-Source | WBAHP: Heat Pump Packaged Unit | Heat Pump | 208 | 1 |  |  |  | Single-Speed |  |  |  | 26500 | 1221 | 21.7 |  | 23000 | 1644 | 4.1 |  | Non Federally-Regulated | 05/13/2020 | 8165964 | 08/19/2020
ClimateMaster Inc. | TRANQUILITY 22 DIGITAL | TZV/H036D |  | Water-Source | WBAHP: Heat Pump Packaged Unit | Heat Pump | 230 | 1 |  |  |  | Dual-Speed |  |  |  | 34300 | 2271 | 15.1 |  | 42000 | 2675 | 4.6 |  | Federally-Regulated Commercial & Industrial Equipment | 05/13/2020 | 204782849 | 08/19/2020
ClimateMaster Inc. | TRANQUILITY 22 DIGITAL | TZV/H036D |  | Water-Source | WBAHP: Heat Pump Packaged Unit | Heat Pump | 208 | 1 |  |  |  | Dual-Speed |  |  |  | 34300 | 2271 | 15.1 |  | 42000 | 2675 | 4.6 |  | Federally-Regulated Commercial & Industrial Equipment | 05/13/2020 | 204782849 | 08/19/2020
ClimateMaster Inc. | TRANQUILITY 22 DIGITAL | TZV/H048C |  | Ground-Source | WBAHP: Heat Pump Packaged Unit | Heat Pump | 230 | 1 |  |  |  | Single-Speed |  |  |  | 48100 | 3103 | 15.5 |  | 35600 | 2819 | 3.7 |  | Non Federally-Regulated | 05/13/2020 | 8166200 | 08/19/2020
ClimateMaster Inc. | TRANQUILITY 22 DIGITAL | TYV/H048 |  | Ground-Water-Source | WBAHP: Heat Pump Packaged Unit | Heat Pump | 208 | 1 |  |  |  | Dual-Speed |  |  |  | 51800 | 2478 | 20.9 |  | 45000 | 2997 | 4.4 |  | Non Federally-Regulated | 05/13/2020 | 5628634 | 08/19/2020
ClimateMaster Inc. | TRANQUILITY 22 DIGITAL | TZV/H042D |  | Ground-Water-Source | WBAHP: Heat Pump Packaged Unit | Heat Pump | 230 | 1 |  |  |  | Dual-Speed |  |  |  | 46300 | 2173 | 21.3 |  | 42300 | 3023 | 4.1 |  | Non Federally-Regulated | 05/13/2020 | 204783962 | 08/19/2020
ClimateMaster Inc. | TRANQUILITY 22 DIGITAL | TZV/H030C |  | Ground-Source | WBAHP: Heat Pump Packaged Unit | Heat Pump | 230 | 1 |  |  |  | Single-Speed |  |  |  | 29900 | 1904 | 15.7 |  | 23800 | 1937 | 3.6 |  | Non Federally-Regulated | 05/13/2020 | 8166192 | 08/19/2020
ClimateMaster Inc. | TRANQUILITY 22 DIGITAL | TZV/H024D |  | Ground-Water-Source | WBAHP: Heat Pump Packaged Unit | Heat Pump | 230 | 1 |  |  |  | Dual-Speed |  |  |  | 26500 | 1221 | 21.7 |  | 23000 | 1644 | 4.1 |  | Non Federally-Regulated | 05/13/2020 | 204783960 | 08/19/2020
ClimateMaster Inc. | TRANQUILITY 22 DIGITAL | TZV/H024D |  | Ground-Water-Source | WBAHP: Heat Pump Packaged Unit | Heat Pump | 208 | 1 |  |  |  | Dual-Speed |  |  |  | 26500 | 1221 | 21.7 |  | 23000 | 1644 | 4.1 |  | Non Federally-Regulated | 05/13/2020 | 204783960 | 08/19/2020
ClimateMaster Inc. | TRANQUILITY 22 DIGITAL | TZV/H048C |  | Ground-Water-Source | WBAHP: Heat Pump Packaged Unit | Heat Pump | 230 | 1 |  |  |  | Single-Speed |  |  |  | 51800 | 2478 | 20.9 |  | 45000 | 2997 | 4.4 |  | Non Federally-Regulated | 05/13/2020 | 8166200 | 08/19/2020
ClimateMaster Inc. | TRANQUILITY 22 DIGITAL | TYV/H042 |  | Water-Source | WBAHP: Heat Pump Packaged Unit | Heat Pump | 208 | 1 |  |  |  | Dual-Speed |  |  |  | 41100 | 2874 | 14.3 |  | 50200 | 3198 | 4.6 |  | Federally-Regulated Commercial & Industrial Equipment | 05/13/2020 | 5628597 | 08/19/2020
ClimateMaster Inc. | TRANQUILITY 22 DIGITAL | TZV/H024C |  | Ground-Water-Source | WBAHP: Heat Pump Packaged Unit | Heat Pump | 230 | 1 |  |  |  | Single-Speed |  |  |  | 26500 | 1221 | 21.7 |  | 23000 | 1644 | 4.1 |  | Non Federally-Regulated | 05/13/2020 | 8165964 | 08/19/2020
ClimateMaster Inc. | TRANQUILITY 22 DIGITAL | TYV/H024B |  | Water-Source | WBAHP: Heat Pump Packaged Unit | Heat Pump | 230 | 1 |  |  |  | Multiple-Speed |  |  |  | 23700 | 1657 | 14.3 |  | 28000 | 1783 | 4.6 |  | Federally-Regulated Commercial & Industrial Equipment | 05/13/2020 | 5628552 | 08/19/2020
ClimateMaster Inc. | TRANQUILITY 22 DIGITAL | TZV/H042D |  | Ground-Source | WBAHP: Heat Pump Packaged Unit | Heat Pump | 230 | 1 |  |  |  | Dual-Speed |  |  |  | 43100 | 2677 | 16.1 |  | 33300 | 2870 | 3.4 |  | Non Federally-Regulated | 05/13/2020 | 204783962 | 08/19/2020
ClimateMaster Inc. | TRANQUILITY 22 DIGITAL | TYV/H042 |  | Water-Source | WBAHP: Heat Pump Packaged Unit | Heat Pump | 230 | 1 |  |  |  | Dual-Speed |  |  |  | 41100 | 2874 | 14.3 |  | 50200 | 3198 | 4.6 |  | Federally-Regulated Commercial & Industrial Equipment | 05/13/2020 | 5628597 | 08/19/2020
ClimateMaster Inc. | TRANQUILITY 22 DIGITAL | TYV/H030 |  | Water-Source | WBAHP: Heat Pump Packaged Unit | Heat Pump | 208 | 1 |  |  |  | Multiple-Speed |  |  |  | 28500 | 2035 | 14 |  | 35800 | 2280 | 4.6 |  | Federally-Regulated Commercial & Industrial Equipment | 05/13/2020 | 5628553 | 08/19/2020
ClimateMaster Inc. | TRANQUILITY 22 DIGITAL | TYV/H030 |  | Ground-Water-Source | WBAHP: Heat Pump Packaged Unit | Heat Pump | 230 | 1 |  |  |  | Multiple-Speed |  |  |  | 32300 | 1560 | 20.7 |  | 30000 | 2093 | 4.2 |  | Non Federally-Regulated | 05/13/2020 | 5628553 | 08/19/2020
ClimateMaster Inc. | TRANQUILITY 22 DIGITAL | TZV/H048D |  | Ground-Source | WBAHP: Heat Pump Packaged Unit | Heat Pump | 208 | 1 |  |  |  | Dual-Speed |  |  |  | 48100 | 3103 | 15.5 |  | 35600 | 2819 | 3.7 |  | Non Federally-Regulated | 05/13/2020 | 204783963 | 08/19/2020
ClimateMaster Inc. | TRANQUILITY 22 DIGITAL | TZV/H024C |  | Ground-Source | WBAHP: Heat Pump Packaged Unit | Heat Pump | 208 | 1 |  |  |  | Single-Speed |  |  |  | 24600 | 1537 | 16 |  | 17800 | 1449 | 3.6 |  | Non Federally-Regulated | 05/13/2020 | 8165964 | 08/19/2020
ClimateMaster Inc. | TRANQUILITY 22 DIGITAL | TZV/H048D |  | Water-Source | WBAHP: Heat Pump Packaged Unit | Heat Pump | 230 | 1 |  |  |  | Dual-Speed |  |  |  | 45900 | 3278 | 14 |  | 53800 | 3217 | 4.9 |  | Federally-Regulated Commercial & Industrial Equipment | 05/13/2020 | 204783963 | 08/19/2020
ClimateMaster Inc. | TRANQUILITY 22 DIGITAL | TZV/H030D |  | Water-Source | WBAHP: Heat Pump Packaged Unit | Heat Pump | 230 | 1 |  |  |  | Dual-Speed |  |  |  | 28500 | 2035 | 14 |  | 35800 | 2280 | 4.6 |  | Federally-Regulated Commercial & Industrial Equipment | 05/13/2020 | 204783961 | 08/19/2020
ClimateMaster Inc. | TRANQUILITY 22 DIGITAL | TZV/H042D |  | Water-Source | WBAHP: Heat Pump Packaged Unit | Heat Pump | 230 | 1 |  |  |  | Dual-Speed |  |  |  | 41100 | 2874 | 14.3 |  | 50200 | 3198 | 4.6 |  | Federally-Regulated Commercial & Industrial Equipment | 05/13/2020 | 204783962 | 08/19/2020
ClimateMaster Inc. | TRANQUILITY 22 DIGITAL | TZV/H042C |  | Ground-Water-Source | WBAHP: Heat Pump Packaged Unit | Heat Pump | 230 | 1 |  |  |  | Single-Speed |  |  |  | 46300 | 2173 | 21.3 |  | 42300 | 3023 | 4.1 |  | Non Federally-Regulated | 05/13/2020 | 8166199 | 08/19/2020
ClimateMaster Inc. | TRANQUILITY 22 DIGITAL | TZV/H042D |  | Ground-Water-Source | WBAHP: Heat Pump Packaged Unit | Heat Pump | 208 | 1 |  |  |  | Dual-Speed |  |  |  | 46300 | 2173 | 21.3 |  | 42300 | 3023 | 4.1 |  | Non Federally-Regulated | 05/13/2020 | 204783962 | 08/19/2020
ClimateMaster Inc. | TRANQUILITY 22 DIGITAL | TYV/H024B |  | Ground-Water-Source | WBAHP: Heat Pump Packaged Unit | Heat Pump | 230 | 1 |  |  |  | Multiple-Speed |  |  |  | 26500 | 1221 | 21.7 |  | 23000 | 1644 | 4.1 |  | Non Federally-Regulated | 05/13/2020 | 5628552 | 08/19/2020
ClimateMaster Inc. | TRANQUILITY 22 DIGITAL | TZV/H030D |  | Ground-Water-Source | WBAHP: Heat Pump Packaged Unit | Heat Pump | 230 | 1 |  |  |  | Dual-Speed |  |  |  | 32300 | 1560 | 20.7 |  | 30000 | 2093 | 4.2 |  | Non Federally-Regulated | 05/13/2020 | 204783961 | 08/19/2020
ClimateMaster Inc. | TRANQUILITY 22 DIGITAL | TZV/H048C |  | Ground-Water-Source | WBAHP: Heat Pump Packaged Unit | Heat Pump | 208 | 1 |  |  |  | Single-Speed |  |  |  | 51800 | 2478 | 20.9 |  | 45000 | 2997 | 4.4 |  | Non Federally-Regulated | 05/13/2020 | 8166200 | 08/19/2020
ClimateMaster Inc. | TRANQUILITY 22 DIGITAL | TYV/H048 |  | Ground-Source | WBAHP: Heat Pump Packaged Unit | Heat Pump | 230 | 1 |  |  |  | Dual-Speed |  |  |  | 48100 | 3103 | 15.5 |  | 35600 | 2819 | 3.7 |  | Non Federally-Regulated | 05/13/2020 | 5628634 | 08/19/2020
ClimateMaster Inc. | TRANQUILITY 22 DIGITAL | TZV/H036D |  | Ground-Water-Source | WBAHP: Heat Pump Packaged Unit | Heat Pump | 208 | 1 |  |  |  | Dual-Speed |  |  |  | 38200 | 1713 | 22.3 |  | 35100 | 2392 | 4.3 |  | Non Federally-Regulated | 05/13/2020 | 204782849 | 08/19/2020
ClimateMaster Inc. | TRANQUILITY 22 DIGITAL | TZV/H030C |  | Water-Source | WBAHP: Heat Pump Packaged Unit | Heat Pump | 230 | 1 |  |  |  | Single-Speed |  |  |  | 28500 | 2035 | 14 |  | 35800 | 2280 | 4.6 |  | Federally-Regulated Commercial & Industrial Equipment | 05/13/2020 | 8166192 | 08/19/2020
ClimateMaster Inc. | TRANQUILITY 22 DIGITAL | TYV/H042 |  | Ground-Water-Source | WBAHP: Heat Pump Packaged Unit | Heat Pump | 230 | 1 |  |  |  | Dual-Speed |  |  |  | 46300 | 2173 | 21.3 |  | 42300 | 3023 | 4.1 |  | Non Federally-Regulated | 05/13/2020 | 5628597 | 08/19/2020
ClimateMaster Inc. | TRANQUILITY 22 DIGITAL | TZV/H048C |  | Ground-Source | WBAHP: Heat Pump Packaged Unit | Heat Pump | 208 | 1 |  |  |  | Single-Speed |  |  |  | 48100 | 3103 | 15.5 |  | 35600 | 2819 | 3.7 |  | Non Federally-Regulated | 05/13/2020 | 8166200 | 08/19/2020
ClimateMaster Inc. | TRANQUILITY 22 DIGITAL | TYV/H042 |  | Ground-Source | WBAHP: Heat Pump Packaged Unit | Heat Pump | 230 | 1 |  |  |  | Dual-Speed |  |  |  | 43100 | 2677 | 16.1 |  | 33300 | 2870 | 3.4 |  | Non Federally-Regulated | 05/13/2020 | 5628597 | 08/19/2020
ClimateMaster Inc. | TRANQUILITY 22 DIGITAL | TZV/H042D |  | Ground-Source | WBAHP: Heat Pump Packaged Unit | Heat Pump | 208 | 1 |  |  |  | Dual-Speed |  |  |  | 43100 | 2677 | 16.1 |  | 33300 | 2870 | 3.4 |  | Non Federally-Regulated | 05/13/2020 | 204783962 | 08/19/2020
ClimateMaster Inc. | TRANQUILITY 22 DIGITAL | TZV/H030C |  | Ground-Source | WBAHP: Heat Pump Packaged Unit | Heat Pump | 208 | 1 |  |  |  | Single-Speed |  |  |  | 29900 | 1904 | 15.7 |  | 23800 | 1937 | 3.6 |  | Non Federally-Regulated | 05/13/2020 | 8166192 | 08/19/2020
ClimateMaster Inc. | TRANQUILITY 22 DIGITAL | TZV/H036D |  | Ground-Source | WBAHP: Heat Pump Packaged Unit | Heat Pump | 230 | 1 |  |  |  | Dual-Speed |  |  |  | 35200 | 2107 | 16.7 |  | 27300 | 2222 | 3.6 |  | Non Federally-Regulated | 05/13/2020 | 204782849 | 08/19/2020
ClimateMaster Inc. | TRANQUILITY 22 DIGITAL | TYV/H042 |  | Ground-Source | WBAHP: Heat Pump Packaged Unit | Heat Pump | 208 | 1 |  |  |  | Dual-Speed |  |  |  | 43100 | 2677 | 16.1 |  | 33300 | 2870 | 3.4 |  | Non Federally-Regulated | 05/13/2020 | 5628597 | 08/19/2020
ClimateMaster Inc. | TRANQUILITY 22 DIGITAL | TZV/H030C |  | Ground-Water-Source | WBAHP: Heat Pump Packaged Unit | Heat Pump | 230 | 1 |  |  |  | Single-Speed |  |  |  | 32300 | 1560 | 20.7 |  | 30000 | 2093 | 4.2 |  | Non Federally-Regulated | 05/13/2020 | 8166192 | 08/19/2020
ClimateMaster Inc. | TRANQUILITY 22 DIGITAL | TYV/H036B |  | Ground-Water-Source | WBAHP: Heat Pump Packaged Unit | Heat Pump | 208 | 1 |  |  |  | Dual-Speed |  |  |  | 38200 | 1713 | 22.3 |  | 35100 | 2392 | 4.3 |  | Non Federally-Regulated | 05/13/2020 | 5628596 | 08/19/2020
ClimateMaster Inc. | TRANQUILITY 22 DIGITAL | TZV/H030D |  | Ground-Source | WBAHP: Heat Pump Packaged Unit | Heat Pump | 208 | 1 |  |  |  | Dual-Speed |  |  |  | 29900 | 1904 | 15.7 |  | 23800 | 1937 | 3.6 |  | Non Federally-Regulated | 05/13/2020 | 204783961 | 08/19/2020
ClimateMaster Inc. | TRANQUILITY 22 DIGITAL | TYV/H042 |  | Ground-Water-Source | WBAHP: Heat Pump Packaged Unit | Heat Pump | 208 | 1 |  |  |  | Dual-Speed |  |  |  | 46300 | 2173 | 21.3 |  | 42300 | 3023 | 4.1 |  | Non Federally-Regulated | 05/13/2020 | 5628597 | 08/19/2020
ClimateMaster Inc. | TRANQUILITY 22 DIGITAL | TZV/H042C |  | Ground-Source | WBAHP: Heat Pump Packaged Unit | Heat Pump | 230 | 1 |  |  |  | Single-Speed |  |  |  | 43100 | 2677 | 16.1 |  | 33300 | 2870 | 3.4 |  | Non Federally-Regulated | 05/13/2020 | 8166199 | 08/19/2020
ClimateMaster Inc. | TRANQUILITY 22 DIGITAL | TZV/H048D |  | Water-Source | WBAHP: Heat Pump Packaged Unit | Heat Pump | 208 | 1 |  |  |  | Dual-Speed |  |  |  | 45900 | 3278 | 14 |  | 53800 | 3217 | 4.9 |  | Federally-Regulated Commercial & Industrial Equipment | 05/13/2020 | 204783963 | 08/19/2020
ClimateMaster Inc. | TRANQUILITY 22 DIGITAL | TZV/H048D |  | Ground-Water-Source | WBAHP: Heat Pump Packaged Unit | Heat Pump | 208 | 1 |  |  |  | Dual-Speed |  |  |  | 51800 | 2478 | 20.9 |  | 45000 | 2997 | 4.4 |  | Non Federally-Regulated | 05/13/2020 | 204783963 | 08/19/2020
ClimateMaster Inc. | TRANQUILITY 22 DIGITAL | TYV/H048 |  | Water-Source | WBAHP: Heat Pump Packaged Unit | Heat Pump | 208 | 1 |  |  |  | Dual-Speed |  |  |  | 45900 | 3278 | 14 |  | 53800 | 3217 | 4.9 |  | Federally-Regulated Commercial & Industrial Equipment | 05/13/2020 | 5628634 | 08/19/2020
ClimateMaster Inc. | TRANQUILITY 22 DIGITAL | TYV/H036B |  | Ground-Source | WBAHP: Heat Pump Packaged Unit | Heat Pump | 208 | 1 |  |  |  | Dual-Speed |  |  |  | 35200 | 2107 | 16.7 |  | 27300 | 2222 | 3.6 |  | Non Federally-Regulated | 05/13/2020 | 5628596 | 08/19/2020
ClimateMaster Inc. | TRANQUILITY 22 DIGITAL | TZV/H030C |  | Water-Source | WBAHP: Heat Pump Packaged Unit | Heat Pump | 208 | 1 |  |  |  | Single-Speed |  |  |  | 28500 | 2035 | 14 |  | 35800 | 2280 | 4.6 |  | Federally-Regulated Commercial & Industrial Equipment | 05/13/2020 | 8166192 | 08/19/2020
Enertech Global, LLC | GEOCOMFORT | GBT048 | GED048A | Water-Source | WBAHP-C: Heat Pump Split Syste | Heat Pump | 208 | 1 | False |  |  | Single-Speed |  |  |  | 49100 | 2940 | 16.7 | 12 | 61600 | 3223 | 5.6 | 4.2 | Federally-Regulated Commercial & Industrial Equipment | 08/19/2020 | 205744773 | 08/19/2020
Enertech Global, LLC | GEOCOMFORT | GBT036 | GED036A | Ground-Source | WBAHP-C: Heat Pump Split Syste | Heat Pump | 208 | 1 | False |  |  | Single-Speed |  |  |  | 37600 | 1958 | 19.2 | 13.4 | 28800 | 2221 | 3.8 | 3.1 | Non Federally-Regulated | 08/19/2020 | 205744755 | 08/19/2020
Enertech Global, LLC | GEOCOMFORT | GBT024*2 | GED024A | Ground-Source | WBAHP-C: Heat Pump Split Syste | Heat Pump | 230 | 3 | False |  |  | Dual-Speed |  |  |  | 26800 | 1374 | 19.5 | 13.4 | 19200 | 1372 | 4.1 | 3.1 | Non Federally-Regulated | 08/19/2020 | 205745865 | 08/19/2020
Enertech Global, LLC | GEOCOMFORT | GBT036 | GED036A | Ground-Source | WBAHP-C: Heat Pump Split Syste | Heat Pump | 230 | 1 | False |  |  | Single-Speed |  |  |  | 37600 | 1958 | 19.2 | 13.4 | 28800 | 2221 | 3.8 | 3.1 | Non Federally-Regulated | 08/19/2020 | 205744755 | 08/19/2020
Enertech Global, LLC | GEOCOMFORT | GBS018 | GED018A | Water-Source | WBAHP-C: Heat Pump Split Syste | Heat Pump | 208 | 1 | False |  |  | Single-Speed |  |  |  | 20900 | 1161 | 18 | 12 | 23400 | 1142 | 6 | 4.2 | Federally-Regulated Commercial & Industrial Equipment | 08/19/2020 | 205744737 | 08/19/2020
Enertech Global, LLC | GEOCOMFORT | GBT024 | GED024A | Ground-Water-Source | WBAHP-C: Heat Pump Split Syste | Heat Pump | 208 | 1 | False |  |  | Dual-Speed |  |  |  | 28800 | 1138 | 25.3 | 16.2 | 24400 | 1489 | 4.8 | 3.6 | Non Federally-Regulated | 08/19/2020 | 205745856 | 08/19/2020
Enertech Global, LLC | GEOCOMFORT | GBS018*2 | GED018A | Water-Source | WBAHP-C: Heat Pump Split Syste | Heat Pump | 208 | 3 | False |  |  | Single-Speed |  |  |  | 20900 | 1161 | 18 | 12 | 23400 | 1142 | 6 | 4.2 | Federally-Regulated Commercial & Industrial Equipment | 08/19/2020 | 205744746 | 08/19/2020
Enertech Global, LLC | GEOCOMFORT | GBT060 | GED060A | Water-Source | WBAHP-C: Heat Pump Split Syste | Heat Pump | 230 | 1 | False |  |  | Single-Speed |  |  |  | 60700 | 3891 | 15.6 | 12 | 73500 | 4308 | 5 | 4.2 | Federally-Regulated Commercial & Industrial Equipment | 08/19/2020 | 205744791 | 08/19/2020
Enertech Global, LLC | GEOCOMFORT | GBS018*2 | GED018A | Water-Source | WBAHP-C: Heat Pump Split Syste | Heat Pump | 230 | 3 | False |  |  | Single-Speed |  |  |  | 20900 | 1161 | 18 | 12 | 23400 | 1142 | 6 | 4.2 | Federally-Regulated Commercial & Industrial Equipment | 08/19/2020 | 205744746 | 08/19/2020
Enertech Global, LLC | GEOCOMFORT | GBT048*2 | GED048A | Ground-Water-Source | WBAHP-C: Heat Pump Split Syste | Heat Pump | 230 | 3 | False |  |  | Single-Speed |  |  |  | 55000 | 2208 | 24.9 | 16.2 | 50800 | 3038 | 4.9 | 3.6 | Non Federally-Regulated | 08/19/2020 | 205744782 | 08/19/2020
Enertech Global, LLC | GEOCOMFORT | GBT024 | GED024A | Ground-Source | WBAHP-C: Heat Pump Split Syste | Heat Pump | 208 | 1 | False |  |  | Dual-Speed |  |  |  | 26800 | 1374 | 19.5 | 13.4 | 19200 | 1372 | 4.1 | 3.1 | Non Federally-Regulated | 08/19/2020 | 205745856 | 08/19/2020
Enertech Global, LLC | GEOCOMFORT | GBS018 | GED018A | Water-Source | WBAHP-C: Heat Pump Split Syste | Heat Pump | 230 | 1 | False |  |  | Single-Speed |  |  |  | 20900 | 1161 | 18 | 12 | 23400 | 1142 | 6 | 4.2 | Federally-Regulated Commercial & Industrial Equipment | 08/19/2020 | 205744737 | 08/19/2020
Enertech Global, LLC | GEOCOMFORT | GBT048 | GED048A | Ground-Water-Source | WBAHP-C: Heat Pump Split Syste | Heat Pump | 208 | 1 | False |  |  | Single-Speed |  |  |  | 55000 | 2208 | 24.9 | 16.2 | 50800 | 3038 | 4.9 | 3.6 | Non Federally-Regulated | 08/19/2020 | 205744773 | 08/19/2020
Enertech Global, LLC | GEOCOMFORT | GBT024 | GED024A | Ground-Source | WBAHP-C: Heat Pump Split Syste | Heat Pump | 230 | 1 | False |  |  | Dual-Speed |  |  |  | 26800 | 1374 | 19.5 | 13.4 | 19200 | 1372 | 4.1 | 3.1 | Non Federally-Regulated | 08/19/2020 | 205745856 | 08/19/2020
Enertech Global, LLC | GEOCOMFORT | GBT060*2 | GAD060A11SS | Water-Source | WBAHP-CB: Heat Pump Split Syst | Heat Pump | 208 | 3 | False |  |  | Single-Speed |  |  |  | 58400 | 3696 | 15.8 | 12 | 71300 | 4264 | 4.9 | 4.2 | Federally-Regulated Commercial & Industrial Equipment | 08/19/2020 | 205758231 | 08/19/2020
Enertech Global, LLC | GEOCOMFORT | GBT060 | GED060A | Ground-Source | WBAHP-C: Heat Pump Split Syste | Heat Pump | 208 | 1 | False |  |  | Single-Speed |  |  |  | 63400 | 3561 | 17.8 | 13.4 | 48100 | 3709 | 3.8 | 3.1 | Non Federally-Regulated | 08/19/2020 | 205744791 | 08/19/2020
Enertech Global, LLC | GEOCOMFORT | GBT036 | GED036A | Water-Source | WBAHP-C: Heat Pump Split Syste | Heat Pump | 208 | 1 | False |  |  | Single-Speed |  |  |  | 35800 | 2156 | 16.6 | 12 | 45200 | 2703 | 4.9 | 4.2 | Federally-Regulated Commercial & Industrial Equipment | 08/19/2020 | 205744755 | 08/19/2020
Enertech Global, LLC | GEOCOMFORT | GBT060*2 | GED060A | Ground-Source | WBAHP-C: Heat Pump Split Syste | Heat Pump | 208 | 3 | False |  |  | Single-Speed |  |  |  | 63400 | 3561 | 17.8 | 13.4 | 48100 | 3709 | 3.8 | 3.1 | Non Federally-Regulated | 08/19/2020 | 205744794 | 08/19/2020
Enertech Global, LLC | GEOCOMFORT | GBT060*2 | GED060A | Water-Source | WBAHP-C: Heat Pump Split Syste | Heat Pump | 208 | 3 | False |  |  | Single-Speed |  |  |  | 60700 | 3891 | 15.6 | 12 | 73500 | 4308 | 5 | 4.2 | Federally-Regulated Commercial & Industrial Equipment | 08/19/2020 | 205744794 | 08/19/2020
Enertech Global, LLC | GEOCOMFORT | GBT024*2 | GED024A | Ground-Water-Source | WBAHP-C: Heat Pump Split Syste | Heat Pump | 208 | 3 | False |  |  | Dual-Speed |  |  |  | 28800 | 1138 | 25.3 | 16.2 | 24400 | 1489 | 4.8 | 3.6 | Non Federally-Regulated | 08/19/2020 | 205745865 | 08/19/2020
Enertech Global, LLC | GEOCOMFORT | GBS018 | GED018A | Ground-Source | WBAHP-C: Heat Pump Split Syste | Heat Pump | 230 | 1 | False |  |  | Single-Speed |  |  |  | 22100 | 1018 | 21.7 | 13.4 | 14500 | 1089 | 3.9 | 3.1 | Non Federally-Regulated | 08/19/2020 | 205744737 | 08/19/2020
Enertech Global, LLC | GEOCOMFORT | GBT036 | GED036A | Ground-Water-Source | WBAHP-C: Heat Pump Split Syste | Heat Pump | 208 | 1 | False |  |  | Single-Speed |  |  |  | 40500 | 1646 | 24.6 | 16.2 | 36800 | 2294 | 4.7 | 3.6 | Non Federally-Regulated | 08/19/2020 | 205744755 | 08/19/2020
Enertech Global, LLC | GEOCOMFORT | GBT060*2 | GED060A | Ground-Water-Source | WBAHP-C: Heat Pump Split Syste | Heat Pump | 230 | 3 | False |  |  | Single-Speed |  |  |  | 63600 | 2904 | 21.9 | 16.2 | 60200 | 3920 | 4.5 | 3.6 | Non Federally-Regulated | 08/19/2020 | 205744794 | 08/19/2020
Enertech Global, LLC | GEOCOMFORT | GBT060 | GED060A | Ground-Source | WBAHP-C: Heat Pump Split Syste | Heat Pump | 230 | 1 | False |  |  | Single-Speed |  |  |  | 63400 | 3561 | 17.8 | 13.4 | 48100 | 3709 | 3.8 | 3.1 | Non Federally-Regulated | 08/19/2020 | 205744791 | 08/19/2020
Enertech Global, LLC | GEOCOMFORT | GBS018 | GED018A | Ground-Water-Source | WBAHP-C: Heat Pump Split Syste | Heat Pump | 230 | 1 | False |  |  | Single-Speed |  |  |  | 24200 | 793 | 30.5 | 16.2 | 18600 | 1090 | 5 | 3.6 | Non Federally-Regulated | 08/19/2020 | 205744737 | 08/19/2020
Enertech Global, LLC | GEOCOMFORT | GBT060*2 | GED060A | Ground-Source | WBAHP-C: Heat Pump Split Syste | Heat Pump | 230 | 3 | False |  |  | Single-Speed |  |  |  | 63400 | 3561 | 17.8 | 13.4 | 48100 | 3709 | 3.8 | 3.1 | Non Federally-Regulated | 08/19/2020 | 205744794 | 08/19/2020
Enertech Global, LLC | GEOCOMFORT | GBS018*2 | GED018A | Ground-Source | WBAHP-C: Heat Pump Split Syste | Heat Pump | 230 | 3 | False |  |  | Single-Speed |  |  |  | 22100 | 1018 | 21.7 | 13.4 | 14500 | 1089 | 3.9 | 3.1 | Non Federally-Regulated | 08/19/2020 | 205744746 | 08/19/2020
Enertech Global, LLC | GEOCOMFORT | GBT048*2 | GED048A | Ground-Source | WBAHP-C: Heat Pump Split Syste | Heat Pump | 230 | 3 | False |  |  | Single-Speed |  |  |  | 51300 | 2658 | 19.3 | 13.4 | 40700 | 2909 | 4.1 | 3.1 | Non Federally-Regulated | 08/19/2020 | 205744782 | 08/19/2020
Enertech Global, LLC | GEOCOMFORT | GBT024 | GED024A | Water-Source | WBAHP-C: Heat Pump Split Syste | Heat Pump | 208 | 1 | False |  |  | Dual-Speed |  |  |  | 25600 | 1523 | 16.8 | 12 | 30300 | 1675 | 5.3 | 4.2 | Federally-Regulated Commercial & Industrial Equipment | 08/19/2020 | 205745856 | 08/19/2020
Enertech Global, LLC | GEOCOMFORT | GBT024*2 | GED024A | Water-Source | WBAHP-C: Heat Pump Split Syste | Heat Pump | 208 | 3 | False |  |  | Dual-Speed |  |  |  | 25600 | 1523 | 16.8 | 12 | 30300 | 1675 | 5.3 | 4.2 | Federally-Regulated Commercial & Industrial Equipment | 08/19/2020 | 205745865 | 08/19/2020
Enertech Global, LLC | GEOCOMFORT | GBT036*2 | GED036A | Water-Source | WBAHP-C: Heat Pump Split Syste | Heat Pump | 208 | 3 | False |  |  | Single-Speed |  |  |  | 35800 | 2156 | 16.6 | 12 | 45200 | 2703 | 4.9 | 4.2 | Federally-Regulated Commercial & Industrial Equipment | 08/19/2020 | 205744764 | 08/19/2020
Enertech Global, LLC | GEOCOMFORT | GBT036 | GED036A | Water-Source | WBAHP-C: Heat Pump Split Syste | Heat Pump | 230 | 1 | False |  |  | Single-Speed |  |  |  | 35800 | 2156 | 16.6 | 12 | 45200 | 2703 | 4.9 | 4.2 | Federally-Regulated Commercial & Industrial Equipment | 08/19/2020 | 205744755 | 08/19/2020
Enertech Global, LLC | GEOCOMFORT | GBT048*2 | GED048A | Ground-Source | WBAHP-C: Heat Pump Split Syste | Heat Pump | 208 | 3 | False |  |  | Single-Speed |  |  |  | 51300 | 2658 | 19.3 | 13.4 | 40700 | 2909 | 4.1 | 3.1 | Non Federally-Regulated | 08/19/2020 | 205744782 | 08/19/2020
Enertech Global, LLC | GEOCOMFORT | GBT048 | GED048A | Ground-Source | WBAHP-C: Heat Pump Split Syste | Heat Pump | 230 | 1 | False |  |  | Single-Speed |  |  |  | 51300 | 2658 | 19.3 | 13.4 | 40700 | 2909 | 4.1 | 3.1 | Non Federally-Regulated | 08/19/2020 | 205744773 | 08/19/2020
Enertech Global, LLC | GEOCOMFORT | GBT060 | GED060A | Ground-Water-Source | WBAHP-C: Heat Pump Split Syste | Heat Pump | 230 | 1 | False |  |  | Single-Speed |  |  |  | 63600 | 2904 | 21.9 | 16.2 | 60200 | 3920 | 4.5 | 3.6 | Non Federally-Regulated | 08/19/2020 | 205744791 | 08/19/2020
Enertech Global, LLC | GEOCOMFORT | GBT024*2 | GED024A | Water-Source | WBAHP-C: Heat Pump Split Syste | Heat Pump | 230 | 3 | False |  |  | Dual-Speed |  |  |  | 25600 | 1523 | 16.8 | 12 | 30300 | 1675 | 5.3 | 4.2 | Federally-Regulated Commercial & Industrial Equipment | 08/19/2020 | 205745865 | 08/19/2020
Enertech Global, LLC | GEOCOMFORT | GBT048*2 | GED048A | Ground-Water-Source | WBAHP-C: Heat Pump Split Syste | Heat Pump | 208 | 3 | False |  |  | Single-Speed |  |  |  | 55000 | 2208 | 24.9 | 16.2 | 50800 | 3038 | 4.9 | 3.6 | Non Federally-Regulated | 08/19/2020 | 205744782 | 08/19/2020
Enertech Global, LLC | GEOCOMFORT | GBT024 | GED024A | Ground-Water-Source | WBAHP-C: Heat Pump Split Syste | Heat Pump | 230 | 1 | False |  |  | Dual-Speed |  |  |  | 28800 | 1138 | 25.3 | 16.2 | 24400 | 1489 | 4.8 | 3.6 | Non Federally-Regulated | 08/19/2020 | 205745856 | 08/19/2020
Enertech Global, LLC | GEOCOMFORT | GBT036*2 | GED036A | Ground-Source | WBAHP-C: Heat Pump Split Syste | Heat Pump | 208 | 3 | False |  |  | Single-Speed |  |  |  | 37600 | 1958 | 19.2 | 13.4 | 28800 | 2221 | 3.8 | 3.1 | Non Federally-Regulated | 08/19/2020 | 205744764 | 08/19/2020
Enertech Global, LLC | GEOCOMFORT | GBT060 | GED060A | Water-Source | WBAHP-C: Heat Pump Split Syste | Heat Pump | 208 | 1 | False |  |  | Single-Speed |  |  |  | 60700 | 3891 | 15.6 | 12 | 73500 | 4308 | 5 | 4.2 | Federally-Regulated Commercial & Industrial Equipment | 08/19/2020 | 205744791 | 08/19/2020
Enertech Global, LLC | GEOCOMFORT | GBT036*2 | GED036A | Ground-Source | WBAHP-C: Heat Pump Split Syste | Heat Pump | 230 | 3 | False |  |  | Single-Speed |  |  |  | 37600 | 1958 | 19.2 | 13.4 | 28800 | 2221 | 3.8 | 3.1 | Non Federally-Regulated | 08/19/2020 | 205744764 | 08/19/2020
Enertech Global, LLC | GEOCOMFORT | GBS018 | GED018A | Ground-Source | WBAHP-C: Heat Pump Split Syste | Heat Pump | 208 | 1 | False |  |  | Single-Speed |  |  |  | 22100 | 1018 | 21.7 | 13.4 | 14500 | 1089 | 3.9 | 3.1 | Non Federally-Regulated | 08/19/2020 | 205744737 | 08/19/2020
Enertech Global, LLC | GEOCOMFORT | GBT036*2 | GED036A | Water-Source | WBAHP-C: Heat Pump Split Syste | Heat Pump | 230 | 3 | False |  |  | Single-Speed |  |  |  | 35800 | 2156 | 16.6 | 12 | 45200 | 2703 | 4.9 | 4.2 | Federally-Regulated Commercial & Industrial Equipment | 08/19/2020 | 205744764 | 08/19/2020
Enertech Global, LLC | GEOCOMFORT | GBT048 | GED048A | Ground-Source | WBAHP-C: Heat Pump Split Syste | Heat Pump | 208 | 1 | False |  |  | Single-Speed |  |  |  | 51300 | 2658 | 19.3 | 13.4 | 40700 | 2909 | 4.1 | 3.1 | Non Federally-Regulated | 08/19/2020 | 205744773 | 08/19/2020
Enertech Global, LLC | GEOCOMFORT | GBS018 | GED018A | Ground-Water-Source | WBAHP-C: Heat Pump Split Syste | Heat Pump | 208 | 1 | False |  |  | Single-Speed |  |  |  | 24200 | 793 | 30.5 | 16.2 | 18600 | 1090 | 5 | 3.6 | Non Federally-Regulated | 08/19/2020 | 205744737 | 08/19/2020
Enertech Global, LLC | GEOCOMFORT | GBT048*2 | GED048A | Water-Source | WBAHP-C: Heat Pump Split Syste | Heat Pump | 208 | 3 | False |  |  | Single-Speed |  |  |  | 49100 | 2940 | 16.7 | 12 | 61600 | 3223 | 5.6 | 4.2 | Federally-Regulated Commercial & Industrial Equipment | 08/19/2020 | 205744782 | 08/19/2020
Enertech Global, LLC | GEOCOMFORT | GBT060*2 | GED060A | Ground-Water-Source | WBAHP-C: Heat Pump Split Syste | Heat Pump | 208 | 3 | False |  |  | Single-Speed |  |  |  | 63600 | 2904 | 21.9 | 16.2 | 60200 | 3920 | 4.5 | 3.6 | Non Federally-Regulated | 08/19/2020 | 205744794 | 08/19/2020
Enertech Global, LLC | GEOCOMFORT | GBT024*2 | GED024A | Ground-Source | WBAHP-C: Heat Pump Split Syste | Heat Pump | 208 | 3 | False |  |  | Dual-Speed |  |  |  | 26800 | 1374 | 19.5 | 13.4 | 19200 | 1372 | 4.1 | 3.1 | Non Federally-Regulated | 08/19/2020 | 205745865 | 08/19/2020
Enertech Global, LLC | GEOCOMFORT | GBS018*2 | GED018A | Ground-Water-Source | WBAHP-C: Heat Pump Split Syste | Heat Pump | 208 | 3 | False |  |  | Single-Speed |  |  |  | 24200 | 793 | 30.5 | 16.2 | 18600 | 1090 | 5 | 3.6 | Non Federally-Regulated | 08/19/2020 | 205744746 | 08/19/2020
Enertech Global, LLC | GEOCOMFORT | GBT060 | GED060A | Ground-Water-Source | WBAHP-C: Heat Pump Split Syste | Heat Pump | 208 | 1 | False |  |  | Single-Speed |  |  |  | 63600 | 2904 | 21.9 | 16.2 | 60200 | 3920 | 4.5 | 3.6 | Non Federally-Regulated | 08/19/2020 | 205744791 | 08/19/2020
Enertech Global, LLC | GEOCOMFORT | GBT048 | GED048A | Ground-Water-Source | WBAHP-C: Heat Pump Split Syste | Heat Pump | 230 | 1 | False |  |  | Single-Speed |  |  |  | 55000 | 2208 | 24.9 | 16.2 | 50800 | 3038 | 4.9 | 3.6 | Non Federally-Regulated | 08/19/2020 | 205744773 | 08/19/2020
Enertech Global, LLC | GEOCOMFORT | GBT048 | GED048A | Water-Source | WBAHP-C: Heat Pump Split Syste | Heat Pump | 230 | 1 | False |  |  | Single-Speed |  |  |  | 49100 | 2940 | 16.7 | 12 | 61600 | 3223 | 5.6 | 4.2 | Federally-Regulated Commercial & Industrial Equipment | 08/19/2020 | 205744773 | 08/19/2020
Enertech Global, LLC | GEOCOMFORT | GBT036*2 | GED036A | Ground-Water-Source | WBAHP-C: Heat Pump Split Syste | Heat Pump | 208 | 3 | False |  |  | Single-Speed |  |  |  | 40500 | 1646 | 24.6 | 16.2 | 36800 | 2294 | 4.7 | 3.6 | Non Federally-Regulated | 08/19/2020 | 205744764 | 08/19/2020
Enertech Global, LLC | GEOCOMFORT | GBS018*2 | GED018A | Ground-Water-Source | WBAHP-C: Heat Pump Split Syste | Heat Pump | 230 | 3 | False |  |  | Single-Speed |  |  |  | 24200 | 793 | 30.5 | 16.2 | 18600 | 1090 | 5 | 3.6 | Non Federally-Regulated | 08/19/2020 | 205744746 | 08/19/2020
Enertech Global, LLC | GEOCOMFORT | GBT060*2 | GAD060A11SS | Water-Source | WBAHP-CB: Heat Pump Split Syst | Heat Pump | 230 | 3 | False |  |  | Single-Speed |  |  |  | 58400 | 3696 | 15.8 | 12 | 71300 | 4264 | 4.9 | 4.2 | Federally-Regulated Commercial & Industrial Equipment | 08/19/2020 | 205758231 | 08/19/2020
Enertech Global, LLC | GEOCOMFORT | GBT036*2 | GED036A | Ground-Water-Source | WBAHP-C: Heat Pump Split Syste | Heat Pump | 230 | 3 | False |  |  | Single-Speed |  |  |  | 40500 | 1646 | 24.6 | 16.2 | 36800 | 2294 | 4.7 | 3.6 | Non Federally-Regulated | 08/19/2020 | 205744764 | 08/19/2020
Enertech Global, LLC | GEOCOMFORT | GBT048*2 | GED048A | Water-Source | WBAHP-C: Heat Pump Split Syste | Heat Pump | 230 | 3 | False |  |  | Single-Speed |  |  |  | 49100 | 2940 | 16.7 | 12 | 61600 | 3223 | 5.6 | 4.2 | Federally-Regulated Commercial & Industrial Equipment | 08/19/2020 | 205744782 | 08/19/2020
Enertech Global, LLC | GEOCOMFORT | GBT060*2 | GED060A | Water-Source | WBAHP-C: Heat Pump Split Syste | Heat Pump | 230 | 3 | False |  |  | Single-Speed |  |  |  | 60700 | 3891 | 15.6 | 12 | 73500 | 4308 | 5 | 4.2 | Federally-Regulated Commercial & Industrial Equipment | 08/19/2020 | 205744794 | 08/19/2020
Enertech Global, LLC | GEOCOMFORT | GBT024 | GED024A | Water-Source | WBAHP-C: Heat Pump Split Syste | Heat Pump | 230 | 1 | False |  |  | Dual-Speed |  |  |  | 25600 | 1523 | 16.8 | 12 | 30300 | 1675 | 5.3 | 4.2 | Federally-Regulated Commercial & Industrial Equipment | 08/19/2020 | 205745856 | 08/19/2020
Enertech Global, LLC | GEOCOMFORT | GBT024*2 | GED024A | Ground-Water-Source | WBAHP-C: Heat Pump Split Syste | Heat Pump | 230 | 3 | False |  |  | Dual-Speed |  |  |  | 28800 | 1138 | 25.3 | 16.2 | 24400 | 1489 | 4.8 | 3.6 | Non Federally-Regulated | 08/19/2020 | 205745865 | 08/19/2020
Enertech Global, LLC | GEOCOMFORT | GBS018*2 | GED018A | Ground-Source | WBAHP-C: Heat Pump Split Syste | Heat Pump | 208 | 3 | False |  |  | Single-Speed |  |  |  | 22100 | 1018 | 21.7 | 13.4 | 14500 | 1089 | 3.9 | 3.1 | Non Federally-Regulated | 08/19/2020 | 205744746 | 08/19/2020
Enertech Global, LLC | GEOCOMFORT | GBT036 | GED036A | Ground-Water-Source | WBAHP-C: Heat Pump Split Syste | Heat Pump | 230 | 1 | False |  |  | Single-Speed |  |  |  | 40500 | 1646 | 24.6 | 16.2 | 36800 | 2294 | 4.7 | 3.6 | Non Federally-Regulated | 08/19/2020 | 205744755 | 08/19/2020
ClimateMaster Inc. | TRILOGY 45 | VEV/H/D0930 |  | Water-Source | WBAHP: Heat Pump Packaged Unit | Heat Pump | 208 | 1 |  |  |  | Variable-Speed |  |  |  | 24000 | 1243 | 19.3 |  | 30000 | 1332 | 6.6 |  | Federally-Regulated Commercial & Industrial Equipment | 05/13/2020 | 203996925 | 08/19/2020
ClimateMaster Inc. | TRILOGY 45 | VEV/H/D0930 |  | Ground-Water-Source | WBAHP: Heat Pump Packaged Unit | Heat Pump | 208 | 1 |  |  |  | Variable-Speed |  |  |  | 24000 | 571 | 42 |  | 30000 | 1831 | 4.8 |  | Non Federally-Regulated | 05/13/2020 | 203996925 | 08/19/2020
ClimateMaster Inc. | TRILOGY 45 | VEV/H/D0930 |  | Ground-Source | WBAHP: Heat Pump Packaged Unit | Heat Pump | 208 | 1 |  |  |  | Variable-Speed |  |  |  | 24000 | 987 | 24.3 |  | 30000 | 2442 | 3.6 |  | Non Federally-Regulated | 05/13/2020 | 203996925 | 08/19/2020
ClimateMaster Inc. | TRANQUILITY HI RISE SERIES | TSM15 B |  | Ground-Source | WBAHP-O: Heat Pump Packaged Un | Heat Pump | 208 | 1 |  |  |  | Single-Speed |  |  |  | 15500 | 824 | 18.8 |  | 11000 | 895 | 3.6 |  | Non Federally-Regulated | 05/13/2020 | 7426730 | 08/19/2020
ClimateMaster Inc. | TRANQUILITY HI RISE SERIES | TSM18 A |  | Water-Source | WBAHP-O: Heat Pump Packaged Un | Heat Pump | 208 | 1 |  |  |  | Single-Speed |  |  |  | 17300 | 1310 | 13.2 |  | 22500 | 1373 | 4.8 |  | Federally-Regulated Commercial & Industrial Equipment | 05/13/2020 | 7426732 | 08/19/2020
ClimateMaster Inc. | TRANQUILITY HI RISE SERIES | TSM18 A |  | Ground-Source | WBAHP-O: Heat Pump Packaged Un | Heat Pump | 208 | 1 |  |  |  | Single-Speed |  |  |  | 18400 | 1218 | 15.1 |  | 13500 | 1236 | 3.2 |  | Non Federally-Regulated | 05/13/2020 | 7426732 | 08/19/2020
ClimateMaster Inc. | TRANQUILITY HI RISE SERIES | TSM12 B |  | Water-Source | WBAHP-O: Heat Pump Packaged Un | Heat Pump | 208 | 1 |  |  |  | Single-Speed |  |  |  | 11800 | 836 | 14.1 |  | 15200 | 840 | 5.3 |  | Federally-Regulated Commercial & Industrial Equipment | 05/13/2020 | 7426726 | 08/19/2020
ClimateMaster Inc. | TRANQUILITY HI RISE SERIES | TSM36 A |  | Water-Source | WBAHP-O: Heat Pump Packaged Un | Heat Pump | 208 | 1 |  |  |  | Single-Speed |  |  |  | 35000 | 2482 | 14.1 |  | 40500 | 2422 | 4.9 |  | Federally-Regulated Commercial & Industrial Equipment | 05/13/2020 | 7426744 | 08/19/2020
ClimateMaster Inc. | TRANQUILITY HI RISE SERIES | TSM12 A |  | Water-Source | WBAHP-O: Heat Pump Packaged Un | Heat Pump | 208 | 1 |  |  |  | Single-Speed |  |  |  | 11800 | 861 | 13.7 |  | 15200 | 909 | 4.9 |  | Federally-Regulated Commercial & Industrial Equipment | 05/13/2020 | 7426724 | 08/19/2020
ClimateMaster Inc. | TRANQUILITY HI RISE SERIES | TSM12 B |  | Ground-Source | WBAHP-O: Heat Pump Packaged Un | Heat Pump | 208 | 1 |  |  |  | Single-Speed |  |  |  | 12100 | 720 | 16.8 |  | 9000 | 824 | 3.2 |  | Non Federally-Regulated | 05/13/2020 | 7426726 | 08/19/2020
ClimateMaster Inc. | TRANQUILITY HI RISE SERIES | TSM24 A |  | Ground-Source | WBAHP-O: Heat Pump Packaged Un | Heat Pump | 208 | 1 |  |  |  | Single-Speed |  |  |  | 26500 | 1577 | 16.8 |  | 18400 | 1586 | 3.4 |  | Non Federally-Regulated | 07/16/2020 | 7426736 | 08/19/2020
ClimateMaster Inc. | TRANQUILITY HI RISE SERIES | TSM18 B |  | Ground-Source | WBAHP-O: Heat Pump Packaged Un | Heat Pump | 208 | 1 |  |  |  | Single-Speed |  |  |  | 18500 | 1069 | 17.3 |  | 13200 | 1172 | 3.3 |  | Non Federally-Regulated | 05/13/2020 | 7426734 | 08/19/2020
ClimateMaster Inc. | TRANQUILITY HI RISE SERIES | TSM24 B |  | Water-Source | WBAHP-O: Heat Pump Packaged Un | Heat Pump | 208 | 1 |  |  |  | Single-Speed |  |  |  | 25000 | 1592 | 15.7 |  | 32500 | 1867 | 5.1 |  | Federally-Regulated Commercial & Industrial Equipment | 07/16/2020 | 7426741 | 08/19/2020
ClimateMaster Inc. | TRANQUILITY HI RISE SERIES | TSM36 A |  | Ground-Source | WBAHP-O: Heat Pump Packaged Un | Heat Pump | 208 | 1 |  |  |  | Single-Speed |  |  |  | 36000 | 2222 | 16.2 |  | 25500 | 2198 | 3.4 |  | Non Federally-Regulated | 05/13/2020 | 7426744 | 08/19/2020
ClimateMaster Inc. | TRANQUILITY HI RISE SERIES | TSM15 B |  | Water-Source | WBAHP-O: Heat Pump Packaged Un | Heat Pump | 208 | 1 |  |  |  | Single-Speed |  |  |  | 14600 | 918 | 15.9 |  | 17500 | 967 | 5.3 |  | Federally-Regulated Commercial & Industrial Equipment | 05/13/2020 | 7426730 | 08/19/2020
ClimateMaster Inc. | TRANQUILITY HI RISE SERIES | TSM12 A |  | Ground-Source | WBAHP-O: Heat Pump Packaged Un | Heat Pump | 208 | 1 |  |  |  | Single-Speed |  |  |  | 12100 | 806 | 15 |  | 9000 | 824 | 3.2 |  | Non Federally-Regulated | 05/13/2020 | 7426724 | 08/19/2020
ClimateMaster Inc. | TRANQUILITY HI RISE SERIES | TSM18 B |  | Water-Source | WBAHP-O: Heat Pump Packaged Un | Heat Pump | 208 | 1 |  |  |  | Single-Speed |  |  |  | 18000 | 1184 | 15.2 |  | 22200 | 1275 | 5.1 |  | Federally-Regulated Commercial & Industrial Equipment | 05/13/2020 | 7426734 | 08/19/2020
ClimateMaster Inc. | TRANQUILITY HI RISE SERIES | TSM24 B |  | Ground-Source | WBAHP-O: Heat Pump Packaged Un | Heat Pump | 208 | 1 |  |  |  | Single-Speed |  |  |  | 26500 | 1432 | 18.5 |  | 18200 | 1523 | 3.5 |  | Non Federally-Regulated | 07/16/2020 | 7426741 | 08/19/2020
ClimateMaster Inc. | TRANQUILITY 16 | TRH/V012A |  | Ground-Water-Source | WBAHP: Heat Pump Packaged Unit | Heat Pump | 208 | 1 |  |  |  | Single-Speed |  |  |  | 13500 | 703 | 19.2 |  | 12100 | 958 | 3.7 |  | Non Federally-Regulated | 05/13/2020 | 7426507 | 08/19/2020
ClimateMaster Inc. | TRANQUILITY 16 | TRH/V060A |  | Ground-Source | WBAHP: Heat Pump Packaged Unit | Heat Pump | 230 | 1 |  |  |  | Single-Speed |  |  |  | 61500 | 4241 | 14.5 |  | 49200 | 4369 | 3.3 |  | Non Federally-Regulated | 05/13/2020 | 7426525 | 08/19/2020
ClimateMaster Inc. | TRANQUILITY 16 | TRH/V024A*W/K |  | Ground-Source | WBAHP: Heat Pump Packaged Unit | Heat Pump | 208 | 1 |  |  |  | Single-Speed |  |  |  | 24500 | 1531 | 16 |  | 18600 | 1557 | 3.5 |  | Non Federally-Regulated | 05/13/2020 | 7784008 | 08/19/2020
ClimateMaster Inc. | TRANQUILITY 16 | TRH/V060A*W/K |  | Ground-Water-Source | WBAHP: Heat Pump Packaged Unit | Heat Pump | 208 | 1 |  |  |  | Single-Speed | 2721 | 842 |  | 67000 | 3190 | 21 | 16.2 | 59600 | 4366 | 4 | 3.6 | Non Federally-Regulated | 10/10/2017 |  | 08/19/2020
ClimateMaster Inc. | TRANQUILITY 16 | TRH/V018A |  | Ground-Source | WBAHP: Heat Pump Packaged Unit | Heat Pump | 208 | 1 |  |  |  | Single-Speed |  |  |  | 19500 | 1211 | 16.1 |  | 14100 | 1215 | 3.4 |  | Non Federally-Regulated | 05/13/2020 | 7426517 | 08/19/2020
ClimateMaster Inc. | TRANQUILITY 16 | TRH/V030A*W/K |  | Ground-Source | WBAHP: Heat Pump Packaged Unit | Heat Pump | 208 | 1 |  |  |  | Single-Speed |  |  |  | 29500 | 1843 | 16 |  | 24000 | 1953 | 3.6 |  | Non Federally-Regulated | 05/13/2020 | 7784009 | 08/19/2020
ClimateMaster Inc. | TRANQUILITY 16 | TRH/V060A*W/K |  | Water-Source | WBAHP: Heat Pump Packaged Unit | Heat Pump | 230 | 1 |  |  |  | Single-Speed |  |  |  | 59500 | 4075 | 14.6 |  | 72000 | 4795 | 4.4 |  | Federally-Regulated Commercial & Industrial Equipment | 05/13/2020 | 7784014 | 08/19/2020
ClimateMaster Inc. | TRANQUILITY 16 | TRH/V009A |  | Water-Source | WBAHP: Heat Pump Packaged Unit | Heat Pump | 208 | 1 |  |  |  | Single-Speed |  |  |  | 8600 | 641 | 13.4 |  | 11600 | 790 | 4.3 |  | Federally-Regulated Commercial & Industrial Equipment | 05/13/2020 | 7426505 | 08/19/2020
ClimateMaster Inc. | TRANQUILITY 16 | TRH/V060A*W/K |  | Water-Source | WBAHP: Heat Pump Packaged Unit | Heat Pump | 208 | 1 |  |  |  | Single-Speed |  |  |  | 59500 | 4075 | 14.6 |  | 72000 | 4795 | 4.4 |  | Federally-Regulated Commercial & Industrial Equipment | 05/13/2020 | 7784014 | 08/19/2020
ClimateMaster Inc. | TRANQUILITY 16 | TRH/V060A |  | Ground-Source | WBAHP: Heat Pump Packaged Unit | Heat Pump | 208 | 1 |  |  |  | Single-Speed |  |  |  | 61500 | 4241 | 14.5 |  | 49200 | 4369 | 3.3 |  | Non Federally-Regulated | 05/13/2020 | 7426525 | 08/19/2020
ClimateMaster Inc. | TRANQUILITY 16 | TRH/V048A |  | Water-Source | WBAHP: Heat Pump Packaged Unit | Heat Pump | 208 | 1 |  |  |  | Single-Speed |  |  |  | 48000 | 3609 | 13.3 |  | 53600 | 3342 | 4.7 |  | Federally-Regulated Commercial & Industrial Equipment | 05/13/2020 | 7426520 | 08/19/2020
ClimateMaster Inc. | TRANQUILITY 16 | TRH/V060A*W/K |  | Ground-Source | WBAHP: Heat Pump Packaged Unit | Heat Pump | 208 | 1 |  |  |  | Single-Speed |  |  |  | 61500 | 3727 | 16.5 |  | 49200 | 4240 | 3.4 |  | Non Federally-Regulated | 05/13/2020 | 7784014 | 08/19/2020
ClimateMaster Inc. | TRANQUILITY 16 | TRH/V018A*W/K |  | Ground-Source | WBAHP: Heat Pump Packaged Unit | Heat Pump | 208 | 1 |  |  |  | Single-Speed |  |  |  | 19500 | 1140 | 17.1 |  | 14100 | 1116 | 3.7 |  | Non Federally-Regulated | 05/13/2020 | 7784007 | 08/19/2020
ClimateMaster Inc. | TRANQUILITY 16 | TRH/V018A*W/K |  | Water-Source | WBAHP: Heat Pump Packaged Unit | Heat Pump | 208 | 1 |  |  |  | Single-Speed |  |  |  | 18700 | 1246 | 15 |  | 21800 | 1228 | 5.2 |  | Federally-Regulated Commercial & Industrial Equipment | 05/13/2020 | 7784007 | 08/19/2020
ClimateMaster Inc. | TRANQUILITY 16 | TRH/V060A |  | Water-Source | WBAHP: Heat Pump Packaged Unit | Heat Pump | 230 | 1 |  |  |  | Single-Speed |  |  |  | 59500 | 4576 | 13 |  | 72000 | 4907 | 4.3 |  | Federally-Regulated Commercial & Industrial Equipment | 05/13/2020 | 7426525 | 08/19/2020
ClimateMaster Inc. | TRANQUILITY 16 | TRH/V060A*W/K |  | Ground-Water-Source | WBAHP: Heat Pump Packaged Unit | Heat Pump | 230 | 1 |  |  |  | Single-Speed | 2721 | 842 |  | 67000 | 3190 | 21 | 16.2 | 59600 | 4366 | 4 | 3.6 | Non Federally-Regulated | 10/10/2017 |  | 08/19/2020
ClimateMaster Inc. | TRANQUILITY 16 | TRH/V036A*W/K |  | Water-Source | WBAHP: Heat Pump Packaged Unit | Heat Pump | 208 | 1 |  |  |  | Single-Speed |  |  |  | 34500 | 2464 | 14 |  | 43400 | 2826 | 4.5 |  | Federally-Regulated Commercial & Industrial Equipment | 07/16/2020 | 7784010 | 08/19/2020
ClimateMaster Inc. | TRANQUILITY 16 | TRH/V024A*W/K |  | Ground-Water-Source | WBAHP: Heat Pump Packaged Unit | Heat Pump | 230 | 1 |  |  |  | Single-Speed |  |  |  | 27000 | 1255 | 21.5 |  | 23500 | 1601 | 4.3 |  | Non Federally-Regulated | 05/13/2020 | 7784008 | 08/19/2020
ClimateMaster Inc. | TRANQUILITY 16 | TRH/V042A |  | Water-Source | WBAHP: Heat Pump Packaged Unit | Heat Pump | 208 | 1 |  |  |  | Single-Speed |  |  |  | 40100 | 3061 | 13.1 |  | 52700 | 3591 | 4.3 |  | Federally-Regulated Commercial & Industrial Equipment | 07/16/2020 | 7425300 | 08/19/2020
ClimateMaster Inc. | TRANQUILITY 16 | TRH/V018A |  | Water-Source | WBAHP: Heat Pump Packaged Unit | Heat Pump | 208 | 1 |  |  |  | Single-Speed |  |  |  | 18700 | 1335 | 14 |  | 21800 | 1277 | 5 |  | Federally-Regulated Commercial & Industrial Equipment | 05/13/2020 | 7426517 | 08/19/2020
ClimateMaster Inc. | TRANQUILITY 16 | TRH/V015A |  | Ground-Source | WBAHP: Heat Pump Packaged Unit | Heat Pump | 208 | 1 |  |  |  | Single-Speed |  |  |  | 15000 | 872 | 17.2 |  | 11100 | 903 | 3.6 |  | Non Federally-Regulated | 07/16/2020 | 7426515 | 08/19/2020
ClimateMaster Inc. | TRANQUILITY 16 | TRH/V009A |  | Ground-Water-Source | WBAHP: Heat Pump Packaged Unit | Heat Pump | 230 | 1 |  |  |  | Single-Speed |  |  |  | 10000 | 473 | 21.1 |  | 9700 | 728 | 3.9 |  | Non Federally-Regulated | 05/13/2020 | 7426505 | 08/19/2020
ClimateMaster Inc. | TRANQUILITY 16 | TRH/V009A |  | Ground-Source | WBAHP: Heat Pump Packaged Unit | Heat Pump | 230 | 1 |  |  |  | Single-Speed |  |  |  | 9100 | 579 | 15.7 |  | 7800 | 672 | 3.4 |  | Non Federally-Regulated | 05/13/2020 | 7426505 | 08/19/2020
ClimateMaster Inc. | TRANQUILITY 16 | TRH/V015A*W/K |  | Ground-Water-Source | WBAHP: Heat Pump Packaged Unit | Heat Pump | 208 | 1 |  |  |  | Single-Speed |  |  |  | 16800 | 672 | 25 |  | 13800 | 919 | 4.4 |  | Non Federally-Regulated | 07/16/2020 | 7783990 | 08/19/2020
ClimateMaster Inc. | TRANQUILITY 16 | TRH/V048A |  | Ground-Source | WBAHP: Heat Pump Packaged Unit | Heat Pump | 208 | 1 |  |  |  | Single-Speed |  |  |  | 50400 | 3428 | 14.7 |  | 36500 | 3146 | 3.4 |  | Non Federally-Regulated | 05/13/2020 | 7426520 | 08/19/2020
ClimateMaster Inc. | TRANQUILITY 16 | TRH/V048A*W/K |  | Ground-Water-Source | WBAHP: Heat Pump Packaged Unit | Heat Pump | 208 | 1 |  |  |  | Single-Speed |  |  |  | 54200 | 2580 | 21 |  | 45300 | 3087 | 4.3 |  | Non Federally-Regulated | 05/13/2020 | 7784012 | 08/19/2020
ClimateMaster Inc. | TRANQUILITY 16 | TRH/V015A |  | Water-Source | WBAHP: Heat Pump Packaged Unit | Heat Pump | 208 | 1 |  |  |  | Single-Speed |  |  |  | 14500 | 941 | 15.4 |  | 17300 | 1014 | 5 |  | Federally-Regulated Commercial & Industrial Equipment | 07/16/2020 | 7426515 | 08/19/2020
ClimateMaster Inc. | TRANQUILITY 16 | TRH/V024A |  | Water-Source | WBAHP: Heat Pump Packaged Unit | Heat Pump | 230 | 1 |  |  |  | Single-Speed |  |  |  | 23600 | 1815 | 13 | 11.2 | 27500 | 1752 | 4.6 | 4.2 | Federally-Regulated Commercial & Industrial Equipment | 05/13/2020 | 7368804 | 08/19/2020
ClimateMaster Inc. | TRANQUILITY 16 | TRH/V030A*W/K |  | Water-Source | WBAHP: Heat Pump Packaged Unit | Heat Pump | 208 | 1 |  |  |  | Single-Speed |  |  |  | 28600 | 2102 | 13.6 |  | 37000 | 2213 | 4.9 |  | Federally-Regulated Commercial & Industrial Equipment | 05/13/2020 | 7784009 | 08/19/2020
ClimateMaster Inc. | TRANQUILITY 16 | TRH/V042A*W/K |  | Water-Source | WBAHP: Heat Pump Packaged Unit | Heat Pump | 208 | 1 |  |  |  | Single-Speed |  |  |  | 42100 | 2825 | 14.9 |  | 50400 | 3282 | 4.5 |  | Federally-Regulated Commercial & Industrial Equipment | 07/16/2020 | 7784011 | 08/19/2020
ClimateMaster Inc. | TRANQUILITY 16 | TRH/V042A |  | Ground-Water-Source | WBAHP: Heat Pump Packaged Unit | Heat Pump | 208 | 1 |  |  |  | Single-Speed |  |  |  | 45900 | 2341 | 19.6 |  | 44000 | 3393 | 3.8 |  | Non Federally-Regulated | 07/16/2020 | 7425300 | 08/19/2020
ClimateMaster Inc. | TRANQUILITY 16 | TRH/V012A |  | Water-Source | WBAHP: Heat Pump Packaged Unit | Heat Pump | 208 | 1 |  |  |  | Single-Speed |  |  |  | 11100 | 888 | 12.5 |  | 14700 | 1001 | 4.3 |  | Federally-Regulated Commercial & Industrial Equipment | 05/13/2020 | 7426507 | 08/19/2020
ClimateMaster Inc. | TRANQUILITY 16 | TRH/V024A*W/K |  | Water-Source | WBAHP: Heat Pump Packaged Unit | Heat Pump | 230 | 1 |  |  |  | Single-Speed |  |  |  | 23600 | 1748 | 13.5 |  | 27500 | 1679 | 4.8 |  | Federally-Regulated Commercial & Industrial Equipment | 05/13/2020 | 7784008 | 08/19/2020
ClimateMaster Inc. | TRANQUILITY 16 | TRH/V015A*W/K |  | Water-Source | WBAHP: Heat Pump Packaged Unit | Heat Pump | 208 | 1 |  |  |  | Single-Speed |  |  |  | 14500 | 935 | 15.5 |  | 16800 | 965 | 5.1 |  | Federally-Regulated Commercial & Industrial Equipment | 07/16/2020 | 7783990 | 08/19/2020
ClimateMaster Inc. | TRANQUILITY 16 | TRH/V042A |  | Ground-Source | WBAHP: Heat Pump Packaged Unit | Heat Pump | 208 | 1 |  |  |  | Single-Speed |  |  |  | 40500 | 2812 | 14.4 |  | 34300 | 3046 | 3.3 |  | Non Federally-Regulated | 07/16/2020 | 7425300 | 08/19/2020
ClimateMaster Inc. | TRANQUILITY 16 | TRH/V042A*W/K |  | Ground-Water-Source | WBAHP: Heat Pump Packaged Unit | Heat Pump | 208 | 1 |  |  |  | Single-Speed |  |  |  | 46400 | 2109 | 22 |  | 42400 | 3106 | 4 |  | Non Federally-Regulated | 07/16/2020 | 7784011 | 08/19/2020
ClimateMaster Inc. | TRANQUILITY 16 | TRH/V030A*W/K |  | Water-Source | WBAHP: Heat Pump Packaged Unit | Heat Pump | 230 | 1 |  |  |  | Single-Speed |  |  |  | 28600 | 2102 | 13.6 |  | 37000 | 2213 | 4.9 |  | Federally-Regulated Commercial & Industrial Equipment | 05/13/2020 | 7784009 | 08/19/2020
ClimateMaster Inc. | TRANQUILITY 16 | TRH/V060A*W/K |  | Ground-Source | WBAHP: Heat Pump Packaged Unit | Heat Pump | 230 | 1 |  |  |  | Single-Speed |  |  |  | 61500 | 3727 | 16.5 |  | 49200 | 4240 | 3.4 |  | Non Federally-Regulated | 05/13/2020 | 7784014 | 08/19/2020
ClimateMaster Inc. | TRANQUILITY 16 | TRH/V060A |  | Ground-Water-Source | WBAHP: Heat Pump Packaged Unit | Heat Pump | 230 | 1 |  |  |  | Single-Speed | 2652 | 907 |  | 66600 | 3346 | 19.9 | 16.2 | 60000 | 4508 | 3.9 | 3.6 | Non Federally-Regulated | 10/10/2017 |  | 08/19/2020
ClimateMaster Inc. | TRANQUILITY 16 | TRH/V024A*W/K |  | Ground-Water-Source | WBAHP: Heat Pump Packaged Unit | Heat Pump | 208 | 1 |  |  |  | Single-Speed |  |  |  | 27000 | 1255 | 21.5 |  | 23500 | 1601 | 4.3 |  | Non Federally-Regulated | 05/13/2020 | 7784008 | 08/19/2020
ClimateMaster Inc. | TRANQUILITY 16 | TRH/V036A*W/K |  | Ground-Water-Source | WBAHP: Heat Pump Packaged Unit | Heat Pump | 208 | 1 |  |  |  | Single-Speed |  |  |  | 39000 | 1866 | 20.9 |  | 35800 | 2623 | 4 |  | Non Federally-Regulated | 07/16/2020 | 7784010 | 08/19/2020
ClimateMaster Inc. | TRANQUILITY 16 | TRH/V030A |  | Water-Source | WBAHP: Heat Pump Packaged Unit | Heat Pump | 208 | 1 |  |  |  | Single-Speed |  |  |  | 28600 | 2200 | 13 | 11.2 | 37000 | 2307 | 4.7 | 4.2 | Federally-Regulated Commercial & Industrial Equipment | 05/13/2020 | 7368805 | 08/19/2020
ClimateMaster Inc. | TRANQUILITY 16 | TRH/V048A*W/K |  | Water-Source | WBAHP: Heat Pump Packaged Unit | Heat Pump | 208 | 1 |  |  |  | Single-Speed |  |  |  | 48000 | 3428 | 14 |  | 53600 | 3272 | 4.8 |  | Federally-Regulated Commercial & Industrial Equipment | 05/13/2020 | 7784012 | 08/19/2020
ClimateMaster Inc. | TRANQUILITY 16 | TRH/V015A*W/K |  | Ground-Source | WBAHP: Heat Pump Packaged Unit | Heat Pump | 208 | 1 |  |  |  | Single-Speed |  |  |  | 15000 | 837 | 17.9 |  | 10900 | 887 | 3.6 |  | Non Federally-Regulated | 07/16/2020 | 7783990 | 08/19/2020
ClimateMaster Inc. | TRANQUILITY 16 | TRH/V009A |  | Ground-Source | WBAHP: Heat Pump Packaged Unit | Heat Pump | 208 | 1 |  |  |  | Single-Speed |  |  |  | 9100 | 579 | 15.7 |  | 7800 | 672 | 3.4 |  | Non Federally-Regulated | 05/13/2020 | 7426505 | 08/19/2020
ClimateMaster Inc. | TRANQUILITY 16 | TRH/V024A*W/K |  | Water-Source | WBAHP: Heat Pump Packaged Unit | Heat Pump | 208 | 1 |  |  |  | Single-Speed |  |  |  | 23600 | 1748 | 13.5 |  | 27500 | 1679 | 4.8 |  | Federally-Regulated Commercial & Industrial Equipment | 05/13/2020 | 7784008 | 08/19/2020
ClimateMaster Inc. | TRANQUILITY 16 | TRH/V006A |  | Ground-Water-Source | WBAHP: Heat Pump Packaged Unit | Heat Pump | 208 | 1 |  |  |  | Single-Speed |  |  |  | 7000 | 331 | 21.1 |  | 6300 | 461 | 4 |  | Non Federally-Regulated | 05/13/2020 | 7426503 | 08/19/2020
ClimateMaster Inc. | TRANQUILITY 16 | TRH/V012A |  | Ground-Source | WBAHP: Heat Pump Packaged Unit | Heat Pump | 208 | 1 |  |  |  | Single-Speed |  |  |  | 12000 | 839 | 14.3 |  | 10000 | 915 | 3.2 |  | Non Federally-Regulated | 05/13/2020 | 7426507 | 08/19/2020
ClimateMaster Inc. | TRANQUILITY 16 | TRH/V048A*W/K |  | Ground-Source | WBAHP: Heat Pump Packaged Unit | Heat Pump | 208 | 1 |  |  |  | Single-Speed |  |  |  | 50400 | 3111 | 16.2 |  | 36500 | 2971 | 3.6 |  | Non Federally-Regulated | 05/13/2020 | 7784012 | 08/19/2020
ClimateMaster Inc. | TRANQUILITY 16 | TRH/V048A |  | Ground-Water-Source | WBAHP: Heat Pump Packaged Unit | Heat Pump | 208 | 1 |  |  |  | Single-Speed |  |  |  | 54200 | 2643 | 20.5 |  | 45300 | 3238 | 4.1 |  | Non Federally-Regulated | 05/13/2020 | 7426520 | 08/19/2020
ClimateMaster Inc. | TRANQUILITY 16 | TRH/V060A |  | Water-Source | WBAHP: Heat Pump Packaged Unit | Heat Pump | 208 | 1 |  |  |  | Single-Speed |  |  |  | 59500 | 4576 | 13 |  | 72000 | 4907 | 4.3 |  | Federally-Regulated Commercial & Industrial Equipment | 05/13/2020 | 7426525 | 08/19/2020
ClimateMaster Inc. | TRANQUILITY 16 | TRH/V009A |  | Water-Source | WBAHP: Heat Pump Packaged Unit | Heat Pump | 230 | 1 |  |  |  | Single-Speed |  |  |  | 8600 | 641 | 13.4 |  | 11600 | 790 | 4.3 |  | Federally-Regulated Commercial & Industrial Equipment | 05/13/2020 | 7426505 | 08/19/2020
ClimateMaster Inc. | TRANQUILITY 16 | TRH/V030A*W/K |  | Ground-Water-Source | WBAHP: Heat Pump Packaged Unit | Heat Pump | 230 | 1 |  |  |  | Single-Speed |  |  |  | 32000 | 1481 | 21.6 |  | 30500 | 2078 | 4.3 |  | Non Federally-Regulated | 05/13/2020 | 7784009 | 08/19/2020
ClimateMaster Inc. | TRANQUILITY 16 | TRH/V030A*W/K |  | Ground-Water-Source | WBAHP: Heat Pump Packaged Unit | Heat Pump | 208 | 1 |  |  |  | Single-Speed |  |  |  | 32000 | 1481 | 21.6 |  | 30500 | 2078 | 4.3 |  | Non Federally-Regulated | 05/13/2020 | 7784009 | 08/19/2020
ClimateMaster Inc. | TRANQUILITY 16 | TRH/V060A |  | Ground-Water-Source | WBAHP: Heat Pump Packaged Unit | Heat Pump | 208 | 1 |  |  |  | Single-Speed | 2652 | 907 |  | 66600 | 3346 | 19.9 | 16.2 | 60000 | 4508 | 3.9 | 3.6 | Non Federally-Regulated | 10/10/2017 |  | 08/19/2020
ClimateMaster Inc. | TRANQUILITY 16 | TRH/V006A |  | Ground-Source | WBAHP: Heat Pump Packaged Unit | Heat Pump | 208 | 1 |  |  |  | Single-Speed |  |  |  | 6200 | 402 | 15.4 | 13.4 | 4900 | 463 | 3.1 | 3.1 | Non Federally-Regulated | 05/13/2020 | 7426503 | 08/19/2020
ClimateMaster Inc. | TRANQUILITY 16 | TRH/V006A |  | Water-Source | WBAHP: Heat Pump Packaged Unit | Heat Pump | 208 | 1 |  |  |  | Single-Speed |  |  |  | 5800 | 439 | 13.2 |  | 7500 | 467 | 4.7 |  | Federally-Regulated Commercial & Industrial Equipment | 05/13/2020 | 7426503 | 08/19/2020
ClimateMaster Inc. | TRANQUILITY 16 | TRH/V024A*W/K |  | Ground-Source | WBAHP: Heat Pump Packaged Unit | Heat Pump | 230 | 1 |  |  |  | Single-Speed |  |  |  | 24500 | 1531 | 16 |  | 18600 | 1557 | 3.5 |  | Non Federally-Regulated | 05/13/2020 | 7784008 | 08/19/2020
ClimateMaster Inc. | TRANQUILITY 16 | TRH/V009A |  | Ground-Water-Source | WBAHP: Heat Pump Packaged Unit | Heat Pump | 208 | 1 |  |  |  | Single-Speed |  |  |  | 10000 | 473 | 21.1 |  | 9700 | 728 | 3.9 |  | Non Federally-Regulated | 05/13/2020 | 7426505 | 08/19/2020
ClimateMaster Inc. | TRANQUILITY 16 | TRH/V030A*W/K |  | Ground-Source | WBAHP: Heat Pump Packaged Unit | Heat Pump | 230 | 1 |  |  |  | Single-Speed |  |  |  | 29500 | 1843 | 16 |  | 24000 | 1953 | 3.6 |  | Non Federally-Regulated | 05/13/2020 | 7784009 | 08/19/2020
ClimateMaster Inc. | TRANQUILITY 16 | TRH/V018A*W/K |  | Ground-Water-Source | WBAHP: Heat Pump Packaged Unit | Heat Pump | 208 | 1 |  |  |  | Single-Speed |  |  |  | 21500 | 911 | 23.6 |  | 17800 | 1159 | 4.5 |  | Non Federally-Regulated | 05/13/2020 | 7784007 | 08/19/2020
ClimateMaster Inc. | TRANQUILITY 16 | TRH/V036A*W/K |  | Ground-Source | WBAHP: Heat Pump Packaged Unit | Heat Pump | 208 | 1 |  |  |  | Single-Speed |  |  |  | 35400 | 2283 | 15.5 |  | 28700 | 2473 | 3.4 |  | Non Federally-Regulated | 07/16/2020 | 7784010 | 08/19/2020
ClimateMaster Inc. | TRANQUILITY 16 | TRH/V015A |  | Ground-Water-Source | WBAHP: Heat Pump Packaged Unit | Heat Pump | 208 | 1 |  |  |  | Single-Speed |  |  |  | 16800 | 685 | 24.5 |  | 14400 | 959 | 4.4 |  | Non Federally-Regulated | 07/16/2020 | 7426515 | 08/19/2020
ClimateMaster Inc. | TRANQUILITY 16 | TRH/V042A*W/K |  | Ground-Source | WBAHP: Heat Pump Packaged Unit | Heat Pump | 208 | 1 |  |  |  | Single-Speed |  |  |  | 42200 | 2511 | 16.8 |  | 33900 | 2922 | 3.4 |  | Non Federally-Regulated | 07/16/2020 | 7784011 | 08/19/2020
ClimateMaster Inc. | TRANQUILITY 16 | TRH/V018A |  | Ground-Water-Source | WBAHP: Heat Pump Packaged Unit | Heat Pump | 208 | 1 |  |  |  | Single-Speed |  |  |  | 21500 | 977 | 22 |  | 17800 | 1242 | 4.2 |  | Non Federally-Regulated | 05/13/2020 | 7426517 | 08/19/2020
ClimateMaster Inc. | TRANQUILITY TRE SERIES | TRE096D |  | Water-Source | WBAHP: Heat Pump Packaged Unit | Heat Pump | 208 | 3 |  |  |  | Single-Speed | 2993 | 1477 |  | 97000 | 6928 | 14 | 12 | 110600 | 7366 | 4.4 | 4.2 | Federally-Regulated Commercial & Industrial Equipment | 10/10/2017 |  | 08/19/2020
ClimateMaster Inc. | TRANQUILITY TRE SERIES | TRE048D |  | Ground-Water-Source | WBAHP: Heat Pump Packaged Unit | Heat Pump | 230 | 3 |  |  |  | Single-Speed |  |  |  | 54800 | 2597 | 21.1 |  | 48500 | 3466 | 4.1 |  | Non Federally-Regulated | 05/13/2020 | 10447007 | 08/19/2020
ClimateMaster Inc. | TRANQUILITY TRE SERIES | TRE036D |  | Ground-Water-Source | WBAHP: Heat Pump Packaged Unit | Heat Pump | 230 | 3 |  |  |  | Single-Speed |  |  |  | 39800 | 1834 | 21.7 |  | 35400 | 2357 | 4.4 |  | Non Federally-Regulated | 05/13/2020 | 10446999 | 08/19/2020
ClimateMaster Inc. | TRANQUILITY TRE SERIES | TRE048D |  | Water-Source | WBAHP: Heat Pump Packaged Unit | Heat Pump | 230 | 3 |  |  |  | Single-Speed |  |  |  | 48500 | 3368 | 14.4 |  | 59700 | 3722 | 4.7 |  | Federally-Regulated Commercial & Industrial Equipment | 05/13/2020 | 10447007 | 08/19/2020
ClimateMaster Inc. | TRANQUILITY TRE SERIES | TRE096D |  | Ground-Source | WBAHP: Heat Pump Packaged Unit | Heat Pump | 230 | 3 |  |  |  | Single-Speed | 2746 | 1477 |  | 101000 | 6474 | 15.6 | 13.4 | 74000 | 6777 | 3.2 | 3.1 | Non Federally-Regulated | 10/10/2017 |  | 08/19/2020
ClimateMaster Inc. | TRANQUILITY TRE SERIES | TRE060D |  | Water-Source | WBAHP: Heat Pump Packaged Unit | Heat Pump | 230 | 3 |  |  |  | Single-Speed |  |  |  | 61100 | 3891 | 15.7 |  | 72800 | 4183 | 5.1 |  | Federally-Regulated Commercial & Industrial Equipment | 05/13/2020 | 10447008 | 08/19/2020
ClimateMaster Inc. | TRANQUILITY TRE SERIES | TRE048D |  | Ground-Source | WBAHP: Heat Pump Packaged Unit | Heat Pump | 230 | 3 |  |  |  | Single-Speed |  |  |  | 50000 | 3125 | 16 |  | 37800 | 3258 | 3.4 |  | Non Federally-Regulated | 05/13/2020 | 10447007 | 08/19/2020
ClimateMaster Inc. | TRANQUILITY TRE SERIES | TRE060D |  | Ground-Water-Source | WBAHP: Heat Pump Packaged Unit | Heat Pump | 208 | 3 |  |  |  | Single-Speed | 2646 | 682 |  | 69800 | 2970 | 23.5 | 16.2 | 60100 | 3914 | 4.5 | 3.6 | Non Federally-Regulated | 10/10/2017 |  | 08/19/2020
ClimateMaster Inc. | TRANQUILITY TRE SERIES | TRE048D |  | Water-Source | WBAHP: Heat Pump Packaged Unit | Heat Pump | 208 | 3 |  |  |  | Single-Speed |  |  |  | 48500 | 3368 | 14.4 |  | 59700 | 3722 | 4.7 |  | Federally-Regulated Commercial & Industrial Equipment | 05/13/2020 | 10447007 | 08/19/2020
ClimateMaster Inc. | TRANQUILITY TRE SERIES | TRE072D |  | Water-Source | WBAHP: Heat Pump Packaged Unit | Heat Pump | 208 | 3 |  |  |  | Single-Speed | 4208 | 933 |  | 67000 | 4496 | 14.9 | 12 | 87300 | 5016 | 5.1 | 4.2 | Federally-Regulated Commercial & Industrial Equipment | 10/10/2017 |  | 08/19/2020
ClimateMaster Inc. | TRANQUILITY TRE SERIES | TRE060D |  | Ground-Water-Source | WBAHP: Heat Pump Packaged Unit | Heat Pump | 230 | 3 |  |  |  | Single-Speed | 2646 | 682 |  | 69800 | 2970 | 23.5 | 16.2 | 60100 | 3914 | 4.5 | 3.6 | Non Federally-Regulated | 10/10/2017 |  | 08/19/2020
ClimateMaster Inc. | TRANQUILITY TRE SERIES | TRE060D |  | Ground-Source | WBAHP: Heat Pump Packaged Unit | Heat Pump | 230 | 3 |  |  |  | Single-Speed |  |  |  | 62100 | 3528 | 17.6 |  | 45600 | 3712 | 3.6 |  | Non Federally-Regulated | 05/13/2020 | 10447008 | 08/19/2020
ClimateMaster Inc. | TRANQUILITY TRE SERIES | TRE120D |  | Water-Source | WBAHP: Heat Pump Packaged Unit | Heat Pump | 208 | 3 |  |  |  | Single-Speed | 3783 | 2210 |  | 122500 | 8812 | 13.9 | 12 | 149400 | 9951 | 4.4 | 4.2 | Federally-Regulated Commercial & Industrial Equipment | 10/10/2017 |  | 08/19/2020
ClimateMaster Inc. | TRANQUILITY TRE SERIES | TRE120D |  | Ground-Source | WBAHP: Heat Pump Packaged Unit | Heat Pump | 230 | 3 |  |  |  | Single-Speed | 3426 | 2210 |  | 129000 | 8269 | 15.6 | 13.4 | 98000 | 8975 | 3.2 | 3.1 | Non Federally-Regulated | 10/10/2017 |  | 08/19/2020
ClimateMaster Inc. | TRANQUILITY TRE SERIES | TRE096D |  | Ground-Water-Source | WBAHP: Heat Pump Packaged Unit | Heat Pump | 208 | 3 |  |  |  | Single-Speed | 2166 | 1477 |  | 108600 | 5271 | 20.6 | 16.2 | 91700 | 6891 | 3.9 | 3.6 | Non Federally-Regulated | 10/10/2017 |  | 08/19/2020
ClimateMaster Inc. | TRANQUILITY TRE SERIES | TRE048D |  | Ground-Water-Source | WBAHP: Heat Pump Packaged Unit | Heat Pump | 208 | 3 |  |  |  | Single-Speed |  |  |  | 54800 | 2597 | 21.1 |  | 48500 | 3466 | 4.1 |  | Non Federally-Regulated | 05/13/2020 | 10447007 | 08/19/2020
ClimateMaster Inc. | TRANQUILITY TRE SERIES | TRE096D |  | Ground-Source | WBAHP: Heat Pump Packaged Unit | Heat Pump | 208 | 3 |  |  |  | Single-Speed | 2746 | 1477 |  | 101000 | 6474 | 15.6 | 13.4 | 74000 | 6777 | 3.2 | 3.1 | Non Federally-Regulated | 10/10/2017 |  | 08/19/2020
ClimateMaster Inc. | TRANQUILITY TRE SERIES | TRE036D |  | Ground-Source | WBAHP: Heat Pump Packaged Unit | Heat Pump | 230 | 3 |  |  |  | Single-Speed |  |  |  | 35000 | 2121 | 16.5 |  | 28100 | 2287 | 3.6 |  | Non Federally-Regulated | 05/13/2020 | 10446999 | 08/19/2020
ClimateMaster Inc. | TRANQUILITY TRE SERIES | TRE120D |  | Water-Source | WBAHP: Heat Pump Packaged Unit | Heat Pump | 230 | 3 |  |  |  | Single-Speed | 3783 | 2210 |  | 122500 | 8812 | 13.9 | 12 | 149400 | 9951 | 4.4 | 4.2 | Federally-Regulated Commercial & Industrial Equipment | 10/10/2017 |  | 08/19/2020
ClimateMaster Inc. | TRANQUILITY TRE SERIES | TRE096D |  | Ground-Water-Source | WBAHP: Heat Pump Packaged Unit | Heat Pump | 230 | 3 |  |  |  | Single-Speed | 2166 | 1477 |  | 108600 | 5271 | 20.6 | 16.2 | 91700 | 6891 | 3.9 | 3.6 | Non Federally-Regulated | 10/10/2017 |  | 08/19/2020
ClimateMaster Inc. | TRANQUILITY TRE SERIES | TRE120D |  | Ground-Source | WBAHP: Heat Pump Packaged Unit | Heat Pump | 208 | 3 |  |  |  | Single-Speed | 3426 | 2210 |  | 129000 | 8269 | 15.6 | 13.4 | 98000 | 8975 | 3.2 | 3.1 | Non Federally-Regulated | 10/10/2017 |  | 08/19/2020
ClimateMaster Inc. | TRANQUILITY TRE SERIES | TRE048D |  | Ground-Source | WBAHP: Heat Pump Packaged Unit | Heat Pump | 208 | 3 |  |  |  | Single-Speed |  |  |  | 50000 | 3125 | 16 |  | 37800 | 3258 | 3.4 |  | Non Federally-Regulated | 05/13/2020 | 10447007 | 08/19/2020
ClimateMaster Inc. | TRANQUILITY TRE SERIES | TRE036D |  | Ground-Source | WBAHP: Heat Pump Packaged Unit | Heat Pump | 208 | 3 |  |  |  | Single-Speed |  |  |  | 35000 | 2121 | 16.5 |  | 28100 | 2287 | 3.6 |  | Non Federally-Regulated | 05/13/2020 | 10446999 | 08/19/2020
ClimateMaster Inc. | TRANQUILITY TRE SERIES | TRE072D |  | Ground-Water-Source | WBAHP: Heat Pump Packaged Unit | Heat Pump | 230 | 3 |  |  |  | Single-Speed | 3101 | 933 |  | 75200 | 3547 | 21.2 | 16.2 | 71800 | 4676 | 4.5 | 3.6 | Non Federally-Regulated | 10/10/2017 |  | 08/19/2020
ClimateMaster Inc. | TRANQUILITY TRE SERIES | TRE036D |  | Water-Source | WBAHP: Heat Pump Packaged Unit | Heat Pump | 208 | 3 |  |  |  | Single-Speed |  |  |  | 35000 | 2464 | 14.2 |  | 42700 | 2502 | 5 |  | Federally-Regulated Commercial & Industrial Equipment | 05/13/2020 | 10446999 | 08/19/2020
ClimateMaster Inc. | TRANQUILITY TRE SERIES | TRE036D |  | Water-Source | WBAHP: Heat Pump Packaged Unit | Heat Pump | 230 | 3 |  |  |  | Single-Speed |  |  |  | 35000 | 2464 | 14.2 |  | 42700 | 2502 | 5 |  | Federally-Regulated Commercial & Industrial Equipment | 05/13/2020 | 10446999 | 08/19/2020
ClimateMaster Inc. | TRANQUILITY TRE SERIES | TRE072D |  | Ground-Source | WBAHP: Heat Pump Packaged Unit | Heat Pump | 208 | 3 |  |  |  | Single-Speed | 3888 | 933 |  | 68900 | 4279 | 16.1 | 13.4 | 56300 | 4583 | 3.6 | 3.1 | Non Federally-Regulated | 10/10/2017 |  | 08/19/2020
ClimateMaster Inc. | TRANQUILITY TRE SERIES | TRE096D |  | Water-Source | WBAHP: Heat Pump Packaged Unit | Heat Pump | 230 | 3 |  |  |  | Single-Speed | 2993 | 1477 |  | 97000 | 6928 | 14 | 12 | 110600 | 7366 | 4.4 | 4.2 | Federally-Regulated Commercial & Industrial Equipment | 10/10/2017 |  | 08/19/2020
ClimateMaster Inc. | TRANQUILITY TRE SERIES | TRE060D |  | Water-Source | WBAHP: Heat Pump Packaged Unit | Heat Pump | 208 | 3 |  |  |  | Single-Speed |  |  |  | 61100 | 3891 | 15.7 |  | 72800 | 4183 | 5.1 |  | Federally-Regulated Commercial & Industrial Equipment | 05/13/2020 | 10447008 | 08/19/2020
ClimateMaster Inc. | TRANQUILITY TRE SERIES | TRE072D |  | Water-Source | WBAHP: Heat Pump Packaged Unit | Heat Pump | 230 | 3 |  |  |  | Single-Speed | 4208 | 933 |  | 67000 | 4496 | 14.9 | 12 | 87300 | 5016 | 5.1 | 4.2 | Federally-Regulated Commercial & Industrial Equipment | 10/10/2017 |  | 08/19/2020
ClimateMaster Inc. | TRANQUILITY TRE SERIES | TRE072D |  | Ground-Water-Source | WBAHP: Heat Pump Packaged Unit | Heat Pump | 208 | 3 |  |  |  | Single-Speed | 3101 | 933 |  | 75200 | 3547 | 21.2 | 16.2 | 71800 | 4676 | 4.5 | 3.6 | Non Federally-Regulated | 10/10/2017 |  | 08/19/2020
ClimateMaster Inc. | TRANQUILITY TRE SERIES | TRE036D |  | Ground-Water-Source | WBAHP: Heat Pump Packaged Unit | Heat Pump | 208 | 3 |  |  |  | Single-Speed |  |  |  | 39800 | 1834 | 21.7 |  | 35400 | 2357 | 4.4 |  | Non Federally-Regulated | 05/13/2020 | 10446999 | 08/19/2020
ClimateMaster Inc. | TRANQUILITY TRE SERIES | TRE060D |  | Ground-Source | WBAHP: Heat Pump Packaged Unit | Heat Pump | 208 | 3 |  |  |  | Single-Speed |  |  |  | 62100 | 3528 | 17.6 |  | 45600 | 3712 | 3.6 |  | Non Federally-Regulated | 05/13/2020 | 10447008 | 08/19/2020
ClimateMaster Inc. | TRANQUILITY TRE SERIES | TRE120D |  | Ground-Water-Source | WBAHP: Heat Pump Packaged Unit | Heat Pump | 230 | 3 |  |  |  | Single-Speed | 2726 | 2210 |  | 135000 | 6553 | 20.6 | 16.2 | 122700 | 9220 | 3.9 | 3.6 | Non Federally-Regulated | 10/10/2017 |  | 08/19/2020
ClimateMaster Inc. | TRANQUILITY TRE SERIES | TRE120D |  | Ground-Water-Source | WBAHP: Heat Pump Packaged Unit | Heat Pump | 208 | 3 |  |  |  | Single-Speed | 2726 | 2210 |  | 135000 | 6553 | 20.6 | 16.2 | 122700 | 9220 | 3.9 | 3.6 | Non Federally-Regulated | 10/10/2017 |  | 08/19/2020
ClimateMaster Inc. | TRANQUILITY TRE SERIES | TRE072D |  | Ground-Source | WBAHP: Heat Pump Packaged Unit | Heat Pump | 230 | 3 |  |  |  | Single-Speed | 3888 | 933 |  | 68900 | 4279 | 16.1 | 13.4 | 56300 | 4583 | 3.6 | 3.1 | Non Federally-Regulated | 10/10/2017 |  | 08/19/2020
Enertech Global, LLC | GEOCOMFORT | GBT048*2 | GAD048A01SS | Ground-Water-Source | WBAHP-CB: Heat Pump Split Syst | Heat Pump | 208 | 3 | False |  |  | Single-Speed |  |  |  | 54200 | 2133 | 25.4 |  | 50800 | 3101 | 4.8 |  | Non Federally-Regulated | 08/12/2020 | 205744783 | 08/19/2020
Enertech Global, LLC | GEOCOMFORT | GBT024*2 | GAD024A01SS | Ground-Source | WBAHP-CB: Heat Pump Split Syst | Heat Pump | 230 | 3 | False |  |  | Dual-Speed |  |  |  | 26300 | 1289 | 20.4 |  | 18800 | 1412 | 3.9 |  | Non Federally-Regulated | 08/12/2020 | 205745866 | 08/19/2020
Enertech Global, LLC | GEOCOMFORT | GBT048*2 | GAD048A01SS | Ground-Source | WBAHP-CB: Heat Pump Split Syst | Heat Pump | 208 | 3 | False |  |  | Single-Speed |  |  |  | 50300 | 2579 | 19.5 |  | 41000 | 3081 | 3.9 |  | Non Federally-Regulated | 08/12/2020 | 205744783 | 08/19/2020
Enertech Global, LLC | GEOCOMFORT | GBT036 | GAD036A01SS | Water-Source | WBAHP-CB: Heat Pump Split Syst | Heat Pump | 208 | 1 | False |  |  | Single-Speed |  |  |  | 35200 | 2120 | 16.6 |  | 46000 | 2543 | 5.3 |  | Federally-Regulated Commercial & Industrial Equipment | 08/12/2020 | 205744756 | 08/19/2020
Enertech Global, LLC | GEOCOMFORT | GBT048*2 | GAD048A11SS | Water-Source | WBAHP-CB: Heat Pump Split Syst | Heat Pump | 230 | 3 | False |  |  | Single-Speed |  |  |  | 47800 | 2879 | 16.6 |  | 62000 | 3364 | 5.4 |  | Federally-Regulated Commercial & Industrial Equipment | 08/12/2020 | 205744784 | 08/19/2020
Enertech Global, LLC | GEOCOMFORT | GBT036 | GAD036A11SS | Water-Source | WBAHP-CB: Heat Pump Split Syst | Heat Pump | 208 | 1 | False |  |  | Single-Speed |  |  |  | 35200 | 2120 | 16.6 |  | 46000 | 2543 | 5.3 |  | Federally-Regulated Commercial & Industrial Equipment | 08/12/2020 | 205744757 | 08/19/2020
Enertech Global, LLC | GEOCOMFORT | GBT024*2 | GAD024A01SS | Ground-Source | WBAHP-CB: Heat Pump Split Syst | Heat Pump | 208 | 3 | False |  |  | Dual-Speed |  |  |  | 26300 | 1289 | 20.4 |  | 18800 | 1412 | 3.9 |  | Non Federally-Regulated | 08/12/2020 | 205745866 | 08/19/2020
Enertech Global, LLC | GEOCOMFORT | GBT036*2 | GAD036A11SS | Ground-Source | WBAHP-CB: Heat Pump Split Syst | Heat Pump | 230 | 3 | False |  |  | Single-Speed |  |  |  | 36900 | 1911 | 19.3 |  | 29000 | 2179 | 3.9 |  | Non Federally-Regulated | 08/12/2020 | 205744766 | 08/19/2020
Enertech Global, LLC | GEOCOMFORT | GBT036 | GAD036A01SS | Ground-Water-Source | WBAHP-CB: Heat Pump Split Syst | Heat Pump | 208 | 1 | False |  |  | Single-Speed |  |  |  | 39700 | 1600 | 24.8 |  | 37200 | 2319 | 4.7 |  | Non Federally-Regulated | 08/12/2020 | 205744756 | 08/19/2020
Enertech Global, LLC | GEOCOMFORT | GBT036 | GAD036A01SS | Ground-Water-Source | WBAHP-CB: Heat Pump Split Syst | Heat Pump | 230 | 1 | False |  |  | Single-Speed |  |  |  | 39700 | 1600 | 24.8 |  | 37200 | 2319 | 4.7 |  | Non Federally-Regulated | 08/12/2020 | 205744756 | 08/19/2020
Enertech Global, LLC | GEOCOMFORT | GBT036*2 | GAD036A01SS | Water-Source | WBAHP-CB: Heat Pump Split Syst | Heat Pump | 208 | 3 | False |  |  | Single-Speed |  |  |  | 35200 | 2120 | 16.6 |  | 46000 | 2543 | 5.3 |  | Federally-Regulated Commercial & Industrial Equipment | 08/12/2020 | 205744765 | 08/19/2020
Enertech Global, LLC | GEOCOMFORT | GBT048*2 | GAD048A01SS | Ground-Water-Source | WBAHP-CB: Heat Pump Split Syst | Heat Pump | 230 | 3 | False |  |  | Single-Speed |  |  |  | 54200 | 2133 | 25.4 |  | 50800 | 3101 | 4.8 |  | Non Federally-Regulated | 08/12/2020 | 205744783 | 08/19/2020
Enertech Global, LLC | GEOCOMFORT | GBT048 | GAD048A01SS | Ground-Water-Source | WBAHP-CB: Heat Pump Split Syst | Heat Pump | 230 | 1 | False |  |  | Single-Speed |  |  |  | 54200 | 2133 | 25.4 |  | 50800 | 3101 | 4.8 |  | Non Federally-Regulated | 08/12/2020 | 205744774 | 08/19/2020
Enertech Global, LLC | GEOCOMFORT | GBT036*2 | GAD036A01SS | Ground-Water-Source | WBAHP-CB: Heat Pump Split Syst | Heat Pump | 230 | 3 | False |  |  | Single-Speed |  |  |  | 39700 | 1600 | 24.8 |  | 37200 | 2319 | 4.7 |  | Non Federally-Regulated | 08/12/2020 | 205744765 | 08/19/2020
Enertech Global, LLC | GEOCOMFORT | GBT060 | GAD060A11SS | Ground-Source | WBAHP-CB: Heat Pump Split Syst | Heat Pump | 208 | 1 | False |  |  | Single-Speed |  |  |  | 61100 | 3357 | 18.2 |  | 46800 | 3609 | 3.8 |  | Non Federally-Regulated | 08/12/2020 | 205758225 | 08/19/2020
Enertech Global, LLC | GEOCOMFORT | GBT024*2 | GAD024A01SS | Water-Source | WBAHP-CB: Heat Pump Split Syst | Heat Pump | 230 | 3 | False |  |  | Dual-Speed |  |  |  | 24100 | 1377 | 17.5 |  | 29400 | 1723 | 5 |  | Federally-Regulated Commercial & Industrial Equipment | 08/12/2020 | 205745866 | 08/19/2020
Enertech Global, LLC | GEOCOMFORT | GBS018*2 | GAD018A11SS | Ground-Source | WBAHP-CB: Heat Pump Split Syst | Heat Pump | 230 | 3 | False |  |  | Single-Speed |  |  |  | 22200 | 1000 | 22.2 |  | 14400 | 1082 | 3.9 |  | Non Federally-Regulated | 08/12/2020 | 205744748 | 08/19/2020
Enertech Global, LLC | GEOCOMFORT | GBT036*2 | GAD036A11SS | Ground-Source | WBAHP-CB: Heat Pump Split Syst | Heat Pump | 208 | 3 | False |  |  | Single-Speed |  |  |  | 36900 | 1911 | 19.3 |  | 29000 | 2179 | 3.9 |  | Non Federally-Regulated | 08/12/2020 | 205744766 | 08/19/2020
Enertech Global, LLC | GEOCOMFORT | GBT024 | GAD024A01SS | Ground-Source | WBAHP-CB: Heat Pump Split Syst | Heat Pump | 208 | 1 | False |  |  | Dual-Speed |  |  |  | 26300 | 1289 | 20.4 |  | 18800 | 1412 | 3.9 |  | Non Federally-Regulated | 08/12/2020 | 205745857 | 08/19/2020
Enertech Global, LLC | GEOCOMFORT | GBS018*2 | GAD018A11SS | Water-Source | WBAHP-CB: Heat Pump Split Syst | Heat Pump | 208 | 3 | False |  |  | Single-Speed |  |  |  | 21100 | 1153 | 18.3 |  | 23300 | 1138 | 6 |  | Federally-Regulated Commercial & Industrial Equipment | 08/12/2020 | 205744748 | 08/19/2020
Enertech Global, LLC | GEOCOMFORT | GBT048*2 | GAD048A01SS | Ground-Source | WBAHP-CB: Heat Pump Split Syst | Heat Pump | 230 | 3 | False |  |  | Single-Speed |  |  |  | 50300 | 2579 | 19.5 |  | 41000 | 3081 | 3.9 |  | Non Federally-Regulated | 08/12/2020 | 205744783 | 08/19/2020
Enertech Global, LLC | GEOCOMFORT | GBT060*2 | GAD060A01SS | Ground-Source | WBAHP-CB: Heat Pump Split Syst | Heat Pump | 208 | 3 | False |  |  | Single-Speed |  |  |  | 61100 | 3357 | 18.2 |  | 46800 | 3609 | 3.8 |  | Non Federally-Regulated | 08/12/2020 | 205758230 | 08/19/2020
Enertech Global, LLC | GEOCOMFORT | GBT036 | GAD036A01SS | Ground-Source | WBAHP-CB: Heat Pump Split Syst | Heat Pump | 230 | 1 | False |  |  | Single-Speed |  |  |  | 36900 | 1911 | 19.3 |  | 29000 | 2179 | 3.9 |  | Non Federally-Regulated | 08/12/2020 | 205744756 | 08/19/2020
Enertech Global, LLC | GEOCOMFORT | GBT024*2 | GAD024A11SS | Ground-Water-Source | WBAHP-CB: Heat Pump Split Syst | Heat Pump | 230 | 3 | False |  |  | Dual-Speed |  |  |  | 28900 | 1074 | 26.9 |  | 23900 | 1490 | 4.7 |  | Non Federally-Regulated | 08/12/2020 | 205745867 | 08/19/2020
Enertech Global, LLC | GEOCOMFORT | GBT036 | GAD036A11SS | Ground-Source | WBAHP-CB: Heat Pump Split Syst | Heat Pump | 230 | 1 | False |  |  | Single-Speed |  |  |  | 36900 | 1911 | 19.3 |  | 29000 | 2179 | 3.9 |  | Non Federally-Regulated | 08/12/2020 | 205744757 | 08/19/2020
Enertech Global, LLC | GEOCOMFORT | GBS018*2 | GAD018A11SS | Ground-Water-Source | WBAHP-CB: Heat Pump Split Syst | Heat Pump | 230 | 3 | False |  |  | Single-Speed |  |  |  | 24300 | 768 | 31.6 |  | 18700 | 1096 | 5 |  | Non Federally-Regulated | 08/12/2020 | 205744748 | 08/19/2020
Enertech Global, LLC | GEOCOMFORT | GBT024 | GAD024A01SS | Ground-Source | WBAHP-CB: Heat Pump Split Syst | Heat Pump | 230 | 1 | False |  |  | Dual-Speed |  |  |  | 26300 | 1289 | 20.4 |  | 18800 | 1412 | 3.9 |  | Non Federally-Regulated | 08/12/2020 | 205745857 | 08/19/2020
Enertech Global, LLC | GEOCOMFORT | GBT036 | GAD036A11SS | Water-Source | WBAHP-CB: Heat Pump Split Syst | Heat Pump | 230 | 1 | False |  |  | Single-Speed |  |  |  | 35200 | 2120 | 16.6 |  | 46000 | 2543 | 5.3 |  | Federally-Regulated Commercial & Industrial Equipment | 08/12/2020 | 205744757 | 08/19/2020
Enertech Global, LLC | GEOCOMFORT | GBT024 | GAD024A11SS | Ground-Water-Source | WBAHP-CB: Heat Pump Split Syst | Heat Pump | 208 | 1 | False |  |  | Dual-Speed |  |  |  | 28900 | 1074 | 26.9 |  | 23900 | 1490 | 4.7 |  | Non Federally-Regulated | 08/12/2020 | 205745858 | 08/19/2020
Enertech Global, LLC | GEOCOMFORT | GBT060*2 | GAD060A11SS | Ground-Source | WBAHP-CB: Heat Pump Split Syst | Heat Pump | 208 | 3 | False |  |  | Single-Speed |  |  |  | 61100 | 3357 | 18.2 |  | 46800 | 3609 | 3.8 |  | Non Federally-Regulated | 08/12/2020 | 205758231 | 08/19/2020
Enertech Global, LLC | GEOCOMFORT | GBT048 | GAD048A11SS | Water-Source | WBAHP-CB: Heat Pump Split Syst | Heat Pump | 230 | 1 | False |  |  | Single-Speed |  |  |  | 47800 | 2879 | 16.6 |  | 62000 | 3364 | 5.4 |  | Federally-Regulated Commercial & Industrial Equipment | 08/12/2020 | 205744775 | 08/19/2020
Enertech Global, LLC | GEOCOMFORT | GBT036*2 | GAD036A01SS | Ground-Source | WBAHP-CB: Heat Pump Split Syst | Heat Pump | 208 | 3 | False |  |  | Single-Speed |  |  |  | 36900 | 1911 | 19.3 |  | 29000 | 2179 | 3.9 |  | Non Federally-Regulated | 08/12/2020 | 205744765 | 08/19/2020
Enertech Global, LLC | GEOCOMFORT | GBT024 | GAD024A11SS | Water-Source | WBAHP-CB: Heat Pump Split Syst | Heat Pump | 208 | 1 | False |  |  | Dual-Speed |  |  |  | 24100 | 1377 | 17.5 |  | 29400 | 1723 | 5 |  | Federally-Regulated Commercial & Industrial Equipment | 08/12/2020 | 205745858 | 08/19/2020
Enertech Global, LLC | GEOCOMFORT | GBT048 | GAD048A11SS | Ground-Source | WBAHP-CB: Heat Pump Split Syst | Heat Pump | 208 | 1 | False |  |  | Single-Speed |  |  |  | 50300 | 2579 | 19.5 |  | 41000 | 3081 | 3.9 |  | Non Federally-Regulated | 08/12/2020 | 205744775 | 08/19/2020
Enertech Global, LLC | GEOCOMFORT | GBT024 | GAD024A01SS | Water-Source | WBAHP-CB: Heat Pump Split Syst | Heat Pump | 208 | 1 | False |  |  | Dual-Speed |  |  |  | 24100 | 1377 | 17.5 |  | 29400 | 1723 | 5 |  | Federally-Regulated Commercial & Industrial Equipment | 08/12/2020 | 205745857 | 08/19/2020
Enertech Global, LLC | GEOCOMFORT | GBT024*2 | GAD024A01SS | Ground-Water-Source | WBAHP-CB: Heat Pump Split Syst | Heat Pump | 230 | 3 | False |  |  | Dual-Speed |  |  |  | 28900 | 1074 | 26.9 |  | 23900 | 1490 | 4.7 |  | Non Federally-Regulated | 08/12/2020 | 205745866 | 08/19/2020
Enertech Global, LLC | GEOCOMFORT | GBT048 | GAD048A01SS | Ground-Source | WBAHP-CB: Heat Pump Split Syst | Heat Pump | 230 | 1 | False |  |  | Single-Speed |  |  |  | 50300 | 2579 | 19.5 |  | 41000 | 3081 | 3.9 |  | Non Federally-Regulated | 08/12/2020 | 205744774 | 08/19/2020
Enertech Global, LLC | GEOCOMFORT | GBT048 | GAD048A01SS | Water-Source | WBAHP-CB: Heat Pump Split Syst | Heat Pump | 208 | 1 | False |  |  | Single-Speed |  |  |  | 47800 | 2879 | 16.6 |  | 62000 | 3364 | 5.4 |  | Federally-Regulated Commercial & Industrial Equipment | 08/12/2020 | 205744774 | 08/19/2020
Enertech Global, LLC | GEOCOMFORT | GBT036*2 | GAD036A11SS | Water-Source | WBAHP-CB: Heat Pump Split Syst | Heat Pump | 208 | 3 | False |  |  | Single-Speed |  |  |  | 35200 | 2120 | 16.6 |  | 46000 | 2543 | 5.3 |  | Federally-Regulated Commercial & Industrial Equipment | 08/12/2020 | 205744766 | 08/19/2020
Enertech Global, LLC | GEOCOMFORT | GBS018 | GAD018A11SS | Water-Source | WBAHP-CB: Heat Pump Split Syst | Heat Pump | 208 | 1 | False |  |  | Single-Speed |  |  |  | 21100 | 1153 | 18.3 |  | 23300 | 1138 | 6 |  | Federally-Regulated Commercial & Industrial Equipment | 08/12/2020 | 205744739 | 08/19/2020
Enertech Global, LLC | GEOCOMFORT | GBT036*2 | GAD036A01SS | Water-Source | WBAHP-CB: Heat Pump Split Syst | Heat Pump | 230 | 3 | False |  |  | Single-Speed |  |  |  | 35200 | 2120 | 16.6 |  | 46000 | 2543 | 5.3 |  | Federally-Regulated Commercial & Industrial Equipment | 08/12/2020 | 205744765 | 08/19/2020
Enertech Global, LLC | GEOCOMFORT | GBT060*2 | GAD060A01SS | Water-Source | WBAHP-CB: Heat Pump Split Syst | Heat Pump | 208 | 3 | False |  |  | Single-Speed |  |  |  | 58400 | 3696 | 15.8 |  | 71300 | 4264 | 4.9 |  | Federally-Regulated Commercial & Industrial Equipment | 08/12/2020 | 205758230 | 08/19/2020
Enertech Global, LLC | GEOCOMFORT | GBT036*2 | GAD036A11SS | Ground-Water-Source | WBAHP-CB: Heat Pump Split Syst | Heat Pump | 230 | 3 | False |  |  | Single-Speed |  |  |  | 39700 | 1600 | 24.8 |  | 37200 | 2319 | 4.7 |  | Non Federally-Regulated | 08/12/2020 | 205744766 | 08/19/2020
Enertech Global, LLC | GEOCOMFORT | GBT036 | GAD036A11SS | Ground-Water-Source | WBAHP-CB: Heat Pump Split Syst | Heat Pump | 230 | 1 | False |  |  | Single-Speed |  |  |  | 39700 | 1600 | 24.8 |  | 37200 | 2319 | 4.7 |  | Non Federally-Regulated | 08/12/2020 | 205744757 | 08/19/2020
Enertech Global, LLC | GEOCOMFORT | GBT048*2 | GAD048A11SS | Ground-Water-Source | WBAHP-CB: Heat Pump Split Syst | Heat Pump | 230 | 3 | False |  |  | Single-Speed |  |  |  | 54200 | 2133 | 25.4 |  | 50800 | 3101 | 4.8 |  | Non Federally-Regulated | 08/12/2020 | 205744784 | 08/19/2020
Enertech Global, LLC | GEOCOMFORT | GBT060 | GAD060A11SS | Ground-Source | WBAHP-CB: Heat Pump Split Syst | Heat Pump | 230 | 1 | False |  |  | Single-Speed |  |  |  | 61100 | 3357 | 18.2 |  | 46800 | 3609 | 3.8 |  | Non Federally-Regulated | 08/12/2020 | 205758225 | 08/19/2020
Enertech Global, LLC | GEOCOMFORT | GBT060 | GAD060A01SS | Water-Source | WBAHP-CB: Heat Pump Split Syst | Heat Pump | 230 | 1 | False |  |  | Single-Speed |  |  |  | 58400 | 3696 | 15.8 |  | 71300 | 4264 | 4.9 |  | Federally-Regulated Commercial & Industrial Equipment | 08/12/2020 | 205758224 | 08/19/2020
Enertech Global, LLC | GEOCOMFORT | GBT048 | GAD048A11SS | Ground-Source | WBAHP-CB: Heat Pump Split Syst | Heat Pump | 230 | 1 | False |  |  | Single-Speed |  |  |  | 50300 | 2579 | 19.5 |  | 41000 | 3081 | 3.9 |  | Non Federally-Regulated | 08/12/2020 | 205744775 | 08/19/2020
Enertech Global, LLC | GEOCOMFORT | GBS018*2 | GAD018A11SS | Ground-Water-Source | WBAHP-CB: Heat Pump Split Syst | Heat Pump | 208 | 3 | False |  |  | Single-Speed |  |  |  | 24300 | 768 | 31.6 |  | 18700 | 1096 | 5 |  | Non Federally-Regulated | 08/12/2020 | 205744748 | 08/19/2020
Enertech Global, LLC | GEOCOMFORT | GBT024 | GAD024A11SS | Ground-Water-Source | WBAHP-CB: Heat Pump Split Syst | Heat Pump | 230 | 1 | False |  |  | Dual-Speed |  |  |  | 28900 | 1074 | 26.9 |  | 23900 | 1490 | 4.7 |  | Non Federally-Regulated | 08/12/2020 | 205745858 | 08/19/2020
Enertech Global, LLC | GEOCOMFORT | GBT036 | GAD036A11SS | Ground-Source | WBAHP-CB: Heat Pump Split Syst | Heat Pump | 208 | 1 | False |  |  | Single-Speed |  |  |  | 36900 | 1911 | 19.3 |  | 29000 | 2179 | 3.9 |  | Non Federally-Regulated | 08/12/2020 | 205744757 | 08/19/2020
Enertech Global, LLC | GEOCOMFORT | GBT036 | GAD036A01SS | Water-Source | WBAHP-CB: Heat Pump Split Syst | Heat Pump | 230 | 1 | False |  |  | Single-Speed |  |  |  | 35200 | 2120 | 16.6 |  | 46000 | 2543 | 5.3 |  | Federally-Regulated Commercial & Industrial Equipment | 08/12/2020 | 205744756 | 08/19/2020
Enertech Global, LLC | GEOCOMFORT | GBT060 | GAD060A01SS | Water-Source | WBAHP-CB: Heat Pump Split Syst | Heat Pump | 208 | 1 | False |  |  | Single-Speed |  |  |  | 58400 | 3696 | 15.8 |  | 71300 | 4264 | 4.9 |  | Federally-Regulated Commercial & Industrial Equipment | 08/12/2020 | 205758224 | 08/19/2020
Enertech Global, LLC | GEOCOMFORT | GBT024*2 | GAD024A11SS | Ground-Water-Source | WBAHP-CB: Heat Pump Split Syst | Heat Pump | 208 | 3 | False |  |  | Dual-Speed |  |  |  | 28900 | 1074 | 26.9 |  | 23900 | 1490 | 4.7 |  | Non Federally-Regulated | 08/12/2020 | 205745867 | 08/19/2020
Enertech Global, LLC | GEOCOMFORT | GBT036*2 | GAD036A11SS | Water-Source | WBAHP-CB: Heat Pump Split Syst | Heat Pump | 230 | 3 | False |  |  | Single-Speed |  |  |  | 35200 | 2120 | 16.6 |  | 46000 | 2543 | 5.3 |  | Federally-Regulated Commercial & Industrial Equipment | 08/12/2020 | 205744766 | 08/19/2020
Enertech Global, LLC | GEOCOMFORT | GBT048 | GAD048A01SS | Ground-Source | WBAHP-CB: Heat Pump Split Syst | Heat Pump | 208 | 1 | False |  |  | Single-Speed |  |  |  | 50300 | 2579 | 19.5 |  | 41000 | 3081 | 3.9 |  | Non Federally-Regulated | 08/12/2020 | 205744774 | 08/19/2020
Enertech Global, LLC | GEOCOMFORT | GBT048*2 | GAD048A01SS | Water-Source | WBAHP-CB: Heat Pump Split Syst | Heat Pump | 208 | 3 | False |  |  | Single-Speed |  |  |  | 47800 | 2879 | 16.6 |  | 62000 | 3364 | 5.4 |  | Federally-Regulated Commercial & Industrial Equipment | 08/12/2020 | 205744783 | 08/19/2020
Enertech Global, LLC | GEOCOMFORT | GBT036 | GAD036A11SS | Ground-Water-Source | WBAHP-CB: Heat Pump Split Syst | Heat Pump | 208 | 1 | False |  |  | Single-Speed |  |  |  | 39700 | 1600 | 24.8 |  | 37200 | 2319 | 4.7 |  | Non Federally-Regulated | 08/12/2020 | 205744757 | 08/19/2020
Enertech Global, LLC | GEOCOMFORT | GBT024*2 | GAD024A01SS | Ground-Water-Source | WBAHP-CB: Heat Pump Split Syst | Heat Pump | 208 | 3 | False |  |  | Dual-Speed |  |  |  | 28900 | 1074 | 26.9 |  | 23900 | 1490 | 4.7 |  | Non Federally-Regulated | 08/12/2020 | 205745866 | 08/19/2020
Enertech Global, LLC | GEOCOMFORT | GBS018*2 | GAD018A11SS | Water-Source | WBAHP-CB: Heat Pump Split Syst | Heat Pump | 230 | 3 | False |  |  | Single-Speed |  |  |  | 21100 | 1153 | 18.3 |  | 23300 | 1138 | 6 |  | Federally-Regulated Commercial & Industrial Equipment | 08/12/2020 | 205744748 | 08/19/2020
Enertech Global, LLC | GEOCOMFORT | GBT060 | GAD060A01SS | Ground-Source | WBAHP-CB: Heat Pump Split Syst | Heat Pump | 208 | 1 | False |  |  | Single-Speed |  |  |  | 61100 | 3357 | 18.2 |  | 46800 | 3609 | 3.8 |  | Non Federally-Regulated | 08/12/2020 | 205758224 | 08/19/2020
Enertech Global, LLC | GEOCOMFORT | GBT060 | GAD060A11SS | Water-Source | WBAHP-CB: Heat Pump Split Syst | Heat Pump | 230 | 1 | False |  |  | Single-Speed |  |  |  | 58400 | 3696 | 15.8 |  | 71300 | 4264 | 4.9 |  | Federally-Regulated Commercial & Industrial Equipment | 08/12/2020 | 205758225 | 08/19/2020
Enertech Global, LLC | GEOCOMFORT | GBT024*2 | GAD024A11SS | Ground-Source | WBAHP-CB: Heat Pump Split Syst | Heat Pump | 208 | 3 | False |  |  | Dual-Speed |  |  |  | 26300 | 1289 | 20.4 |  | 18800 | 1412 | 3.9 |  | Non Federally-Regulated | 08/12/2020 | 205745867 | 08/19/2020
Enertech Global, LLC | GEOCOMFORT | GBT048*2 | GAD048A11SS | Ground-Source | WBAHP-CB: Heat Pump Split Syst | Heat Pump | 208 | 3 | False |  |  | Single-Speed |  |  |  | 50300 | 2579 | 19.5 |  | 41000 | 3081 | 3.9 |  | Non Federally-Regulated | 08/12/2020 | 205744784 | 08/19/2020
Enertech Global, LLC | GEOCOMFORT | GBT024*2 | GAD024A11SS | Water-Source | WBAHP-CB: Heat Pump Split Syst | Heat Pump | 208 | 3 | False |  |  | Dual-Speed |  |  |  | 24100 | 1377 | 17.5 |  | 29400 | 1723 | 5 |  | Federally-Regulated Commercial & Industrial Equipment | 08/12/2020 | 205745867 | 08/19/2020
Enertech Global, LLC | GEOCOMFORT | GBT036*2 | GAD036A01SS | Ground-Water-Source | WBAHP-CB: Heat Pump Split Syst | Heat Pump | 208 | 3 | False |  |  | Single-Speed |  |  |  | 39700 | 1600 | 24.8 |  | 37200 | 2319 | 4.7 |  | Non Federally-Regulated | 08/12/2020 | 205744765 | 08/19/2020
Enertech Global, LLC | GEOCOMFORT | GBT024*2 | GAD024A11SS | Water-Source | WBAHP-CB: Heat Pump Split Syst | Heat Pump | 230 | 3 | False |  |  | Dual-Speed |  |  |  | 24100 | 1377 | 17.5 |  | 29400 | 1723 | 5 |  | Federally-Regulated Commercial & Industrial Equipment | 08/12/2020 | 205745867 | 08/19/2020
Enertech Global, LLC | GEOCOMFORT | GBT048 | GAD048A11SS | Water-Source | WBAHP-CB: Heat Pump Split Syst | Heat Pump | 208 | 1 | False |  |  | Single-Speed |  |  |  | 47800 | 2879 | 16.6 |  | 62000 | 3364 | 5.4 |  | Federally-Regulated Commercial & Industrial Equipment | 08/12/2020 | 205744775 | 08/19/2020
Enertech Global, LLC | GEOCOMFORT | GBS018 | GAD018A11SS | Water-Source | WBAHP-CB: Heat Pump Split Syst | Heat Pump | 230 | 1 | False |  |  | Single-Speed |  |  |  | 21100 | 1153 | 18.3 |  | 23300 | 1138 | 6 |  | Federally-Regulated Commercial & Industrial Equipment | 08/12/2020 | 205744739 | 08/19/2020
Enertech Global, LLC | GEOCOMFORT | GBT048 | GAD048A01SS | Ground-Water-Source | WBAHP-CB: Heat Pump Split Syst | Heat Pump | 208 | 1 | False |  |  | Single-Speed |  |  |  | 54200 | 2133 | 25.4 |  | 50800 | 3101 | 4.8 |  | Non Federally-Regulated | 08/12/2020 | 205744774 | 08/19/2020
Enertech Global, LLC | GEOCOMFORT | GBT024*2 | GAD024A11SS | Ground-Source | WBAHP-CB: Heat Pump Split Syst | Heat Pump | 230 | 3 | False |  |  | Dual-Speed |  |  |  | 26300 | 1289 | 20.4 |  | 18800 | 1412 | 3.9 |  | Non Federally-Regulated | 08/12/2020 | 205745867 | 08/19/2020
Enertech Global, LLC | GEOCOMFORT | GBT048 | GAD048A11SS | Ground-Water-Source | WBAHP-CB: Heat Pump Split Syst | Heat Pump | 230 | 1 | False |  |  | Single-Speed |  |  |  | 54200 | 2133 | 25.4 |  | 50800 | 3101 | 4.8 |  | Non Federally-Regulated | 08/12/2020 | 205744775 | 08/19/2020
Enertech Global, LLC | GEOCOMFORT | GBT060 | GAD060A01SS | Ground-Source | WBAHP-CB: Heat Pump Split Syst | Heat Pump | 230 | 1 | False |  |  | Single-Speed |  |  |  | 61100 | 3357 | 18.2 |  | 46800 | 3609 | 3.8 |  | Non Federally-Regulated | 08/12/2020 | 205758224 | 08/19/2020
Enertech Global, LLC | GEOCOMFORT | GBT048*2 | GAD048A11SS | Water-Source | WBAHP-CB: Heat Pump Split Syst | Heat Pump | 208 | 3 | False |  |  | Single-Speed |  |  |  | 47800 | 2879 | 16.6 |  | 62000 | 3364 | 5.4 |  | Federally-Regulated Commercial & Industrial Equipment | 08/12/2020 | 205744784 | 08/19/2020
Enertech Global, LLC | GEOCOMFORT | GBT060 | GAD060A11SS | Water-Source | WBAHP-CB: Heat Pump Split Syst | Heat Pump | 208 | 1 | False |  |  | Single-Speed |  |  |  | 58400 | 3696 | 15.8 |  | 71300 | 4264 | 4.9 |  | Federally-Regulated Commercial & Industrial Equipment | 08/12/2020 | 205758225 | 08/19/2020
Enertech Global, LLC | GEOCOMFORT | GBT024 | GAD024A01SS | Ground-Water-Source | WBAHP-CB: Heat Pump Split Syst | Heat Pump | 208 | 1 | False |  |  | Dual-Speed |  |  |  | 28900 | 1074 | 26.9 |  | 23900 | 1490 | 4.7 |  | Non Federally-Regulated | 08/12/2020 | 205745857 | 08/19/2020
Enertech Global, LLC | GEOCOMFORT | GBT060*2 | GAD060A01SS | Water-Source | WBAHP-CB: Heat Pump Split Syst | Heat Pump | 230 | 3 | False |  |  | Single-Speed |  |  |  | 58400 | 3696 | 15.8 |  | 71300 | 4264 | 4.9 |  | Federally-Regulated Commercial & Industrial Equipment | 08/12/2020 | 205758230 | 08/19/2020
Enertech Global, LLC | GEOCOMFORT | GBT048 | GAD048A11SS | Ground-Water-Source | WBAHP-CB: Heat Pump Split Syst | Heat Pump | 208 | 1 | False |  |  | Single-Speed |  |  |  | 54200 | 2133 | 25.4 |  | 50800 | 3101 | 4.8 |  | Non Federally-Regulated | 08/12/2020 | 205744775 | 08/19/2020
Enertech Global, LLC | GEOCOMFORT | GBT024 | GAD024A01SS | Water-Source | WBAHP-CB: Heat Pump Split Syst | Heat Pump | 230 | 1 | False |  |  | Dual-Speed |  |  |  | 24100 | 1377 | 17.5 |  | 29400 | 1723 | 5 |  | Federally-Regulated Commercial & Industrial Equipment | 08/12/2020 | 205745857 | 08/19/2020
Enertech Global, LLC | GEOCOMFORT | GBT048*2 | GAD048A11SS | Ground-Water-Source | WBAHP-CB: Heat Pump Split Syst | Heat Pump | 208 | 3 | False |  |  | Single-Speed |  |  |  | 54200 | 2133 | 25.4 |  | 50800 | 3101 | 4.8 |  | Non Federally-Regulated | 08/12/2020 | 205744784 | 08/19/2020
Enertech Global, LLC | GEOCOMFORT | GBT024 | GAD024A11SS | Water-Source | WBAHP-CB: Heat Pump Split Syst | Heat Pump | 230 | 1 | False |  |  | Dual-Speed |  |  |  | 24100 | 1377 | 17.5 |  | 29400 | 1723 | 5 |  | Federally-Regulated Commercial & Industrial Equipment | 08/12/2020 | 205745858 | 08/19/2020
Enertech Global, LLC | GEOCOMFORT | GBT060*2 | GAD060A01SS | Ground-Source | WBAHP-CB: Heat Pump Split Syst | Heat Pump | 230 | 3 | False |  |  | Single-Speed |  |  |  | 61100 | 3357 | 18.2 |  | 46800 | 3609 | 3.8 |  | Non Federally-Regulated | 08/12/2020 | 205758230 | 08/19/2020
Enertech Global, LLC | GEOCOMFORT | GBT048*2 | GAD048A11SS | Ground-Source | WBAHP-CB: Heat Pump Split Syst | Heat Pump | 230 | 3 | False |  |  | Single-Speed |  |  |  | 50300 | 2579 | 19.5 |  | 41000 | 3081 | 3.9 |  | Non Federally-Regulated | 08/12/2020 | 205744784 | 08/19/2020
Enertech Global, LLC | GEOCOMFORT | GBT024 | GAD024A01SS | Ground-Water-Source | WBAHP-CB: Heat Pump Split Syst | Heat Pump | 230 | 1 | False |  |  | Dual-Speed |  |  |  | 28900 | 1074 | 26.9 |  | 23900 | 1490 | 4.7 |  | Non Federally-Regulated | 08/12/2020 | 205745857 | 08/19/2020
Enertech Global, LLC | GEOCOMFORT | GBT024 | GAD024A11SS | Ground-Source | WBAHP-CB: Heat Pump Split Syst | Heat Pump | 230 | 1 | False |  |  | Dual-Speed |  |  |  | 26300 | 1289 | 20.4 |  | 18800 | 1412 | 3.9 |  | Non Federally-Regulated | 08/12/2020 | 205745858 | 08/19/2020
Enertech Global, LLC | GEOCOMFORT | GBT048 | GAD048A01SS | Water-Source | WBAHP-CB: Heat Pump Split Syst | Heat Pump | 230 | 1 | False |  |  | Single-Speed |  |  |  | 47800 | 2879 | 16.6 |  | 62000 | 3364 | 5.4 |  | Federally-Regulated Commercial & Industrial Equipment | 08/12/2020 | 205744774 | 08/19/2020
Enertech Global, LLC | GEOCOMFORT | GBT036*2 | GAD036A01SS | Ground-Source | WBAHP-CB: Heat Pump Split Syst | Heat Pump | 230 | 3 | False |  |  | Single-Speed |  |  |  | 36900 | 1911 | 19.3 |  | 29000 | 2179 | 3.9 |  | Non Federally-Regulated | 08/12/2020 | 205744765 | 08/19/2020
Enertech Global, LLC | GEOCOMFORT | GBT036*2 | GAD036A11SS | Ground-Water-Source | WBAHP-CB: Heat Pump Split Syst | Heat Pump | 208 | 3 | False |  |  | Single-Speed |  |  |  | 39700 | 1600 | 24.8 |  | 37200 | 2319 | 4.7 |  | Non Federally-Regulated | 08/12/2020 | 205744766 | 08/19/2020
Enertech Global, LLC | GEOCOMFORT | GBT036 | GAD036A01SS | Ground-Source | WBAHP-CB: Heat Pump Split Syst | Heat Pump | 208 | 1 | False |  |  | Single-Speed |  |  |  | 36900 | 1911 | 19.3 |  | 29000 | 2179 | 3.9 |  | Non Federally-Regulated | 08/12/2020 | 205744756 | 08/19/2020
Enertech Global, LLC | GEOCOMFORT | GBT060*2 | GAD060A11SS | Ground-Source | WBAHP-CB: Heat Pump Split Syst | Heat Pump | 230 | 3 | False |  |  | Single-Speed |  |  |  | 61100 | 3357 | 18.2 |  | 46800 | 3609 | 3.8 |  | Non Federally-Regulated | 08/12/2020 | 205758231 | 08/19/2020
Enertech Global, LLC | GEOCOMFORT | GBT024 | GAD024A11SS | Ground-Source | WBAHP-CB: Heat Pump Split Syst | Heat Pump | 208 | 1 | False |  |  | Dual-Speed |  |  |  | 26300 | 1289 | 20.4 |  | 18800 | 1412 | 3.9 |  | Non Federally-Regulated | 08/12/2020 | 205745858 | 08/19/2020
Enertech Global, LLC | GEOCOMFORT | GBT048*2 | GAD048A01SS | Water-Source | WBAHP-CB: Heat Pump Split Syst | Heat Pump | 230 | 3 | False |  |  | Single-Speed |  |  |  | 47800 | 2879 | 16.6 |  | 62000 | 3364 | 5.4 |  | Federally-Regulated Commercial & Industrial Equipment | 08/12/2020 | 205744783 | 08/19/2020
Enertech Global, LLC | GEOCOMFORT | GBS018*2 | GAD018A11SS | Ground-Source | WBAHP-CB: Heat Pump Split Syst | Heat Pump | 208 | 3 | False |  |  | Single-Speed |  |  |  | 22200 | 1000 | 22.2 |  | 14400 | 1082 | 3.9 |  | Non Federally-Regulated | 08/12/2020 | 205744748 | 08/19/2020
Enertech Global, LLC | GEOCOMFORT | GBT024*2 | GAD024A01SS | Water-Source | WBAHP-CB: Heat Pump Split Syst | Heat Pump | 208 | 3 | False |  |  | Dual-Speed |  |  |  | 24100 | 1377 | 17.5 |  | 29400 | 1723 | 5 |  | Federally-Regulated Commercial & Industrial Equipment | 08/12/2020 | 205745866 | 08/19/2020
ClimateMaster Inc. | TRANQUILITY HI RISE SERIES | TSM09 A |  | Ground-Source | WBAHP-O: Heat Pump Packaged Un | Heat Pump | 208 | 1 |  |  |  | Single-Speed |  |  |  | 9700 | 651 | 14.9 |  | 7100 | 650 | 3.2 |  | Non Federally-Regulated | 05/13/2020 | 7426721 | 08/19/2020
ClimateMaster Inc. | TRANQUILITY HI RISE SERIES | TSM09 C/D B |  | Water-Source | WBAHP-O: Heat Pump Packaged Un | Heat Pump | 208 | 1 |  |  |  | Single-Speed |  |  |  | 9800 | 653 | 15 |  | 12900 | 700 | 5.4 |  | Federally-Regulated Commercial & Industrial Equipment | 05/13/2020 | 202515476 | 08/19/2020
ClimateMaster Inc. | TRANQUILITY HI RISE SERIES | TSM24 A |  | Water-Source | WBAHP-O: Heat Pump Packaged Un | Heat Pump | 208 | 1 |  |  |  | Single-Speed |  |  |  | 25000 | 1736 | 14.4 |  | 32500 | 1943 | 4.9 |  | Federally-Regulated Commercial & Industrial Equipment | 07/16/2020 | 7426736 | 08/19/2020
ClimateMaster Inc. | TRANQUILITY HI RISE SERIES | TSL12 C/D B |  | Ground-Source | WBAHP: Heat Pump Packaged Unit | Heat Pump | 208 | 1 |  |  |  | Single-Speed |  |  |  | 12500 | 714 | 17.5 |  | 9400 | 834 | 3.3 |  | Non Federally-Regulated | 05/13/2020 | 202515487 | 08/19/2020
ClimateMaster Inc. | TRANQUILITY HI RISE SERIES | TSL09 C/D B |  | Ground-Source | WBAHP: Heat Pump Packaged Unit | Heat Pump | 208 | 1 |  |  |  | Single-Speed |  |  |  | 10400 | 601 | 17.3 |  | 7500 | 666 | 3.3 |  | Non Federally-Regulated | 05/13/2020 | 202515481 | 08/19/2020
ClimateMaster Inc. | TRANQUILITY HI RISE SERIES | TSM36 B |  | Water-Source | WBAHP-O: Heat Pump Packaged Un | Heat Pump | 208 | 1 |  |  |  | Single-Speed |  |  |  | 35000 | 2397 | 14.6 |  | 40500 | 2373 | 5 |  | Federally-Regulated Commercial & Industrial Equipment | 05/13/2020 | 7426745 | 08/19/2020
ClimateMaster Inc. | TRANQUILITY HI RISE SERIES | TSM12 A/B B |  | Water-Source | WBAHP-O: Heat Pump Packaged Un | Heat Pump | 208 | 1 |  |  |  | Single-Speed |  |  |  | 11400 | 826 | 13.8 |  | 16000 | 919 | 5.1 |  | Federally-Regulated Commercial & Industrial Equipment | 05/13/2020 | 202515477 | 08/19/2020
ClimateMaster Inc. | TRANQUILITY HI RISE SERIES | TSL24 B |  | Ground-Source | WBAHP: Heat Pump Packaged Unit | Heat Pump | 208 | 1 |  |  |  | Single-Speed |  |  |  | 26500 | 1365 | 19.4 |  | 18500 | 1506 | 3.6 |  | Non Federally-Regulated | 07/16/2020 | 8624532 | 08/19/2020
ClimateMaster Inc. | TRANQUILITY HI RISE SERIES | TSL09 A |  | Ground-Source | WBAHP: Heat Pump Packaged Unit | Heat Pump | 208 | 1 |  |  |  | Single-Speed |  |  |  | 10100 | 655 | 15.4 |  | 7200 | 659 | 3.2 |  | Non Federally-Regulated | 05/13/2020 | 8624503 | 08/19/2020
ClimateMaster Inc. | TRANQUILITY HI RISE SERIES | TSM15 A |  | Water-Source | WBAHP-O: Heat Pump Packaged Un | Heat Pump | 208 | 1 |  |  |  | Single-Speed |  |  |  | 14300 | 1075 | 13.3 |  | 18000 | 1099 | 4.8 |  | Federally-Regulated Commercial & Industrial Equipment | 05/13/2020 | 7426728 | 08/19/2020
ClimateMaster Inc. | TRANQUILITY HI RISE SERIES | TSL12 A |  | Ground-Source | WBAHP: Heat Pump Packaged Unit | Heat Pump | 208 | 1 |  |  |  | Single-Speed |  |  |  | 12600 | 792 | 15.9 |  | 9200 | 842 | 3.2 |  | Non Federally-Regulated | 05/13/2020 | 8624505 | 08/19/2020
ClimateMaster Inc. | TRANQUILITY HI RISE SERIES | TSL09 C/D B |  | Water-Source | WBAHP: Heat Pump Packaged Unit | Heat Pump | 208 | 1 |  |  |  | Single-Speed |  |  |  | 10000 | 657 | 15.2 |  | 13100 | 710 | 5.4 |  | Federally-Regulated Commercial & Industrial Equipment | 05/13/2020 | 202515481 | 08/19/2020
ClimateMaster Inc. | TRANQUILITY HI RISE SERIES | TSL15 A |  | Water-Source | WBAHP: Heat Pump Packaged Unit | Heat Pump | 208 | 1 |  |  |  | Single-Speed |  |  |  | 14000 | 979 | 14.3 |  | 19000 | 1113 | 5 |  | Federally-Regulated Commercial & Industrial Equipment | 05/13/2020 | 8624507 | 08/19/2020
ClimateMaster Inc. | TRANQUILITY HI RISE SERIES | TSL18 A |  | Ground-Source | WBAHP: Heat Pump Packaged Unit | Heat Pump | 208 | 1 |  |  |  | Single-Speed |  |  |  | 18600 | 1100 | 16.9 |  | 13100 | 1129 | 3.4 |  | Non Federally-Regulated | 05/13/2020 | 8624511 | 08/19/2020
ClimateMaster Inc. | TRANQUILITY HI RISE SERIES | TSL09 A |  | Water-Source | WBAHP: Heat Pump Packaged Unit | Heat Pump | 208 | 1 |  |  |  | Single-Speed |  |  |  | 9300 | 688 | 13.5 |  | 12500 | 704 | 5.2 |  | Federally-Regulated Commercial & Industrial Equipment | 05/13/2020 | 8624503 | 08/19/2020
ClimateMaster Inc. | TRANQUILITY HI RISE SERIES | TSL09 B |  | Ground-Source | WBAHP: Heat Pump Packaged Unit | Heat Pump | 208 | 1 |  |  |  | Single-Speed |  |  |  | 10100 | 601 | 16.8 |  | 7200 | 620 | 3.4 |  | Non Federally-Regulated | 05/13/2020 | 8624504 | 08/19/2020
ClimateMaster Inc. | TRANQUILITY HI RISE SERIES | TSL12 A |  | Water-Source | WBAHP: Heat Pump Packaged Unit | Heat Pump | 208 | 1 |  |  |  | Single-Speed |  |  |  | 12000 | 845 | 14.2 |  | 15500 | 873 | 5.2 |  | Federally-Regulated Commercial & Industrial Equipment | 05/13/2020 | 8624505 | 08/19/2020
ClimateMaster Inc. | TRANQUILITY HI RISE SERIES | TSM09 C/D B |  | Ground-Source | WBAHP-O: Heat Pump Packaged Un | Heat Pump | 208 | 1 |  |  |  | Single-Speed |  |  |  | 10500 | 589 | 17.8 |  | 7400 | 637 | 3.4 |  | Non Federally-Regulated | 05/13/2020 | 202515476 | 08/19/2020
ClimateMaster Inc. | TRANQUILITY HI RISE SERIES | TSM09 B |  | Ground-Source | WBAHP-O: Heat Pump Packaged Un | Heat Pump | 208 | 1 |  |  |  | Single-Speed |  |  |  | 9700 | 598 | 16.2 |  | 7100 | 630 | 3.3 |  | Non Federally-Regulated | 05/13/2020 | 7426722 | 08/19/2020
ClimateMaster Inc. | TRANQUILITY HI RISE SERIES | TSL18 B |  | Ground-Source | WBAHP: Heat Pump Packaged Unit | Heat Pump | 208 | 1 |  |  |  | Single-Speed |  |  |  | 18400 | 1033 | 17.8 |  | 13000 | 1088 | 3.5 |  | Non Federally-Regulated | 05/13/2020 | 8624527 | 08/19/2020
ClimateMaster Inc. | TRANQUILITY HI RISE SERIES | TSL18 A |  | Water-Source | WBAHP: Heat Pump Packaged Unit | Heat Pump | 208 | 1 |  |  |  | Single-Speed |  |  |  | 16800 | 1272 | 13.2 |  | 22800 | 1336 | 5 |  | Federally-Regulated Commercial & Industrial Equipment | 05/13/2020 | 8624511 | 08/19/2020
ClimateMaster Inc. | TRANQUILITY HI RISE SERIES | TSL15 B |  | Water-Source | WBAHP: Heat Pump Packaged Unit | Heat Pump | 208 | 1 |  |  |  | Single-Speed |  |  |  | 14600 | 895 | 16.3 |  | 18900 | 1025 | 5.4 |  | Federally-Regulated Commercial & Industrial Equipment | 05/13/2020 | 8624508 | 08/19/2020
ClimateMaster Inc. | TRANQUILITY HI RISE SERIES | TSM12 C/D B |  | Ground-Source | WBAHP-O: Heat Pump Packaged Un | Heat Pump | 208 | 1 |  |  |  | Single-Speed |  |  |  | 12300 | 715 | 17.2 |  | 9600 | 827 | 3.4 |  | Non Federally-Regulated | 05/13/2020 | 202515478 | 08/19/2020
ClimateMaster Inc. | TRANQUILITY HI RISE SERIES | TSL24 A |  | Ground-Source | WBAHP: Heat Pump Packaged Unit | Heat Pump | 208 | 1 |  |  |  | Single-Speed |  |  |  | 26000 | 1452 | 17.9 |  | 18500 | 1594 | 3.4 |  | Non Federally-Regulated | 07/16/2020 | 8624531 | 08/19/2020
ClimateMaster Inc. | TRANQUILITY HI RISE SERIES | TSL09 A/B B |  | Water-Source | WBAHP: Heat Pump Packaged Unit | Heat Pump | 208 | 1 |  |  |  | Single-Speed |  |  |  | 9500 | 673 | 14.1 |  | 13000 | 761 | 5 |  | Federally-Regulated Commercial & Industrial Equipment | 05/13/2020 | 202515488 | 08/19/2020
ClimateMaster Inc. | TRANQUILITY HI RISE SERIES | TSL36 B |  | Ground-Source | WBAHP: Heat Pump Packaged Unit | Heat Pump | 208 | 1 |  |  |  | Single-Speed |  |  |  | 36000 | 2155 | 16.7 |  | 25500 | 2135 | 3.5 |  | Non Federally-Regulated | 05/13/2020 | 8626107 | 08/19/2020
ClimateMaster Inc. | TRANQUILITY HI RISE SERIES | TSM12 C/D B |  | Water-Source | WBAHP-O: Heat Pump Packaged Un | Heat Pump | 208 | 1 |  |  |  | Single-Speed |  |  |  | 11600 | 789 | 14.7 |  | 16000 | 901 | 5.2 |  | Federally-Regulated Commercial & Industrial Equipment | 05/13/2020 | 202515478 | 08/19/2020
ClimateMaster Inc. | TRANQUILITY HI RISE SERIES | TSM09 B |  | Water-Source | WBAHP-O: Heat Pump Packaged Un | Heat Pump | 208 | 1 |  |  |  | Single-Speed |  |  |  | 9200 | 643 | 14.3 |  | 12200 | 662 | 5.4 |  | Federally-Regulated Commercial & Industrial Equipment | 05/13/2020 | 7426722 | 08/19/2020
ClimateMaster Inc. | TRANQUILITY HI RISE SERIES | TSL12 A/B B |  | Ground-Source | WBAHP: Heat Pump Packaged Unit | Heat Pump | 208 | 1 |  |  |  | Single-Speed |  |  |  | 12100 | 737 | 16.4 |  | 9600 | 879 | 3.2 |  | Non Federally-Regulated | 05/13/2020 | 202515482 | 08/19/2020
ClimateMaster Inc. | TRANQUILITY HI RISE SERIES | TSL12 C/D B |  | Water-Source | WBAHP: Heat Pump Packaged Unit | Heat Pump | 208 | 1 |  |  |  | Single-Speed |  |  |  | 11600 | 778 | 14.9 |  | 15800 | 907 | 5.1 |  | Federally-Regulated Commercial & Industrial Equipment | 05/13/2020 | 202515487 | 08/19/2020
ClimateMaster Inc. | TRANQUILITY HI RISE SERIES | TSM12 A/B B |  | Ground-Source | WBAHP-O: Heat Pump Packaged Un | Heat Pump | 208 | 1 |  |  |  | Single-Speed |  |  |  | 12200 | 762 | 16 |  | 9700 | 861 | 3.3 |  | Non Federally-Regulated | 05/13/2020 | 202515477 | 08/19/2020
ClimateMaster Inc. | TRANQUILITY HI RISE SERIES | TSL24 A |  | Water-Source | WBAHP: Heat Pump Packaged Unit | Heat Pump | 208 | 1 |  |  |  | Single-Speed |  |  |  | 24500 | 1611 | 15.2 |  | 31500 | 1846 | 5 |  | Federally-Regulated Commercial & Industrial Equipment | 07/16/2020 | 8624531 | 08/19/2020
ClimateMaster Inc. | TRANQUILITY HI RISE SERIES | TSL09 A/B B |  | Ground-Source | WBAHP: Heat Pump Packaged Unit | Heat Pump | 208 | 1 |  |  |  | Single-Speed |  |  |  | 10000 | 625 | 16 |  | 7500 | 686 | 3.2 |  | Non Federally-Regulated | 05/13/2020 | 202515488 | 08/19/2020
ClimateMaster Inc. | TRANQUILITY HI RISE SERIES | TSL36 A |  | Water-Source | WBAHP: Heat Pump Packaged Unit | Heat Pump | 208 | 1 |  |  |  | Single-Speed |  |  |  | 35000 | 2447 | 14.3 |  | 40500 | 2373 | 5 |  | Federally-Regulated Commercial & Industrial Equipment | 05/13/2020 | 8626106 | 08/19/2020
ClimateMaster Inc. | TRANQUILITY HI RISE SERIES | TSL36 A |  | Ground-Source | WBAHP: Heat Pump Packaged Unit | Heat Pump | 208 | 1 |  |  |  | Single-Speed |  |  |  | 36000 | 2168 | 16.6 |  | 25500 | 2135 | 3.5 |  | Non Federally-Regulated | 05/13/2020 | 8626106 | 08/19/2020
ClimateMaster Inc. | TRANQUILITY HI RISE SERIES | TSM09 A/B B |  | Ground-Source | WBAHP-O: Heat Pump Packaged Un | Heat Pump | 208 | 1 |  |  |  | Single-Speed |  |  |  | 10300 | 635 | 16.2 |  | 7600 | 696 | 3.2 |  | Non Federally-Regulated | 05/13/2020 | 202515475 | 08/19/2020
ClimateMaster Inc. | TRANQUILITY HI RISE SERIES | TSL18 B |  | Water-Source | WBAHP: Heat Pump Packaged Unit | Heat Pump | 208 | 1 |  |  |  | Single-Speed |  |  |  | 17100 | 1132 | 15.1 |  | 22300 | 1210 | 5.4 |  | Federally-Regulated Commercial & Industrial Equipment | 05/13/2020 | 8624527 | 08/19/2020
ClimateMaster Inc. | TRANQUILITY HI RISE SERIES | TSL24 B |  | Water-Source | WBAHP: Heat Pump Packaged Unit | Heat Pump | 208 | 1 |  |  |  | Single-Speed |  |  |  | 25000 | 1524 | 16.4 |  | 30500 | 1686 | 5.3 |  | Federally-Regulated Commercial & Industrial Equipment | 07/16/2020 | 8624532 | 08/19/2020
ClimateMaster Inc. | TRANQUILITY HI RISE SERIES | TSM09 A/B B |  | Water-Source | WBAHP-O: Heat Pump Packaged Un | Heat Pump | 208 | 1 |  |  |  | Single-Speed |  |  |  | 9700 | 697 | 13.9 |  | 12700 | 715 | 5.2 |  | Federally-Regulated Commercial & Industrial Equipment | 05/13/2020 | 202515475 | 08/19/2020
ClimateMaster Inc. | TRANQUILITY HI RISE SERIES | TSM36 B |  | Ground-Source | WBAHP-O: Heat Pump Packaged Un | Heat Pump | 208 | 1 |  |  |  | Single-Speed |  |  |  | 36000 | 2181 | 16.5 |  | 25500 | 2135 | 3.5 |  | Non Federally-Regulated | 05/13/2020 | 7426745 | 08/19/2020
ClimateMaster Inc. | TRANQUILITY HI RISE SERIES | TSL12 A/B B |  | Water-Source | WBAHP: Heat Pump Packaged Unit | Heat Pump | 208 | 1 |  |  |  | Single-Speed |  |  |  | 11600 | 811 | 14.3 |  | 15900 | 991 | 4.7 |  | Federally-Regulated Commercial & Industrial Equipment | 05/13/2020 | 202515482 | 08/19/2020
ClimateMaster Inc. | TRANQUILITY HI RISE SERIES | TSL15 A |  | Ground-Source | WBAHP: Heat Pump Packaged Unit | Heat Pump | 208 | 1 |  |  |  | Single-Speed |  |  |  | 15400 | 870 | 17.7 |  | 11500 | 936 | 3.6 |  | Non Federally-Regulated | 05/13/2020 | 8624507 | 08/19/2020
ClimateMaster Inc. | TRANQUILITY HI RISE SERIES | TSL36 B |  | Water-Source | WBAHP: Heat Pump Packaged Unit | Heat Pump | 208 | 1 |  |  |  | Single-Speed |  |  |  | 35000 | 2333 | 15 |  | 40500 | 2373 | 5 |  | Federally-Regulated Commercial & Industrial Equipment | 05/13/2020 | 8626107 | 08/19/2020
ClimateMaster Inc. | TRANQUILITY HI RISE SERIES | TSM15 A |  | Ground-Source | WBAHP-O: Heat Pump Packaged Un | Heat Pump | 208 | 1 |  |  |  | Single-Speed |  |  |  | 15200 | 974 | 15.6 |  | 11500 | 1021 | 3.3 |  | Non Federally-Regulated | 05/13/2020 | 7426728 | 08/19/2020
ClimateMaster Inc. | TRANQUILITY HI RISE SERIES | TSL15 B |  | Ground-Source | WBAHP: Heat Pump Packaged Unit | Heat Pump | 208 | 1 |  |  |  | Single-Speed |  |  |  | 15400 | 802 | 19.2 |  | 11000 | 871 | 3.7 |  | Non Federally-Regulated | 05/13/2020 | 8624508 | 08/19/2020
ClimateMaster Inc. | TRANQUILITY HI RISE SERIES | TSL12 B |  | Water-Source | WBAHP: Heat Pump Packaged Unit | Heat Pump | 208 | 1 |  |  |  | Single-Speed |  |  |  | 12000 | 779 | 15.4 |  | 15500 | 857 | 5.3 |  | Federally-Regulated Commercial & Industrial Equipment | 05/13/2020 | 8624506 | 08/19/2020
ClimateMaster Inc. | TRANQUILITY HI RISE SERIES | TSL12 B |  | Ground-Source | WBAHP: Heat Pump Packaged Unit | Heat Pump | 208 | 1 |  |  |  | Single-Speed |  |  |  | 12600 | 732 | 17.2 |  | 9200 | 793 | 3.4 |  | Non Federally-Regulated | 05/13/2020 | 8624506 | 08/19/2020
ClimateMaster Inc. | TRANQUILITY HI RISE SERIES | TSL09 B |  | Water-Source | WBAHP: Heat Pump Packaged Unit | Heat Pump | 208 | 1 |  |  |  | Single-Speed |  |  |  | 9300 | 628 | 14.8 |  | 12500 | 654 | 5.6 |  | Federally-Regulated Commercial & Industrial Equipment | 05/13/2020 | 8624504 | 08/19/2020
ClimateMaster Inc. | TRANQUILITY HI RISE SERIES | TSM09 A |  | Water-Source | WBAHP-O: Heat Pump Packaged Un | Heat Pump | 208 | 1 |  |  |  | Single-Speed |  |  |  | 9200 | 681 | 13.5 |  | 12200 | 715 | 5 |  | Federally-Regulated Commercial & Industrial Equipment | 05/13/2020 | 7426721 | 08/19/2020
ClimateMaster Inc. | TRANQUILITY 16 | TCV041A |  | Ground-Source | WBAHP: Heat Pump Packaged Unit | Heat Pump | 208 | 1 |  |  |  | Single-Speed |  |  |  | 38000 | 2567 | 14.8 | 13.4 | 30000 | 2747 | 3.2 | 3.1 | Non Federally-Regulated | 05/13/2020 | 7368714 | 08/19/2020
ClimateMaster Inc. | TRANQUILITY 16 | TRH/V030A |  | Ground-Water-Source | WBAHP: Heat Pump Packaged Unit | Heat Pump | 208 | 1 |  |  |  | Single-Speed |  |  |  | 32000 | 1632 | 19.6 | 16.2 | 30500 | 2180 | 4.1 | 3.6 | Non Federally-Regulated | 05/13/2020 | 7368805 | 08/19/2020
ClimateMaster Inc. | TRANQUILITY 16 | TRH/V024A |  | Ground-Source | WBAHP: Heat Pump Packaged Unit | Heat Pump | 230 | 1 |  |  |  | Single-Speed |  |  |  | 24500 | 1633 | 15 | 13.4 | 18600 | 1651 | 3.3 | 3.1 | Non Federally-Regulated | 05/13/2020 | 7368804 | 08/19/2020
ClimateMaster Inc. | TRANQUILITY 16 | TCV041A |  | Water-Source | WBAHP: Heat Pump Packaged Unit | Heat Pump | 230 | 1 |  |  |  | Single-Speed |  |  |  | 36500 | 2765 | 13.2 | 11.2 | 45700 | 3114 | 4.3 | 4.2 | Federally-Regulated Commercial & Industrial Equipment | 05/13/2020 | 7368714 | 08/19/2020
ClimateMaster Inc. | TRANQUILITY 16 | TRH/V024A |  | Ground-Water-Source | WBAHP: Heat Pump Packaged Unit | Heat Pump | 208 | 1 |  |  |  | Single-Speed |  |  |  | 27000 | 1317 | 20.5 | 16.2 | 23500 | 1679 | 4.1 | 3.6 | Non Federally-Regulated | 05/13/2020 | 7368804 | 08/19/2020
ClimateMaster Inc. | TRANQUILITY 16 | TRH/V036A |  | Water-Source | WBAHP: Heat Pump Packaged Unit | Heat Pump | 208 | 1 |  |  |  | Single-Speed |  |  |  | 34500 | 2555 | 13.5 |  | 45200 | 3010 | 4.4 |  | Federally-Regulated Commercial & Industrial Equipment | 07/16/2020 | 7368806 | 08/19/2020
ClimateMaster Inc. | TRANQUILITY 16 | TRH/V024A |  | Water-Source | WBAHP: Heat Pump Packaged Unit | Heat Pump | 208 | 1 |  |  |  | Single-Speed |  |  |  | 23600 | 1815 | 13 | 11.2 | 27500 | 1752 | 4.6 | 4.2 | Federally-Regulated Commercial & Industrial Equipment | 05/13/2020 | 7368804 | 08/19/2020
ClimateMaster Inc. | TRANQUILITY 16 | TRH/V024A |  | Ground-Water-Source | WBAHP: Heat Pump Packaged Unit | Heat Pump | 230 | 1 |  |  |  | Single-Speed |  |  |  | 27000 | 1317 | 20.5 | 16.2 | 23500 | 1679 | 4.1 | 3.6 | Non Federally-Regulated | 05/13/2020 | 7368804 | 08/19/2020
ClimateMaster Inc. | TRANQUILITY 16 | TRH/V036A |  | Ground-Source | WBAHP: Heat Pump Packaged Unit | Heat Pump | 208 | 1 |  |  |  | Single-Speed |  |  |  | 35300 | 2369 | 14.9 |  | 29600 | 2628 | 3.3 |  | Non Federally-Regulated | 07/16/2020 | 7368806 | 08/19/2020
ClimateMaster Inc. | TRANQUILITY 16 | TCV041A |  | Ground-Water-Source | WBAHP: Heat Pump Packaged Unit | Heat Pump | 208 | 1 |  |  |  | Single-Speed |  |  |  | 41400 | 2101 | 19.7 | 16.2 | 38000 | 3009 | 3.7 | 3.6 | Non Federally-Regulated | 05/13/2020 | 7368714 | 08/19/2020
ClimateMaster Inc. | TRANQUILITY 16 | TCV041A |  | Ground-Water-Source | WBAHP: Heat Pump Packaged Unit | Heat Pump | 230 | 1 |  |  |  | Single-Speed |  |  |  | 41400 | 2101 | 19.7 | 16.2 | 38000 | 3009 | 3.7 | 3.6 | Non Federally-Regulated | 05/13/2020 | 7368714 | 08/19/2020
ClimateMaster Inc. | TRANQUILITY 16 | TRH/V030A |  | Ground-Source | WBAHP: Heat Pump Packaged Unit | Heat Pump | 208 | 1 |  |  |  | Single-Speed |  |  |  | 29500 | 2006 | 14.7 | 13.4 | 24000 | 2068 | 3.4 | 3.1 | Non Federally-Regulated | 05/13/2020 | 7368805 | 08/19/2020
ClimateMaster Inc. | TRANQUILITY 16 | TCV041A |  | Water-Source | WBAHP: Heat Pump Packaged Unit | Heat Pump | 208 | 1 |  |  |  | Single-Speed |  |  |  | 36500 | 2765 | 13.2 | 11.2 | 45700 | 3114 | 4.3 | 4.2 | Federally-Regulated Commercial & Industrial Equipment | 05/13/2020 | 7368714 | 08/19/2020
ClimateMaster Inc. | TRANQUILITY 16 | TCV041A |  | Ground-Source | WBAHP: Heat Pump Packaged Unit | Heat Pump | 230 | 1 |  |  |  | Single-Speed |  |  |  | 38000 | 2567 | 14.8 | 13.4 | 30000 | 2747 | 3.2 | 3.1 | Non Federally-Regulated | 05/13/2020 | 7368714 | 08/19/2020
ClimateMaster Inc. | TRANQUILITY 16 | TRH/V036A |  | Ground-Water-Source | WBAHP: Heat Pump Packaged Unit | Heat Pump | 208 | 1 |  |  |  | Single-Speed |  |  |  | 38700 | 1869 | 20.7 |  | 37500 | 2747 | 4 |  | Non Federally-Regulated | 07/16/2020 | 7368806 | 08/19/2020
ClimateMaster Inc. | TRANQUILITY 16 | TRH/V024A |  | Ground-Source | WBAHP: Heat Pump Packaged Unit | Heat Pump | 208 | 1 |  |  |  | Single-Speed |  |  |  | 24500 | 1633 | 15 | 13.4 | 18600 | 1651 | 3.3 | 3.1 | Non Federally-Regulated | 05/13/2020 | 7368804 | 08/19/2020
ClimateMaster Inc. | TRANQUILITY 20 | TSH/V/D070C |  | Water-Source | WBAHP: Heat Pump Packaged Unit | Heat Pump | 230 | 1 |  |  |  | Single-Speed | 4288 | 899 |  | 71000 | 4863 | 14.6 | 12 | 82100 | 5230 | 4.6 | 4.2 | Federally-Regulated Commercial & Industrial Equipment | 10/10/2017 |  | 08/19/2020
ClimateMaster Inc. | TRANQUILITY 20 | TSH/V/D048C*K |  | Ground-Source | WBAHP: Heat Pump Packaged Unit | Heat Pump | 208 | 1 |  |  |  | Single-Speed |  |  |  | 50600 | 2691 | 18.8 |  | 36100 | 2859 | 3.7 |  | Non Federally-Regulated | 07/16/2020 | 7426590 | 08/19/2020
ClimateMaster Inc. | TRANQUILITY 20 | TSH/V/D024C |  | Ground-Water-Source | WBAHP: Heat Pump Packaged Unit | Heat Pump | 208 | 1 |  |  |  | Single-Speed |  |  |  | 26500 | 1063 | 24.92 |  | 24100 | 1412 | 5 |  | Non Federally-Regulated | 05/13/2020 | 7426543 | 08/19/2020
ClimateMaster Inc. | TRANQUILITY 20 | TSH/V/D042C*K |  | Water-Source | WBAHP: Heat Pump Packaged Unit | Heat Pump | 208 | 1 |  |  |  | Single-Speed |  |  |  | 39400 | 2010 | 19.6 |  | 45100 | 2202 | 6 |  | Federally-Regulated Commercial & Industrial Equipment | 07/16/2020 | 7426587 | 08/19/2020
ClimateMaster Inc. | TRANQUILITY 20 | TSH/V/D070C*K |  | Ground-Source | WBAHP: Heat Pump Packaged Unit | Heat Pump | 230 | 1 |  |  |  | Single-Speed | 3953 | 691 |  | 73000 | 4244 | 17.2 | 13.4 | 53000 | 4314 | 3.6 | 3.1 | Non Federally-Regulated | 10/10/2017 |  | 08/19/2020
ClimateMaster Inc. | TRANQUILITY 20 | TSH/V/D060C*K |  | Ground-Water-Source | WBAHP: Heat Pump Packaged Unit | Heat Pump | 230 | 1 |  |  |  | Single-Speed | 2478 | 688 |  | 68900 | 2767 | 24.9 | 16.2 | 58200 | 3708 | 4.6 | 3.6 | Non Federally-Regulated | 10/10/2017 |  | 08/19/2020
ClimateMaster Inc. | TRANQUILITY 20 | TSH/V/D030C*K |  | Ground-Source | WBAHP: Heat Pump Packaged Unit | Heat Pump | 208 | 1 |  |  |  | Single-Speed |  |  |  | 29200 | 1505 | 19.4 |  | 22000 | 1572 | 4.1 |  | Non Federally-Regulated | 07/16/2020 | 7426575 | 08/19/2020
ClimateMaster Inc. | TRANQUILITY 20 | TSH/V/D070C*K |  | Water-Source | WBAHP: Heat Pump Packaged Unit | Heat Pump | 230 | 1 |  |  |  | Single-Speed | 4273 | 691 |  | 71100 | 4528 | 15.7 | 12 | 82000 | 5006 | 4.8 | 4.2 | Federally-Regulated Commercial & Industrial Equipment | 10/10/2017 |  | 08/19/2020
ClimateMaster Inc. | TRANQUILITY 20 | TSH/V/D060C |  | Ground-Source | WBAHP: Heat Pump Packaged Unit | Heat Pump | 208 | 1 |  |  |  | Single-Speed |  |  |  | 63900 | 3715 | 17.2 |  | 46900 | 3714 | 3.7 |  | Non Federally-Regulated | 05/13/2020 | 7426593 | 08/19/2020
ClimateMaster Inc. | TRANQUILITY 20 | TSH/V/D070C |  | Ground-Water-Source | WBAHP: Heat Pump Packaged Unit | Heat Pump | 208 | 1 |  |  |  | Single-Speed | 3135 | 899 |  | 78000 | 3696 | 21.1 | 16.2 | 66100 | 4843 | 4 | 3.6 | Non Federally-Regulated | 10/10/2017 |  | 08/19/2020
ClimateMaster Inc. | TRANQUILITY 20 | TSH/V/D070C*K |  | Ground-Source | WBAHP: Heat Pump Packaged Unit | Heat Pump | 208 | 1 |  |  |  | Single-Speed | 3953 | 691 |  | 73000 | 4244 | 17.2 | 13.4 | 53000 | 4314 | 3.6 | 3.1 | Non Federally-Regulated | 10/10/2017 |  | 08/19/2020
ClimateMaster Inc. | TRANQUILITY 20 | TSH/V/D060C |  | Water-Source | WBAHP: Heat Pump Packaged Unit | Heat Pump | 208 | 1 |  |  |  | Single-Speed |  |  |  | 62400 | 3924 | 15.9 |  | 73900 | 4331 | 5 |  | Federally-Regulated Commercial & Industrial Equipment | 05/13/2020 | 7426593 | 08/19/2020
ClimateMaster Inc. | TRANQUILITY 20 | TSH/V/D036C |  | Water-Source | WBAHP: Heat Pump Packaged Unit | Heat Pump | 208 | 1 |  |  |  | Single-Speed |  |  |  | 33400 | 1964 | 17 |  | 40400 | 2114 | 5.6 |  | Federally-Regulated Commercial & Industrial Equipment | 05/13/2020 | 7426578 | 08/19/2020
ClimateMaster Inc. | TRANQUILITY 20 | TSH/V/D060C |  | Ground-Water-Source | WBAHP: Heat Pump Packaged Unit | Heat Pump | 230 | 1 |  |  |  | Single-Speed | 2556 | 837 |  | 68500 | 2965 | 23.1 | 16.2 | 58200 | 4061 | 4.2 | 3.6 | Non Federally-Regulated | 10/10/2017 |  | 08/19/2020
ClimateMaster Inc. | TRANQUILITY 20 | TSH/V009A |  | Ground-Water-Source | WBAHP: Heat Pump Packaged Unit | Heat Pump | 208 | 1 |  |  |  | Single-Speed |  |  |  | 11100 | 440 | 25.2 |  | 9400 | 640 | 4.3 |  | Non Federally-Regulated | 05/13/2020 | 7426706 | 08/19/2020
ClimateMaster Inc. | TRANQUILITY 20 | TSH/V/D060C*K |  | Ground-Source | WBAHP: Heat Pump Packaged Unit | Heat Pump | 208 | 1 |  |  |  | Single-Speed |  |  |  | 64400 | 3500 | 18.4 |  | 46400 | 3486 | 3.9 |  | Non Federally-Regulated | 07/16/2020 | 7426596 | 08/19/2020
ClimateMaster Inc. | TRANQUILITY 20 | TSH/V/D042C |  | Water-Source | WBAHP: Heat Pump Packaged Unit | Heat Pump | 208 | 1 |  |  |  | Single-Speed |  |  |  | 38500 | 2238 | 17.2 |  | 46300 | 2423 | 5.6 |  | Federally-Regulated Commercial & Industrial Equipment | 07/16/2020 | 7426584 | 08/19/2020
ClimateMaster Inc. | TRANQUILITY 20 | TSH/V/D060C*K |  | Ground-Water-Source | WBAHP: Heat Pump Packaged Unit | Heat Pump | 208 | 1 |  |  |  | Single-Speed | 2478 | 688 |  | 68900 | 2767 | 24.9 | 16.2 | 58200 | 3708 | 4.6 | 3.6 | Non Federally-Regulated | 10/10/2017 |  | 08/19/2020
ClimateMaster Inc. | TRANQUILITY 20 | TSH/V/D048C*K |  | Ground-Water-Source | WBAHP: Heat Pump Packaged Unit | Heat Pump | 208 | 1 |  |  |  | Single-Speed |  |  |  | 53700 | 2246 | 23.9 |  | 45700 | 3043 | 4.4 |  | Non Federally-Regulated | 07/16/2020 | 7426590 | 08/19/2020
ClimateMaster Inc. | TRANQUILITY 20 | TSH/V/D030C |  | Water-Source | WBAHP: Heat Pump Packaged Unit | Heat Pump | 208 | 1 |  |  |  | Single-Speed |  |  |  | 28000 | 1717 | 16.3 |  | 35500 | 1891 | 5.5 |  | Federally-Regulated Commercial & Industrial Equipment | 05/13/2020 | 7426572 | 08/19/2020
ClimateMaster Inc. | TRANQUILITY 20 | TSH/V/D024C*K |  | Water-Source | WBAHP: Heat Pump Packaged Unit | Heat Pump | 208 | 1 |  |  |  | Single-Speed |  |  |  | 23900 | 1335 | 17.9 |  | 30400 | 1460 | 6.1 |  | Federally-Regulated Commercial & Industrial Equipment | 05/13/2020 | 7426569 | 08/19/2020
ClimateMaster Inc. | TRANQUILITY 20 | TSH/V/D060C*K |  | Ground-Source | WBAHP: Heat Pump Packaged Unit | Heat Pump | 230 | 1 |  |  |  | Single-Speed |  |  |  | 64400 | 3500 | 18.4 |  | 46400 | 3486 | 3.9 |  | Non Federally-Regulated | 07/16/2020 | 7426596 | 08/19/2020
ClimateMaster Inc. | TRANQUILITY 20 | TSH/V009A |  | Water-Source | WBAHP: Heat Pump Packaged Unit | Heat Pump | 208 | 1 |  |  |  | Single-Speed |  |  |  | 9300 | 607 | 15.3 |  | 11100 | 677 | 4.8 |  | Federally-Regulated Commercial & Industrial Equipment | 05/13/2020 | 7426706 | 08/19/2020
ClimateMaster Inc. | TRANQUILITY 20 | TSH/V/D018B*K |  | Water-Source | WBAHP: Heat Pump Packaged Unit | Heat Pump | 208 | 1 |  |  |  | Single-Speed |  |  |  | 19200 | 1163 | 16.5 |  | 23300 | 1157 | 5.9 |  | Federally-Regulated Commercial & Industrial Equipment | 05/13/2020 | 7370913 | 08/19/2020
ClimateMaster Inc. | TRANQUILITY 20 | TSH/V/D042C |  | Ground-Source | WBAHP: Heat Pump Packaged Unit | Heat Pump | 208 | 1 |  |  |  | Single-Speed |  |  |  | 40100 | 2067 | 19.4 |  | 28700 | 2213 | 3.8 |  | Non Federally-Regulated | 07/16/2020 | 7426584 | 08/19/2020
ClimateMaster Inc. | TRANQUILITY 20 | TSH/V/D070C |  | Water-Source | WBAHP: Heat Pump Packaged Unit | Heat Pump | 208 | 1 |  |  |  | Single-Speed | 4288 | 899 |  | 71000 | 4863 | 14.6 | 12 | 82100 | 5230 | 4.6 | 4.2 | Federally-Regulated Commercial & Industrial Equipment | 10/10/2017 |  | 08/19/2020
ClimateMaster Inc. | TRANQUILITY 20 | TSH/V/D036C |  | Ground-Water-Source | WBAHP: Heat Pump Packaged Unit | Heat Pump | 208 | 1 |  |  |  | Single-Speed |  |  |  | 35400 | 1525 | 23.2 |  | 33200 | 2070 | 4.7 |  | Non Federally-Regulated | 05/13/2020 | 7426578 | 08/19/2020
ClimateMaster Inc. | TRANQUILITY 20 | TSH/V/D048C |  | Ground-Source | WBAHP: Heat Pump Packaged Unit | Heat Pump | 208 | 1 |  |  |  | Single-Speed |  |  |  | 49600 | 2952 | 16.8 |  | 36600 | 3154 | 3.4 |  | Non Federally-Regulated | 05/13/2020 | 7426531 | 08/19/2020
ClimateMaster Inc. | TRANQUILITY 20 | TSH/V009A |  | Ground-Source | WBAHP: Heat Pump Packaged Unit | Heat Pump | 208 | 1 |  |  |  | Single-Speed |  |  |  | 10000 | 552 | 18.1 |  | 7100 | 612 | 3.4 |  | Non Federally-Regulated | 05/13/2020 | 7426706 | 08/19/2020
ClimateMaster Inc. | TRANQUILITY 20 | TSH/V/D018B |  | Ground-Water-Source | WBAHP: Heat Pump Packaged Unit | Heat Pump | 208 | 1 |  |  |  | Single-Speed |  |  |  | 21300 | 858 | 24.8 |  | 18600 | 1211 | 4.5 |  | Non Federally-Regulated | 05/13/2020 | 7370912 | 08/19/2020
ClimateMaster Inc. | TRANQUILITY 20 | TSH/V006A |  | Water-Source | WBAHP: Heat Pump Packaged Unit | Heat Pump | 208 | 1 |  |  |  | Single-Speed |  |  |  | 6300 | 401 | 15.7 |  | 8000 | 434 | 5.4 |  | Federally-Regulated Commercial & Industrial Equipment | 05/13/2020 | 7370911 | 08/19/2020
ClimateMaster Inc. | TRANQUILITY 20 | TSH/V/D060C |  | Ground-Source | WBAHP: Heat Pump Packaged Unit | Heat Pump | 230 | 1 |  |  |  | Single-Speed |  |  |  | 63900 | 3715 | 17.2 |  | 46900 | 3714 | 3.7 |  | Non Federally-Regulated | 05/13/2020 | 7426593 | 08/19/2020
ClimateMaster Inc. | TRANQUILITY 20 | TSH/V/D042C*K |  | Ground-Water-Source | WBAHP: Heat Pump Packaged Unit | Heat Pump | 208 | 1 |  |  |  | Single-Speed |  |  |  | 44400 | 1505 | 29.5 |  | 35200 | 1983 | 5.2 |  | Non Federally-Regulated | 07/16/2020 | 7426587 | 08/19/2020
ClimateMaster Inc. | TRANQUILITY 20 | TSH/V/D060C |  | Water-Source | WBAHP: Heat Pump Packaged Unit | Heat Pump | 230 | 1 |  |  |  | Single-Speed |  |  |  | 62400 | 3924 | 15.9 |  | 73900 | 4331 | 5 |  | Federally-Regulated Commercial & Industrial Equipment | 05/13/2020 | 7426593 | 08/19/2020
ClimateMaster Inc. | TRANQUILITY 20 | TSH/V/D048C |  | Water-Source | WBAHP: Heat Pump Packaged Unit | Heat Pump | 208 | 1 |  |  |  | Single-Speed |  |  |  | 47100 | 3182 | 14.8 |  | 58000 | 3616 | 4.7 |  | Federally-Regulated Commercial & Industrial Equipment | 05/13/2020 | 7426531 | 08/19/2020
ClimateMaster Inc. | TRANQUILITY 20 | TSH/V/D060C |  | Ground-Water-Source | WBAHP: Heat Pump Packaged Unit | Heat Pump | 208 | 1 |  |  |  | Single-Speed | 2556 | 837 |  | 68500 | 2965 | 23.1 | 16.2 | 58200 | 4061 | 4.2 | 3.6 | Non Federally-Regulated | 10/10/2017 |  | 08/19/2020
ClimateMaster Inc. | TRANQUILITY 20 | TSH/V/D042C |  | Ground-Water-Source | WBAHP: Heat Pump Packaged Unit | Heat Pump | 208 | 1 |  |  |  | Single-Speed |  |  |  | 43700 | 1720 | 25.4 |  | 36200 | 2257 | 4.7 |  | Non Federally-Regulated | 07/16/2020 | 7426584 | 08/19/2020
ClimateMaster Inc. | TRANQUILITY 20 | TSH/V/D018B*K |  | Ground-Source | WBAHP: Heat Pump Packaged Unit | Heat Pump | 208 | 1 |  |  |  | Single-Speed |  |  |  | 20200 | 1041 | 19.4 |  | 14500 | 1089 | 3.9 |  | Non Federally-Regulated | 05/13/2020 | 7370913 | 08/19/2020
ClimateMaster Inc. | TRANQUILITY 20 | TSH/V/D070C |  | Ground-Water-Source | WBAHP: Heat Pump Packaged Unit | Heat Pump | 230 | 1 |  |  |  | Single-Speed | 3135 | 899 |  | 78000 | 3696 | 21.1 | 16.2 | 66100 | 4843 | 4 | 3.6 | Non Federally-Regulated | 10/10/2017 |  | 08/19/2020
ClimateMaster Inc. | TRANQUILITY 20 | TSH/V/D018B*K |  | Ground-Water-Source | WBAHP: Heat Pump Packaged Unit | Heat Pump | 208 | 1 |  |  |  | Single-Speed |  |  |  | 22100 | 840 | 26.3 |  | 18900 | 1130 | 4.9 |  | Non Federally-Regulated | 05/13/2020 | 7370913 | 08/19/2020
ClimateMaster Inc. | TRANQUILITY 20 | TSH/V/D024C*K |  | Ground-Water-Source | WBAHP: Heat Pump Packaged Unit | Heat Pump | 208 | 1 |  |  |  | Single-Speed |  |  |  | 26900 | 1000 | 26.9 |  | 23800 | 1341 | 5.2 |  | Non Federally-Regulated | 05/13/2020 | 7426569 | 08/19/2020
ClimateMaster Inc. | TRANQUILITY 20 | TSH/V/D030C*K |  | Water-Source | WBAHP: Heat Pump Packaged Unit | Heat Pump | 208 | 1 |  |  |  | Single-Speed |  |  |  | 28000 | 1618 | 17.3 |  | 35100 | 1773 | 5.8 |  | Federally-Regulated Commercial & Industrial Equipment | 07/16/2020 | 7426575 | 08/19/2020
ClimateMaster Inc. | TRANQUILITY 20 | TSH/V/D018B |  | Water-Source | WBAHP: Heat Pump Packaged Unit | Heat Pump | 208 | 1 |  |  |  | Single-Speed |  |  |  | 18600 | 1240 | 15 |  | 23000 | 1296 | 5.2 |  | Federally-Regulated Commercial & Industrial Equipment | 05/13/2020 | 7370912 | 08/19/2020
ClimateMaster Inc. | TRANQUILITY 20 | TSH/V/D070C |  | Ground-Source | WBAHP: Heat Pump Packaged Unit | Heat Pump | 208 | 1 |  |  |  | Single-Speed | 3917 | 899 |  | 72900 | 4500 | 16.2 | 13.4 | 53800 | 4637 | 3.4 | 3.1 | Non Federally-Regulated | 10/10/2017 |  | 08/19/2020
ClimateMaster Inc. | TRANQUILITY 20 | TSH/V/D060C*K |  | Water-Source | WBAHP: Heat Pump Packaged Unit | Heat Pump | 230 | 1 |  |  |  | Single-Speed |  |  |  | 63200 | 3674 | 17.2 |  | 73200 | 3972 | 5.4 |  | Federally-Regulated Commercial & Industrial Equipment | 07/16/2020 | 7426596 | 08/19/2020
ClimateMaster Inc. | TRANQUILITY 20 | TSH/V/D030C*K |  | Ground-Water-Source | WBAHP: Heat Pump Packaged Unit | Heat Pump | 208 | 1 |  |  |  | Single-Speed |  |  |  | 30800 | 1153 | 26.7 |  | 28000 | 1674 | 4.9 |  | Non Federally-Regulated | 07/16/2020 | 7426575 | 08/19/2020
ClimateMaster Inc. | TRANQUILITY 20 | TSH/V/D070C*K |  | Ground-Water-Source | WBAHP: Heat Pump Packaged Unit | Heat Pump | 230 | 1 |  |  |  | Single-Speed | 3125 | 691 |  | 78100 | 3395 | 23 | 16.2 | 65200 | 4660 | 4.1 | 3.6 | Non Federally-Regulated | 10/10/2017 |  | 08/19/2020
ClimateMaster Inc. | TRANQUILITY 20 | TSH/V/D036C |  | Ground-Source | WBAHP: Heat Pump Packaged Unit | Heat Pump | 208 | 1 |  |  |  | Single-Speed |  |  |  | 34300 | 1786 | 19.2 |  | 25900 | 1851 | 4.1 |  | Non Federally-Regulated | 05/13/2020 | 7426578 | 08/19/2020
ClimateMaster Inc. | TRANQUILITY 20 | TSH/V/D042C*K |  | Ground-Source | WBAHP: Heat Pump Packaged Unit | Heat Pump | 208 | 1 |  |  |  | Single-Speed |  |  |  | 40700 | 1858 | 21.9 |  | 27400 | 1958 | 4.1 |  | Non Federally-Regulated | 07/16/2020 | 7426587 | 08/19/2020
ClimateMaster Inc. | TRANQUILITY 20 | TSH/V012A |  | Water-Source | WBAHP: Heat Pump Packaged Unit | Heat Pump | 208 | 1 |  |  |  | Single-Speed |  |  |  | 11700 | 759 | 15.4 |  | 13800 | 898 | 4.5 |  | Federally-Regulated Commercial & Industrial Equipment | 05/13/2020 | 7370909 | 08/19/2020
ClimateMaster Inc. | TRANQUILITY 20 | TSH/V/D070C*K |  | Water-Source | WBAHP: Heat Pump Packaged Unit | Heat Pump | 208 | 1 |  |  |  | Single-Speed | 4273 | 691 |  | 71100 | 4528 | 15.7 | 12 | 82000 | 5006 | 4.8 | 4.2 | Federally-Regulated Commercial & Industrial Equipment | 10/10/2017 |  | 08/19/2020
ClimateMaster Inc. | TRANQUILITY 20 | TSH/V/D070C*K |  | Ground-Water-Source | WBAHP: Heat Pump Packaged Unit | Heat Pump | 208 | 1 |  |  |  | Single-Speed | 3125 | 691 |  | 78100 | 3395 | 23 | 16.2 | 65200 | 4660 | 4.1 | 3.6 | Non Federally-Regulated | 10/10/2017 |  | 08/19/2020
ClimateMaster Inc. | TRANQUILITY 20 | TSH/V/D024C*K |  | Ground-Source | WBAHP: Heat Pump Packaged Unit | Heat Pump | 208 | 1 |  |  |  | Single-Speed |  |  |  | 25500 | 1220 | 20.9 |  | 19100 | 1332 | 4.2 |  | Non Federally-Regulated | 05/13/2020 | 7426569 | 08/19/2020
ClimateMaster Inc. | TRANQUILITY 20 | TSH/V/D024C |  | Water-Source | WBAHP: Heat Pump Packaged Unit | Heat Pump | 208 | 1 |  |  |  | Single-Speed |  |  |  | 23800 | 1408 | 16.9 |  | 30800 | 1529 | 5.9 |  | Federally-Regulated Commercial & Industrial Equipment | 05/13/2020 | 7426543 | 08/19/2020
ClimateMaster Inc. | TRANQUILITY 20 | TSH/V/D024C |  | Ground-Source | WBAHP: Heat Pump Packaged Unit | Heat Pump | 208 | 1 |  |  |  | Single-Speed |  |  |  | 25300 | 1338 | 18.9 |  | 19200 | 1406 | 4 |  | Non Federally-Regulated | 05/13/2020 | 7426543 | 08/19/2020
ClimateMaster Inc. | TRANQUILITY 20 | TSH/V/D048C |  | Ground-Water-Source | WBAHP: Heat Pump Packaged Unit | Heat Pump | 208 | 1 |  |  |  | Single-Speed |  |  |  | 53600 | 2516 | 21.3 |  | 47500 | 3480 | 4 |  | Non Federally-Regulated | 05/13/2020 | 7426531 | 08/19/2020
ClimateMaster Inc. | TRANQUILITY 20 | TSH/V/D070C |  | Ground-Source | WBAHP: Heat Pump Packaged Unit | Heat Pump | 230 | 1 |  |  |  | Single-Speed | 3917 | 899 |  | 72900 | 4500 | 16.2 | 13.4 | 53800 | 4637 | 3.4 | 3.1 | Non Federally-Regulated | 10/10/2017 |  | 08/19/2020
ClimateMaster Inc. | TRANQUILITY 20 | TSH/V/D030C |  | Ground-Source | WBAHP: Heat Pump Packaged Unit | Heat Pump | 208 | 1 |  |  |  | Single-Speed |  |  |  | 29200 | 1578 | 18.5 |  | 22200 | 1668 | 3.9 |  | Non Federally-Regulated | 05/13/2020 | 7426572 | 08/19/2020
ClimateMaster Inc. | TRANQUILITY 20 | TSH/V/D018B |  | Ground-Source | WBAHP: Heat Pump Packaged Unit | Heat Pump | 208 | 1 |  |  |  | Single-Speed |  |  |  | 19500 | 1059 | 18.4 |  | 14500 | 1180 | 3.6 |  | Non Federally-Regulated | 05/13/2020 | 7370912 | 08/19/2020
ClimateMaster Inc. | TRANQUILITY 20 | TSH/V/D060C*K |  | Water-Source | WBAHP: Heat Pump Packaged Unit | Heat Pump | 208 | 1 |  |  |  | Single-Speed |  |  |  | 63200 | 3674 | 17.2 |  | 73200 | 3972 | 5.4 |  | Federally-Regulated Commercial & Industrial Equipment | 07/16/2020 | 7426596 | 08/19/2020
ClimateMaster Inc. | TRANQUILITY 20 | TSH/V/D048C*K |  | Water-Source | WBAHP: Heat Pump Packaged Unit | Heat Pump | 208 | 1 |  |  |  | Single-Speed |  |  |  | 48900 | 2843 | 17.2 |  | 57700 | 3252 | 5.2 |  | Federally-Regulated Commercial & Industrial Equipment | 07/16/2020 | 7426590 | 08/19/2020
ClimateMaster Inc. | TRANQUILITY 20 | TSH/V/D030C |  | Ground-Water-Source | WBAHP: Heat Pump Packaged Unit | Heat Pump | 208 | 1 |  |  |  | Single-Speed |  |  |  | 31000 | 1244 | 24.9 |  | 28400 | 1770 | 4.7 |  | Non Federally-Regulated | 05/13/2020 | 7426572 | 08/19/2020
ClimateMaster Inc. | TRANQUILITY CONSOLE SERIES | TRC18 |  | Water-Source | WBAHP-O: Heat Pump Packaged Un | Heat Pump | 230 | 1 |  |  |  | Single-Speed |  |  |  | 15600 | 1278 | 12.2 |  | 20100 | 1309 | 4.5 |  | Federally-Regulated Commercial & Industrial Equipment | 05/13/2020 | 7368803 | 08/19/2020
ClimateMaster Inc. | TRANQUILITY CONSOLE SERIES | TRC12 |  | Ground-Source | WBAHP-O: Heat Pump Packaged Un | Heat Pump | 208 | 1 |  |  |  | Single-Speed |  |  |  | 11800 | 813 | 14.5 |  | 9300 | 825 | 3.3 |  | Non Federally-Regulated | 05/13/2020 | 7425765 | 08/19/2020
ClimateMaster Inc. | TRANQUILITY CONSOLE SERIES | TRC18 |  | Ground-Water-Source | WBAHP-O: Heat Pump Packaged Un | Heat Pump | 208 | 1 |  |  |  | Single-Speed |  |  |  | 17200 | 960 | 17.9 |  | 16500 | 1239 | 3.9 |  | Non Federally-Regulated | 05/13/2020 | 7368803 | 08/19/2020
ClimateMaster Inc. | TRANQUILITY CONSOLE SERIES | TRC15 |  | Ground-Water-Source | WBAHP-O: Heat Pump Packaged Un | Heat Pump | 208 | 1 |  |  |  | Single-Speed |  |  |  | 15700 | 809 | 19.4 |  | 14600 | 1069 | 4 |  | Non Federally-Regulated | 05/13/2020 | 7425768 | 08/19/2020
ClimateMaster Inc. | TRANQUILITY CONSOLE SERIES | TRC09 |  | Ground-Source | WBAHP-O: Heat Pump Packaged Un | Heat Pump | 208 | 1 |  |  |  | Single-Speed |  |  |  | 8800 | 590 | 14.9 |  | 7300 | 648 | 3.3 |  | Non Federally-Regulated | 05/13/2020 | 7425762 | 08/19/2020
ClimateMaster Inc. | TRANQUILITY CONSOLE SERIES | TRC12 |  | Water-Source | WBAHP-O: Heat Pump Packaged Un | Heat Pump | 208 | 1 |  |  |  | Single-Speed |  |  |  | 11300 | 882 | 12.8 |  | 14100 | 918 | 4.5 |  | Federally-Regulated Commercial & Industrial Equipment | 05/13/2020 | 7425765 | 08/19/2020
ClimateMaster Inc. | TRANQUILITY CONSOLE SERIES | TRC18 |  | Ground-Water-Source | WBAHP-O: Heat Pump Packaged Un | Heat Pump | 230 | 1 |  |  |  | Single-Speed |  |  |  | 17200 | 960 | 17.9 |  | 16500 | 1239 | 3.9 |  | Non Federally-Regulated | 05/13/2020 | 7368803 | 08/19/2020
ClimateMaster Inc. | TRANQUILITY CONSOLE SERIES | TRC15 |  | Ground-Source | WBAHP-O: Heat Pump Packaged Un | Heat Pump | 230 | 1 |  |  |  | Single-Speed |  |  |  | 14600 | 993 | 14.7 |  | 11400 | 1012 | 3.3 |  | Non Federally-Regulated | 05/13/2020 | 7425768 | 08/19/2020
ClimateMaster Inc. | TRANQUILITY CONSOLE SERIES | TRC12 |  | Water-Source | WBAHP-O: Heat Pump Packaged Un | Heat Pump | 230 | 1 |  |  |  | Single-Speed |  |  |  | 11300 | 882 | 12.8 |  | 14100 | 918 | 4.5 |  | Federally-Regulated Commercial & Industrial Equipment | 05/13/2020 | 7425765 | 08/19/2020
ClimateMaster Inc. | TRANQUILITY CONSOLE SERIES | TRC12 |  | Ground-Source | WBAHP-O: Heat Pump Packaged Un | Heat Pump | 230 | 1 |  |  |  | Single-Speed |  |  |  | 11800 | 813 | 14.5 |  | 9300 | 825 | 3.3 |  | Non Federally-Regulated | 05/13/2020 | 7425765 | 08/19/2020
ClimateMaster Inc. | TRANQUILITY CONSOLE SERIES | TRC09 |  | Water-Source | WBAHP-O: Heat Pump Packaged Un | Heat Pump | 208 | 1 |  |  |  | Single-Speed |  |  |  | 8600 | 646 | 13.3 |  | 11400 | 726 | 4.6 |  | Federally-Regulated Commercial & Industrial Equipment | 05/13/2020 | 7425762 | 08/19/2020
ClimateMaster Inc. | TRANQUILITY CONSOLE SERIES | TRC15 |  | Water-Source | WBAHP-O: Heat Pump Packaged Un | Heat Pump | 208 | 1 |  |  |  | Single-Speed |  |  |  | 13700 | 1070 | 12.8 |  | 17500 | 1005 | 5.1 |  | Federally-Regulated Commercial & Industrial Equipment | 05/13/2020 | 7425768 | 08/19/2020
ClimateMaster Inc. | TRANQUILITY CONSOLE SERIES | TRC18 |  | Ground-Source | WBAHP-O: Heat Pump Packaged Un | Heat Pump | 208 | 1 |  |  |  | Single-Speed |  |  |  | 16100 | 1166 | 13.8 |  | 13200 | 1172 | 3.3 |  | Non Federally-Regulated | 05/13/2020 | 7368803 | 08/19/2020
ClimateMaster Inc. | TRANQUILITY CONSOLE SERIES | TRC12 |  | Ground-Water-Source | WBAHP-O: Heat Pump Packaged Un | Heat Pump | 230 | 1 |  |  |  | Single-Speed |  |  |  | 12500 | 668 | 18.7 |  | 11800 | 886 | 3.9 |  | Non Federally-Regulated | 05/13/2020 | 7425765 | 08/19/2020
ClimateMaster Inc. | TRANQUILITY CONSOLE SERIES | TRC12 |  | Ground-Water-Source | WBAHP-O: Heat Pump Packaged Un | Heat Pump | 208 | 1 |  |  |  | Single-Speed |  |  |  | 12500 | 668 | 18.7 |  | 11800 | 886 | 3.9 |  | Non Federally-Regulated | 05/13/2020 | 7425765 | 08/19/2020
ClimateMaster Inc. | TRANQUILITY CONSOLE SERIES | TRC18 |  | Water-Source | WBAHP-O: Heat Pump Packaged Un | Heat Pump | 208 | 1 |  |  |  | Single-Speed |  |  |  | 15600 | 1278 | 12.2 |  | 20100 | 1309 | 4.5 |  | Federally-Regulated Commercial & Industrial Equipment | 05/13/2020 | 7368803 | 08/19/2020
ClimateMaster Inc. | TRANQUILITY CONSOLE SERIES | TRC15 |  | Ground-Water-Source | WBAHP-O: Heat Pump Packaged Un | Heat Pump | 230 | 1 |  |  |  | Single-Speed |  |  |  | 15700 | 809 | 19.4 |  | 14600 | 1069 | 4 |  | Non Federally-Regulated | 05/13/2020 | 7425768 | 08/19/2020
ClimateMaster Inc. | TRANQUILITY CONSOLE SERIES | TRC15 |  | Water-Source | WBAHP-O: Heat Pump Packaged Un | Heat Pump | 230 | 1 |  |  |  | Single-Speed |  |  |  | 13700 | 1070 | 12.8 |  | 17500 | 1005 | 5.1 |  | Federally-Regulated Commercial & Industrial Equipment | 05/13/2020 | 7425768 | 08/19/2020
ClimateMaster Inc. | TRANQUILITY CONSOLE SERIES | TRC18 |  | Ground-Source | WBAHP-O: Heat Pump Packaged Un | Heat Pump | 230 | 1 |  |  |  | Single-Speed |  |  |  | 16100 | 1166 | 13.8 |  | 13200 | 1172 | 3.3 |  | Non Federally-Regulated | 05/13/2020 | 7368803 | 08/19/2020
ClimateMaster Inc. | TRANQUILITY CONSOLE SERIES | TRC09 |  | Ground-Water-Source | WBAHP-O: Heat Pump Packaged Un | Heat Pump | 208 | 1 |  |  |  | Single-Speed |  |  |  | 9200 | 494 | 18.6 |  | 9500 | 696 | 4 |  | Non Federally-Regulated | 05/13/2020 | 7425762 | 08/19/2020
ClimateMaster Inc. | TRANQUILITY CONSOLE SERIES | TRC15 |  | Ground-Source | WBAHP-O: Heat Pump Packaged Un | Heat Pump | 208 | 1 |  |  |  | Single-Speed |  |  |  | 14600 | 993 | 14.7 |  | 11400 | 1012 | 3.3 |  | Non Federally-Regulated | 05/13/2020 | 7425768 | 08/19/2020
ClimateMaster Inc. | TRANQUILITY LARGE SERIES | TLV120 |  | Ground-Water-Source | WBAHP: Heat Pump Packaged Unit | Heat Pump | 230 | 3 |  |  |  | Single-Speed | 7170 | 1550 |  | 133000 | 6333 | 21 | 16.2 | 118000 | 8234 | 4.2 | 3.6 | Non Federally-Regulated | 10/10/2017 |  | 08/19/2020
ClimateMaster Inc. | TRANQUILITY LARGE SERIES | TLV096 |  | Ground-Water-Source | WBAHP: Heat Pump Packaged Unit | Heat Pump | 230 | 3 |  |  |  | Single-Speed | 6100 | 1125 |  | 102500 | 5000 | 20.5 | 16.2 | 96500 | 6733 | 4.2 | 3.6 | Non Federally-Regulated | 10/10/2017 |  | 08/19/2020
ClimateMaster Inc. | TRANQUILITY LARGE SERIES | TLV096 |  | Ground-Source | WBAHP: Heat Pump Packaged Unit | Heat Pump | 208 | 3 |  |  |  | Single-Speed | 5525 | 1125 |  | 97500 | 5909 | 16.5 | 13.4 | 76500 | 6227 | 3.6 | 3.1 | Non Federally-Regulated | 10/10/2017 |  | 08/19/2020
ClimateMaster Inc. | TRANQUILITY LARGE SERIES | TLV120 |  | Water-Source | WBAHP: Heat Pump Packaged Unit | Heat Pump | 230 | 3 |  |  |  | Single-Speed | 7630 | 1550 |  | 118000 | 7866 | 15 | 12 | 144000 | 8440 | 5 | 4.2 | Federally-Regulated Commercial & Industrial Equipment | 10/10/2017 |  | 08/19/2020
ClimateMaster Inc. | TRANQUILITY LARGE SERIES | TLV096 |  | Ground-Water-Source | WBAHP: Heat Pump Packaged Unit | Heat Pump | 208 | 3 |  |  |  | Single-Speed | 6100 | 1125 |  | 102500 | 5000 | 20.5 | 16.2 | 96500 | 6733 | 4.2 | 3.6 | Non Federally-Regulated | 10/10/2017 |  | 08/19/2020
ClimateMaster Inc. | TRANQUILITY LARGE SERIES | TLV120 |  | Ground-Source | WBAHP: Heat Pump Packaged Unit | Heat Pump | 230 | 3 |  |  |  | Single-Speed | 6750 | 1550 |  | 120000 | 7272 | 16.5 | 13.4 | 93000 | 7366 | 3.7 | 3.1 | Non Federally-Regulated | 10/10/2017 |  | 08/19/2020
ClimateMaster Inc. | TRANQUILITY LARGE SERIES | TLV096 |  | Water-Source | WBAHP: Heat Pump Packaged Unit | Heat Pump | 208 | 3 |  |  |  | Single-Speed | 6715 | 1125 |  | 94000 | 6266 | 15 | 12 | 118000 | 7358 | 4.7 | 4.2 | Federally-Regulated Commercial & Industrial Equipment | 10/10/2017 |  | 08/19/2020
ClimateMaster Inc. | TRANQUILITY LARGE SERIES | TLV084 |  | Ground-Source | WBAHP: Heat Pump Packaged Unit | Heat Pump | 230 | 3 |  |  |  | Single-Speed | 4800 | 915 |  | 83000 | 5030 | 16.5 | 13.4 | 65500 | 5332 | 3.6 | 3.1 | Non Federally-Regulated | 10/10/2017 |  | 08/19/2020
ClimateMaster Inc. | TRANQUILITY LARGE SERIES | TLV120 |  | Ground-Source | WBAHP: Heat Pump Packaged Unit | Heat Pump | 208 | 3 |  |  |  | Single-Speed | 6750 | 1550 |  | 120000 | 7272 | 16.5 | 13.4 | 93000 | 7366 | 3.7 | 3.1 | Non Federally-Regulated | 10/10/2017 |  | 08/19/2020
ClimateMaster Inc. | TRANQUILITY LARGE SERIES | TLV084 |  | Water-Source | WBAHP: Heat Pump Packaged Unit | Heat Pump | 230 | 3 |  |  |  | Single-Speed | 5700 | 915 |  | 82000 | 5394 | 15.2 | 12 | 101000 | 6166 | 4.8 | 4.2 | Federally-Regulated Commercial & Industrial Equipment | 10/10/2017 |  | 08/19/2020
ClimateMaster Inc. | TRANQUILITY LARGE SERIES | TLV084 |  | Ground-Water-Source | WBAHP: Heat Pump Packaged Unit | Heat Pump | 230 | 3 |  |  |  | Single-Speed | 5200 | 915 |  | 87500 | 4166 | 21 | 16.2 | 83500 | 5691 | 4.3 | 3.6 | Non Federally-Regulated | 10/10/2017 |  | 08/19/2020
ClimateMaster Inc. | TRANQUILITY LARGE SERIES | TLV096 |  | Water-Source | WBAHP: Heat Pump Packaged Unit | Heat Pump | 230 | 3 |  |  |  | Single-Speed | 6715 | 1125 |  | 94000 | 6266 | 15 | 12 | 118000 | 7358 | 4.7 | 4.2 | Federally-Regulated Commercial & Industrial Equipment | 10/10/2017 |  | 08/19/2020
ClimateMaster Inc. | TRANQUILITY LARGE SERIES | TLV096 |  | Ground-Source | WBAHP: Heat Pump Packaged Unit | Heat Pump | 230 | 3 |  |  |  | Single-Speed | 5525 | 1125 |  | 97500 | 5909 | 16.5 | 13.4 | 76500 | 6227 | 3.6 | 3.1 | Non Federally-Regulated | 10/10/2017 |  | 08/19/2020
ClimateMaster Inc. | TRANQUILITY LARGE SERIES | TLV084 |  | Water-Source | WBAHP: Heat Pump Packaged Unit | Heat Pump | 208 | 3 |  |  |  | Single-Speed | 5700 | 915 |  | 82000 | 5394 | 15.2 | 12 | 101000 | 6166 | 4.8 | 4.2 | Federally-Regulated Commercial & Industrial Equipment | 10/10/2017 |  | 08/19/2020
ClimateMaster Inc. | TRANQUILITY LARGE SERIES | TLV120 |  | Ground-Water-Source | WBAHP: Heat Pump Packaged Unit | Heat Pump | 208 | 3 |  |  |  | Single-Speed | 7170 | 1550 |  | 133000 | 6333 | 21 | 16.2 | 118000 | 8234 | 4.2 | 3.6 | Non Federally-Regulated | 10/10/2017 |  | 08/19/2020
ClimateMaster Inc. | TRANQUILITY LARGE SERIES | TLV120 |  | Water-Source | WBAHP: Heat Pump Packaged Unit | Heat Pump | 208 | 3 |  |  |  | Single-Speed | 7630 | 1550 |  | 118000 | 7866 | 15 | 12 | 144000 | 8440 | 5 | 4.2 | Federally-Regulated Commercial & Industrial Equipment | 10/10/2017 |  | 08/19/2020
ClimateMaster Inc. | TRANQUILITY LARGE SERIES | TLV084 |  | Ground-Water-Source | WBAHP: Heat Pump Packaged Unit | Heat Pump | 208 | 3 |  |  |  | Single-Speed | 5200 | 915 |  | 87500 | 4166 | 21 | 16.2 | 83500 | 5691 | 4.3 | 3.6 | Non Federally-Regulated | 10/10/2017 |  | 08/19/2020
ClimateMaster Inc. | TRANQUILITY LARGE SERIES | TLV084 |  | Ground-Source | WBAHP: Heat Pump Packaged Unit | Heat Pump | 208 | 3 |  |  |  | Single-Speed | 4800 | 915 |  | 83000 | 5030 | 16.5 | 13.4 | 65500 | 5332 | 3.6 | 3.1 | Non Federally-Regulated | 10/10/2017 |  | 08/19/2020
ClimateMaster Inc. | TRANQUILITY 30 DIGITAL | TEV/H/D072B |  | Ground-Source | WBAHP: Heat Pump Packaged Unit | Heat Pump | 208 | 1 |  |  |  | Single-Speed | 3880 | 100 |  | 71700 | 4242 | 16.9 | 13.4 | 55800 | 4419 | 3.7 | 3.1 | Non Federally-Regulated | 10/10/2017 |  | 08/19/2020
ClimateMaster Inc. | TRANQUILITY 30 DIGITAL | TEV/H/D072B |  | Water-Source | WBAHP: Heat Pump Packaged Unit | Heat Pump | 230 | 1 |  |  |  | Single-Speed | 4289 | 100 |  | 68300 | 4523 | 15.1 | 12 | 85300 | 5208 | 4.8 | 4.2 | Federally-Regulated Commercial & Industrial Equipment | 10/10/2017 |  | 08/19/2020
ClimateMaster Inc. | TRANQUILITY 30 DIGITAL | TEV/H/D038B |  | Ground-Source | WBAHP: Heat Pump Packaged Unit | Heat Pump | 230 | 1 |  |  |  | Single-Speed |  |  |  | 39000 | 1921 | 20.3 |  | 29700 | 1978 | 4.4 |  | Non Federally-Regulated | 07/16/2020 | 7212557 | 08/19/2020
ClimateMaster Inc. | TRANQUILITY 30 DIGITAL | TEV/H/D038B |  | Water-Source | WBAHP: Heat Pump Packaged Unit | Heat Pump | 230 | 1 |  |  |  | Single-Speed |  |  |  | 37700 | 2106 | 17.9 |  | 45700 | 2309 | 5.8 |  | Federally-Regulated Commercial & Industrial Equipment | 07/16/2020 | 7212557 | 08/19/2020
ClimateMaster Inc. | TRANQUILITY 30 DIGITAL | TEV/H/D038B |  | Ground-Water-Source | WBAHP: Heat Pump Packaged Unit | Heat Pump | 230 | 1 |  |  |  | Single-Speed |  |  |  | 42100 | 1613 | 26.1 |  | 37900 | 2136 | 5.2 |  | Non Federally-Regulated | 07/16/2020 | 7212557 | 08/19/2020
ClimateMaster Inc. | TRANQUILITY 30 DIGITAL | TEV/H/D064B |  | Water-Source | WBAHP: Heat Pump Packaged Unit | Heat Pump | 230 | 1 |  |  |  | Single-Speed |  |  |  | 61500 | 3796 | 16.2 |  | 77400 | 4200 | 5.4 |  | Federally-Regulated Commercial & Industrial Equipment | 07/16/2020 | 7219329 | 08/19/2020
ClimateMaster Inc. | TRANQUILITY 30 DIGITAL | TEV/H/D049B |  | Ground-Water-Source | WBAHP: Heat Pump Packaged Unit | Heat Pump | 208 | 1 |  |  |  | Single-Speed |  |  |  | 55000 | 2173 | 25.3 |  | 46800 | 2981 | 4.6 |  | Non Federally-Regulated | 07/16/2020 | 7216252 | 08/19/2020
ClimateMaster Inc. | TRANQUILITY 30 DIGITAL | TEV/H/D026B |  | Water-Source | WBAHP: Heat Pump Packaged Unit | Heat Pump | 230 | 1 |  |  |  | Single-Speed |  |  |  | 25000 | 1436 | 17.4 |  | 31400 | 1533 | 6 |  | Federally-Regulated Commercial & Industrial Equipment | 07/16/2020 | 7209076 | 08/19/2020
ClimateMaster Inc. | TRANQUILITY 30 DIGITAL | TEV/H/D026B |  | Ground-Water-Source | WBAHP: Heat Pump Packaged Unit | Heat Pump | 208 | 1 |  |  |  | Single-Speed |  |  |  | 28500 | 1079 | 26.4 |  | 25800 | 1426 | 5.3 |  | Non Federally-Regulated | 07/16/2020 | 7209076 | 08/19/2020
ClimateMaster Inc. | TRANQUILITY 30 DIGITAL | TEV/H/D072B |  | Ground-Water-Source | WBAHP: Heat Pump Packaged Unit | Heat Pump | 230 | 1 |  |  |  | Single-Speed | 3225 | 100 |  | 77700 | 3453 | 22.5 | 16.2 | 71400 | 4755 | 4.4 | 3.6 | Non Federally-Regulated | 10/10/2017 |  | 08/19/2020
ClimateMaster Inc. | TRANQUILITY 30 DIGITAL | TEV/H/D026B |  | Water-Source | WBAHP: Heat Pump Packaged Unit | Heat Pump | 208 | 1 |  |  |  | Single-Speed |  |  |  | 25000 | 1436 | 17.4 |  | 31400 | 1533 | 6 |  | Federally-Regulated Commercial & Industrial Equipment | 07/16/2020 | 7209076 | 08/19/2020
ClimateMaster Inc. | TRANQUILITY 30 DIGITAL | TEV/H/D038B |  | Ground-Source | WBAHP: Heat Pump Packaged Unit | Heat Pump | 208 | 1 |  |  |  | Single-Speed |  |  |  | 39000 | 1921 | 20.3 |  | 29700 | 1978 | 4.4 |  | Non Federally-Regulated | 07/16/2020 | 7212557 | 08/19/2020
ClimateMaster Inc. | TRANQUILITY 30 DIGITAL | TEV/H/D049B |  | Water-Source | WBAHP: Heat Pump Packaged Unit | Heat Pump | 208 | 1 |  |  |  | Single-Speed |  |  |  | 48600 | 2892 | 16.8 |  | 56700 | 3258 | 5.1 |  | Federally-Regulated Commercial & Industrial Equipment | 07/16/2020 | 7216252 | 08/19/2020
ClimateMaster Inc. | TRANQUILITY 30 DIGITAL | TEV/H/D072B |  | Ground-Water-Source | WBAHP: Heat Pump Packaged Unit | Heat Pump | 208 | 1 |  |  |  | Single-Speed | 3225 | 100 |  | 77700 | 3453 | 22.5 | 16.2 | 71400 | 4755 | 4.4 | 3.6 | Non Federally-Regulated | 10/10/2017 |  | 08/19/2020
ClimateMaster Inc. | TRANQUILITY 30 DIGITAL | TEV/H/D072B |  | Water-Source | WBAHP: Heat Pump Packaged Unit | Heat Pump | 208 | 1 |  |  |  | Single-Speed | 4289 | 100 |  | 68300 | 4523 | 15.1 | 12 | 85300 | 5208 | 4.8 | 4.2 | Federally-Regulated Commercial & Industrial Equipment | 10/10/2017 |  | 08/19/2020
ClimateMaster Inc. | TRANQUILITY 30 DIGITAL | TEV/H/D049B |  | Ground-Source | WBAHP: Heat Pump Packaged Unit | Heat Pump | 230 | 1 |  |  |  | Single-Speed |  |  |  | 49600 | 2569 | 19.3 |  | 36400 | 2666 | 4 |  | Non Federally-Regulated | 07/16/2020 | 7216252 | 08/19/2020
ClimateMaster Inc. | TRANQUILITY 30 DIGITAL | TEV/H/D064B |  | Ground-Source | WBAHP: Heat Pump Packaged Unit | Heat Pump | 230 | 1 |  |  |  | Single-Speed | 3257 | 161 |  | 66200 | 3521 | 18.8 | 13.4 | 48700 | 3659 | 3.9 | 3.1 | Non Federally-Regulated | 10/10/2017 |  | 08/19/2020
ClimateMaster Inc. | TRANQUILITY 30 DIGITAL | TEV/H/D026B |  | Ground-Source | WBAHP: Heat Pump Packaged Unit | Heat Pump | 230 | 1 |  |  |  | Single-Speed |  |  |  | 26000 | 1306 | 19.9 |  | 20200 | 1443 | 4.1 |  | Non Federally-Regulated | 07/16/2020 | 7209076 | 08/19/2020
ClimateMaster Inc. | TRANQUILITY 30 DIGITAL | TEV/H/D049B |  | Ground-Water-Source | WBAHP: Heat Pump Packaged Unit | Heat Pump | 230 | 1 |  |  |  | Single-Speed |  |  |  | 55000 | 2173 | 25.3 |  | 46800 | 2981 | 4.6 |  | Non Federally-Regulated | 07/16/2020 | 7216252 | 08/19/2020
ClimateMaster Inc. | TRANQUILITY 30 DIGITAL | TEV/H/D038B |  | Water-Source | WBAHP: Heat Pump Packaged Unit | Heat Pump | 208 | 1 |  |  |  | Single-Speed |  |  |  | 37700 | 2106 | 17.9 |  | 45700 | 2309 | 5.8 |  | Federally-Regulated Commercial & Industrial Equipment | 07/16/2020 | 7212557 | 08/19/2020
ClimateMaster Inc. | TRANQUILITY 30 DIGITAL | TEV/H/D064B |  | Ground-Source | WBAHP: Heat Pump Packaged Unit | Heat Pump | 208 | 1 |  |  |  | Single-Speed | 3257 | 161 |  | 66200 | 3521 | 18.8 | 13.4 | 48700 | 3659 | 3.9 | 3.1 | Non Federally-Regulated | 10/10/2017 |  | 08/19/2020
ClimateMaster Inc. | TRANQUILITY 30 DIGITAL | TEV/H/D038B |  | Ground-Water-Source | WBAHP: Heat Pump Packaged Unit | Heat Pump | 208 | 1 |  |  |  | Single-Speed |  |  |  | 42100 | 1613 | 26.1 |  | 37900 | 2136 | 5.2 |  | Non Federally-Regulated | 07/16/2020 | 7212557 | 08/19/2020
ClimateMaster Inc. | TRANQUILITY 30 DIGITAL | TEV/H/D072B |  | Ground-Source | WBAHP: Heat Pump Packaged Unit | Heat Pump | 230 | 1 |  |  |  | Single-Speed | 3880 | 100 |  | 71700 | 4242 | 16.9 | 13.4 | 55800 | 4419 | 3.7 | 3.1 | Non Federally-Regulated | 10/10/2017 |  | 08/19/2020
ClimateMaster Inc. | TRANQUILITY 30 DIGITAL | TEV/H/D049B |  | Ground-Source | WBAHP: Heat Pump Packaged Unit | Heat Pump | 208 | 1 |  |  |  | Single-Speed |  |  |  | 49600 | 2569 | 19.3 |  | 36400 | 2666 | 4 |  | Non Federally-Regulated | 07/16/2020 | 7216252 | 08/19/2020
ClimateMaster Inc. | TRANQUILITY 30 DIGITAL | TEV/H/D026B |  | Ground-Source | WBAHP: Heat Pump Packaged Unit | Heat Pump | 208 | 1 |  |  |  | Single-Speed |  |  |  | 26000 | 1306 | 19.9 |  | 20200 | 1443 | 4.1 |  | Non Federally-Regulated | 07/16/2020 | 7209076 | 08/19/2020
ClimateMaster Inc. | TRANQUILITY 30 DIGITAL | TEV/H/D064B |  | Water-Source | WBAHP: Heat Pump Packaged Unit | Heat Pump | 208 | 1 |  |  |  | Single-Speed |  |  |  | 61500 | 3796 | 16.2 |  | 77400 | 4200 | 5.4 |  | Federally-Regulated Commercial & Industrial Equipment | 07/16/2020 | 7219329 | 08/19/2020
ClimateMaster Inc. | TRANQUILITY 30 DIGITAL | TEV/H/D064B |  | Ground-Water-Source | WBAHP: Heat Pump Packaged Unit | Heat Pump | 208 | 1 |  |  |  | Single-Speed | 2674 | 161 |  | 71500 | 2930 | 24.4 | 16.2 | 63200 | 3858 | 4.8 | 3.6 | Non Federally-Regulated | 10/10/2017 |  | 08/19/2020
ClimateMaster Inc. | TRANQUILITY 30 DIGITAL | TEV/H/D049B |  | Water-Source | WBAHP: Heat Pump Packaged Unit | Heat Pump | 230 | 1 |  |  |  | Single-Speed |  |  |  | 48600 | 2892 | 16.8 |  | 56700 | 3258 | 5.1 |  | Federally-Regulated Commercial & Industrial Equipment | 07/16/2020 | 7216252 | 08/19/2020
ClimateMaster Inc. | TRANQUILITY 30 DIGITAL | TEV/H/D026B |  | Ground-Water-Source | WBAHP: Heat Pump Packaged Unit | Heat Pump | 230 | 1 |  |  |  | Single-Speed |  |  |  | 28500 | 1079 | 26.4 |  | 25800 | 1426 | 5.3 |  | Non Federally-Regulated | 07/16/2020 | 7209076 | 08/19/2020
ClimateMaster Inc. | TRANQUILITY 30 DIGITAL | TEV/H/D064B |  | Ground-Water-Source | WBAHP: Heat Pump Packaged Unit | Heat Pump | 230 | 1 |  |  |  | Single-Speed | 2674 | 161 |  | 71500 | 2930 | 24.4 | 16.2 | 63200 | 3858 | 4.8 | 3.6 | Non Federally-Regulated | 10/10/2017 |  | 08/19/2020
Enertech Global, LLC | Tetco | TBT036*2 | TED036A | Ground-Source | WBAHP-C: Heat Pump Split Syste | Heat Pump | 230 | 3 | False |  |  | Single-Speed |  |  |  | 37600 | 1958 | 19.2 |  | 28800 | 2221 | 3.8 |  | Non Federally-Regulated | 08/12/2020 | 205744770 | 08/19/2020
Enertech Global, LLC | Tetco | TBT048 | TED048A | Water-Source | WBAHP-C: Heat Pump Split Syste | Heat Pump | 230 | 1 | False |  |  | Single-Speed |  |  |  | 49100 | 2940 | 16.7 |  | 61600 | 3223 | 5.6 |  | Federally-Regulated Commercial & Industrial Equipment | 08/12/2020 | 205744779 | 08/19/2020
Enertech Global, LLC | Tetco | TBT024*2 | TED024A | Ground-Source | WBAHP-C: Heat Pump Split Syste | Heat Pump | 230 | 3 | False |  |  | Dual-Speed |  |  |  | 26800 | 1374 | 19.5 |  | 19200 | 1372 | 4.1 |  | Non Federally-Regulated | 08/12/2020 | 205745871 | 08/19/2020
Enertech Global, LLC | Tetco | TBT060*2 | TED060A | Water-Source | WBAHP-C: Heat Pump Split Syste | Heat Pump | 208 | 3 | False |  |  | Single-Speed |  |  |  | 60700 | 3891 | 15.6 |  | 73500 | 4308 | 5 |  | Federally-Regulated Commercial & Industrial Equipment | 08/12/2020 | 205744796 | 08/19/2020
Enertech Global, LLC | Tetco | TBT024*2 | TED024A | Water-Source | WBAHP-C: Heat Pump Split Syste | Heat Pump | 230 | 3 | False |  |  | Dual-Speed |  |  |  | 25600 | 1523 | 16.8 |  | 30300 | 1675 | 5.3 |  | Federally-Regulated Commercial & Industrial Equipment | 08/12/2020 | 205745871 | 08/19/2020
Enertech Global, LLC | Tetco | TBT060*2 | TED060A | Ground-Source | WBAHP-C: Heat Pump Split Syste | Heat Pump | 230 | 3 | False |  |  | Single-Speed |  |  |  | 63400 | 3561 | 17.8 |  | 48100 | 3709 | 3.8 |  | Non Federally-Regulated | 08/12/2020 | 205744796 | 08/19/2020
Enertech Global, LLC | Tetco | TBS018*2 | TED018A | Ground-Source | WBAHP-C: Heat Pump Split Syste | Heat Pump | 230 | 3 | False |  |  | Single-Speed |  |  |  | 22100 | 1018 | 21.7 |  | 14500 | 1089 | 3.9 |  | Non Federally-Regulated | 08/12/2020 | 205744752 | 08/19/2020
Enertech Global, LLC | Tetco | TBT060*2 | TED060A | Ground-Water-Source | WBAHP-C: Heat Pump Split Syste | Heat Pump | 208 | 3 | False |  |  | Single-Speed |  |  |  | 63600 | 2904 | 21.9 |  | 60200 | 3920 | 4.5 |  | Non Federally-Regulated | 08/12/2020 | 205744796 | 08/19/2020
Enertech Global, LLC | Tetco | TBT048*2 | TED048A | Water-Source | WBAHP-C: Heat Pump Split Syste | Heat Pump | 208 | 3 | False |  |  | Single-Speed |  |  |  | 49100 | 2940 | 16.7 |  | 61600 | 3223 | 5.6 |  | Federally-Regulated Commercial & Industrial Equipment | 08/12/2020 | 205744788 | 08/19/2020
Enertech Global, LLC | Tetco | TBT036*2 | TED036A | Ground-Water-Source | WBAHP-C: Heat Pump Split Syste | Heat Pump | 230 | 3 | False |  |  | Single-Speed |  |  |  | 40500 | 1646 | 24.6 |  | 36800 | 2294 | 4.7 |  | Non Federally-Regulated | 08/12/2020 | 205744770 | 08/19/2020
Enertech Global, LLC | Tetco | TBT024 | TED024A | Ground-Water-Source | WBAHP-C: Heat Pump Split Syste | Heat Pump | 208 | 1 | False |  |  | Dual-Speed |  |  |  | 28800 | 1138 | 25.3 |  | 24400 | 1489 | 4.8 |  | Non Federally-Regulated | 08/12/2020 | 205745862 | 08/19/2020
Enertech Global, LLC | Tetco | TBT036 | TED036A | Ground-Source | WBAHP-C: Heat Pump Split Syste | Heat Pump | 208 | 1 | False |  |  | Single-Speed |  |  |  | 37600 | 1958 | 19.2 |  | 28800 | 2221 | 3.8 |  | Non Federally-Regulated | 08/12/2020 | 205744761 | 08/19/2020
Enertech Global, LLC | Tetco | TBT036*2 | TED036A | Water-Source | WBAHP-C: Heat Pump Split Syste | Heat Pump | 230 | 3 | False |  |  | Single-Speed |  |  |  | 35800 | 2156 | 16.6 |  | 45200 | 2703 | 4.9 |  | Federally-Regulated Commercial & Industrial Equipment | 08/12/2020 | 205744770 | 08/19/2020
Enertech Global, LLC | Tetco | TBS018 | TED018A | Ground-Water-Source | WBAHP-C: Heat Pump Split Syste | Heat Pump | 208 | 1 | False |  |  | Single-Speed |  |  |  | 24200 | 793 | 30.5 |  | 18600 | 1090 | 5 |  | Non Federally-Regulated | 08/12/2020 | 205744743 | 08/19/2020
Enertech Global, LLC | Tetco | TBS018*2 | TED018A | Ground-Water-Source | WBAHP-C: Heat Pump Split Syste | Heat Pump | 208 | 3 | False |  |  | Single-Speed |  |  |  | 24200 | 793 | 30.5 |  | 18600 | 1090 | 5 |  | Non Federally-Regulated | 08/12/2020 | 205744752 | 08/19/2020
Enertech Global, LLC | Tetco | TBT060 | TED060A | Ground-Water-Source | WBAHP-C: Heat Pump Split Syste | Heat Pump | 208 | 1 | False |  |  | Single-Speed |  |  |  | 63600 | 2904 | 21.9 |  | 60200 | 3920 | 4.5 |  | Non Federally-Regulated | 08/12/2020 | 205744793 | 08/19/2020
Enertech Global, LLC | Tetco | TBT048 | TED048A | Ground-Water-Source | WBAHP-C: Heat Pump Split Syste | Heat Pump | 208 | 1 | False |  |  | Single-Speed |  |  |  | 55000 | 2208 | 24.9 |  | 50800 | 3038 | 4.9 |  | Non Federally-Regulated | 08/12/2020 | 205744779 | 08/19/2020
Enertech Global, LLC | Tetco | TBS018 | TED018A | Ground-Source | WBAHP-C: Heat Pump Split Syste | Heat Pump | 208 | 1 | False |  |  | Single-Speed |  |  |  | 22100 | 1018 | 21.7 |  | 14500 | 1089 | 3.9 |  | Non Federally-Regulated | 08/12/2020 | 205744743 | 08/19/2020
Enertech Global, LLC | Tetco | TBT024*2 | TED024A | Ground-Source | WBAHP-C: Heat Pump Split Syste | Heat Pump | 208 | 3 | False |  |  | Dual-Speed |  |  |  | 26800 | 1374 | 19.5 |  | 19200 | 1372 | 4.1 |  | Non Federally-Regulated | 08/12/2020 | 205745871 | 08/19/2020
Enertech Global, LLC | Tetco | TBS018*2 | TED018A | Ground-Water-Source | WBAHP-C: Heat Pump Split Syste | Heat Pump | 230 | 3 | False |  |  | Single-Speed |  |  |  | 24200 | 793 | 30.5 |  | 18600 | 1090 | 5 |  | Non Federally-Regulated | 08/12/2020 | 205744752 | 08/19/2020
Enertech Global, LLC | Tetco | TBT036 | TED036A | Water-Source | WBAHP-C: Heat Pump Split Syste | Heat Pump | 208 | 1 | False |  |  | Single-Speed |  |  |  | 35800 | 2156 | 16.6 |  | 45200 | 2703 | 4.9 |  | Federally-Regulated Commercial & Industrial Equipment | 08/12/2020 | 205744761 | 08/19/2020
Enertech Global, LLC | Tetco | TBT024 | TED024A | Ground-Source | WBAHP-C: Heat Pump Split Syste | Heat Pump | 230 | 1 | False |  |  | Dual-Speed |  |  |  | 26800 | 1374 | 19.5 |  | 19200 | 1372 | 4.1 |  | Non Federally-Regulated | 08/12/2020 | 205745862 | 08/19/2020
Enertech Global, LLC | Tetco | TBT048 | TED048A | Ground-Source | WBAHP-C: Heat Pump Split Syste | Heat Pump | 230 | 1 | False |  |  | Single-Speed |  |  |  | 51300 | 2658 | 19.3 |  | 40700 | 2909 | 4.1 |  | Non Federally-Regulated | 08/12/2020 | 205744779 | 08/19/2020
Enertech Global, LLC | Tetco | TBT036*2 | TED036A | Ground-Source | WBAHP-C: Heat Pump Split Syste | Heat Pump | 208 | 3 | False |  |  | Single-Speed |  |  |  | 37600 | 1958 | 19.2 |  | 28800 | 2221 | 3.8 |  | Non Federally-Regulated | 08/12/2020 | 205744770 | 08/19/2020
Enertech Global, LLC | Tetco | TBT048 | TED048A | Ground-Water-Source | WBAHP-C: Heat Pump Split Syste | Heat Pump | 230 | 1 | False |  |  | Single-Speed |  |  |  | 55000 | 2208 | 24.9 |  | 50800 | 3038 | 4.9 |  | Non Federally-Regulated | 08/12/2020 | 205744779 | 08/19/2020
Enertech Global, LLC | Tetco | TBT024 | TED024A | Ground-Water-Source | WBAHP-C: Heat Pump Split Syste | Heat Pump | 230 | 1 | False |  |  | Dual-Speed |  |  |  | 28800 | 1138 | 25.3 |  | 24400 | 1489 | 4.8 |  | Non Federally-Regulated | 08/12/2020 | 205745862 | 08/19/2020
Enertech Global, LLC | Tetco | TBT060*2 | TED060A | Water-Source | WBAHP-C: Heat Pump Split Syste | Heat Pump | 230 | 3 | False |  |  | Single-Speed |  |  |  | 60700 | 3891 | 15.6 |  | 73500 | 4308 | 5 |  | Federally-Regulated Commercial & Industrial Equipment | 08/12/2020 | 205744796 | 08/19/2020
Enertech Global, LLC | Tetco | TBT060*2 | TED060A | Ground-Source | WBAHP-C: Heat Pump Split Syste | Heat Pump | 208 | 3 | False |  |  | Single-Speed |  |  |  | 63400 | 3561 | 17.8 |  | 48100 | 3709 | 3.8 |  | Non Federally-Regulated | 08/12/2020 | 205744796 | 08/19/2020
Enertech Global, LLC | Tetco | TBS018*2 | TED018A | Water-Source | WBAHP-C: Heat Pump Split Syste | Heat Pump | 230 | 3 | False |  |  | Single-Speed |  |  |  | 20900 | 1161 | 18 |  | 23400 | 1142 | 6 |  | Federally-Regulated Commercial & Industrial Equipment | 08/12/2020 | 205744752 | 08/19/2020
Enertech Global, LLC | Tetco | TBS018 | TED018A | Ground-Source | WBAHP-C: Heat Pump Split Syste | Heat Pump | 230 | 1 | False |  |  | Single-Speed |  |  |  | 22100 | 1018 | 21.7 |  | 14500 | 1089 | 3.9 |  | Non Federally-Regulated | 08/12/2020 | 205744743 | 08/19/2020
Enertech Global, LLC | Tetco | TBT036 | TED036A | Ground-Source | WBAHP-C: Heat Pump Split Syste | Heat Pump | 230 | 1 | False |  |  | Single-Speed |  |  |  | 37600 | 1958 | 19.2 |  | 28800 | 2221 | 3.8 |  | Non Federally-Regulated | 08/12/2020 | 205744761 | 08/19/2020
Enertech Global, LLC | Tetco | TBS018 | TED018A | Water-Source | WBAHP-C: Heat Pump Split Syste | Heat Pump | 230 | 1 | False |  |  | Single-Speed |  |  |  | 20900 | 1161 | 18 |  | 23400 | 1142 | 6 |  | Federally-Regulated Commercial & Industrial Equipment | 08/12/2020 | 205744743 | 08/19/2020
Enertech Global, LLC | Tetco | TBT036 | TED036A | Ground-Water-Source | WBAHP-C: Heat Pump Split Syste | Heat Pump | 208 | 1 | False |  |  | Single-Speed |  |  |  | 40500 | 1646 | 24.6 |  | 36800 | 2294 | 4.7 |  | Non Federally-Regulated | 08/12/2020 | 205744761 | 08/19/2020
Enertech Global, LLC | Tetco | TBT024*2 | TED024A | Ground-Water-Source | WBAHP-C: Heat Pump Split Syste | Heat Pump | 230 | 3 | False |  |  | Dual-Speed |  |  |  | 28800 | 1138 | 25.3 |  | 24400 | 1489 | 4.8 |  | Non Federally-Regulated | 08/12/2020 | 205745871 | 08/19/2020
Enertech Global, LLC | Tetco | TBT048 | TED048A | Water-Source | WBAHP-C: Heat Pump Split Syste | Heat Pump | 208 | 1 | False |  |  | Single-Speed |  |  |  | 49100 | 2940 | 16.7 |  | 61600 | 3223 | 5.6 |  | Federally-Regulated Commercial & Industrial Equipment | 08/12/2020 | 205744779 | 08/19/2020
Enertech Global, LLC | Tetco | TBT060 | TED060A | Ground-Source | WBAHP-C: Heat Pump Split Syste | Heat Pump | 208 | 1 | False |  |  | Single-Speed |  |  |  | 63400 | 3561 | 17.8 |  | 48100 | 3709 | 3.8 |  | Non Federally-Regulated | 08/12/2020 | 205744793 | 08/19/2020
Enertech Global, LLC | Tetco | TBT036*2 | TED036A | Ground-Water-Source | WBAHP-C: Heat Pump Split Syste | Heat Pump | 208 | 3 | False |  |  | Single-Speed |  |  |  | 40500 | 1646 | 24.6 |  | 36800 | 2294 | 4.7 |  | Non Federally-Regulated | 08/12/2020 | 205744770 | 08/19/2020
Enertech Global, LLC | Tetco | TBT060*2 | TED060A | Ground-Water-Source | WBAHP-C: Heat Pump Split Syste | Heat Pump | 230 | 3 | False |  |  | Single-Speed |  |  |  | 63600 | 2904 | 21.9 |  | 60200 | 3920 | 4.5 |  | Non Federally-Regulated | 08/12/2020 | 205744796 | 08/19/2020
Enertech Global, LLC | Tetco | TBS018*2 | TED018A | Ground-Source | WBAHP-C: Heat Pump Split Syste | Heat Pump | 208 | 3 | False |  |  | Single-Speed |  |  |  | 22100 | 1018 | 21.7 |  | 14500 | 1089 | 3.9 |  | Non Federally-Regulated | 08/12/2020 | 205744752 | 08/19/2020
Enertech Global, LLC | Tetco | TBT060*2 | TAD060A11SS | Water-Source | WBAHP-CB: Heat Pump Split Syst | Heat Pump | 208 | 3 | False |  |  | Single-Speed |  |  |  | 58400 | 3696 | 15.8 |  | 71300 | 4264 | 4.9 |  | Federally-Regulated Commercial & Industrial Equipment | 08/12/2020 | 205758235 | 08/19/2020
Enertech Global, LLC | Tetco | TBT048 | TED048A | Ground-Source | WBAHP-C: Heat Pump Split Syste | Heat Pump | 208 | 1 | False |  |  | Single-Speed |  |  |  | 51300 | 2658 | 19.3 |  | 40700 | 2909 | 4.1 |  | Non Federally-Regulated | 08/12/2020 | 205744779 | 08/19/2020
Enertech Global, LLC | Tetco | TBT024 | TED024A | Ground-Source | WBAHP-C: Heat Pump Split Syste | Heat Pump | 208 | 1 | False |  |  | Dual-Speed |  |  |  | 26800 | 1374 | 19.5 |  | 19200 | 1372 | 4.1 |  | Non Federally-Regulated | 08/12/2020 | 205745862 | 08/19/2020
Enertech Global, LLC | Tetco | TBS018 | TED018A | Water-Source | WBAHP-C: Heat Pump Split Syste | Heat Pump | 208 | 1 | False |  |  | Single-Speed |  |  |  | 20900 | 1161 | 18 |  | 23400 | 1142 | 6 |  | Federally-Regulated Commercial & Industrial Equipment | 08/12/2020 | 205744743 | 08/19/2020
Enertech Global, LLC | Tetco | TBT036 | TED036A | Ground-Water-Source | WBAHP-C: Heat Pump Split Syste | Heat Pump | 230 | 1 | False |  |  | Single-Speed |  |  |  | 40500 | 1646 | 24.6 |  | 36800 | 2294 | 4.7 |  | Non Federally-Regulated | 08/12/2020 | 205744761 | 08/19/2020
Enertech Global, LLC | Tetco | TBT060 | TED060A | Ground-Water-Source | WBAHP-C: Heat Pump Split Syste | Heat Pump | 230 | 1 | False |  |  | Single-Speed |  |  |  | 63600 | 2904 | 21.9 |  | 60200 | 3920 | 4.5 |  | Non Federally-Regulated | 08/12/2020 | 205744793 | 08/19/2020
Enertech Global, LLC | Tetco | TBT060*2 | TAD060A11SS | Water-Source | WBAHP-CB: Heat Pump Split Syst | Heat Pump | 230 | 3 | False |  |  | Single-Speed |  |  |  | 58400 | 3696 | 15.8 |  | 71300 | 4264 | 4.9 |  | Federally-Regulated Commercial & Industrial Equipment | 08/12/2020 | 205758235 | 08/19/2020
Enertech Global, LLC | Tetco | TBT060 | TED060A | Water-Source | WBAHP-C: Heat Pump Split Syste | Heat Pump | 230 | 1 | False |  |  | Single-Speed |  |  |  | 60700 | 3891 | 15.6 |  | 73500 | 4308 | 5 |  | Federally-Regulated Commercial & Industrial Equipment | 08/12/2020 | 205744793 | 08/19/2020
Enertech Global, LLC | Tetco | TBT036 | TED036A | Water-Source | WBAHP-C: Heat Pump Split Syste | Heat Pump | 230 | 1 | False |  |  | Single-Speed |  |  |  | 35800 | 2156 | 16.6 |  | 45200 | 2703 | 4.9 |  | Federally-Regulated Commercial & Industrial Equipment | 08/12/2020 | 205744761 | 08/19/2020
Enertech Global, LLC | Tetco | TBT060 | TED060A | Ground-Source | WBAHP-C: Heat Pump Split Syste | Heat Pump | 230 | 1 | False |  |  | Single-Speed |  |  |  | 63400 | 3561 | 17.8 |  | 48100 | 3709 | 3.8 |  | Non Federally-Regulated | 08/12/2020 | 205744793 | 08/19/2020
Enertech Global, LLC | Tetco | TBT024*2 | TED024A | Ground-Water-Source | WBAHP-C: Heat Pump Split Syste | Heat Pump | 208 | 3 | False |  |  | Dual-Speed |  |  |  | 28800 | 1138 | 25.3 |  | 24400 | 1489 | 4.8 |  | Non Federally-Regulated | 08/12/2020 | 205745871 | 08/19/2020
Enertech Global, LLC | Tetco | TBT024 | TED024A | Water-Source | WBAHP-C: Heat Pump Split Syste | Heat Pump | 230 | 1 | False |  |  | Dual-Speed |  |  |  | 25600 | 1523 | 16.8 |  | 30300 | 1675 | 5.3 |  | Federally-Regulated Commercial & Industrial Equipment | 08/12/2020 | 205745862 | 08/19/2020
Enertech Global, LLC | Tetco | TBT024 | TED024A | Water-Source | WBAHP-C: Heat Pump Split Syste | Heat Pump | 208 | 1 | False |  |  | Dual-Speed |  |  |  | 25600 | 1523 | 16.8 |  | 30300 | 1675 | 5.3 |  | Federally-Regulated Commercial & Industrial Equipment | 08/12/2020 | 205745862 | 08/19/2020
Enertech Global, LLC | Tetco | TBT024*2 | TED024A | Water-Source | WBAHP-C: Heat Pump Split Syste | Heat Pump | 208 | 3 | False |  |  | Dual-Speed |  |  |  | 25600 | 1523 | 16.8 |  | 30300 | 1675 | 5.3 |  | Federally-Regulated Commercial & Industrial Equipment | 08/12/2020 | 205745871 | 08/19/2020
Enertech Global, LLC | Tetco | TBS018*2 | TED018A | Water-Source | WBAHP-C: Heat Pump Split Syste | Heat Pump | 208 | 3 | False |  |  | Single-Speed |  |  |  | 20900 | 1161 | 18 |  | 23400 | 1142 | 6 |  | Federally-Regulated Commercial & Industrial Equipment | 08/12/2020 | 205744752 | 08/19/2020
Enertech Global, LLC | Tetco | TBS018 | TED018A | Ground-Water-Source | WBAHP-C: Heat Pump Split Syste | Heat Pump | 230 | 1 | False |  |  | Single-Speed |  |  |  | 24200 | 793 | 30.5 |  | 18600 | 1090 | 5 |  | Non Federally-Regulated | 08/12/2020 | 205744743 | 08/19/2020
Enertech Global, LLC | Tetco | TBT060 | TED060A | Water-Source | WBAHP-C: Heat Pump Split Syste | Heat Pump | 208 | 1 | False |  |  | Single-Speed |  |  |  | 60700 | 3891 | 15.6 |  | 73500 | 4308 | 5 |  | Federally-Regulated Commercial & Industrial Equipment | 08/12/2020 | 205744793 | 08/19/2020
Enertech Global, LLC | Tetco | TBT048*2 | TED048A | Water-Source | WBAHP-C: Heat Pump Split Syste | Heat Pump | 230 | 3 | False |  |  | Single-Speed |  |  |  | 49100 | 2940 | 16.7 |  | 61600 | 3223 | 5.6 |  | Federally-Regulated Commercial & Industrial Equipment | 08/12/2020 | 205744788 | 08/19/2020
Enertech Global, LLC | Tetco | TBT048*2 | TED048A | Ground-Water-Source | WBAHP-C: Heat Pump Split Syste | Heat Pump | 208 | 3 | False |  |  | Single-Speed |  |  |  | 55000 | 2208 | 24.9 |  | 50800 | 3038 | 4.9 |  | Non Federally-Regulated | 08/12/2020 | 205744788 | 08/19/2020
Enertech Global, LLC | Tetco | TBT048*2 | TED048A | Ground-Source | WBAHP-C: Heat Pump Split Syste | Heat Pump | 230 | 3 | False |  |  | Single-Speed |  |  |  | 51300 | 2658 | 19.3 |  | 40700 | 2909 | 4.1 |  | Non Federally-Regulated | 08/12/2020 | 205744788 | 08/19/2020
Enertech Global, LLC | Tetco | TBT048*2 | TED048A | Ground-Source | WBAHP-C: Heat Pump Split Syste | Heat Pump | 208 | 3 | False |  |  | Single-Speed |  |  |  | 51300 | 2658 | 19.3 |  | 40700 | 2909 | 4.1 |  | Non Federally-Regulated | 08/12/2020 | 205744788 | 08/19/2020
Enertech Global, LLC | Tetco | TBT048*2 | TED048A | Ground-Water-Source | WBAHP-C: Heat Pump Split Syste | Heat Pump | 230 | 3 | False |  |  | Single-Speed |  |  |  | 55000 | 2208 | 24.9 |  | 50800 | 3038 | 4.9 |  | Non Federally-Regulated | 08/12/2020 | 205744788 | 08/19/2020
Enertech Global, LLC | Tetco | TBT036*2 | TED036A | Water-Source | WBAHP-C: Heat Pump Split Syste | Heat Pump | 208 | 3 | False |  |  | Single-Speed |  |  |  | 35800 | 2156 | 16.6 |  | 45200 | 2703 | 4.9 |  | Federally-Regulated Commercial & Industrial Equipment | 08/12/2020 | 205744770 | 08/19/2020
Enertech Global, LLC | GEOCOMFORT | GBT048*2 | GAD048A01SS | Ground-Water-Source | WBAHP-CB: Heat Pump Split Syst | Heat Pump | 208 | 3 | False |  |  | Single-Speed |  |  |  | 54200 | 2133 | 25.4 |  | 50800 | 3101 | 4.8 |  | Non Federally-Regulated | 08/19/2020 | 205744783 | 08/19/2020
Enertech Global, LLC | GEOCOMFORT | GBT024*2 | GAD024A01SS | Ground-Source | WBAHP-CB: Heat Pump Split Syst | Heat Pump | 230 | 3 | False |  |  | Dual-Speed |  |  |  | 26300 | 1289 | 20.4 |  | 18800 | 1412 | 3.9 |  | Non Federally-Regulated | 08/19/2020 | 205745866 | 08/19/2020
Enertech Global, LLC | GEOCOMFORT | GBT048*2 | GAD048A01SS | Ground-Source | WBAHP-CB: Heat Pump Split Syst | Heat Pump | 208 | 3 | False |  |  | Single-Speed |  |  |  | 50300 | 2579 | 19.5 |  | 41000 | 3081 | 3.9 |  | Non Federally-Regulated | 08/19/2020 | 205744783 | 08/19/2020
Enertech Global, LLC | GEOCOMFORT | GBT036 | GAD036A01SS | Water-Source | WBAHP-CB: Heat Pump Split Syst | Heat Pump | 208 | 1 | False |  |  | Single-Speed |  |  |  | 35200 | 2120 | 16.6 |  | 46000 | 2543 | 5.3 |  | Federally-Regulated Commercial & Industrial Equipment | 08/19/2020 | 205744756 | 08/19/2020
Enertech Global, LLC | GEOCOMFORT | GBT048*2 | GAD048A11SS | Water-Source | WBAHP-CB: Heat Pump Split Syst | Heat Pump | 230 | 3 | False |  |  | Single-Speed |  |  |  | 47800 | 2879 | 16.6 |  | 62000 | 3364 | 5.4 |  | Federally-Regulated Commercial & Industrial Equipment | 08/19/2020 | 205744784 | 08/19/2020
Enertech Global, LLC | GEOCOMFORT | GBT036 | GAD036A11SS | Water-Source | WBAHP-CB: Heat Pump Split Syst | Heat Pump | 208 | 1 | False |  |  | Single-Speed |  |  |  | 35200 | 2120 | 16.6 |  | 46000 | 2543 | 5.3 |  | Federally-Regulated Commercial & Industrial Equipment | 08/19/2020 | 205744757 | 08/19/2020
Enertech Global, LLC | GEOCOMFORT | GBT024*2 | GAD024A01SS | Ground-Source | WBAHP-CB: Heat Pump Split Syst | Heat Pump | 208 | 3 | False |  |  | Dual-Speed |  |  |  | 26300 | 1289 | 20.4 |  | 18800 | 1412 | 3.9 |  | Non Federally-Regulated | 08/19/2020 | 205745866 | 08/19/2020
Enertech Global, LLC | GEOCOMFORT | GBT036*2 | GAD036A11SS | Ground-Source | WBAHP-CB: Heat Pump Split Syst | Heat Pump | 230 | 3 | False |  |  | Single-Speed |  |  |  | 36900 | 1911 | 19.3 |  | 29000 | 2179 | 3.9 |  | Non Federally-Regulated | 08/19/2020 | 205744766 | 08/19/2020
Enertech Global, LLC | GEOCOMFORT | GBT036 | GAD036A01SS | Ground-Water-Source | WBAHP-CB: Heat Pump Split Syst | Heat Pump | 208 | 1 | False |  |  | Single-Speed |  |  |  | 39700 | 1600 | 24.8 |  | 37200 | 2319 | 4.7 |  | Non Federally-Regulated | 08/19/2020 | 205744756 | 08/19/2020
Enertech Global, LLC | GEOCOMFORT | GBT036 | GAD036A01SS | Ground-Water-Source | WBAHP-CB: Heat Pump Split Syst | Heat Pump | 230 | 1 | False |  |  | Single-Speed |  |  |  | 39700 | 1600 | 24.8 |  | 37200 | 2319 | 4.7 |  | Non Federally-Regulated | 08/19/2020 | 205744756 | 08/19/2020
Enertech Global, LLC | GEOCOMFORT | GBT036*2 | GAD036A01SS | Water-Source | WBAHP-CB: Heat Pump Split Syst | Heat Pump | 208 | 3 | False |  |  | Single-Speed |  |  |  | 35200 | 2120 | 16.6 |  | 46000 | 2543 | 5.3 |  | Federally-Regulated Commercial & Industrial Equipment | 08/19/2020 | 205744765 | 08/19/2020
Enertech Global, LLC | GEOCOMFORT | GBT048*2 | GAD048A01SS | Ground-Water-Source | WBAHP-CB: Heat Pump Split Syst | Heat Pump | 230 | 3 | False |  |  | Single-Speed |  |  |  | 54200 | 2133 | 25.4 |  | 50800 | 3101 | 4.8 |  | Non Federally-Regulated | 08/19/2020 | 205744783 | 08/19/2020
Enertech Global, LLC | GEOCOMFORT | GBT048 | GAD048A01SS | Ground-Water-Source | WBAHP-CB: Heat Pump Split Syst | Heat Pump | 230 | 1 | False |  |  | Single-Speed |  |  |  | 54200 | 2133 | 25.4 |  | 50800 | 3101 | 4.8 |  | Non Federally-Regulated | 08/19/2020 | 205744774 | 08/19/2020
Enertech Global, LLC | GEOCOMFORT | GBT036*2 | GAD036A01SS | Ground-Water-Source | WBAHP-CB: Heat Pump Split Syst | Heat Pump | 230 | 3 | False |  |  | Single-Speed |  |  |  | 39700 | 1600 | 24.8 |  | 37200 | 2319 | 4.7 |  | Non Federally-Regulated | 08/19/2020 | 205744765 | 08/19/2020
Enertech Global, LLC | GEOCOMFORT | GBT060 | GAD060A11SS | Ground-Source | WBAHP-CB: Heat Pump Split Syst | Heat Pump | 208 | 1 | False |  |  | Single-Speed |  |  |  | 61100 | 3357 | 18.2 |  | 46800 | 3609 | 3.8 |  | Non Federally-Regulated | 08/19/2020 | 205758225 | 08/19/2020
Enertech Global, LLC | GEOCOMFORT | GBT024*2 | GAD024A01SS | Water-Source | WBAHP-CB: Heat Pump Split Syst | Heat Pump | 230 | 3 | False |  |  | Dual-Speed |  |  |  | 24100 | 1377 | 17.5 |  | 29400 | 1723 | 5 |  | Federally-Regulated Commercial & Industrial Equipment | 08/19/2020 | 205745866 | 08/19/2020
Enertech Global, LLC | GEOCOMFORT | GBS018*2 | GAD018A11SS | Ground-Source | WBAHP-CB: Heat Pump Split Syst | Heat Pump | 230 | 3 | False |  |  | Single-Speed |  |  |  | 22200 | 1000 | 22.2 |  | 14400 | 1082 | 3.9 |  | Non Federally-Regulated | 08/19/2020 | 205744748 | 08/19/2020
Enertech Global, LLC | GEOCOMFORT | GBT036*2 | GAD036A11SS | Ground-Source | WBAHP-CB: Heat Pump Split Syst | Heat Pump | 208 | 3 | False |  |  | Single-Speed |  |  |  | 36900 | 1911 | 19.3 |  | 29000 | 2179 | 3.9 |  | Non Federally-Regulated | 08/19/2020 | 205744766 | 08/19/2020
Enertech Global, LLC | GEOCOMFORT | GBT024 | GAD024A01SS | Ground-Source | WBAHP-CB: Heat Pump Split Syst | Heat Pump | 208 | 1 | False |  |  | Dual-Speed |  |  |  | 26300 | 1289 | 20.4 |  | 18800 | 1412 | 3.9 |  | Non Federally-Regulated | 08/19/2020 | 205745857 | 08/19/2020
Enertech Global, LLC | GEOCOMFORT | GBS018*2 | GAD018A11SS | Water-Source | WBAHP-CB: Heat Pump Split Syst | Heat Pump | 208 | 3 | False |  |  | Single-Speed |  |  |  | 21100 | 1153 | 18.3 |  | 23300 | 1138 | 6 |  | Federally-Regulated Commercial & Industrial Equipment | 08/19/2020 | 205744748 | 08/19/2020
Enertech Global, LLC | GEOCOMFORT | GBT048*2 | GAD048A01SS | Ground-Source | WBAHP-CB: Heat Pump Split Syst | Heat Pump | 230 | 3 | False |  |  | Single-Speed |  |  |  | 50300 | 2579 | 19.5 |  | 41000 | 3081 | 3.9 |  | Non Federally-Regulated | 08/19/2020 | 205744783 | 08/19/2020
Enertech Global, LLC | GEOCOMFORT | GBT060*2 | GAD060A01SS | Ground-Source | WBAHP-CB: Heat Pump Split Syst | Heat Pump | 208 | 3 | False |  |  | Single-Speed |  |  |  | 61100 | 3357 | 18.2 |  | 46800 | 3609 | 3.8 |  | Non Federally-Regulated | 08/19/2020 | 205758230 | 08/19/2020
Enertech Global, LLC | GEOCOMFORT | GBT036 | GAD036A01SS | Ground-Source | WBAHP-CB: Heat Pump Split Syst | Heat Pump | 230 | 1 | False |  |  | Single-Speed |  |  |  | 36900 | 1911 | 19.3 |  | 29000 | 2179 | 3.9 |  | Non Federally-Regulated | 08/19/2020 | 205744756 | 08/19/2020
Enertech Global, LLC | GEOCOMFORT | GBT024*2 | GAD024A11SS | Ground-Water-Source | WBAHP-CB: Heat Pump Split Syst | Heat Pump | 230 | 3 | False |  |  | Dual-Speed |  |  |  | 28900 | 1074 | 26.9 |  | 23900 | 1490 | 4.7 |  | Non Federally-Regulated | 08/19/2020 | 205745867 | 08/19/2020
Enertech Global, LLC | GEOCOMFORT | GBT036 | GAD036A11SS | Ground-Source | WBAHP-CB: Heat Pump Split Syst | Heat Pump | 230 | 1 | False |  |  | Single-Speed |  |  |  | 36900 | 1911 | 19.3 |  | 29000 | 2179 | 3.9 |  | Non Federally-Regulated | 08/19/2020 | 205744757 | 08/19/2020
Enertech Global, LLC | GEOCOMFORT | GBS018*2 | GAD018A11SS | Ground-Water-Source | WBAHP-CB: Heat Pump Split Syst | Heat Pump | 230 | 3 | False |  |  | Single-Speed |  |  |  | 24300 | 768 | 31.6 |  | 18700 | 1096 | 5 |  | Non Federally-Regulated | 08/19/2020 | 205744748 | 08/19/2020
Enertech Global, LLC | GEOCOMFORT | GBT024 | GAD024A01SS | Ground-Source | WBAHP-CB: Heat Pump Split Syst | Heat Pump | 230 | 1 | False |  |  | Dual-Speed |  |  |  | 26300 | 1289 | 20.4 |  | 18800 | 1412 | 3.9 |  | Non Federally-Regulated | 08/19/2020 | 205745857 | 08/19/2020
Enertech Global, LLC | GEOCOMFORT | GBT036 | GAD036A11SS | Water-Source | WBAHP-CB: Heat Pump Split Syst | Heat Pump | 230 | 1 | False |  |  | Single-Speed |  |  |  | 35200 | 2120 | 16.6 |  | 46000 | 2543 | 5.3 |  | Federally-Regulated Commercial & Industrial Equipment | 08/19/2020 | 205744757 | 08/19/2020
Enertech Global, LLC | GEOCOMFORT | GBT024 | GAD024A11SS | Ground-Water-Source | WBAHP-CB: Heat Pump Split Syst | Heat Pump | 208 | 1 | False |  |  | Dual-Speed |  |  |  | 28900 | 1074 | 26.9 |  | 23900 | 1490 | 4.7 |  | Non Federally-Regulated | 08/19/2020 | 205745858 | 08/19/2020
Enertech Global, LLC | GEOCOMFORT | GBT060*2 | GAD060A11SS | Ground-Source | WBAHP-CB: Heat Pump Split Syst | Heat Pump | 208 | 3 | False |  |  | Single-Speed |  |  |  | 61100 | 3357 | 18.2 |  | 46800 | 3609 | 3.8 |  | Non Federally-Regulated | 08/19/2020 | 205758231 | 08/19/2020
Enertech Global, LLC | GEOCOMFORT | GBT048 | GAD048A11SS | Water-Source | WBAHP-CB: Heat Pump Split Syst | Heat Pump | 230 | 1 | False |  |  | Single-Speed |  |  |  | 47800 | 2879 | 16.6 |  | 62000 | 3364 | 5.4 |  | Federally-Regulated Commercial & Industrial Equipment | 08/19/2020 | 205744775 | 08/19/2020
Enertech Global, LLC | GEOCOMFORT | GBT036*2 | GAD036A01SS | Ground-Source | WBAHP-CB: Heat Pump Split Syst | Heat Pump | 208 | 3 | False |  |  | Single-Speed |  |  |  | 36900 | 1911 | 19.3 |  | 29000 | 2179 | 3.9 |  | Non Federally-Regulated | 08/19/2020 | 205744765 | 08/19/2020
Enertech Global, LLC | GEOCOMFORT | GBT024 | GAD024A11SS | Water-Source | WBAHP-CB: Heat Pump Split Syst | Heat Pump | 208 | 1 | False |  |  | Dual-Speed |  |  |  | 24100 | 1377 | 17.5 |  | 29400 | 1723 | 5 |  | Federally-Regulated Commercial & Industrial Equipment | 08/19/2020 | 205745858 | 08/19/2020
Enertech Global, LLC | GEOCOMFORT | GBT048 | GAD048A11SS | Ground-Source | WBAHP-CB: Heat Pump Split Syst | Heat Pump | 208 | 1 | False |  |  | Single-Speed |  |  |  | 50300 | 2579 | 19.5 |  | 41000 | 3081 | 3.9 |  | Non Federally-Regulated | 08/19/2020 | 205744775 | 08/19/2020
Enertech Global, LLC | GEOCOMFORT | GBT024 | GAD024A01SS | Water-Source | WBAHP-CB: Heat Pump Split Syst | Heat Pump | 208 | 1 | False |  |  | Dual-Speed |  |  |  | 24100 | 1377 | 17.5 |  | 29400 | 1723 | 5 |  | Federally-Regulated Commercial & Industrial Equipment | 08/19/2020 | 205745857 | 08/19/2020
Enertech Global, LLC | GEOCOMFORT | GBT024*2 | GAD024A01SS | Ground-Water-Source | WBAHP-CB: Heat Pump Split Syst | Heat Pump | 230 | 3 | False |  |  | Dual-Speed |  |  |  | 28900 | 1074 | 26.9 |  | 23900 | 1490 | 4.7 |  | Non Federally-Regulated | 08/19/2020 | 205745866 | 08/19/2020
Enertech Global, LLC | GEOCOMFORT | GBT048 | GAD048A01SS | Ground-Source | WBAHP-CB: Heat Pump Split Syst | Heat Pump | 230 | 1 | False |  |  | Single-Speed |  |  |  | 50300 | 2579 | 19.5 |  | 41000 | 3081 | 3.9 |  | Non Federally-Regulated | 08/19/2020 | 205744774 | 08/19/2020
Enertech Global, LLC | GEOCOMFORT | GBT048 | GAD048A01SS | Water-Source | WBAHP-CB: Heat Pump Split Syst | Heat Pump | 208 | 1 | False |  |  | Single-Speed |  |  |  | 47800 | 2879 | 16.6 |  | 62000 | 3364 | 5.4 |  | Federally-Regulated Commercial & Industrial Equipment | 08/19/2020 | 205744774 | 08/19/2020
Enertech Global, LLC | GEOCOMFORT | GBT036*2 | GAD036A11SS | Water-Source | WBAHP-CB: Heat Pump Split Syst | Heat Pump | 208 | 3 | False |  |  | Single-Speed |  |  |  | 35200 | 2120 | 16.6 |  | 46000 | 2543 | 5.3 |  | Federally-Regulated Commercial & Industrial Equipment | 08/19/2020 | 205744766 | 08/19/2020
Enertech Global, LLC | GEOCOMFORT | GBS018 | GAD018A11SS | Water-Source | WBAHP-CB: Heat Pump Split Syst | Heat Pump | 208 | 1 | False |  |  | Single-Speed |  |  |  | 21100 | 1153 | 18.3 |  | 23300 | 1138 | 6 |  | Federally-Regulated Commercial & Industrial Equipment | 08/19/2020 | 205744739 | 08/19/2020
Enertech Global, LLC | GEOCOMFORT | GBT036*2 | GAD036A01SS | Water-Source | WBAHP-CB: Heat Pump Split Syst | Heat Pump | 230 | 3 | False |  |  | Single-Speed |  |  |  | 35200 | 2120 | 16.6 |  | 46000 | 2543 | 5.3 |  | Federally-Regulated Commercial & Industrial Equipment | 08/19/2020 | 205744765 | 08/19/2020
Enertech Global, LLC | GEOCOMFORT | GBT060*2 | GAD060A01SS | Water-Source | WBAHP-CB: Heat Pump Split Syst | Heat Pump | 208 | 3 | False |  |  | Single-Speed |  |  |  | 58400 | 3696 | 15.8 |  | 71300 | 4264 | 4.9 |  | Federally-Regulated Commercial & Industrial Equipment | 08/19/2020 | 205758230 | 08/19/2020
Enertech Global, LLC | GEOCOMFORT | GBT036*2 | GAD036A11SS | Ground-Water-Source | WBAHP-CB: Heat Pump Split Syst | Heat Pump | 230 | 3 | False |  |  | Single-Speed |  |  |  | 39700 | 1600 | 24.8 |  | 37200 | 2319 | 4.7 |  | Non Federally-Regulated | 08/19/2020 | 205744766 | 08/19/2020
Enertech Global, LLC | GEOCOMFORT | GBT036 | GAD036A11SS | Ground-Water-Source | WBAHP-CB: Heat Pump Split Syst | Heat Pump | 230 | 1 | False |  |  | Single-Speed |  |  |  | 39700 | 1600 | 24.8 |  | 37200 | 2319 | 4.7 |  | Non Federally-Regulated | 08/19/2020 | 205744757 | 08/19/2020
Enertech Global, LLC | GEOCOMFORT | GBT048*2 | GAD048A11SS | Ground-Water-Source | WBAHP-CB: Heat Pump Split Syst | Heat Pump | 230 | 3 | False |  |  | Single-Speed |  |  |  | 54200 | 2133 | 25.4 |  | 50800 | 3101 | 4.8 |  | Non Federally-Regulated | 08/19/2020 | 205744784 | 08/19/2020
Enertech Global, LLC | GEOCOMFORT | GBT060 | GAD060A11SS | Ground-Source | WBAHP-CB: Heat Pump Split Syst | Heat Pump | 230 | 1 | False |  |  | Single-Speed |  |  |  | 61100 | 3357 | 18.2 |  | 46800 | 3609 | 3.8 |  | Non Federally-Regulated | 08/19/2020 | 205758225 | 08/19/2020
Enertech Global, LLC | GEOCOMFORT | GBT060 | GAD060A01SS | Water-Source | WBAHP-CB: Heat Pump Split Syst | Heat Pump | 230 | 1 | False |  |  | Single-Speed |  |  |  | 58400 | 3696 | 15.8 |  | 71300 | 4264 | 4.9 |  | Federally-Regulated Commercial & Industrial Equipment | 08/19/2020 | 205758224 | 08/19/2020
Enertech Global, LLC | GEOCOMFORT | GBT048 | GAD048A11SS | Ground-Source | WBAHP-CB: Heat Pump Split Syst | Heat Pump | 230 | 1 | False |  |  | Single-Speed |  |  |  | 50300 | 2579 | 19.5 |  | 41000 | 3081 | 3.9 |  | Non Federally-Regulated | 08/19/2020 | 205744775 | 08/19/2020
Enertech Global, LLC | GEOCOMFORT | GBS018*2 | GAD018A11SS | Ground-Water-Source | WBAHP-CB: Heat Pump Split Syst | Heat Pump | 208 | 3 | False |  |  | Single-Speed |  |  |  | 24300 | 768 | 31.6 |  | 18700 | 1096 | 5 |  | Non Federally-Regulated | 08/19/2020 | 205744748 | 08/19/2020
Enertech Global, LLC | GEOCOMFORT | GBT024 | GAD024A11SS | Ground-Water-Source | WBAHP-CB: Heat Pump Split Syst | Heat Pump | 230 | 1 | False |  |  | Dual-Speed |  |  |  | 28900 | 1074 | 26.9 |  | 23900 | 1490 | 4.7 |  | Non Federally-Regulated | 08/19/2020 | 205745858 | 08/19/2020
Enertech Global, LLC | GEOCOMFORT | GBT036 | GAD036A11SS | Ground-Source | WBAHP-CB: Heat Pump Split Syst | Heat Pump | 208 | 1 | False |  |  | Single-Speed |  |  |  | 36900 | 1911 | 19.3 |  | 29000 | 2179 | 3.9 |  | Non Federally-Regulated | 08/19/2020 | 205744757 | 08/19/2020
Enertech Global, LLC | GEOCOMFORT | GBT036 | GAD036A01SS | Water-Source | WBAHP-CB: Heat Pump Split Syst | Heat Pump | 230 | 1 | False |  |  | Single-Speed |  |  |  | 35200 | 2120 | 16.6 |  | 46000 | 2543 | 5.3 |  | Federally-Regulated Commercial & Industrial Equipment | 08/19/2020 | 205744756 | 08/19/2020
Enertech Global, LLC | GEOCOMFORT | GBT060 | GAD060A01SS | Water-Source | WBAHP-CB: Heat Pump Split Syst | Heat Pump | 208 | 1 | False |  |  | Single-Speed |  |  |  | 58400 | 3696 | 15.8 |  | 71300 | 4264 | 4.9 |  | Federally-Regulated Commercial & Industrial Equipment | 08/19/2020 | 205758224 | 08/19/2020
Enertech Global, LLC | GEOCOMFORT | GBT024*2 | GAD024A11SS | Ground-Water-Source | WBAHP-CB: Heat Pump Split Syst | Heat Pump | 208 | 3 | False |  |  | Dual-Speed |  |  |  | 28900 | 1074 | 26.9 |  | 23900 | 1490 | 4.7 |  | Non Federally-Regulated | 08/19/2020 | 205745867 | 08/19/2020
Enertech Global, LLC | GEOCOMFORT | GBT036*2 | GAD036A11SS | Water-Source | WBAHP-CB: Heat Pump Split Syst | Heat Pump | 230 | 3 | False |  |  | Single-Speed |  |  |  | 35200 | 2120 | 16.6 |  | 46000 | 2543 | 5.3 |  | Federally-Regulated Commercial & Industrial Equipment | 08/19/2020 | 205744766 | 08/19/2020
Enertech Global, LLC | GEOCOMFORT | GBT048 | GAD048A01SS | Ground-Source | WBAHP-CB: Heat Pump Split Syst | Heat Pump | 208 | 1 | False |  |  | Single-Speed |  |  |  | 50300 | 2579 | 19.5 |  | 41000 | 3081 | 3.9 |  | Non Federally-Regulated | 08/19/2020 | 205744774 | 08/19/2020
Enertech Global, LLC | GEOCOMFORT | GBT048*2 | GAD048A01SS | Water-Source | WBAHP-CB: Heat Pump Split Syst | Heat Pump | 208 | 3 | False |  |  | Single-Speed |  |  |  | 47800 | 2879 | 16.6 |  | 62000 | 3364 | 5.4 |  | Federally-Regulated Commercial & Industrial Equipment | 08/19/2020 | 205744783 | 08/19/2020
Enertech Global, LLC | GEOCOMFORT | GBT036 | GAD036A11SS | Ground-Water-Source | WBAHP-CB: Heat Pump Split Syst | Heat Pump | 208 | 1 | False |  |  | Single-Speed |  |  |  | 39700 | 1600 | 24.8 |  | 37200 | 2319 | 4.7 |  | Non Federally-Regulated | 08/19/2020 | 205744757 | 08/19/2020
Enertech Global, LLC | GEOCOMFORT | GBT024*2 | GAD024A01SS | Ground-Water-Source | WBAHP-CB: Heat Pump Split Syst | Heat Pump | 208 | 3 | False |  |  | Dual-Speed |  |  |  | 28900 | 1074 | 26.9 |  | 23900 | 1490 | 4.7 |  | Non Federally-Regulated | 08/19/2020 | 205745866 | 08/19/2020
Enertech Global, LLC | GEOCOMFORT | GBS018*2 | GAD018A11SS | Water-Source | WBAHP-CB: Heat Pump Split Syst | Heat Pump | 230 | 3 | False |  |  | Single-Speed |  |  |  | 21100 | 1153 | 18.3 |  | 23300 | 1138 | 6 |  | Federally-Regulated Commercial & Industrial Equipment | 08/19/2020 | 205744748 | 08/19/2020
Enertech Global, LLC | GEOCOMFORT | GBT060 | GAD060A01SS | Ground-Source | WBAHP-CB: Heat Pump Split Syst | Heat Pump | 208 | 1 | False |  |  | Single-Speed |  |  |  | 61100 | 3357 | 18.2 |  | 46800 | 3609 | 3.8 |  | Non Federally-Regulated | 08/19/2020 | 205758224 | 08/19/2020
Enertech Global, LLC | GEOCOMFORT | GBT060 | GAD060A11SS | Water-Source | WBAHP-CB: Heat Pump Split Syst | Heat Pump | 230 | 1 | False |  |  | Single-Speed |  |  |  | 58400 | 3696 | 15.8 |  | 71300 | 4264 | 4.9 |  | Federally-Regulated Commercial & Industrial Equipment | 08/19/2020 | 205758225 | 08/19/2020
Enertech Global, LLC | GEOCOMFORT | GBT024*2 | GAD024A11SS | Ground-Source | WBAHP-CB: Heat Pump Split Syst | Heat Pump | 208 | 3 | False |  |  | Dual-Speed |  |  |  | 26300 | 1289 | 20.4 |  | 18800 | 1412 | 3.9 |  | Non Federally-Regulated | 08/19/2020 | 205745867 | 08/19/2020
Enertech Global, LLC | GEOCOMFORT | GBT048*2 | GAD048A11SS | Ground-Source | WBAHP-CB: Heat Pump Split Syst | Heat Pump | 208 | 3 | False |  |  | Single-Speed |  |  |  | 50300 | 2579 | 19.5 |  | 41000 | 3081 | 3.9 |  | Non Federally-Regulated | 08/19/2020 | 205744784 | 08/19/2020
Enertech Global, LLC | GEOCOMFORT | GBT024*2 | GAD024A11SS | Water-Source | WBAHP-CB: Heat Pump Split Syst | Heat Pump | 208 | 3 | False |  |  | Dual-Speed |  |  |  | 24100 | 1377 | 17.5 |  | 29400 | 1723 | 5 |  | Federally-Regulated Commercial & Industrial Equipment | 08/19/2020 | 205745867 | 08/19/2020
Enertech Global, LLC | GEOCOMFORT | GBT036*2 | GAD036A01SS | Ground-Water-Source | WBAHP-CB: Heat Pump Split Syst | Heat Pump | 208 | 3 | False |  |  | Single-Speed |  |  |  | 39700 | 1600 | 24.8 |  | 37200 | 2319 | 4.7 |  | Non Federally-Regulated | 08/19/2020 | 205744765 | 08/19/2020
Enertech Global, LLC | GEOCOMFORT | GBT024*2 | GAD024A11SS | Water-Source | WBAHP-CB: Heat Pump Split Syst | Heat Pump | 230 | 3 | False |  |  | Dual-Speed |  |  |  | 24100 | 1377 | 17.5 |  | 29400 | 1723 | 5 |  | Federally-Regulated Commercial & Industrial Equipment | 08/19/2020 | 205745867 | 08/19/2020
Enertech Global, LLC | GEOCOMFORT | GBT048 | GAD048A11SS | Water-Source | WBAHP-CB: Heat Pump Split Syst | Heat Pump | 208 | 1 | False |  |  | Single-Speed |  |  |  | 47800 | 2879 | 16.6 |  | 62000 | 3364 | 5.4 |  | Federally-Regulated Commercial & Industrial Equipment | 08/19/2020 | 205744775 | 08/19/2020
Enertech Global, LLC | GEOCOMFORT | GBS018 | GAD018A11SS | Water-Source | WBAHP-CB: Heat Pump Split Syst | Heat Pump | 230 | 1 | False |  |  | Single-Speed |  |  |  | 21100 | 1153 | 18.3 |  | 23300 | 1138 | 6 |  | Federally-Regulated Commercial & Industrial Equipment | 08/19/2020 | 205744739 | 08/19/2020
Enertech Global, LLC | GEOCOMFORT | GBT048 | GAD048A01SS | Ground-Water-Source | WBAHP-CB: Heat Pump Split Syst | Heat Pump | 208 | 1 | False |  |  | Single-Speed |  |  |  | 54200 | 2133 | 25.4 |  | 50800 | 3101 | 4.8 |  | Non Federally-Regulated | 08/19/2020 | 205744774 | 08/19/2020
Enertech Global, LLC | GEOCOMFORT | GBT024*2 | GAD024A11SS | Ground-Source | WBAHP-CB: Heat Pump Split Syst | Heat Pump | 230 | 3 | False |  |  | Dual-Speed |  |  |  | 26300 | 1289 | 20.4 |  | 18800 | 1412 | 3.9 |  | Non Federally-Regulated | 08/19/2020 | 205745867 | 08/19/2020
Enertech Global, LLC | GEOCOMFORT | GBT048 | GAD048A11SS | Ground-Water-Source | WBAHP-CB: Heat Pump Split Syst | Heat Pump | 230 | 1 | False |  |  | Single-Speed |  |  |  | 54200 | 2133 | 25.4 |  | 50800 | 3101 | 4.8 |  | Non Federally-Regulated | 08/19/2020 | 205744775 | 08/19/2020
Enertech Global, LLC | GEOCOMFORT | GBT060 | GAD060A01SS | Ground-Source | WBAHP-CB: Heat Pump Split Syst | Heat Pump | 230 | 1 | False |  |  | Single-Speed |  |  |  | 61100 | 3357 | 18.2 |  | 46800 | 3609 | 3.8 |  | Non Federally-Regulated | 08/19/2020 | 205758224 | 08/19/2020
Enertech Global, LLC | GEOCOMFORT | GBT048*2 | GAD048A11SS | Water-Source | WBAHP-CB: Heat Pump Split Syst | Heat Pump | 208 | 3 | False |  |  | Single-Speed |  |  |  | 47800 | 2879 | 16.6 |  | 62000 | 3364 | 5.4 |  | Federally-Regulated Commercial & Industrial Equipment | 08/19/2020 | 205744784 | 08/19/2020
Enertech Global, LLC | GEOCOMFORT | GBT060 | GAD060A11SS | Water-Source | WBAHP-CB: Heat Pump Split Syst | Heat Pump | 208 | 1 | False |  |  | Single-Speed |  |  |  | 58400 | 3696 | 15.8 |  | 71300 | 4264 | 4.9 |  | Federally-Regulated Commercial & Industrial Equipment | 08/19/2020 | 205758225 | 08/19/2020
Enertech Global, LLC | GEOCOMFORT | GBT024 | GAD024A01SS | Ground-Water-Source | WBAHP-CB: Heat Pump Split Syst | Heat Pump | 208 | 1 | False |  |  | Dual-Speed |  |  |  | 28900 | 1074 | 26.9 |  | 23900 | 1490 | 4.7 |  | Non Federally-Regulated | 08/19/2020 | 205745857 | 08/19/2020
Enertech Global, LLC | GEOCOMFORT | GBT060*2 | GAD060A01SS | Water-Source | WBAHP-CB: Heat Pump Split Syst | Heat Pump | 230 | 3 | False |  |  | Single-Speed |  |  |  | 58400 | 3696 | 15.8 |  | 71300 | 4264 | 4.9 |  | Federally-Regulated Commercial & Industrial Equipment | 08/19/2020 | 205758230 | 08/19/2020
Enertech Global, LLC | GEOCOMFORT | GBT048 | GAD048A11SS | Ground-Water-Source | WBAHP-CB: Heat Pump Split Syst | Heat Pump | 208 | 1 | False |  |  | Single-Speed |  |  |  | 54200 | 2133 | 25.4 |  | 50800 | 3101 | 4.8 |  | Non Federally-Regulated | 08/19/2020 | 205744775 | 08/19/2020
Enertech Global, LLC | GEOCOMFORT | GBT024 | GAD024A01SS | Water-Source | WBAHP-CB: Heat Pump Split Syst | Heat Pump | 230 | 1 | False |  |  | Dual-Speed |  |  |  | 24100 | 1377 | 17.5 |  | 29400 | 1723 | 5 |  | Federally-Regulated Commercial & Industrial Equipment | 08/19/2020 | 205745857 | 08/19/2020
Enertech Global, LLC | GEOCOMFORT | GBT048*2 | GAD048A11SS | Ground-Water-Source | WBAHP-CB: Heat Pump Split Syst | Heat Pump | 208 | 3 | False |  |  | Single-Speed |  |  |  | 54200 | 2133 | 25.4 |  | 50800 | 3101 | 4.8 |  | Non Federally-Regulated | 08/19/2020 | 205744784 | 08/19/2020
Enertech Global, LLC | GEOCOMFORT | GBT024 | GAD024A11SS | Water-Source | WBAHP-CB: Heat Pump Split Syst | Heat Pump | 230 | 1 | False |  |  | Dual-Speed |  |  |  | 24100 | 1377 | 17.5 |  | 29400 | 1723 | 5 |  | Federally-Regulated Commercial & Industrial Equipment | 08/19/2020 | 205745858 | 08/19/2020
Enertech Global, LLC | GEOCOMFORT | GBT060*2 | GAD060A01SS | Ground-Source | WBAHP-CB: Heat Pump Split Syst | Heat Pump | 230 | 3 | False |  |  | Single-Speed |  |  |  | 61100 | 3357 | 18.2 |  | 46800 | 3609 | 3.8 |  | Non Federally-Regulated | 08/19/2020 | 205758230 | 08/19/2020
Enertech Global, LLC | GEOCOMFORT | GBT048*2 | GAD048A11SS | Ground-Source | WBAHP-CB: Heat Pump Split Syst | Heat Pump | 230 | 3 | False |  |  | Single-Speed |  |  |  | 50300 | 2579 | 19.5 |  | 41000 | 3081 | 3.9 |  | Non Federally-Regulated | 08/19/2020 | 205744784 | 08/19/2020
Enertech Global, LLC | GEOCOMFORT | GBT024 | GAD024A01SS | Ground-Water-Source | WBAHP-CB: Heat Pump Split Syst | Heat Pump | 230 | 1 | False |  |  | Dual-Speed |  |  |  | 28900 | 1074 | 26.9 |  | 23900 | 1490 | 4.7 |  | Non Federally-Regulated | 08/19/2020 | 205745857 | 08/19/2020
Enertech Global, LLC | GEOCOMFORT | GBT024 | GAD024A11SS | Ground-Source | WBAHP-CB: Heat Pump Split Syst | Heat Pump | 230 | 1 | False |  |  | Dual-Speed |  |  |  | 26300 | 1289 | 20.4 |  | 18800 | 1412 | 3.9 |  | Non Federally-Regulated | 08/19/2020 | 205745858 | 08/19/2020
Enertech Global, LLC | GEOCOMFORT | GBT048 | GAD048A01SS | Water-Source | WBAHP-CB: Heat Pump Split Syst | Heat Pump | 230 | 1 | False |  |  | Single-Speed |  |  |  | 47800 | 2879 | 16.6 |  | 62000 | 3364 | 5.4 |  | Federally-Regulated Commercial & Industrial Equipment | 08/19/2020 | 205744774 | 08/19/2020
Enertech Global, LLC | GEOCOMFORT | GBT036*2 | GAD036A01SS | Ground-Source | WBAHP-CB: Heat Pump Split Syst | Heat Pump | 230 | 3 | False |  |  | Single-Speed |  |  |  | 36900 | 1911 | 19.3 |  | 29000 | 2179 | 3.9 |  | Non Federally-Regulated | 08/19/2020 | 205744765 | 08/19/2020
Enertech Global, LLC | GEOCOMFORT | GBT036*2 | GAD036A11SS | Ground-Water-Source | WBAHP-CB: Heat Pump Split Syst | Heat Pump | 208 | 3 | False |  |  | Single-Speed |  |  |  | 39700 | 1600 | 24.8 |  | 37200 | 2319 | 4.7 |  | Non Federally-Regulated | 08/19/2020 | 205744766 | 08/19/2020
Enertech Global, LLC | GEOCOMFORT | GBT036 | GAD036A01SS | Ground-Source | WBAHP-CB: Heat Pump Split Syst | Heat Pump | 208 | 1 | False |  |  | Single-Speed |  |  |  | 36900 | 1911 | 19.3 |  | 29000 | 2179 | 3.9 |  | Non Federally-Regulated | 08/19/2020 | 205744756 | 08/19/2020
Enertech Global, LLC | GEOCOMFORT | GBT060*2 | GAD060A11SS | Ground-Source | WBAHP-CB: Heat Pump Split Syst | Heat Pump | 230 | 3 | False |  |  | Single-Speed |  |  |  | 61100 | 3357 | 18.2 |  | 46800 | 3609 | 3.8 |  | Non Federally-Regulated | 08/19/2020 | 205758231 | 08/19/2020
Enertech Global, LLC | GEOCOMFORT | GBT024 | GAD024A11SS | Ground-Source | WBAHP-CB: Heat Pump Split Syst | Heat Pump | 208 | 1 | False |  |  | Dual-Speed |  |  |  | 26300 | 1289 | 20.4 |  | 18800 | 1412 | 3.9 |  | Non Federally-Regulated | 08/19/2020 | 205745858 | 08/19/2020
Enertech Global, LLC | GEOCOMFORT | GBT048*2 | GAD048A01SS | Water-Source | WBAHP-CB: Heat Pump Split Syst | Heat Pump | 230 | 3 | False |  |  | Single-Speed |  |  |  | 47800 | 2879 | 16.6 |  | 62000 | 3364 | 5.4 |  | Federally-Regulated Commercial & Industrial Equipment | 08/19/2020 | 205744783 | 08/19/2020
Enertech Global, LLC | GEOCOMFORT | GBS018*2 | GAD018A11SS | Ground-Source | WBAHP-CB: Heat Pump Split Syst | Heat Pump | 208 | 3 | False |  |  | Single-Speed |  |  |  | 22200 | 1000 | 22.2 |  | 14400 | 1082 | 3.9 |  | Non Federally-Regulated | 08/19/2020 | 205744748 | 08/19/2020
Enertech Global, LLC | GEOCOMFORT | GBT024*2 | GAD024A01SS | Water-Source | WBAHP-CB: Heat Pump Split Syst | Heat Pump | 208 | 3 | False |  |  | Dual-Speed |  |  |  | 24100 | 1377 | 17.5 |  | 29400 | 1723 | 5 |  | Federally-Regulated Commercial & Industrial Equipment | 08/19/2020 | 205745866 | 08/19/2020
Enertech Global, LLC | Tetco | TBT036*2 | TED036A | Ground-Source | WBAHP-C: Heat Pump Split Syste | Heat Pump | 230 | 3 | False |  |  | Single-Speed |  |  |  | 37600 | 1958 | 19.2 |  | 28800 | 2221 | 3.8 |  | Non Federally-Regulated | 08/19/2020 | 205744770 | 08/19/2020
Enertech Global, LLC | Tetco | TBT048 | TED048A | Water-Source | WBAHP-C: Heat Pump Split Syste | Heat Pump | 230 | 1 | False |  |  | Single-Speed |  |  |  | 49100 | 2940 | 16.7 |  | 61600 | 3223 | 5.6 |  | Federally-Regulated Commercial & Industrial Equipment | 08/19/2020 | 205744779 | 08/19/2020
Enertech Global, LLC | Tetco | TBT024*2 | TED024A | Ground-Source | WBAHP-C: Heat Pump Split Syste | Heat Pump | 230 | 3 | False |  |  | Dual-Speed |  |  |  | 26800 | 1374 | 19.5 |  | 19200 | 1372 | 4.1 |  | Non Federally-Regulated | 08/19/2020 | 205745871 | 08/19/2020
Enertech Global, LLC | Tetco | TBT060*2 | TED060A | Water-Source | WBAHP-C: Heat Pump Split Syste | Heat Pump | 208 | 3 | False |  |  | Single-Speed |  |  |  | 60700 | 3891 | 15.6 |  | 73500 | 4308 | 5 |  | Federally-Regulated Commercial & Industrial Equipment | 08/19/2020 | 205744796 | 08/19/2020
Enertech Global, LLC | Tetco | TBT024*2 | TED024A | Water-Source | WBAHP-C: Heat Pump Split Syste | Heat Pump | 230 | 3 | False |  |  | Dual-Speed |  |  |  | 25600 | 1523 | 16.8 |  | 30300 | 1675 | 5.3 |  | Federally-Regulated Commercial & Industrial Equipment | 08/19/2020 | 205745871 | 08/19/2020
Enertech Global, LLC | Tetco | TBT060*2 | TED060A | Ground-Source | WBAHP-C: Heat Pump Split Syste | Heat Pump | 230 | 3 | False |  |  | Single-Speed |  |  |  | 63400 | 3561 | 17.8 |  | 48100 | 3709 | 3.8 |  | Non Federally-Regulated | 08/19/2020 | 205744796 | 08/19/2020
Enertech Global, LLC | Tetco | TBS018*2 | TED018A | Ground-Source | WBAHP-C: Heat Pump Split Syste | Heat Pump | 230 | 3 | False |  |  | Single-Speed |  |  |  | 22100 | 1018 | 21.7 |  | 14500 | 1089 | 3.9 |  | Non Federally-Regulated | 08/19/2020 | 205744752 | 08/19/2020
Enertech Global, LLC | Tetco | TBT060*2 | TED060A | Ground-Water-Source | WBAHP-C: Heat Pump Split Syste | Heat Pump | 208 | 3 | False |  |  | Single-Speed |  |  |  | 63600 | 2904 | 21.9 |  | 60200 | 3920 | 4.5 |  | Non Federally-Regulated | 08/19/2020 | 205744796 | 08/19/2020
Enertech Global, LLC | Tetco | TBT048*2 | TED048A | Water-Source | WBAHP-C: Heat Pump Split Syste | Heat Pump | 208 | 3 | False |  |  | Single-Speed |  |  |  | 49100 | 2940 | 16.7 |  | 61600 | 3223 | 5.6 |  | Federally-Regulated Commercial & Industrial Equipment | 08/19/2020 | 205744788 | 08/19/2020
Enertech Global, LLC | Tetco | TBT036*2 | TED036A | Ground-Water-Source | WBAHP-C: Heat Pump Split Syste | Heat Pump | 230 | 3 | False |  |  | Single-Speed |  |  |  | 40500 | 1646 | 24.6 |  | 36800 | 2294 | 4.7 |  | Non Federally-Regulated | 08/19/2020 | 205744770 | 08/19/2020
Enertech Global, LLC | Tetco | TBT024 | TED024A | Ground-Water-Source | WBAHP-C: Heat Pump Split Syste | Heat Pump | 208 | 1 | False |  |  | Dual-Speed |  |  |  | 28800 | 1138 | 25.3 |  | 24400 | 1489 | 4.8 |  | Non Federally-Regulated | 08/19/2020 | 205745862 | 08/19/2020
Enertech Global, LLC | Tetco | TBT036 | TED036A | Ground-Source | WBAHP-C: Heat Pump Split Syste | Heat Pump | 208 | 1 | False |  |  | Single-Speed |  |  |  | 37600 | 1958 | 19.2 |  | 28800 | 2221 | 3.8 |  | Non Federally-Regulated | 08/19/2020 | 205744761 | 08/19/2020
Enertech Global, LLC | Tetco | TBT036*2 | TED036A | Water-Source | WBAHP-C: Heat Pump Split Syste | Heat Pump | 230 | 3 | False |  |  | Single-Speed |  |  |  | 35800 | 2156 | 16.6 |  | 45200 | 2703 | 4.9 |  | Federally-Regulated Commercial & Industrial Equipment | 08/19/2020 | 205744770 | 08/19/2020
Enertech Global, LLC | Tetco | TBS018 | TED018A | Ground-Water-Source | WBAHP-C: Heat Pump Split Syste | Heat Pump | 208 | 1 | False |  |  | Single-Speed |  |  |  | 24200 | 793 | 30.5 |  | 18600 | 1090 | 5 |  | Non Federally-Regulated | 08/19/2020 | 205744743 | 08/19/2020
Enertech Global, LLC | Tetco | TBS018*2 | TED018A | Ground-Water-Source | WBAHP-C: Heat Pump Split Syste | Heat Pump | 208 | 3 | False |  |  | Single-Speed |  |  |  | 24200 | 793 | 30.5 |  | 18600 | 1090 | 5 |  | Non Federally-Regulated | 08/19/2020 | 205744752 | 08/19/2020
Enertech Global, LLC | Tetco | TBT060 | TED060A | Ground-Water-Source | WBAHP-C: Heat Pump Split Syste | Heat Pump | 208 | 1 | False |  |  | Single-Speed |  |  |  | 63600 | 2904 | 21.9 |  | 60200 | 3920 | 4.5 |  | Non Federally-Regulated | 08/19/2020 | 205744793 | 08/19/2020
Enertech Global, LLC | Tetco | TBT048 | TED048A | Ground-Water-Source | WBAHP-C: Heat Pump Split Syste | Heat Pump | 208 | 1 | False |  |  | Single-Speed |  |  |  | 55000 | 2208 | 24.9 |  | 50800 | 3038 | 4.9 |  | Non Federally-Regulated | 08/19/2020 | 205744779 | 08/19/2020
Enertech Global, LLC | Tetco | TBS018 | TED018A | Ground-Source | WBAHP-C: Heat Pump Split Syste | Heat Pump | 208 | 1 | False |  |  | Single-Speed |  |  |  | 22100 | 1018 | 21.7 |  | 14500 | 1089 | 3.9 |  | Non Federally-Regulated | 08/19/2020 | 205744743 | 08/19/2020
Enertech Global, LLC | Tetco | TBT024*2 | TED024A | Ground-Source | WBAHP-C: Heat Pump Split Syste | Heat Pump | 208 | 3 | False |  |  | Dual-Speed |  |  |  | 26800 | 1374 | 19.5 |  | 19200 | 1372 | 4.1 |  | Non Federally-Regulated | 08/19/2020 | 205745871 | 08/19/2020
Enertech Global, LLC | Tetco | TBS018*2 | TED018A | Ground-Water-Source | WBAHP-C: Heat Pump Split Syste | Heat Pump | 230 | 3 | False |  |  | Single-Speed |  |  |  | 24200 | 793 | 30.5 |  | 18600 | 1090 | 5 |  | Non Federally-Regulated | 08/19/2020 | 205744752 | 08/19/2020
Enertech Global, LLC | Tetco | TBT036 | TED036A | Water-Source | WBAHP-C: Heat Pump Split Syste | Heat Pump | 208 | 1 | False |  |  | Single-Speed |  |  |  | 35800 | 2156 | 16.6 |  | 45200 | 2703 | 4.9 |  | Federally-Regulated Commercial & Industrial Equipment | 08/19/2020 | 205744761 | 08/19/2020
Enertech Global, LLC | Tetco | TBT024 | TED024A | Ground-Source | WBAHP-C: Heat Pump Split Syste | Heat Pump | 230 | 1 | False |  |  | Dual-Speed |  |  |  | 26800 | 1374 | 19.5 |  | 19200 | 1372 | 4.1 |  | Non Federally-Regulated | 08/19/2020 | 205745862 | 08/19/2020
Enertech Global, LLC | Tetco | TBT048 | TED048A | Ground-Source | WBAHP-C: Heat Pump Split Syste | Heat Pump | 230 | 1 | False |  |  | Single-Speed |  |  |  | 51300 | 2658 | 19.3 |  | 40700 | 2909 | 4.1 |  | Non Federally-Regulated | 08/19/2020 | 205744779 | 08/19/2020
Enertech Global, LLC | Tetco | TBT036*2 | TED036A | Ground-Source | WBAHP-C: Heat Pump Split Syste | Heat Pump | 208 | 3 | False |  |  | Single-Speed |  |  |  | 37600 | 1958 | 19.2 |  | 28800 | 2221 | 3.8 |  | Non Federally-Regulated | 08/19/2020 | 205744770 | 08/19/2020
Enertech Global, LLC | Tetco | TBT048 | TED048A | Ground-Water-Source | WBAHP-C: Heat Pump Split Syste | Heat Pump | 230 | 1 | False |  |  | Single-Speed |  |  |  | 55000 | 2208 | 24.9 |  | 50800 | 3038 | 4.9 |  | Non Federally-Regulated | 08/19/2020 | 205744779 | 08/19/2020
Enertech Global, LLC | Tetco | TBT024 | TED024A | Ground-Water-Source | WBAHP-C: Heat Pump Split Syste | Heat Pump | 230 | 1 | False |  |  | Dual-Speed |  |  |  | 28800 | 1138 | 25.3 |  | 24400 | 1489 | 4.8 |  | Non Federally-Regulated | 08/19/2020 | 205745862 | 08/19/2020
Enertech Global, LLC | Tetco | TBT060*2 | TED060A | Water-Source | WBAHP-C: Heat Pump Split Syste | Heat Pump | 230 | 3 | False |  |  | Single-Speed |  |  |  | 60700 | 3891 | 15.6 |  | 73500 | 4308 | 5 |  | Federally-Regulated Commercial & Industrial Equipment | 08/19/2020 | 205744796 | 08/19/2020
Enertech Global, LLC | Tetco | TBT060*2 | TED060A | Ground-Source | WBAHP-C: Heat Pump Split Syste | Heat Pump | 208 | 3 | False |  |  | Single-Speed |  |  |  | 63400 | 3561 | 17.8 |  | 48100 | 3709 | 3.8 |  | Non Federally-Regulated | 08/19/2020 | 205744796 | 08/19/2020
Enertech Global, LLC | Tetco | TBS018*2 | TED018A | Water-Source | WBAHP-C: Heat Pump Split Syste | Heat Pump | 230 | 3 | False |  |  | Single-Speed |  |  |  | 20900 | 1161 | 18 |  | 23400 | 1142 | 6 |  | Federally-Regulated Commercial & Industrial Equipment | 08/19/2020 | 205744752 | 08/19/2020
Enertech Global, LLC | Tetco | TBS018 | TED018A | Ground-Source | WBAHP-C: Heat Pump Split Syste | Heat Pump | 230 | 1 | False |  |  | Single-Speed |  |  |  | 22100 | 1018 | 21.7 |  | 14500 | 1089 | 3.9 |  | Non Federally-Regulated | 08/19/2020 | 205744743 | 08/19/2020
Enertech Global, LLC | Tetco | TBT036 | TED036A | Ground-Source | WBAHP-C: Heat Pump Split Syste | Heat Pump | 230 | 1 | False |  |  | Single-Speed |  |  |  | 37600 | 1958 | 19.2 |  | 28800 | 2221 | 3.8 |  | Non Federally-Regulated | 08/19/2020 | 205744761 | 08/19/2020
Enertech Global, LLC | Tetco | TBS018 | TED018A | Water-Source | WBAHP-C: Heat Pump Split Syste | Heat Pump | 230 | 1 | False |  |  | Single-Speed |  |  |  | 20900 | 1161 | 18 |  | 23400 | 1142 | 6 |  | Federally-Regulated Commercial & Industrial Equipment | 08/19/2020 | 205744743 | 08/19/2020
Enertech Global, LLC | Tetco | TBT036 | TED036A | Ground-Water-Source | WBAHP-C: Heat Pump Split Syste | Heat Pump | 208 | 1 | False |  |  | Single-Speed |  |  |  | 40500 | 1646 | 24.6 |  | 36800 | 2294 | 4.7 |  | Non Federally-Regulated | 08/19/2020 | 205744761 | 08/19/2020
Enertech Global, LLC | Tetco | TBT024*2 | TED024A | Ground-Water-Source | WBAHP-C: Heat Pump Split Syste | Heat Pump | 230 | 3 | False |  |  | Dual-Speed |  |  |  | 28800 | 1138 | 25.3 |  | 24400 | 1489 | 4.8 |  | Non Federally-Regulated | 08/19/2020 | 205745871 | 08/19/2020
Enertech Global, LLC | Tetco | TBT048 | TED048A | Water-Source | WBAHP-C: Heat Pump Split Syste | Heat Pump | 208 | 1 | False |  |  | Single-Speed |  |  |  | 49100 | 2940 | 16.7 |  | 61600 | 3223 | 5.6 |  | Federally-Regulated Commercial & Industrial Equipment | 08/19/2020 | 205744779 | 08/19/2020
Enertech Global, LLC | Tetco | TBT060 | TED060A | Ground-Source | WBAHP-C: Heat Pump Split Syste | Heat Pump | 208 | 1 | False |  |  | Single-Speed |  |  |  | 63400 | 3561 | 17.8 |  | 48100 | 3709 | 3.8 |  | Non Federally-Regulated | 08/19/2020 | 205744793 | 08/19/2020
Enertech Global, LLC | Tetco | TBT036*2 | TED036A | Ground-Water-Source | WBAHP-C: Heat Pump Split Syste | Heat Pump | 208 | 3 | False |  |  | Single-Speed |  |  |  | 40500 | 1646 | 24.6 |  | 36800 | 2294 | 4.7 |  | Non Federally-Regulated | 08/19/2020 | 205744770 | 08/19/2020
Enertech Global, LLC | Tetco | TBT060*2 | TED060A | Ground-Water-Source | WBAHP-C: Heat Pump Split Syste | Heat Pump | 230 | 3 | False |  |  | Single-Speed |  |  |  | 63600 | 2904 | 21.9 |  | 60200 | 3920 | 4.5 |  | Non Federally-Regulated | 08/19/2020 | 205744796 | 08/19/2020
Enertech Global, LLC | Tetco | TBS018*2 | TED018A | Ground-Source | WBAHP-C: Heat Pump Split Syste | Heat Pump | 208 | 3 | False |  |  | Single-Speed |  |  |  | 22100 | 1018 | 21.7 |  | 14500 | 1089 | 3.9 |  | Non Federally-Regulated | 08/19/2020 | 205744752 | 08/19/2020
Enertech Global, LLC | Tetco | TBT060*2 | TAD060A11SS | Water-Source | WBAHP-CB: Heat Pump Split Syst | Heat Pump | 208 | 3 | False |  |  | Single-Speed |  |  |  | 58400 | 3696 | 15.8 |  | 71300 | 4264 | 4.9 |  | Federally-Regulated Commercial & Industrial Equipment | 08/19/2020 | 205758235 | 08/19/2020
Enertech Global, LLC | Tetco | TBT048 | TED048A | Ground-Source | WBAHP-C: Heat Pump Split Syste | Heat Pump | 208 | 1 | False |  |  | Single-Speed |  |  |  | 51300 | 2658 | 19.3 |  | 40700 | 2909 | 4.1 |  | Non Federally-Regulated | 08/19/2020 | 205744779 | 08/19/2020
Enertech Global, LLC | Tetco | TBT024 | TED024A | Ground-Source | WBAHP-C: Heat Pump Split Syste | Heat Pump | 208 | 1 | False |  |  | Dual-Speed |  |  |  | 26800 | 1374 | 19.5 |  | 19200 | 1372 | 4.1 |  | Non Federally-Regulated | 08/19/2020 | 205745862 | 08/19/2020
Enertech Global, LLC | Tetco | TBS018 | TED018A | Water-Source | WBAHP-C: Heat Pump Split Syste | Heat Pump | 208 | 1 | False |  |  | Single-Speed |  |  |  | 20900 | 1161 | 18 |  | 23400 | 1142 | 6 |  | Federally-Regulated Commercial & Industrial Equipment | 08/19/2020 | 205744743 | 08/19/2020
Enertech Global, LLC | Tetco | TBT036 | TED036A | Ground-Water-Source | WBAHP-C: Heat Pump Split Syste | Heat Pump | 230 | 1 | False |  |  | Single-Speed |  |  |  | 40500 | 1646 | 24.6 |  | 36800 | 2294 | 4.7 |  | Non Federally-Regulated | 08/19/2020 | 205744761 | 08/19/2020
Enertech Global, LLC | Tetco | TBT060 | TED060A | Ground-Water-Source | WBAHP-C: Heat Pump Split Syste | Heat Pump | 230 | 1 | False |  |  | Single-Speed |  |  |  | 63600 | 2904 | 21.9 |  | 60200 | 3920 | 4.5 |  | Non Federally-Regulated | 08/19/2020 | 205744793 | 08/19/2020
Enertech Global, LLC | Tetco | TBT060*2 | TAD060A11SS | Water-Source | WBAHP-CB: Heat Pump Split Syst | Heat Pump | 230 | 3 | False |  |  | Single-Speed |  |  |  | 58400 | 3696 | 15.8 |  | 71300 | 4264 | 4.9 |  | Federally-Regulated Commercial & Industrial Equipment | 08/19/2020 | 205758235 | 08/19/2020
Enertech Global, LLC | Tetco | TBT060 | TED060A | Water-Source | WBAHP-C: Heat Pump Split Syste | Heat Pump | 230 | 1 | False |  |  | Single-Speed |  |  |  | 60700 | 3891 | 15.6 |  | 73500 | 4308 | 5 |  | Federally-Regulated Commercial & Industrial Equipment | 08/19/2020 | 205744793 | 08/19/2020
Enertech Global, LLC | Tetco | TBT036 | TED036A | Water-Source | WBAHP-C: Heat Pump Split Syste | Heat Pump | 230 | 1 | False |  |  | Single-Speed |  |  |  | 35800 | 2156 | 16.6 |  | 45200 | 2703 | 4.9 |  | Federally-Regulated Commercial & Industrial Equipment | 08/19/2020 | 205744761 | 08/19/2020
Enertech Global, LLC | Tetco | TBT060 | TED060A | Ground-Source | WBAHP-C: Heat Pump Split Syste | Heat Pump | 230 | 1 | False |  |  | Single-Speed |  |  |  | 63400 | 3561 | 17.8 |  | 48100 | 3709 | 3.8 |  | Non Federally-Regulated | 08/19/2020 | 205744793 | 08/19/2020
Enertech Global, LLC | Tetco | TBT024*2 | TED024A | Ground-Water-Source | WBAHP-C: Heat Pump Split Syste | Heat Pump | 208 | 3 | False |  |  | Dual-Speed |  |  |  | 28800 | 1138 | 25.3 |  | 24400 | 1489 | 4.8 |  | Non Federally-Regulated | 08/19/2020 | 205745871 | 08/19/2020
Enertech Global, LLC | Tetco | TBT024 | TED024A | Water-Source | WBAHP-C: Heat Pump Split Syste | Heat Pump | 230 | 1 | False |  |  | Dual-Speed |  |  |  | 25600 | 1523 | 16.8 |  | 30300 | 1675 | 5.3 |  | Federally-Regulated Commercial & Industrial Equipment | 08/19/2020 | 205745862 | 08/19/2020
Enertech Global, LLC | Tetco | TBT024 | TED024A | Water-Source | WBAHP-C: Heat Pump Split Syste | Heat Pump | 208 | 1 | False |  |  | Dual-Speed |  |  |  | 25600 | 1523 | 16.8 |  | 30300 | 1675 | 5.3 |  | Federally-Regulated Commercial & Industrial Equipment | 08/19/2020 | 205745862 | 08/19/2020
Enertech Global, LLC | Tetco | TBT024*2 | TED024A | Water-Source | WBAHP-C: Heat Pump Split Syste | Heat Pump | 208 | 3 | False |  |  | Dual-Speed |  |  |  | 25600 | 1523 | 16.8 |  | 30300 | 1675 | 5.3 |  | Federally-Regulated Commercial & Industrial Equipment | 08/19/2020 | 205745871 | 08/19/2020
Enertech Global, LLC | Tetco | TBS018*2 | TED018A | Water-Source | WBAHP-C: Heat Pump Split Syste | Heat Pump | 208 | 3 | False |  |  | Single-Speed |  |  |  | 20900 | 1161 | 18 |  | 23400 | 1142 | 6 |  | Federally-Regulated Commercial & Industrial Equipment | 08/19/2020 | 205744752 | 08/19/2020
Enertech Global, LLC | Tetco | TBS018 | TED018A | Ground-Water-Source | WBAHP-C: Heat Pump Split Syste | Heat Pump | 230 | 1 | False |  |  | Single-Speed |  |  |  | 24200 | 793 | 30.5 |  | 18600 | 1090 | 5 |  | Non Federally-Regulated | 08/19/2020 | 205744743 | 08/19/2020
Enertech Global, LLC | Tetco | TBT060 | TED060A | Water-Source | WBAHP-C: Heat Pump Split Syste | Heat Pump | 208 | 1 | False |  |  | Single-Speed |  |  |  | 60700 | 3891 | 15.6 |  | 73500 | 4308 | 5 |  | Federally-Regulated Commercial & Industrial Equipment | 08/19/2020 | 205744793 | 08/19/2020
Enertech Global, LLC | Tetco | TBT048*2 | TED048A | Water-Source | WBAHP-C: Heat Pump Split Syste | Heat Pump | 230 | 3 | False |  |  | Single-Speed |  |  |  | 49100 | 2940 | 16.7 |  | 61600 | 3223 | 5.6 |  | Federally-Regulated Commercial & Industrial Equipment | 08/19/2020 | 205744788 | 08/19/2020
Enertech Global, LLC | Tetco | TBT048*2 | TED048A | Ground-Water-Source | WBAHP-C: Heat Pump Split Syste | Heat Pump | 208 | 3 | False |  |  | Single-Speed |  |  |  | 55000 | 2208 | 24.9 |  | 50800 | 3038 | 4.9 |  | Non Federally-Regulated | 08/19/2020 | 205744788 | 08/19/2020
Enertech Global, LLC | Tetco | TBT048*2 | TED048A | Ground-Source | WBAHP-C: Heat Pump Split Syste | Heat Pump | 230 | 3 | False |  |  | Single-Speed |  |  |  | 51300 | 2658 | 19.3 |  | 40700 | 2909 | 4.1 |  | Non Federally-Regulated | 08/19/2020 | 205744788 | 08/19/2020
Enertech Global, LLC | Tetco | TBT048*2 | TED048A | Ground-Source | WBAHP-C: Heat Pump Split Syste | Heat Pump | 208 | 3 | False |  |  | Single-Speed |  |  |  | 51300 | 2658 | 19.3 |  | 40700 | 2909 | 4.1 |  | Non Federally-Regulated | 08/19/2020 | 205744788 | 08/19/2020
Enertech Global, LLC | Tetco | TBT048*2 | TED048A | Ground-Water-Source | WBAHP-C: Heat Pump Split Syste | Heat Pump | 230 | 3 | False |  |  | Single-Speed |  |  |  | 55000 | 2208 | 24.9 |  | 50800 | 3038 | 4.9 |  | Non Federally-Regulated | 08/19/2020 | 205744788 | 08/19/2020
Enertech Global, LLC | Tetco | TBT036*2 | TED036A | Water-Source | WBAHP-C: Heat Pump Split Syste | Heat Pump | 208 | 3 | False |  |  | Single-Speed |  |  |  | 35800 | 2156 | 16.6 |  | 45200 | 2703 | 4.9 |  | Federally-Regulated Commercial & Industrial Equipment | 08/19/2020 | 205744770 | 08/19/2020
Enertech Global, LLC | GEOCOMFORT | GBS018*2 | GAD018A01SS | Ground-Water-Source | WBAHP-CB: Heat Pump Split Syst | Heat Pump | 230 | 3 | False |  |  | Single-Speed |  |  |  | 24300 | 768 | 31.6 |  | 18700 | 1096 | 5 |  | Non Federally-Regulated | 08/19/2020 | 205744747 | 08/19/2020
Enertech Global, LLC | GEOCOMFORT | GBS018*2 | GAD018A01SS | Water-Source | WBAHP-CB: Heat Pump Split Syst | Heat Pump | 208 | 3 | False |  |  | Single-Speed |  |  |  | 21100 | 1153 | 18.3 |  | 23300 | 1138 | 6 |  | Federally-Regulated Commercial & Industrial Equipment | 08/19/2020 | 205744747 | 08/19/2020
Enertech Global, LLC | GEOCOMFORT | GBS018 | GAD018A11SS | Ground-Source | WBAHP-CB: Heat Pump Split Syst | Heat Pump | 230 | 1 | False |  |  | Single-Speed |  |  |  | 22200 | 1000 | 22.2 |  | 14400 | 1082 | 3.9 |  | Non Federally-Regulated | 08/19/2020 | 205744739 | 08/19/2020
Enertech Global, LLC | GEOCOMFORT | GBS018 | GAD018A01SS | Ground-Source | WBAHP-CB: Heat Pump Split Syst | Heat Pump | 208 | 1 | False |  |  | Single-Speed |  |  |  | 22200 | 1000 | 22.2 |  | 14400 | 1082 | 3.9 |  | Non Federally-Regulated | 08/19/2020 | 205744738 | 08/19/2020
Enertech Global, LLC | GEOCOMFORT | GBS018 | GAD018A11SS | Ground-Water-Source | WBAHP-CB: Heat Pump Split Syst | Heat Pump | 208 | 1 | False |  |  | Single-Speed |  |  |  | 24300 | 768 | 31.6 |  | 18700 | 1096 | 5 |  | Non Federally-Regulated | 08/19/2020 | 205744739 | 08/19/2020
Enertech Global, LLC | GEOCOMFORT | GBS018 | GAD018A01SS | Ground-Water-Source | WBAHP-CB: Heat Pump Split Syst | Heat Pump | 230 | 1 | False |  |  | Single-Speed |  |  |  | 24300 | 768 | 31.6 |  | 18700 | 1096 | 5 |  | Non Federally-Regulated | 08/19/2020 | 205744738 | 08/19/2020
Enertech Global, LLC | GEOCOMFORT | GBS018 | GAD018A11SS | Ground-Source | WBAHP-CB: Heat Pump Split Syst | Heat Pump | 208 | 1 | False |  |  | Single-Speed |  |  |  | 22200 | 1000 | 22.2 |  | 14400 | 1082 | 3.9 |  | Non Federally-Regulated | 08/19/2020 | 205744739 | 08/19/2020
Enertech Global, LLC | GEOCOMFORT | GBS018 | GAD018A01SS | Ground-Source | WBAHP-CB: Heat Pump Split Syst | Heat Pump | 230 | 1 | False |  |  | Single-Speed |  |  |  | 22200 | 1000 | 22.2 |  | 14400 | 1082 | 3.9 |  | Non Federally-Regulated | 08/19/2020 | 205744738 | 08/19/2020
Enertech Global, LLC | GEOCOMFORT | GBS018*2 | GAD018A01SS | Ground-Source | WBAHP-CB: Heat Pump Split Syst | Heat Pump | 230 | 3 | False |  |  | Single-Speed |  |  |  | 22200 | 1000 | 22.2 |  | 14400 | 1082 | 3.9 |  | Non Federally-Regulated | 08/19/2020 | 205744747 | 08/19/2020
Enertech Global, LLC | GEOCOMFORT | GBS018 | GAD018A01SS | Water-Source | WBAHP-CB: Heat Pump Split Syst | Heat Pump | 230 | 1 | False |  |  | Single-Speed |  |  |  | 21100 | 1153 | 18.3 |  | 23300 | 1138 | 6 |  | Federally-Regulated Commercial & Industrial Equipment | 08/19/2020 | 205744738 | 08/19/2020
Enertech Global, LLC | GEOCOMFORT | GBS018 | GAD018A11SS | Ground-Water-Source | WBAHP-CB: Heat Pump Split Syst | Heat Pump | 230 | 1 | False |  |  | Single-Speed |  |  |  | 24300 | 768 | 31.6 |  | 18700 | 1096 | 5 |  | Non Federally-Regulated | 08/19/2020 | 205744739 | 08/19/2020
Enertech Global, LLC | GEOCOMFORT | GBS018*2 | GAD018A01SS | Ground-Water-Source | WBAHP-CB: Heat Pump Split Syst | Heat Pump | 208 | 3 | False |  |  | Single-Speed |  |  |  | 24300 | 768 | 31.6 |  | 18700 | 1096 | 5 |  | Non Federally-Regulated | 08/19/2020 | 205744747 | 08/19/2020
Enertech Global, LLC | GEOCOMFORT | GBS018 | GAD018A01SS | Ground-Water-Source | WBAHP-CB: Heat Pump Split Syst | Heat Pump | 208 | 1 | False |  |  | Single-Speed |  |  |  | 24300 | 768 | 31.6 |  | 18700 | 1096 | 5 |  | Non Federally-Regulated | 08/19/2020 | 205744738 | 08/19/2020
Enertech Global, LLC | GEOCOMFORT | GBS018*2 | GAD018A01SS | Ground-Source | WBAHP-CB: Heat Pump Split Syst | Heat Pump | 208 | 3 | False |  |  | Single-Speed |  |  |  | 22200 | 1000 | 22.2 |  | 14400 | 1082 | 3.9 |  | Non Federally-Regulated | 08/19/2020 | 205744747 | 08/19/2020
Enertech Global, LLC | GEOCOMFORT | GBS018 | GAD018A01SS | Water-Source | WBAHP-CB: Heat Pump Split Syst | Heat Pump | 208 | 1 | False |  |  | Single-Speed |  |  |  | 21100 | 1153 | 18.3 |  | 23300 | 1138 | 6 |  | Federally-Regulated Commercial & Industrial Equipment | 08/19/2020 | 205744738 | 08/19/2020
Enertech Global, LLC | GEOCOMFORT | GBS018*2 | GAD018A01SS | Water-Source | WBAHP-CB: Heat Pump Split Syst | Heat Pump | 230 | 3 | False |  |  | Single-Speed |  |  |  | 21100 | 1153 | 18.3 |  | 23300 | 1138 | 6 |  | Federally-Regulated Commercial & Industrial Equipment | 08/19/2020 | 205744747 | 08/19/2020
ClimateMaster Inc. | TRANQUILITY 20 | TSH/V012A |  | Ground-Water-Source | WBAHP: Heat Pump Packaged Unit | Heat Pump | 208 | 1 |  |  |  | Single-Speed |  |  |  | 13300 | 540 | 24.6 |  | 11800 | 864 | 4 |  | Non Federally-Regulated | 05/13/2020 | 7370909 | 08/19/2020
ClimateMaster Inc. | TRANQUILITY 20 | TSH/V012A |  | Ground-Source | WBAHP: Heat Pump Packaged Unit | Heat Pump | 208 | 1 |  |  |  | Single-Speed |  |  |  | 12300 | 679 | 18.1 |  | 9500 | 795 | 3.5 |  | Non Federally-Regulated | 05/13/2020 | 7370909 | 08/19/2020
ClimateMaster Inc. | TRANQUILITY 20 | TSH/V006A |  | Ground-Source | WBAHP: Heat Pump Packaged Unit | Heat Pump | 208 | 1 |  |  |  | Single-Speed |  |  |  | 6700 | 362 | 18.5 |  | 4800 | 413 | 3.4 |  | Non Federally-Regulated | 05/13/2020 | 7370911 | 08/19/2020
ClimateMaster Inc. | TRANQUILITY 20 | TSH/V006A |  | Ground-Water-Source | WBAHP: Heat Pump Packaged Unit | Heat Pump | 208 | 1 |  |  |  | Single-Speed |  |  |  | 7400 | 290 | 25.5 |  | 6300 | 419 | 4.4 |  | Non Federally-Regulated | 05/13/2020 | 7370911 | 08/19/2020
Johnson Controls, Inc. | Skymark | VPCS18*1****0 (ECM) |  | Water-Source | WBAHP: Heat Pump Packaged Unit | Heat Pump | 208 | 1 |  |  |  | Single-Speed |  |  |  | 18400 | 1150 | 16 |  | 21400 | 1119 | 5.6 |  | Federally-Regulated Commercial & Industrial Equipment | 07/16/2020 | 200083986 | 08/26/2020
Johnson Controls, Inc. | Skymark | VSCS30*6****0 (ECM) |  | Ground-Source | WBAHP: Heat Pump Packaged Unit | Heat Pump | 265 | 1 |  |  |  | Single-Speed |  |  |  | 32200 | 2037 | 15.8 |  | 20100 | 1785 | 3.3 |  | Non Federally-Regulated | 07/16/2020 | 200083971 | 08/26/2020
Johnson Controls, Inc. | Skymark | VSCS30*1****0 (ECM) |  | Ground-Water-Source | WBAHP: Heat Pump Packaged Unit | Heat Pump | 208 | 1 |  |  |  | Single-Speed |  |  |  | 33900 | 1599 | 21.2 |  | 27100 | 1985 | 4 |  | Non Federally-Regulated | 07/16/2020 | 200083965 | 08/26/2020
Johnson Controls, Inc. | Skymark | VPCS18*1****0 (ECM) |  | Water-Source | WBAHP: Heat Pump Packaged Unit | Heat Pump | 230 | 1 |  |  |  | Single-Speed |  |  |  | 18400 | 1150 | 16 |  | 21400 | 1119 | 5.6 |  | Federally-Regulated Commercial & Industrial Equipment | 07/16/2020 | 200083986 | 08/26/2020
Johnson Controls, Inc. | Skymark | VPCS18*1****0 (ECM) |  | Ground-Source | WBAHP: Heat Pump Packaged Unit | Heat Pump | 230 | 1 |  |  |  | Single-Speed |  |  |  | 19000 | 1055 | 18 |  | 13700 | 1085 | 3.7 |  | Non Federally-Regulated | 07/16/2020 | 200083986 | 08/26/2020
Johnson Controls, Inc. | Skymark | VSCS18*1****0 (ECM) |  | Ground-Water-Source | WBAHP: Heat Pump Packaged Unit | Heat Pump | 230 | 1 |  |  |  | Single-Speed |  |  |  | 20900 | 995 | 21 |  | 18100 | 1326 | 4 |  | Non Federally-Regulated | 07/16/2020 | 200083941 | 08/26/2020
Johnson Controls, Inc. | Skymark | VSCS30*6****0 (ECM) |  | Water-Source | WBAHP: Heat Pump Packaged Unit | Heat Pump | 265 | 1 |  |  |  | Single-Speed |  |  |  | 30100 | 2150 | 14 |  | 33400 | 2039 | 4.8 |  | Federally-Regulated Commercial & Industrial Equipment | 07/16/2020 | 200083971 | 08/26/2020
Johnson Controls, Inc. | Skymark | VSCS30*1****0 (ECM) |  | Ground-Source | WBAHP: Heat Pump Packaged Unit | Heat Pump | 230 | 1 |  |  |  | Single-Speed |  |  |  | 32200 | 2037 | 15.8 |  | 20100 | 1785 | 3.3 |  | Non Federally-Regulated | 07/16/2020 | 200083965 | 08/26/2020
Johnson Controls, Inc. | Skymark | VSCS30*6****0 (ECM) |  | Ground-Water-Source | WBAHP: Heat Pump Packaged Unit | Heat Pump | 265 | 1 |  |  |  | Single-Speed |  |  |  | 33900 | 1599 | 21.2 |  | 27100 | 1985 | 4 |  | Non Federally-Regulated | 07/16/2020 | 200083971 | 08/26/2020
Johnson Controls, Inc. | Skymark | VSCS30*1****0 (ECM) |  | Water-Source | WBAHP: Heat Pump Packaged Unit | Heat Pump | 208 | 1 |  |  |  | Single-Speed |  |  |  | 30100 | 2150 | 14 |  | 33400 | 2039 | 4.8 |  | Federally-Regulated Commercial & Industrial Equipment | 07/16/2020 | 200083965 | 08/26/2020
Johnson Controls, Inc. | Skymark | VSCS18*6****0 (ECM) |  | Water-Source | WBAHP: Heat Pump Packaged Unit | Heat Pump | 265 | 1 |  |  |  | Single-Speed |  |  |  | 18400 | 1352 | 13.6 |  | 22000 | 1371 | 4.7 |  | Federally-Regulated Commercial & Industrial Equipment | 07/16/2020 | 200083947 | 08/26/2020
Johnson Controls, Inc. | Skymark | VSCS18*1****0 (ECM) |  | Ground-Water-Source | WBAHP: Heat Pump Packaged Unit | Heat Pump | 208 | 1 |  |  |  | Single-Speed |  |  |  | 20900 | 995 | 21 |  | 18100 | 1326 | 4 |  | Non Federally-Regulated | 07/16/2020 | 200083941 | 08/26/2020
Johnson Controls, Inc. | Skymark | VPCS18*1****0 (ECM) |  | Ground-Water-Source | WBAHP: Heat Pump Packaged Unit | Heat Pump | 208 | 1 |  |  |  | Single-Speed |  |  |  | 21600 | 885 | 24.4 |  | 17800 | 1109 | 4.7 |  | Non Federally-Regulated | 07/16/2020 | 200083986 | 08/26/2020
Johnson Controls, Inc. | Skymark | VPCS18*1****0 (ECM) |  | Ground-Source | WBAHP: Heat Pump Packaged Unit | Heat Pump | 208 | 1 |  |  |  | Single-Speed |  |  |  | 19000 | 1055 | 18 |  | 13700 | 1085 | 3.7 |  | Non Federally-Regulated | 07/16/2020 | 200083986 | 08/26/2020
Johnson Controls, Inc. | Skymark | VSCS18*1****0 (ECM) |  | Water-Source | WBAHP: Heat Pump Packaged Unit | Heat Pump | 230 | 1 |  |  |  | Single-Speed |  |  |  | 18400 | 1352 | 13.6 |  | 22000 | 1371 | 4.7 |  | Federally-Regulated Commercial & Industrial Equipment | 07/16/2020 | 200083941 | 08/26/2020
Johnson Controls, Inc. | Skymark | VSCS30*1****0 (ECM) |  | Ground-Source | WBAHP: Heat Pump Packaged Unit | Heat Pump | 208 | 1 |  |  |  | Single-Speed |  |  |  | 32200 | 2037 | 15.8 |  | 20100 | 1785 | 3.3 |  | Non Federally-Regulated | 07/16/2020 | 200083965 | 08/26/2020
Johnson Controls, Inc. | Skymark | VSCS30*1****0 (ECM) |  | Ground-Water-Source | WBAHP: Heat Pump Packaged Unit | Heat Pump | 230 | 1 |  |  |  | Single-Speed |  |  |  | 33900 | 1599 | 21.2 |  | 27100 | 1985 | 4 |  | Non Federally-Regulated | 07/16/2020 | 200083965 | 08/26/2020
Johnson Controls, Inc. | Skymark | VSCS18*6****0 (ECM) |  | Ground-Water-Source | WBAHP: Heat Pump Packaged Unit | Heat Pump | 265 | 1 |  |  |  | Single-Speed |  |  |  | 20900 | 995 | 21 |  | 18100 | 1326 | 4 |  | Non Federally-Regulated | 07/16/2020 | 200083947 | 08/26/2020
Johnson Controls, Inc. | Skymark | VSCS30*1****0 (ECM) |  | Water-Source | WBAHP: Heat Pump Packaged Unit | Heat Pump | 230 | 1 |  |  |  | Single-Speed |  |  |  | 30100 | 2150 | 14 |  | 33400 | 2039 | 4.8 |  | Federally-Regulated Commercial & Industrial Equipment | 07/16/2020 | 200083965 | 08/26/2020
Johnson Controls, Inc. | Skymark | VSCS18*1****0 (ECM) |  | Ground-Source | WBAHP: Heat Pump Packaged Unit | Heat Pump | 208 | 1 |  |  |  | Single-Speed |  |  |  | 19100 | 1264 | 15.1 |  | 13700 | 1216 | 3.3 |  | Non Federally-Regulated | 07/16/2020 | 200083941 | 08/26/2020
Johnson Controls, Inc. | Skymark | VSCS18*6****0 (ECM) |  | Ground-Source | WBAHP: Heat Pump Packaged Unit | Heat Pump | 265 | 1 |  |  |  | Single-Speed |  |  |  | 19100 | 1264 | 15.1 |  | 13700 | 1216 | 3.3 |  | Non Federally-Regulated | 07/16/2020 | 200083947 | 08/26/2020
Johnson Controls, Inc. | Skymark | VSCS18*1****0 (ECM) |  | Ground-Source | WBAHP: Heat Pump Packaged Unit | Heat Pump | 230 | 1 |  |  |  | Single-Speed |  |  |  | 19100 | 1264 | 15.1 |  | 13700 | 1216 | 3.3 |  | Non Federally-Regulated | 07/16/2020 | 200083941 | 08/26/2020
Johnson Controls, Inc. | Skymark | VSCS18*1****0 (ECM) |  | Water-Source | WBAHP: Heat Pump Packaged Unit | Heat Pump | 208 | 1 |  |  |  | Single-Speed |  |  |  | 18400 | 1352 | 13.6 |  | 22000 | 1371 | 4.7 |  | Federally-Regulated Commercial & Industrial Equipment | 07/16/2020 | 200083941 | 08/26/2020
Johnson Controls, Inc. | Skymark | VPCS18*1****0 (ECM) |  | Ground-Water-Source | WBAHP: Heat Pump Packaged Unit | Heat Pump | 230 | 1 |  |  |  | Single-Speed |  |  |  | 21600 | 885 | 24.4 |  | 17800 | 1109 | 4.7 |  | Non Federally-Regulated | 07/16/2020 | 200083986 | 08/26/2020
Johnson Controls, Inc. | Johnson Controls | VSCS30*1****0 (ECM) |  | Ground-Water-Source | WBAHP: Heat Pump Packaged Unit | Heat Pump | 230 | 1 |  |  |  | Single-Speed |  |  |  | 33900 | 1599 | 21.2 |  | 27100 | 1985 | 4 |  | Non Federally-Regulated | 07/16/2020 | 200083963 | 08/26/2020
Johnson Controls, Inc. | Johnson Controls | VSCS18*6****0 (ECM) |  | Ground-Water-Source | WBAHP: Heat Pump Packaged Unit | Heat Pump | 265 | 1 |  |  |  | Single-Speed |  |  |  | 20900 | 995 | 21 |  | 18100 | 1326 | 4 |  | Non Federally-Regulated | 07/16/2020 | 200083945 | 08/26/2020
Johnson Controls, Inc. | Johnson Controls | VPCS18*1****0 (ECM) |  | Water-Source | WBAHP: Heat Pump Packaged Unit | Heat Pump | 208 | 1 |  |  |  | Single-Speed |  |  |  | 18400 | 1150 | 16 |  | 21400 | 1119 | 5.6 |  | Federally-Regulated Commercial & Industrial Equipment | 07/16/2020 | 200083984 | 08/26/2020
Johnson Controls, Inc. | Johnson Controls | VSCS18*1****0 (ECM) |  | Ground-Water-Source | WBAHP: Heat Pump Packaged Unit | Heat Pump | 208 | 1 |  |  |  | Single-Speed |  |  |  | 20900 | 995 | 21 |  | 18100 | 1326 | 4 |  | Non Federally-Regulated | 07/16/2020 | 200083939 | 08/26/2020
Johnson Controls, Inc. | Johnson Controls | VSCS30*6****0 (ECM) |  | Ground-Water-Source | WBAHP: Heat Pump Packaged Unit | Heat Pump | 265 | 1 |  |  |  | Single-Speed |  |  |  | 33900 | 1599 | 21.2 |  | 27100 | 1985 | 4 |  | Non Federally-Regulated | 07/16/2020 | 200083969 | 08/26/2020
Johnson Controls, Inc. | Johnson Controls | VPCS18*1****0 (ECM) |  | Ground-Source | WBAHP: Heat Pump Packaged Unit | Heat Pump | 230 | 1 |  |  |  | Single-Speed |  |  |  | 19000 | 1055 | 18 |  | 13700 | 1085 | 3.7 |  | Non Federally-Regulated | 07/16/2020 | 200083984 | 08/26/2020
Johnson Controls, Inc. | Johnson Controls | VPCS18*1****0 (ECM) |  | Ground-Water-Source | WBAHP: Heat Pump Packaged Unit | Heat Pump | 208 | 1 |  |  |  | Single-Speed |  |  |  | 21600 | 885 | 24.4 |  | 17800 | 1109 | 4.7 |  | Non Federally-Regulated | 07/16/2020 | 200083984 | 08/26/2020
Johnson Controls, Inc. | Johnson Controls | VSCS30*1****0 (ECM) |  | Water-Source | WBAHP: Heat Pump Packaged Unit | Heat Pump | 208 | 1 |  |  |  | Single-Speed |  |  |  | 30100 | 2150 | 14 |  | 33400 | 2039 | 4.8 |  | Federally-Regulated Commercial & Industrial Equipment | 07/16/2020 | 200083963 | 08/26/2020
Johnson Controls, Inc. | Johnson Controls | VSCS18*6****0 (ECM) |  | Ground-Source | WBAHP: Heat Pump Packaged Unit | Heat Pump | 265 | 1 |  |  |  | Single-Speed |  |  |  | 19100 | 1264 | 15.1 |  | 13700 | 1216 | 3.3 |  | Non Federally-Regulated | 07/16/2020 | 200083945 | 08/26/2020
Johnson Controls, Inc. | Johnson Controls | VSCS18*1****0 (ECM) |  | Water-Source | WBAHP: Heat Pump Packaged Unit | Heat Pump | 208 | 1 |  |  |  | Single-Speed |  |  |  | 18400 | 1352 | 13.6 |  | 22000 | 1371 | 4.7 |  | Federally-Regulated Commercial & Industrial Equipment | 07/16/2020 | 200083939 | 08/26/2020
Johnson Controls, Inc. | Johnson Controls | VSCS30*6****0 (ECM) |  | Ground-Source | WBAHP: Heat Pump Packaged Unit | Heat Pump | 265 | 1 |  |  |  | Single-Speed |  |  |  | 32200 | 2037 | 15.8 |  | 20100 | 1785 | 3.3 |  | Non Federally-Regulated | 07/16/2020 | 200083969 | 08/26/2020
Johnson Controls, Inc. | Johnson Controls | VSCS18*6****0 (ECM) |  | Water-Source | WBAHP: Heat Pump Packaged Unit | Heat Pump | 265 | 1 |  |  |  | Single-Speed |  |  |  | 18400 | 1352 | 13.6 |  | 22000 | 1371 | 4.7 |  | Federally-Regulated Commercial & Industrial Equipment | 07/16/2020 | 200083945 | 08/26/2020
Johnson Controls, Inc. | Johnson Controls | VSCS30*1****0 (ECM) |  | Water-Source | WBAHP: Heat Pump Packaged Unit | Heat Pump | 230 | 1 |  |  |  | Single-Speed |  |  |  | 30100 | 2150 | 14 |  | 33400 | 2039 | 4.8 |  | Federally-Regulated Commercial & Industrial Equipment | 07/16/2020 | 200083963 | 08/26/2020
Johnson Controls, Inc. | Johnson Controls | VSCS18*1****0 (ECM) |  | Ground-Source | WBAHP: Heat Pump Packaged Unit | Heat Pump | 208 | 1 |  |  |  | Single-Speed |  |  |  | 19100 | 1264 | 15.1 |  | 13700 | 1216 | 3.3 |  | Non Federally-Regulated | 07/16/2020 | 200083939 | 08/26/2020
Johnson Controls, Inc. | Johnson Controls | VSCS30*1****0 (ECM) |  | Ground-Water-Source | WBAHP: Heat Pump Packaged Unit | Heat Pump | 208 | 1 |  |  |  | Single-Speed |  |  |  | 33900 | 1599 | 21.2 |  | 27100 | 1985 | 4 |  | Non Federally-Regulated | 07/16/2020 | 200083963 | 08/26/2020
Johnson Controls, Inc. | Johnson Controls | VSCS30*6****0 (ECM) |  | Water-Source | WBAHP: Heat Pump Packaged Unit | Heat Pump | 265 | 1 |  |  |  | Single-Speed |  |  |  | 30100 | 2150 | 14 |  | 33400 | 2039 | 4.8 |  | Federally-Regulated Commercial & Industrial Equipment | 07/16/2020 | 200083969 | 08/26/2020
Johnson Controls, Inc. | Johnson Controls | VSCS30*1****0 (ECM) |  | Ground-Source | WBAHP: Heat Pump Packaged Unit | Heat Pump | 230 | 1 |  |  |  | Single-Speed |  |  |  | 32200 | 2037 | 15.8 |  | 20100 | 1785 | 3.3 |  | Non Federally-Regulated | 07/16/2020 | 200083963 | 08/26/2020
Johnson Controls, Inc. | Johnson Controls | VSCS18*1****0 (ECM) |  | Ground-Water-Source | WBAHP: Heat Pump Packaged Unit | Heat Pump | 230 | 1 |  |  |  | Single-Speed |  |  |  | 20900 | 995 | 21 |  | 18100 | 1326 | 4 |  | Non Federally-Regulated | 07/16/2020 | 200083939 | 08/26/2020
Johnson Controls, Inc. | Johnson Controls | VSCS18*1****0 (ECM) |  | Ground-Source | WBAHP: Heat Pump Packaged Unit | Heat Pump | 230 | 1 |  |  |  | Single-Speed |  |  |  | 19100 | 1264 | 15.1 |  | 13700 | 1216 | 3.3 |  | Non Federally-Regulated | 07/16/2020 | 200083939 | 08/26/2020
Johnson Controls, Inc. | Johnson Controls | VSCS30*1****0 (ECM) |  | Ground-Source | WBAHP: Heat Pump Packaged Unit | Heat Pump | 208 | 1 |  |  |  | Single-Speed |  |  |  | 32200 | 2037 | 15.8 |  | 20100 | 1785 | 3.3 |  | Non Federally-Regulated | 07/16/2020 | 200083963 | 08/26/2020
Johnson Controls, Inc. | Johnson Controls | VPCS18*1****0 (ECM) |  | Ground-Source | WBAHP: Heat Pump Packaged Unit | Heat Pump | 208 | 1 |  |  |  | Single-Speed |  |  |  | 19000 | 1055 | 18 |  | 13700 | 1085 | 3.7 |  | Non Federally-Regulated | 07/16/2020 | 200083984 | 08/26/2020
Johnson Controls, Inc. | Johnson Controls | VPCS18*1****0 (ECM) |  | Water-Source | WBAHP: Heat Pump Packaged Unit | Heat Pump | 230 | 1 |  |  |  | Single-Speed |  |  |  | 18400 | 1150 | 16 |  | 21400 | 1119 | 5.6 |  | Federally-Regulated Commercial & Industrial Equipment | 07/16/2020 | 200083984 | 08/26/2020
Johnson Controls, Inc. | Johnson Controls | VSCS18*1****0 (ECM) |  | Water-Source | WBAHP: Heat Pump Packaged Unit | Heat Pump | 230 | 1 |  |  |  | Single-Speed |  |  |  | 18400 | 1352 | 13.6 |  | 22000 | 1371 | 4.7 |  | Federally-Regulated Commercial & Industrial Equipment | 07/16/2020 | 200083939 | 08/26/2020
Johnson Controls, Inc. | Johnson Controls | VPCS18*1****0 (ECM) |  | Ground-Water-Source | WBAHP: Heat Pump Packaged Unit | Heat Pump | 230 | 1 |  |  |  | Single-Speed |  |  |  | 21600 | 885 | 24.4 |  | 17800 | 1109 | 4.7 |  | Non Federally-Regulated | 07/16/2020 | 200083984 | 08/26/2020
Johnson Controls, Inc. | ENVIRO-TEC | VSCS18*6****0 (ECM) |  | Ground-Water-Source | WBAHP: Heat Pump Packaged Unit | Heat Pump | 265 | 1 |  |  |  | Single-Speed |  |  |  | 20900 | 995 | 21 |  | 18100 | 1326 | 4 |  | Non Federally-Regulated | 07/16/2020 | 200083946 | 08/26/2020
Johnson Controls, Inc. | ENVIRO-TEC | VSCS18*1****0 (ECM) |  | Ground-Source | WBAHP: Heat Pump Packaged Unit | Heat Pump | 230 | 1 |  |  |  | Single-Speed |  |  |  | 19100 | 1264 | 15.1 |  | 13700 | 1216 | 3.3 |  | Non Federally-Regulated | 07/16/2020 | 200083940 | 08/26/2020
Johnson Controls, Inc. | ENVIRO-TEC | VSCS30*1****0 (ECM) |  | Water-Source | WBAHP: Heat Pump Packaged Unit | Heat Pump | 230 | 1 |  |  |  | Single-Speed |  |  |  | 30100 | 2150 | 14 |  | 33400 | 2039 | 4.8 |  | Federally-Regulated Commercial & Industrial Equipment | 07/16/2020 | 200083964 | 08/26/2020
Johnson Controls, Inc. | ENVIRO-TEC | VSCS18*1****0 (ECM) |  | Water-Source | WBAHP: Heat Pump Packaged Unit | Heat Pump | 208 | 1 |  |  |  | Single-Speed |  |  |  | 18400 | 1352 | 13.6 |  | 22000 | 1371 | 4.7 |  | Federally-Regulated Commercial & Industrial Equipment | 07/16/2020 | 200083940 | 08/26/2020
Johnson Controls, Inc. | ENVIRO-TEC | VSCS30*6****0 (ECM) |  | Ground-Water-Source | WBAHP: Heat Pump Packaged Unit | Heat Pump | 265 | 1 |  |  |  | Single-Speed |  |  |  | 33900 | 1599 | 21.2 |  | 27100 | 1985 | 4 |  | Non Federally-Regulated | 07/16/2020 | 200083970 | 08/26/2020
Johnson Controls, Inc. | ENVIRO-TEC | VSCS30*1****0 (ECM) |  | Water-Source | WBAHP: Heat Pump Packaged Unit | Heat Pump | 208 | 1 |  |  |  | Single-Speed |  |  |  | 30100 | 2150 | 14 |  | 33400 | 2039 | 4.8 |  | Federally-Regulated Commercial & Industrial Equipment | 07/16/2020 | 200083964 | 08/26/2020
Johnson Controls, Inc. | ENVIRO-TEC | VSCS30*6****0 (ECM) |  | Ground-Source | WBAHP: Heat Pump Packaged Unit | Heat Pump | 265 | 1 |  |  |  | Single-Speed |  |  |  | 32200 | 2037 | 15.8 |  | 20100 | 1785 | 3.3 |  | Non Federally-Regulated | 07/16/2020 | 200083970 | 08/26/2020
Johnson Controls, Inc. | ENVIRO-TEC | VPCS18*1****0 (ECM) |  | Ground-Source | WBAHP: Heat Pump Packaged Unit | Heat Pump | 230 | 1 |  |  |  | Single-Speed |  |  |  | 19000 | 1055 | 18 |  | 13700 | 1085 | 3.7 |  | Non Federally-Regulated | 07/16/2020 | 200083985 | 08/26/2020
Johnson Controls, Inc. | ENVIRO-TEC | VPCS18*1****0 (ECM) |  | Water-Source | WBAHP: Heat Pump Packaged Unit | Heat Pump | 208 | 1 |  |  |  | Single-Speed |  |  |  | 18400 | 1150 | 16 |  | 21400 | 1119 | 5.6 |  | Federally-Regulated Commercial & Industrial Equipment | 07/16/2020 | 200083985 | 08/26/2020
Johnson Controls, Inc. | ENVIRO-TEC | VPCS18*1****0 (ECM) |  | Ground-Water-Source | WBAHP: Heat Pump Packaged Unit | Heat Pump | 208 | 1 |  |  |  | Single-Speed |  |  |  | 21600 | 885 | 24.4 |  | 17800 | 1109 | 4.7 |  | Non Federally-Regulated | 07/16/2020 | 200083985 | 08/26/2020
Johnson Controls, Inc. | ENVIRO-TEC | VSCS18*1****0 (ECM) |  | Ground-Source | WBAHP: Heat Pump Packaged Unit | Heat Pump | 208 | 1 |  |  |  | Single-Speed |  |  |  | 19100 | 1264 | 15.1 |  | 13700 | 1216 | 3.3 |  | Non Federally-Regulated | 07/16/2020 | 200083940 | 08/26/2020
Johnson Controls, Inc. | ENVIRO-TEC | VSCS18*6****0 (ECM) |  | Ground-Source | WBAHP: Heat Pump Packaged Unit | Heat Pump | 265 | 1 |  |  |  | Single-Speed |  |  |  | 19100 | 1264 | 15.1 |  | 13700 | 1216 | 3.3 |  | Non Federally-Regulated | 07/16/2020 | 200083946 | 08/26/2020
Johnson Controls, Inc. | ENVIRO-TEC | VSCS30*1****0 (ECM) |  | Ground-Water-Source | WBAHP: Heat Pump Packaged Unit | Heat Pump | 208 | 1 |  |  |  | Single-Speed |  |  |  | 33900 | 1599 | 21.2 |  | 27100 | 1985 | 4 |  | Non Federally-Regulated | 07/16/2020 | 200083964 | 08/26/2020
Johnson Controls, Inc. | ENVIRO-TEC | VSCS18*1****0 (ECM) |  | Ground-Water-Source | WBAHP: Heat Pump Packaged Unit | Heat Pump | 230 | 1 |  |  |  | Single-Speed |  |  |  | 20900 | 995 | 21 |  | 18100 | 1326 | 4 |  | Non Federally-Regulated | 07/16/2020 | 200083940 | 08/26/2020
Johnson Controls, Inc. | ENVIRO-TEC | VSCS18*6****0 (ECM) |  | Water-Source | WBAHP: Heat Pump Packaged Unit | Heat Pump | 265 | 1 |  |  |  | Single-Speed |  |  |  | 18400 | 1352 | 13.6 |  | 22000 | 1371 | 4.7 |  | Federally-Regulated Commercial & Industrial Equipment | 07/16/2020 | 200083946 | 08/26/2020
Johnson Controls, Inc. | ENVIRO-TEC | VPCS18*1****0 (ECM) |  | Water-Source | WBAHP: Heat Pump Packaged Unit | Heat Pump | 230 | 1 |  |  |  | Single-Speed |  |  |  | 18400 | 1150 | 16 |  | 21400 | 1119 | 5.6 |  | Federally-Regulated Commercial & Industrial Equipment | 07/16/2020 | 200083985 | 08/26/2020
Johnson Controls, Inc. | ENVIRO-TEC | VSCS18*1****0 (ECM) |  | Water-Source | WBAHP: Heat Pump Packaged Unit | Heat Pump | 230 | 1 |  |  |  | Single-Speed |  |  |  | 18400 | 1352 | 13.6 |  | 22000 | 1371 | 4.7 |  | Federally-Regulated Commercial & Industrial Equipment | 07/16/2020 | 200083940 | 08/26/2020
Johnson Controls, Inc. | ENVIRO-TEC | VSCS18*1****0 (ECM) |  | Ground-Water-Source | WBAHP: Heat Pump Packaged Unit | Heat Pump | 208 | 1 |  |  |  | Single-Speed |  |  |  | 20900 | 995 | 21 |  | 18100 | 1326 | 4 |  | Non Federally-Regulated | 07/16/2020 | 200083940 | 08/26/2020
Johnson Controls, Inc. | ENVIRO-TEC | VPCS18*1****0 (ECM) |  | Ground-Source | WBAHP: Heat Pump Packaged Unit | Heat Pump | 208 | 1 |  |  |  | Single-Speed |  |  |  | 19000 | 1055 | 18 |  | 13700 | 1085 | 3.7 |  | Non Federally-Regulated | 07/16/2020 | 200083985 | 08/26/2020
Johnson Controls, Inc. | ENVIRO-TEC | VSCS30*1****0 (ECM) |  | Ground-Water-Source | WBAHP: Heat Pump Packaged Unit | Heat Pump | 230 | 1 |  |  |  | Single-Speed |  |  |  | 33900 | 1599 | 21.2 |  | 27100 | 1985 | 4 |  | Non Federally-Regulated | 07/16/2020 | 200083964 | 08/26/2020
Johnson Controls, Inc. | ENVIRO-TEC | VSCS30*1****0 (ECM) |  | Ground-Source | WBAHP: Heat Pump Packaged Unit | Heat Pump | 230 | 1 |  |  |  | Single-Speed |  |  |  | 32200 | 2037 | 15.8 |  | 20100 | 1785 | 3.3 |  | Non Federally-Regulated | 07/16/2020 | 200083964 | 08/26/2020
Johnson Controls, Inc. | ENVIRO-TEC | VSCS30*6****0 (ECM) |  | Water-Source | WBAHP: Heat Pump Packaged Unit | Heat Pump | 265 | 1 |  |  |  | Single-Speed |  |  |  | 30100 | 2150 | 14 |  | 33400 | 2039 | 4.8 |  | Federally-Regulated Commercial & Industrial Equipment | 07/16/2020 | 200083970 | 08/26/2020
Johnson Controls, Inc. | ENVIRO-TEC | VPCS18*1****0 (ECM) |  | Ground-Water-Source | WBAHP: Heat Pump Packaged Unit | Heat Pump | 230 | 1 |  |  |  | Single-Speed |  |  |  | 21600 | 885 | 24.4 |  | 17800 | 1109 | 4.7 |  | Non Federally-Regulated | 07/16/2020 | 200083985 | 08/26/2020
Johnson Controls, Inc. | ENVIRO-TEC | VSCS30*1****0 (ECM) |  | Ground-Source | WBAHP: Heat Pump Packaged Unit | Heat Pump | 208 | 1 |  |  |  | Single-Speed |  |  |  | 32200 | 2037 | 15.8 |  | 20100 | 1785 | 3.3 |  | Non Federally-Regulated | 07/16/2020 | 200083964 | 08/26/2020
Johnson Controls, Inc. | Johnson Controls | VSCS30*1****0 (ECM) |  | Ground-Water-Source | WBAHP: Heat Pump Packaged Unit | Heat Pump | 230 | 1 |  |  |  | Single-Speed |  |  |  | 33900 | 1599 | 21.2 |  | 27100 | 1985 | 4 |  | Non Federally-Regulated | 08/26/2020 | 200083963 | 08/26/2020
Johnson Controls, Inc. | Johnson Controls | VSCS18*6****0 (ECM) |  | Ground-Water-Source | WBAHP: Heat Pump Packaged Unit | Heat Pump | 265 | 1 |  |  |  | Single-Speed |  |  |  | 20900 | 995 | 21 |  | 18100 | 1326 | 4 |  | Non Federally-Regulated | 08/26/2020 | 200083945 | 08/26/2020
Johnson Controls, Inc. | Johnson Controls | VPCS18*1****0 (ECM) |  | Water-Source | WBAHP: Heat Pump Packaged Unit | Heat Pump | 208 | 1 |  |  |  | Single-Speed |  |  |  | 18400 | 1150 | 16 |  | 21400 | 1119 | 5.6 |  | Federally-Regulated Commercial & Industrial Equipment | 08/26/2020 | 200083984 | 08/26/2020
Johnson Controls, Inc. | Johnson Controls | VSCS18*1****0 (ECM) |  | Ground-Water-Source | WBAHP: Heat Pump Packaged Unit | Heat Pump | 208 | 1 |  |  |  | Single-Speed |  |  |  | 20900 | 995 | 21 |  | 18100 | 1326 | 4 |  | Non Federally-Regulated | 08/26/2020 | 200083939 | 08/26/2020
Johnson Controls, Inc. | Johnson Controls | VSCS30*6****0 (ECM) |  | Ground-Water-Source | WBAHP: Heat Pump Packaged Unit | Heat Pump | 265 | 1 |  |  |  | Single-Speed |  |  |  | 33900 | 1599 | 21.2 |  | 27100 | 1985 | 4 |  | Non Federally-Regulated | 08/26/2020 | 200083969 | 08/26/2020
Johnson Controls, Inc. | Johnson Controls | VPCS18*1****0 (ECM) |  | Ground-Source | WBAHP: Heat Pump Packaged Unit | Heat Pump | 230 | 1 |  |  |  | Single-Speed |  |  |  | 19000 | 1055 | 18 |  | 13700 | 1085 | 3.7 |  | Non Federally-Regulated | 08/26/2020 | 200083984 | 08/26/2020
Johnson Controls, Inc. | Johnson Controls | VPCS18*1****0 (ECM) |  | Ground-Water-Source | WBAHP: Heat Pump Packaged Unit | Heat Pump | 208 | 1 |  |  |  | Single-Speed |  |  |  | 21600 | 885 | 24.4 |  | 17800 | 1109 | 4.7 |  | Non Federally-Regulated | 08/26/2020 | 200083984 | 08/26/2020
Johnson Controls, Inc. | Johnson Controls | VSCS30*1****0 (ECM) |  | Water-Source | WBAHP: Heat Pump Packaged Unit | Heat Pump | 208 | 1 |  |  |  | Single-Speed |  |  |  | 30100 | 2150 | 14 |  | 33400 | 2039 | 4.8 |  | Federally-Regulated Commercial & Industrial Equipment | 08/26/2020 | 200083963 | 08/26/2020
Johnson Controls, Inc. | Johnson Controls | VSCS18*6****0 (ECM) |  | Ground-Source | WBAHP: Heat Pump Packaged Unit | Heat Pump | 265 | 1 |  |  |  | Single-Speed |  |  |  | 19100 | 1264 | 15.1 |  | 13700 | 1216 | 3.3 |  | Non Federally-Regulated | 08/26/2020 | 200083945 | 08/26/2020
Johnson Controls, Inc. | Johnson Controls | VSCS18*1****0 (ECM) |  | Water-Source | WBAHP: Heat Pump Packaged Unit | Heat Pump | 208 | 1 |  |  |  | Single-Speed |  |  |  | 18400 | 1352 | 13.6 |  | 22000 | 1371 | 4.7 |  | Federally-Regulated Commercial & Industrial Equipment | 08/26/2020 | 200083939 | 08/26/2020
Johnson Controls, Inc. | Johnson Controls | VSCS30*6****0 (ECM) |  | Ground-Source | WBAHP: Heat Pump Packaged Unit | Heat Pump | 265 | 1 |  |  |  | Single-Speed |  |  |  | 32200 | 2037 | 15.8 |  | 20100 | 1785 | 3.3 |  | Non Federally-Regulated | 08/26/2020 | 200083969 | 08/26/2020
Johnson Controls, Inc. | Johnson Controls | VSCS18*6****0 (ECM) |  | Water-Source | WBAHP: Heat Pump Packaged Unit | Heat Pump | 265 | 1 |  |  |  | Single-Speed |  |  |  | 18400 | 1352 | 13.6 |  | 22000 | 1371 | 4.7 |  | Federally-Regulated Commercial & Industrial Equipment | 08/26/2020 | 200083945 | 08/26/2020
Johnson Controls, Inc. | Johnson Controls | VSCS30*1****0 (ECM) |  | Water-Source | WBAHP: Heat Pump Packaged Unit | Heat Pump | 230 | 1 |  |  |  | Single-Speed |  |  |  | 30100 | 2150 | 14 |  | 33400 | 2039 | 4.8 |  | Federally-Regulated Commercial & Industrial Equipment | 08/26/2020 | 200083963 | 08/26/2020
Johnson Controls, Inc. | Johnson Controls | VSCS18*1****0 (ECM) |  | Ground-Source | WBAHP: Heat Pump Packaged Unit | Heat Pump | 208 | 1 |  |  |  | Single-Speed |  |  |  | 19100 | 1264 | 15.1 |  | 13700 | 1216 | 3.3 |  | Non Federally-Regulated | 08/26/2020 | 200083939 | 08/26/2020
Johnson Controls, Inc. | Johnson Controls | VSCS30*1****0 (ECM) |  | Ground-Water-Source | WBAHP: Heat Pump Packaged Unit | Heat Pump | 208 | 1 |  |  |  | Single-Speed |  |  |  | 33900 | 1599 | 21.2 |  | 27100 | 1985 | 4 |  | Non Federally-Regulated | 08/26/2020 | 200083963 | 08/26/2020
Johnson Controls, Inc. | Johnson Controls | VSCS30*6****0 (ECM) |  | Water-Source | WBAHP: Heat Pump Packaged Unit | Heat Pump | 265 | 1 |  |  |  | Single-Speed |  |  |  | 30100 | 2150 | 14 |  | 33400 | 2039 | 4.8 |  | Federally-Regulated Commercial & Industrial Equipment | 08/26/2020 | 200083969 | 08/26/2020
Johnson Controls, Inc. | Johnson Controls | VSCS30*1****0 (ECM) |  | Ground-Source | WBAHP: Heat Pump Packaged Unit | Heat Pump | 230 | 1 |  |  |  | Single-Speed |  |  |  | 32200 | 2037 | 15.8 |  | 20100 | 1785 | 3.3 |  | Non Federally-Regulated | 08/26/2020 | 200083963 | 08/26/2020
Johnson Controls, Inc. | Johnson Controls | VSCS18*1****0 (ECM) |  | Ground-Water-Source | WBAHP: Heat Pump Packaged Unit | Heat Pump | 230 | 1 |  |  |  | Single-Speed |  |  |  | 20900 | 995 | 21 |  | 18100 | 1326 | 4 |  | Non Federally-Regulated | 08/26/2020 | 200083939 | 08/26/2020
Johnson Controls, Inc. | Johnson Controls | VSCS18*1****0 (ECM) |  | Ground-Source | WBAHP: Heat Pump Packaged Unit | Heat Pump | 230 | 1 |  |  |  | Single-Speed |  |  |  | 19100 | 1264 | 15.1 |  | 13700 | 1216 | 3.3 |  | Non Federally-Regulated | 08/26/2020 | 200083939 | 08/26/2020
Johnson Controls, Inc. | Johnson Controls | VSCS30*1****0 (ECM) |  | Ground-Source | WBAHP: Heat Pump Packaged Unit | Heat Pump | 208 | 1 |  |  |  | Single-Speed |  |  |  | 32200 | 2037 | 15.8 |  | 20100 | 1785 | 3.3 |  | Non Federally-Regulated | 08/26/2020 | 200083963 | 08/26/2020
Johnson Controls, Inc. | Johnson Controls | VPCS18*1****0 (ECM) |  | Ground-Source | WBAHP: Heat Pump Packaged Unit | Heat Pump | 208 | 1 |  |  |  | Single-Speed |  |  |  | 19000 | 1055 | 18 |  | 13700 | 1085 | 3.7 |  | Non Federally-Regulated | 08/26/2020 | 200083984 | 08/26/2020
Johnson Controls, Inc. | Johnson Controls | VPCS18*1****0 (ECM) |  | Water-Source | WBAHP: Heat Pump Packaged Unit | Heat Pump | 230 | 1 |  |  |  | Single-Speed |  |  |  | 18400 | 1150 | 16 |  | 21400 | 1119 | 5.6 |  | Federally-Regulated Commercial & Industrial Equipment | 08/26/2020 | 200083984 | 08/26/2020
Johnson Controls, Inc. | Johnson Controls | VSCS18*1****0 (ECM) |  | Water-Source | WBAHP: Heat Pump Packaged Unit | Heat Pump | 230 | 1 |  |  |  | Single-Speed |  |  |  | 18400 | 1352 | 13.6 |  | 22000 | 1371 | 4.7 |  | Federally-Regulated Commercial & Industrial Equipment | 08/26/2020 | 200083939 | 08/26/2020
Johnson Controls, Inc. | Johnson Controls | VPCS18*1****0 (ECM) |  | Ground-Water-Source | WBAHP: Heat Pump Packaged Unit | Heat Pump | 230 | 1 |  |  |  | Single-Speed |  |  |  | 21600 | 885 | 24.4 |  | 17800 | 1109 | 4.7 |  | Non Federally-Regulated | 08/26/2020 | 200083984 | 08/26/2020
Johnson Controls, Inc. | Skymark | VPCS18*1****0 (ECM) |  | Water-Source | WBAHP: Heat Pump Packaged Unit | Heat Pump | 208 | 1 |  |  |  | Single-Speed |  |  |  | 18400 | 1150 | 16 | 11.2 | 21400 | 1119 | 5.6 | 4.2 | Federally-Regulated Commercial & Industrial Equipment | 08/26/2020 | 200083986 | 08/26/2020
Johnson Controls, Inc. | Skymark | VSCS30*6****0 (ECM) |  | Ground-Source | WBAHP: Heat Pump Packaged Unit | Heat Pump | 265 | 1 |  |  |  | Single-Speed |  |  |  | 32200 | 2037 | 15.8 | 13.4 | 20100 | 1785 | 3.3 | 3.1 | Non Federally-Regulated | 08/26/2020 | 200083971 | 08/26/2020
Johnson Controls, Inc. | Skymark | VSCS30*1****0 (ECM) |  | Ground-Water-Source | WBAHP: Heat Pump Packaged Unit | Heat Pump | 208 | 1 |  |  |  | Single-Speed |  |  |  | 33900 | 1599 | 21.2 | 16.2 | 27100 | 1985 | 4 | 3.6 | Non Federally-Regulated | 08/26/2020 | 200083965 | 08/26/2020
Johnson Controls, Inc. | Skymark | VPCS18*1****0 (ECM) |  | Water-Source | WBAHP: Heat Pump Packaged Unit | Heat Pump | 230 | 1 |  |  |  | Single-Speed |  |  |  | 18400 | 1150 | 16 | 11.2 | 21400 | 1119 | 5.6 | 4.2 | Federally-Regulated Commercial & Industrial Equipment | 08/26/2020 | 200083986 | 08/26/2020
Johnson Controls, Inc. | Skymark | VPCS18*1****0 (ECM) |  | Ground-Source | WBAHP: Heat Pump Packaged Unit | Heat Pump | 230 | 1 |  |  |  | Single-Speed |  |  |  | 19000 | 1055 | 18 | 13.4 | 13700 | 1085 | 3.7 | 3.1 | Non Federally-Regulated | 08/26/2020 | 200083986 | 08/26/2020
Johnson Controls, Inc. | Skymark | VSCS18*1****0 (ECM) |  | Ground-Water-Source | WBAHP: Heat Pump Packaged Unit | Heat Pump | 230 | 1 |  |  |  | Single-Speed |  |  |  | 20900 | 995 | 21 | 16.2 | 18100 | 1326 | 4 | 3.6 | Non Federally-Regulated | 08/26/2020 | 200083941 | 08/26/2020
Johnson Controls, Inc. | Skymark | VSCS30*6****0 (ECM) |  | Water-Source | WBAHP: Heat Pump Packaged Unit | Heat Pump | 265 | 1 |  |  |  | Single-Speed |  |  |  | 30100 | 2150 | 14 | 11.2 | 33400 | 2039 | 4.8 | 4.2 | Federally-Regulated Commercial & Industrial Equipment | 08/26/2020 | 200083971 | 08/26/2020
Johnson Controls, Inc. | Skymark | VSCS30*1****0 (ECM) |  | Ground-Source | WBAHP: Heat Pump Packaged Unit | Heat Pump | 230 | 1 |  |  |  | Single-Speed |  |  |  | 32200 | 2037 | 15.8 | 13.4 | 20100 | 1785 | 3.3 | 3.1 | Non Federally-Regulated | 08/26/2020 | 200083965 | 08/26/2020
Johnson Controls, Inc. | Skymark | VSCS30*6****0 (ECM) |  | Ground-Water-Source | WBAHP: Heat Pump Packaged Unit | Heat Pump | 265 | 1 |  |  |  | Single-Speed |  |  |  | 33900 | 1599 | 21.2 | 16.2 | 27100 | 1985 | 4 | 3.6 | Non Federally-Regulated | 08/26/2020 | 200083971 | 08/26/2020
Johnson Controls, Inc. | Skymark | VSCS30*1****0 (ECM) |  | Water-Source | WBAHP: Heat Pump Packaged Unit | Heat Pump | 208 | 1 |  |  |  | Single-Speed |  |  |  | 30100 | 2150 | 14 | 11.2 | 33400 | 2039 | 4.8 | 4.2 | Federally-Regulated Commercial & Industrial Equipment | 08/26/2020 | 200083965 | 08/26/2020
Johnson Controls, Inc. | Skymark | VSCS18*6****0 (ECM) |  | Water-Source | WBAHP: Heat Pump Packaged Unit | Heat Pump | 265 | 1 |  |  |  | Single-Speed |  |  |  | 18400 | 1352 | 13.6 | 11.2 | 22000 | 1371 | 4.7 | 4.2 | Federally-Regulated Commercial & Industrial Equipment | 08/26/2020 | 200083947 | 08/26/2020
Johnson Controls, Inc. | Skymark | VSCS18*1****0 (ECM) |  | Ground-Water-Source | WBAHP: Heat Pump Packaged Unit | Heat Pump | 208 | 1 |  |  |  | Single-Speed |  |  |  | 20900 | 995 | 21 | 16.2 | 18100 | 1326 | 4 | 3.6 | Non Federally-Regulated | 08/26/2020 | 200083941 | 08/26/2020
Johnson Controls, Inc. | Skymark | VPCS18*1****0 (ECM) |  | Ground-Water-Source | WBAHP: Heat Pump Packaged Unit | Heat Pump | 208 | 1 |  |  |  | Single-Speed |  |  |  | 21600 | 885 | 24.4 | 16.2 | 17800 | 1109 | 4.7 | 3.6 | Non Federally-Regulated | 08/26/2020 | 200083986 | 08/26/2020
Johnson Controls, Inc. | Skymark | VPCS18*1****0 (ECM) |  | Ground-Source | WBAHP: Heat Pump Packaged Unit | Heat Pump | 208 | 1 |  |  |  | Single-Speed |  |  |  | 19000 | 1055 | 18 | 13.4 | 13700 | 1085 | 3.7 | 3.1 | Non Federally-Regulated | 08/26/2020 | 200083986 | 08/26/2020
Johnson Controls, Inc. | Skymark | VSCS18*1****0 (ECM) |  | Water-Source | WBAHP: Heat Pump Packaged Unit | Heat Pump | 230 | 1 |  |  |  | Single-Speed |  |  |  | 18400 | 1352 | 13.6 | 11.2 | 22000 | 1371 | 4.7 | 4.2 | Federally-Regulated Commercial & Industrial Equipment | 08/26/2020 | 200083941 | 08/26/2020
Johnson Controls, Inc. | Skymark | VSCS30*1****0 (ECM) |  | Ground-Source | WBAHP: Heat Pump Packaged Unit | Heat Pump | 208 | 1 |  |  |  | Single-Speed |  |  |  | 32200 | 2037 | 15.8 | 13.4 | 20100 | 1785 | 3.3 | 3.1 | Non Federally-Regulated | 08/26/2020 | 200083965 | 08/26/2020
Johnson Controls, Inc. | Skymark | VSCS30*1****0 (ECM) |  | Ground-Water-Source | WBAHP: Heat Pump Packaged Unit | Heat Pump | 230 | 1 |  |  |  | Single-Speed |  |  |  | 33900 | 1599 | 21.2 | 16.2 | 27100 | 1985 | 4 | 3.6 | Non Federally-Regulated | 08/26/2020 | 200083965 | 08/26/2020
Johnson Controls, Inc. | Skymark | VSCS18*6****0 (ECM) |  | Ground-Water-Source | WBAHP: Heat Pump Packaged Unit | Heat Pump | 265 | 1 |  |  |  | Single-Speed |  |  |  | 20900 | 995 | 21 | 16.2 | 18100 | 1326 | 4 | 3.6 | Non Federally-Regulated | 08/26/2020 | 200083947 | 08/26/2020
Johnson Controls, Inc. | Skymark | VSCS30*1****0 (ECM) |  | Water-Source | WBAHP: Heat Pump Packaged Unit | Heat Pump | 230 | 1 |  |  |  | Single-Speed |  |  |  | 30100 | 2150 | 14 | 11.2 | 33400 | 2039 | 4.8 | 4.2 | Federally-Regulated Commercial & Industrial Equipment | 08/26/2020 | 200083965 | 08/26/2020
Johnson Controls, Inc. | Skymark | VSCS18*1****0 (ECM) |  | Ground-Source | WBAHP: Heat Pump Packaged Unit | Heat Pump | 208 | 1 |  |  |  | Single-Speed |  |  |  | 19100 | 1264 | 15.1 | 13.4 | 13700 | 1216 | 3.3 | 3.1 | Non Federally-Regulated | 08/26/2020 | 200083941 | 08/26/2020
Johnson Controls, Inc. | Skymark | VSCS18*6****0 (ECM) |  | Ground-Source | WBAHP: Heat Pump Packaged Unit | Heat Pump | 265 | 1 |  |  |  | Single-Speed |  |  |  | 19100 | 1264 | 15.1 | 13.4 | 13700 | 1216 | 3.3 | 3.1 | Non Federally-Regulated | 08/26/2020 | 200083947 | 08/26/2020
Johnson Controls, Inc. | Skymark | VSCS18*1****0 (ECM) |  | Ground-Source | WBAHP: Heat Pump Packaged Unit | Heat Pump | 230 | 1 |  |  |  | Single-Speed |  |  |  | 19100 | 1264 | 15.1 | 13.4 | 13700 | 1216 | 3.3 | 3.1 | Non Federally-Regulated | 08/26/2020 | 200083941 | 08/26/2020
Johnson Controls, Inc. | Skymark | VSCS18*1****0 (ECM) |  | Water-Source | WBAHP: Heat Pump Packaged Unit | Heat Pump | 208 | 1 |  |  |  | Single-Speed |  |  |  | 18400 | 1352 | 13.6 | 11.2 | 22000 | 1371 | 4.7 | 4.2 | Federally-Regulated Commercial & Industrial Equipment | 08/26/2020 | 200083941 | 08/26/2020
Johnson Controls, Inc. | Skymark | VPCS18*1****0 (ECM) |  | Ground-Water-Source | WBAHP: Heat Pump Packaged Unit | Heat Pump | 230 | 1 |  |  |  | Single-Speed |  |  |  | 21600 | 885 | 24.4 | 16.2 | 17800 | 1109 | 4.7 | 3.6 | Non Federally-Regulated | 08/26/2020 | 200083986 | 08/26/2020
Johnson Controls, Inc. | ENVIRO-TEC | VSCS18*6****0 (ECM) |  | Ground-Water-Source | WBAHP: Heat Pump Packaged Unit | Heat Pump | 265 | 1 |  |  |  | Single-Speed |  |  |  | 20900 | 995 | 21 |  | 18100 | 1326 | 4 |  | Non Federally-Regulated | 08/26/2020 | 200083946 | 08/26/2020
Johnson Controls, Inc. | ENVIRO-TEC | VSCS18*1****0 (ECM) |  | Ground-Source | WBAHP: Heat Pump Packaged Unit | Heat Pump | 230 | 1 |  |  |  | Single-Speed |  |  |  | 19100 | 1264 | 15.1 |  | 13700 | 1216 | 3.3 |  | Non Federally-Regulated | 08/26/2020 | 200083940 | 08/26/2020
Johnson Controls, Inc. | ENVIRO-TEC | VSCS30*1****0 (ECM) |  | Water-Source | WBAHP: Heat Pump Packaged Unit | Heat Pump | 230 | 1 |  |  |  | Single-Speed |  |  |  | 30100 | 2150 | 14 |  | 33400 | 2039 | 4.8 |  | Federally-Regulated Commercial & Industrial Equipment | 08/26/2020 | 200083964 | 08/26/2020
Johnson Controls, Inc. | ENVIRO-TEC | VSCS18*1****0 (ECM) |  | Water-Source | WBAHP: Heat Pump Packaged Unit | Heat Pump | 208 | 1 |  |  |  | Single-Speed |  |  |  | 18400 | 1352 | 13.6 |  | 22000 | 1371 | 4.7 |  | Federally-Regulated Commercial & Industrial Equipment | 08/26/2020 | 200083940 | 08/26/2020
Johnson Controls, Inc. | ENVIRO-TEC | VSCS30*6****0 (ECM) |  | Ground-Water-Source | WBAHP: Heat Pump Packaged Unit | Heat Pump | 265 | 1 |  |  |  | Single-Speed |  |  |  | 33900 | 1599 | 21.2 |  | 27100 | 1985 | 4 |  | Non Federally-Regulated | 08/26/2020 | 200083970 | 08/26/2020
Johnson Controls, Inc. | ENVIRO-TEC | VSCS30*1****0 (ECM) |  | Water-Source | WBAHP: Heat Pump Packaged Unit | Heat Pump | 208 | 1 |  |  |  | Single-Speed |  |  |  | 30100 | 2150 | 14 |  | 33400 | 2039 | 4.8 |  | Federally-Regulated Commercial & Industrial Equipment | 08/26/2020 | 200083964 | 08/26/2020
Johnson Controls, Inc. | ENVIRO-TEC | VSCS30*6****0 (ECM) |  | Ground-Source | WBAHP: Heat Pump Packaged Unit | Heat Pump | 265 | 1 |  |  |  | Single-Speed |  |  |  | 32200 | 2037 | 15.8 |  | 20100 | 1785 | 3.3 |  | Non Federally-Regulated | 08/26/2020 | 200083970 | 08/26/2020
Johnson Controls, Inc. | ENVIRO-TEC | VPCS18*1****0 (ECM) |  | Ground-Source | WBAHP: Heat Pump Packaged Unit | Heat Pump | 230 | 1 |  |  |  | Single-Speed |  |  |  | 19000 | 1055 | 18 |  | 13700 | 1085 | 3.7 |  | Non Federally-Regulated | 08/26/2020 | 200083985 | 08/26/2020
Johnson Controls, Inc. | ENVIRO-TEC | VPCS18*1****0 (ECM) |  | Water-Source | WBAHP: Heat Pump Packaged Unit | Heat Pump | 208 | 1 |  |  |  | Single-Speed |  |  |  | 18400 | 1150 | 16 |  | 21400 | 1119 | 5.6 |  | Federally-Regulated Commercial & Industrial Equipment | 08/26/2020 | 200083985 | 08/26/2020
Johnson Controls, Inc. | ENVIRO-TEC | VPCS18*1****0 (ECM) |  | Ground-Water-Source | WBAHP: Heat Pump Packaged Unit | Heat Pump | 208 | 1 |  |  |  | Single-Speed |  |  |  | 21600 | 885 | 24.4 |  | 17800 | 1109 | 4.7 |  | Non Federally-Regulated | 08/26/2020 | 200083985 | 08/26/2020
Johnson Controls, Inc. | ENVIRO-TEC | VSCS18*1****0 (ECM) |  | Ground-Source | WBAHP: Heat Pump Packaged Unit | Heat Pump | 208 | 1 |  |  |  | Single-Speed |  |  |  | 19100 | 1264 | 15.1 |  | 13700 | 1216 | 3.3 |  | Non Federally-Regulated | 08/26/2020 | 200083940 | 08/26/2020
Johnson Controls, Inc. | ENVIRO-TEC | VSCS18*6****0 (ECM) |  | Ground-Source | WBAHP: Heat Pump Packaged Unit | Heat Pump | 265 | 1 |  |  |  | Single-Speed |  |  |  | 19100 | 1264 | 15.1 |  | 13700 | 1216 | 3.3 |  | Non Federally-Regulated | 08/26/2020 | 200083946 | 08/26/2020
Johnson Controls, Inc. | ENVIRO-TEC | VSCS30*1****0 (ECM) |  | Ground-Water-Source | WBAHP: Heat Pump Packaged Unit | Heat Pump | 208 | 1 |  |  |  | Single-Speed |  |  |  | 33900 | 1599 | 21.2 |  | 27100 | 1985 | 4 |  | Non Federally-Regulated | 08/26/2020 | 200083964 | 08/26/2020
Johnson Controls, Inc. | ENVIRO-TEC | VSCS18*1****0 (ECM) |  | Ground-Water-Source | WBAHP: Heat Pump Packaged Unit | Heat Pump | 230 | 1 |  |  |  | Single-Speed |  |  |  | 20900 | 995 | 21 |  | 18100 | 1326 | 4 |  | Non Federally-Regulated | 08/26/2020 | 200083940 | 08/26/2020
Johnson Controls, Inc. | ENVIRO-TEC | VSCS18*6****0 (ECM) |  | Water-Source | WBAHP: Heat Pump Packaged Unit | Heat Pump | 265 | 1 |  |  |  | Single-Speed |  |  |  | 18400 | 1352 | 13.6 |  | 22000 | 1371 | 4.7 |  | Federally-Regulated Commercial & Industrial Equipment | 08/26/2020 | 200083946 | 08/26/2020
Johnson Controls, Inc. | ENVIRO-TEC | VPCS18*1****0 (ECM) |  | Water-Source | WBAHP: Heat Pump Packaged Unit | Heat Pump | 230 | 1 |  |  |  | Single-Speed |  |  |  | 18400 | 1150 | 16 |  | 21400 | 1119 | 5.6 |  | Federally-Regulated Commercial & Industrial Equipment | 08/26/2020 | 200083985 | 08/26/2020
Johnson Controls, Inc. | ENVIRO-TEC | VSCS18*1****0 (ECM) |  | Water-Source | WBAHP: Heat Pump Packaged Unit | Heat Pump | 230 | 1 |  |  |  | Single-Speed |  |  |  | 18400 | 1352 | 13.6 |  | 22000 | 1371 | 4.7 |  | Federally-Regulated Commercial & Industrial Equipment | 08/26/2020 | 200083940 | 08/26/2020
Johnson Controls, Inc. | ENVIRO-TEC | VSCS18*1****0 (ECM) |  | Ground-Water-Source | WBAHP: Heat Pump Packaged Unit | Heat Pump | 208 | 1 |  |  |  | Single-Speed |  |  |  | 20900 | 995 | 21 |  | 18100 | 1326 | 4 |  | Non Federally-Regulated | 08/26/2020 | 200083940 | 08/26/2020
Johnson Controls, Inc. | ENVIRO-TEC | VPCS18*1****0 (ECM) |  | Ground-Source | WBAHP: Heat Pump Packaged Unit | Heat Pump | 208 | 1 |  |  |  | Single-Speed |  |  |  | 19000 | 1055 | 18 |  | 13700 | 1085 | 3.7 |  | Non Federally-Regulated | 08/26/2020 | 200083985 | 08/26/2020
Johnson Controls, Inc. | ENVIRO-TEC | VSCS30*1****0 (ECM) |  | Ground-Water-Source | WBAHP: Heat Pump Packaged Unit | Heat Pump | 230 | 1 |  |  |  | Single-Speed |  |  |  | 33900 | 1599 | 21.2 |  | 27100 | 1985 | 4 |  | Non Federally-Regulated | 08/26/2020 | 200083964 | 08/26/2020
Johnson Controls, Inc. | ENVIRO-TEC | VSCS30*1****0 (ECM) |  | Ground-Source | WBAHP: Heat Pump Packaged Unit | Heat Pump | 230 | 1 |  |  |  | Single-Speed |  |  |  | 32200 | 2037 | 15.8 |  | 20100 | 1785 | 3.3 |  | Non Federally-Regulated | 08/26/2020 | 200083964 | 08/26/2020
Johnson Controls, Inc. | ENVIRO-TEC | VSCS30*6****0 (ECM) |  | Water-Source | WBAHP: Heat Pump Packaged Unit | Heat Pump | 265 | 1 |  |  |  | Single-Speed |  |  |  | 30100 | 2150 | 14 |  | 33400 | 2039 | 4.8 |  | Federally-Regulated Commercial & Industrial Equipment | 08/26/2020 | 200083970 | 08/26/2020
Johnson Controls, Inc. | ENVIRO-TEC | VPCS18*1****0 (ECM) |  | Ground-Water-Source | WBAHP: Heat Pump Packaged Unit | Heat Pump | 230 | 1 |  |  |  | Single-Speed |  |  |  | 21600 | 885 | 24.4 |  | 17800 | 1109 | 4.7 |  | Non Federally-Regulated | 08/26/2020 | 200083985 | 08/26/2020
Johnson Controls, Inc. | ENVIRO-TEC | VSCS30*1****0 (ECM) |  | Ground-Source | WBAHP: Heat Pump Packaged Unit | Heat Pump | 208 | 1 |  |  |  | Single-Speed |  |  |  | 32200 | 2037 | 15.8 |  | 20100 | 1785 | 3.3 |  | Non Federally-Regulated | 08/26/2020 | 200083964 | 08/26/2020
FHP Manufacturing Company | BOSCH-GEO | CE035-1VT/HZ/CF*-*****B |  | Ground-Water-Source | WBAHP: Heat Pump Packaged Unit | Heat Pump | 208 | 1 |  |  |  | Dual-Speed |  |  |  | 42000 | 2228 | 18.85 |  | 36000 | 2740 | 3.9 |  | Non Federally-Regulated | 07/16/2020 | 203303750 | 09/02/2020
FHP Manufacturing Company | BOSCH-GEO | CE035-1VT/HZ/CF*-*****B |  | Ground-Source | WBAHP: Heat Pump Packaged Unit | Heat Pump | 208 | 1 |  |  |  | Dual-Speed |  |  |  | 38000 | 2420 | 15.7 |  | 28000 | 2279 | 3.6 |  | Non Federally-Regulated | 07/16/2020 | 203303750 | 09/02/2020
FHP Manufacturing Company | BOSCH-GEO | CE035-1VT/HZ/CF*-*****B |  | Water-Source | WBAHP: Heat Pump Packaged Unit | Heat Pump | 208 | 1 |  |  |  | Dual-Speed |  |  |  | 36000 | 2571 | 14 |  | 43000 | 2897 | 4.4 |  | Federally-Regulated Commercial & Industrial Equipment | 07/16/2020 | 203303750 | 09/02/2020
FHP Manufacturing Company | BOSCH-GEO | CE035-1VT/HZ/CF*-*****B |  | Ground-Water-Source | WBAHP: Heat Pump Packaged Unit | Heat Pump | 208 | 1 |  |  |  | Dual-Speed |  |  |  | 42000 | 1976 | 21.25 |  | 36000 | 2512 | 4.2 |  | Non Federally-Regulated | 09/02/2020 | 203303750 | 09/02/2020
FHP Manufacturing Company | BOSCH-GEO | CE035-1VT/HZ/CF*-*****B |  | Ground-Source | WBAHP: Heat Pump Packaged Unit | Heat Pump | 208 | 1 |  |  |  | Dual-Speed |  |  |  | 38000 | 2420 | 15.7 |  | 28000 | 2279 | 3.6 |  | Non Federally-Regulated | 09/02/2020 | 203303750 | 09/02/2020
FHP Manufacturing Company | BOSCH-GEO | CE035-1VT/HZ/CF*-*****B |  | Water-Source | WBAHP: Heat Pump Packaged Unit | Heat Pump | 208 | 1 |  |  |  | Dual-Speed |  |  |  | 36000 | 2571 | 14 |  | 43000 | 2897 | 4.4 |  | Federally-Regulated Commercial & Industrial Equipment | 09/02/2020 | 203303750 | 09/02/2020
Bard Manufacturing Company, Inc. | Bard | GTC36S2-A | HE37942D175B2505AW/HE37942D210B2505AW | Ground-Water-Source | WBAH-C: Heating Only Split Sys | Heat Pump | 208 | 1 | False |  |  | Dual-Speed | [7 empty] | 34000 | 2054 | 4.9 |  | Non Federally-Regulated | 07/16/2020 | 5505441 | 09/09/2020
Bard Manufacturing Company, Inc. | Bard | GTC36S2-A | HE37942D175B2505AW/HE37942D210B2505AW | Ground-Source | WBAH-C: Heating Only Split Sys | Heat Pump | 208 | 1 | False |  |  | Dual-Speed | [7 empty] | 27000 | 1930 | 4.1 |  | Non Federally-Regulated | 07/16/2020 | 5505441 | 09/09/2020
Bard Manufacturing Company, Inc. | Bard | GTC36S2-A | HE37942D175B2505AW/HE37942D210B2505AW | Ground-Water-Source | WBAH-C: Heating Only Split Sys | Heat Pump | 208 | 1 | False |  |  | Dual-Speed | [7 empty] | 34000 | 2054 | 4.9 |  | Non Federally-Regulated | 09/09/2020 | 5505441 | 09/09/2020
Bard Manufacturing Company, Inc. | Bard | GTC36S2-A | HE37942D175B2505AW/HE37942D210B2505AW | Ground-Source | WBAH-C: Heating Only Split Sys | Heat Pump | 208 | 1 | False |  |  | Dual-Speed | [7 empty] | 27000 | 1930 | 4.1 |  | Non Federally-Regulated | 09/09/2020 | 5505441 | 09/09/2020
Bard Manufacturing Company, Inc. | Bard | GTC60S2-A | GTADP-4860-C | Ground-Water-Source | WBAH-C: Heating Only Split Sys | Heat Pump | 230 | 1 | False |  |  | Dual-Speed | [7 empty] | 61500 | 3834 | 4.7 |  | Non Federally-Regulated | 07/16/2020 | 5360791 | 02/24/2021
Bard Manufacturing Company, Inc. | Bard | GTC60S2-A | GTADP-4860-C | Ground-Source | WBAH-C: Heating Only Split Sys | Heat Pump | 230 | 1 | False |  |  | Dual-Speed | [7 empty] | 48000 | 3473 | 4.1 |  | Non Federally-Regulated | 07/16/2020 | 5360791 | 02/24/2021
Bard Manufacturing Company, Inc. | Bard | GTC60S2-A | GTADP-4860-C | Ground-Water-Source | WBAH-C: Heating Only Split Sys | Heat Pump | 208 | 1 | False |  |  | Dual-Speed | [7 empty] | 61500 | 3834 | 4.7 |  | Non Federally-Regulated | 07/16/2020 | 5360791 | 02/24/2021
Bard Manufacturing Company, Inc. | Bard | GTC60S2-A | GTADP-4860-C | Ground-Source | WBAH-C: Heating Only Split Sys | Heat Pump | 208 | 1 | False |  |  | Dual-Speed | [7 empty] | 48000 | 3473 | 4.1 |  | Non Federally-Regulated | 07/16/2020 | 5360791 | 02/24/2021
Bard Manufacturing Company, Inc. | G3 | GTC60S2-A | GTADP-4860-C | Ground-Water-Source | WBAH-C: Heating Only Split Sys | Heat Pump | 208 | 1 | False |  |  | Dual-Speed | [7 empty] | 61500 | 3834 | 4.7 | 3.1 | Non Federally-Regulated | 05/28/2019 |  | 02/24/2021
Bard Manufacturing Company, Inc. | G3 | GTC60S2-A | GTADP-4860-C | Ground-Source | WBAH-C: Heating Only Split Sys | Heat Pump | 208 | 1 | False |  |  | Dual-Speed | [7 empty] | 48000 | 3473 | 4.1 | 3.1 | Non Federally-Regulated | 05/28/2019 |  | 02/24/2021
Bard Manufacturing Company, Inc. | Bard | GTC60S2-A | GTADP-4860-C | Ground-Water-Source | WBAH-C: Heating Only Split Sys | Heat Pump | 230 | 1 | False |  |  | Dual-Speed | [7 empty] | 61500 | 4191 | 4.3 |  | Non Federally-Regulated | 02/24/2021 | 5360791 | 02/24/2021
Bard Manufacturing Company, Inc. | Bard | GTC60S2-A | GTADP-4860-C | Ground-Source | WBAH-C: Heating Only Split Sys | Heat Pump | 230 | 1 | False |  |  | Dual-Speed | [7 empty] | 48000 | 3473 | 4.1 |  | Non Federally-Regulated | 02/24/2021 | 5360791 | 02/24/2021
Bard Manufacturing Company, Inc. | Bard | GTC60S2-A | GTADP-4860-C | Ground-Water-Source | WBAH-C: Heating Only Split Sys | Heat Pump | 208 | 1 | False |  |  | Dual-Speed | [7 empty] | 61500 | 4191 | 4.3 |  | Non Federally-Regulated | 02/24/2021 | 5360791 | 02/24/2021
Bard Manufacturing Company, Inc. | Bard | GTC60S2-A | GTADP-4860-C | Ground-Source | WBAH-C: Heating Only Split Sys | Heat Pump | 208 | 1 | False |  |  | Dual-Speed | [7 empty] | 48000 | 3473 | 4.1 |  | Non Federally-Regulated | 02/24/2021 | 5360791 | 02/24/2021
Enertech Global, LLC | GEOCOMFORT | GBS018 | GED018 | Ground-Water-Source | WBAHP-C: Heat Pump Split Syste | Heat Pump | 208 | 1 | False |  |  | Single-Speed |  |  |  | 24200 | 793 | 30.5 |  | 18600 | 1090 | 5 |  | Non Federally-Regulated | 08/26/2020 | 205993113 | 03/10/2021
Enertech Global, LLC | GEOCOMFORT | GBS018 | GED018 | Water-Source | WBAHP-C: Heat Pump Split Syste | Heat Pump | 208 | 1 | False |  |  | Single-Speed |  |  |  | 20900 | 1161 | 18 |  | 23400 | 1142 | 6 |  | Federally-Regulated Commercial & Industrial Equipment | 08/26/2020 | 205993113 | 03/10/2021
Enertech Global, LLC | GEOCOMFORT | GBS018*2 | GED018 | Ground-Source | WBAHP-C: Heat Pump Split Syste | Heat Pump | 208 | 3 | False |  |  | Single-Speed |  |  |  | 22100 | 1018 | 21.7 |  | 14500 | 1089 | 3.9 |  | Non Federally-Regulated | 08/26/2020 | 205993119 | 03/10/2021
Enertech Global, LLC | GEOCOMFORT | GBT036*2 | GED036 | Ground-Water-Source | WBAHP-C: Heat Pump Split Syste | Heat Pump | 230 | 3 | False |  |  | Single-Speed |  |  |  | 40500 | 1646 | 24.6 |  | 36800 | 2294 | 4.7 |  | Non Federally-Regulated | 08/26/2020 | 205993131 | 03/10/2021
Enertech Global, LLC | GEOCOMFORT | GBS018 | GED018 | Ground-Source | WBAHP-C: Heat Pump Split Syste | Heat Pump | 230 | 1 | False |  |  | Single-Speed |  |  |  | 22100 | 1018 | 21.7 |  | 14500 | 1089 | 3.9 |  | Non Federally-Regulated | 08/26/2020 | 205993113 | 03/10/2021
Enertech Global, LLC | GEOCOMFORT | GBT024 | GED024 | Water-Source | WBAHP-C: Heat Pump Split Syste | Heat Pump | 230 | 1 | False |  |  | Dual-Speed |  |  |  | 25600 | 1523 | 16.8 |  | 30300 | 1675 | 5.3 |  | Federally-Regulated Commercial & Industrial Equipment | 08/26/2020 | 205993155 | 03/10/2021
Enertech Global, LLC | GEOCOMFORT | GBS018*2 | GED018 | Ground-Source | WBAHP-C: Heat Pump Split Syste | Heat Pump | 230 | 3 | False |  |  | Single-Speed |  |  |  | 22100 | 1018 | 21.7 |  | 14500 | 1089 | 3.9 |  | Non Federally-Regulated | 08/26/2020 | 205993119 | 03/10/2021
Enertech Global, LLC | GEOCOMFORT | GBT036*2 | GED036 | Water-Source | WBAHP-C: Heat Pump Split Syste | Heat Pump | 230 | 3 | False |  |  | Single-Speed |  |  |  | 35800 | 2156 | 16.6 |  | 45200 | 2703 | 4.9 |  | Federally-Regulated Commercial & Industrial Equipment | 08/26/2020 | 205993131 | 03/10/2021
Enertech Global, LLC | GEOCOMFORT | GBT024 | GAD024 | Ground-Water-Source | WBAHP-CB: Heat Pump Split Syst | Heat Pump | 230 | 1 | False |  |  | Dual-Speed |  |  |  | 28900 | 1074 | 26.9 |  | 23900 | 1490 | 4.7 |  | Non Federally-Regulated | 08/26/2020 | 205993156 | 03/10/2021
Enertech Global, LLC | GEOCOMFORT | GBT024*2 | GED024 | Ground-Water-Source | WBAHP-C: Heat Pump Split Syste | Heat Pump | 208 | 3 | False |  |  | Dual-Speed |  |  |  | 28800 | 1138 | 25.3 |  | 24400 | 1489 | 4.8 |  | Non Federally-Regulated | 08/26/2020 | 205993161 | 03/10/2021
Enertech Global, LLC | GEOCOMFORT | GBT036*2 | GED036 | Ground-Source | WBAHP-C: Heat Pump Split Syste | Heat Pump | 230 | 3 | False |  |  | Single-Speed |  |  |  | 37600 | 1958 | 19.2 |  | 28800 | 2221 | 3.8 |  | Non Federally-Regulated | 08/26/2020 | 205993131 | 03/10/2021
Enertech Global, LLC | GEOCOMFORT | GBT024 | GED024 | Ground-Water-Source | WBAHP-C: Heat Pump Split Syste | Heat Pump | 230 | 1 | False |  |  | Dual-Speed |  |  |  | 28800 | 1138 | 25.3 |  | 24400 | 1489 | 4.8 |  | Non Federally-Regulated | 08/26/2020 | 205993155 | 03/10/2021
Enertech Global, LLC | GEOCOMFORT | GBT024 | GAD024 | Water-Source | WBAHP-CB: Heat Pump Split Syst | Heat Pump | 208 | 1 | False |  |  | Dual-Speed |  |  |  | 24100 | 1377 | 17.5 |  | 29400 | 1723 | 5 |  | Federally-Regulated Commercial & Industrial Equipment | 08/26/2020 | 205993156 | 03/10/2021
Enertech Global, LLC | GEOCOMFORT | GBT036 | GED036 | Ground-Source | WBAHP-C: Heat Pump Split Syste | Heat Pump | 208 | 1 | False |  |  | Single-Speed |  |  |  | 37600 | 1958 | 19.2 |  | 28800 | 2221 | 3.8 |  | Non Federally-Regulated | 08/26/2020 | 205993125 | 03/10/2021
Enertech Global, LLC | GEOCOMFORT | GBS018*2 | GED018 | Water-Source | WBAHP-C: Heat Pump Split Syste | Heat Pump | 208 | 3 | False |  |  | Single-Speed |  |  |  | 20900 | 1161 | 18 |  | 23400 | 1142 | 6 |  | Federally-Regulated Commercial & Industrial Equipment | 08/26/2020 | 205993119 | 03/10/2021
Enertech Global, LLC | GEOCOMFORT | GBS018*2 | GED018 | Ground-Water-Source | WBAHP-C: Heat Pump Split Syste | Heat Pump | 230 | 3 | False |  |  | Single-Speed |  |  |  | 24200 | 793 | 30.5 |  | 18600 | 1090 | 5 |  | Non Federally-Regulated | 08/26/2020 | 205993119 | 03/10/2021
Enertech Global, LLC | GEOCOMFORT | GBT036 | GED036 | Water-Source | WBAHP-C: Heat Pump Split Syste | Heat Pump | 208 | 1 | False |  |  | Single-Speed |  |  |  | 35800 | 2156 | 16.6 |  | 45200 | 2703 | 4.9 |  | Federally-Regulated Commercial & Industrial Equipment | 08/26/2020 | 205993125 | 03/10/2021
Enertech Global, LLC | GEOCOMFORT | GBT024*2 | GED024 | Water-Source | WBAHP-C: Heat Pump Split Syste | Heat Pump | 230 | 3 | False |  |  | Dual-Speed |  |  |  | 25600 | 1523 | 16.8 |  | 30300 | 1675 | 5.3 |  | Federally-Regulated Commercial & Industrial Equipment | 08/26/2020 | 205993161 | 03/10/2021
Enertech Global, LLC | GEOCOMFORT | GBT024 | GED024 | Ground-Water-Source | WBAHP-C: Heat Pump Split Syste | Heat Pump | 208 | 1 | False |  |  | Dual-Speed |  |  |  | 28800 | 1138 | 25.3 |  | 24400 | 1489 | 4.8 |  | Non Federally-Regulated | 08/26/2020 | 205993155 | 03/10/2021
Enertech Global, LLC | GEOCOMFORT | GBT036*2 | GED036 | Ground-Source | WBAHP-C: Heat Pump Split Syste | Heat Pump | 208 | 3 | False |  |  | Single-Speed |  |  |  | 37600 | 1958 | 19.2 |  | 28800 | 2221 | 3.8 |  | Non Federally-Regulated | 08/26/2020 | 205993131 | 03/10/2021
Enertech Global, LLC | GEOCOMFORT | GBT024*2 | GED024 | Ground-Water-Source | WBAHP-C: Heat Pump Split Syste | Heat Pump | 230 | 3 | False |  |  | Dual-Speed |  |  |  | 28800 | 1138 | 25.3 |  | 24400 | 1489 | 4.8 |  | Non Federally-Regulated | 08/26/2020 | 205993161 | 03/10/2021
Enertech Global, LLC | GEOCOMFORT | GBT024 | GAD024 | Ground-Water-Source | WBAHP-CB: Heat Pump Split Syst | Heat Pump | 208 | 1 | False |  |  | Dual-Speed |  |  |  | 28900 | 1074 | 26.9 |  | 23900 | 1490 | 4.7 |  | Non Federally-Regulated | 08/26/2020 | 205993156 | 03/10/2021
Enertech Global, LLC | GEOCOMFORT | GBT024 | GED024 | Water-Source | WBAHP-C: Heat Pump Split Syste | Heat Pump | 208 | 1 | False |  |  | Dual-Speed |  |  |  | 25600 | 1523 | 16.8 |  | 30300 | 1675 | 5.3 |  | Federally-Regulated Commercial & Industrial Equipment | 08/26/2020 | 205993155 | 03/10/2021
Enertech Global, LLC | GEOCOMFORT | GBT036*2 | GED036 | Ground-Water-Source | WBAHP-C: Heat Pump Split Syste | Heat Pump | 208 | 3 | False |  |  | Single-Speed |  |  |  | 40500 | 1646 | 24.6 |  | 36800 | 2294 | 4.7 |  | Non Federally-Regulated | 08/26/2020 | 205993131 | 03/10/2021
Enertech Global, LLC | GEOCOMFORT | GBT024 | GAD024 | Ground-Source | WBAHP-CB: Heat Pump Split Syst | Heat Pump | 230 | 1 | False |  |  | Dual-Speed |  |  |  | 26300 | 1289 | 20.4 |  | 18800 | 1412 | 3.9 |  | Non Federally-Regulated | 08/26/2020 | 205993156 | 03/10/2021
Enertech Global, LLC | GEOCOMFORT | GBT036 | GED036 | Water-Source | WBAHP-C: Heat Pump Split Syste | Heat Pump | 230 | 1 | False |  |  | Single-Speed |  |  |  | 35800 | 2156 | 16.6 |  | 45200 | 2703 | 4.9 |  | Federally-Regulated Commercial & Industrial Equipment | 08/26/2020 | 205993125 | 03/10/2021
Enertech Global, LLC | GEOCOMFORT | GBS018 | GED018 | Ground-Source | WBAHP-C: Heat Pump Split Syste | Heat Pump | 208 | 1 | False |  |  | Single-Speed |  |  |  | 22100 | 1018 | 21.7 |  | 14500 | 1089 | 3.9 |  | Non Federally-Regulated | 08/26/2020 | 205993113 | 03/10/2021
Enertech Global, LLC | GEOCOMFORT | GBS018 | GED018 | Ground-Water-Source | WBAHP-C: Heat Pump Split Syste | Heat Pump | 230 | 1 | False |  |  | Single-Speed |  |  |  | 24200 | 793 | 30.5 |  | 18600 | 1090 | 5 |  | Non Federally-Regulated | 08/26/2020 | 205993113 | 03/10/2021
Enertech Global, LLC | GEOCOMFORT | GBT036 | GED036 | Ground-Water-Source | WBAHP-C: Heat Pump Split Syste | Heat Pump | 208 | 1 | False |  |  | Single-Speed |  |  |  | 40500 | 1646 | 24.6 |  | 36800 | 2294 | 4.7 |  | Non Federally-Regulated | 08/26/2020 | 205993125 | 03/10/2021
Enertech Global, LLC | GEOCOMFORT | GBT024 | GAD024 | Ground-Source | WBAHP-CB: Heat Pump Split Syst | Heat Pump | 208 | 1 | False |  |  | Dual-Speed |  |  |  | 26300 | 1289 | 20.4 |  | 18800 | 1412 | 3.9 |  | Non Federally-Regulated | 08/26/2020 | 205993156 | 03/10/2021
Enertech Global, LLC | GEOCOMFORT | GBS018 | GED018 | Water-Source | WBAHP-C: Heat Pump Split Syste | Heat Pump | 230 | 1 | False |  |  | Single-Speed |  |  |  | 20900 | 1161 | 18 |  | 23400 | 1142 | 6 |  | Federally-Regulated Commercial & Industrial Equipment | 08/26/2020 | 205993113 | 03/10/2021
Enertech Global, LLC | GEOCOMFORT | GBS018*2 | GED018 | Water-Source | WBAHP-C: Heat Pump Split Syste | Heat Pump | 230 | 3 | False |  |  | Single-Speed |  |  |  | 20900 | 1161 | 18 |  | 23400 | 1142 | 6 |  | Federally-Regulated Commercial & Industrial Equipment | 08/26/2020 | 205993119 | 03/10/2021
Enertech Global, LLC | GEOCOMFORT | GBT036 | GED036 | Ground-Source | WBAHP-C: Heat Pump Split Syste | Heat Pump | 230 | 1 | False |  |  | Single-Speed |  |  |  | 37600 | 1958 | 19.2 |  | 28800 | 2221 | 3.8 |  | Non Federally-Regulated | 08/26/2020 | 205993125 | 03/10/2021
Enertech Global, LLC | GEOCOMFORT | GBT024*2 | GED024 | Ground-Source | WBAHP-C: Heat Pump Split Syste | Heat Pump | 230 | 3 | False |  |  | Dual-Speed |  |  |  | 26800 | 1374 | 19.5 |  | 19200 | 1372 | 4.1 |  | Non Federally-Regulated | 08/26/2020 | 205993161 | 03/10/2021
Enertech Global, LLC | GEOCOMFORT | GBT036*2 | GED036 | Water-Source | WBAHP-C: Heat Pump Split Syste | Heat Pump | 208 | 3 | False |  |  | Single-Speed |  |  |  | 35800 | 2156 | 16.6 |  | 45200 | 2703 | 4.9 |  | Federally-Regulated Commercial & Industrial Equipment | 08/26/2020 | 205993131 | 03/10/2021
Enertech Global, LLC | GEOCOMFORT | GBS018*2 | GED018 | Ground-Water-Source | WBAHP-C: Heat Pump Split Syste | Heat Pump | 208 | 3 | False |  |  | Single-Speed |  |  |  | 24200 | 793 | 30.5 |  | 18600 | 1090 | 5 |  | Non Federally-Regulated | 08/26/2020 | 205993119 | 03/10/2021
Enertech Global, LLC | GEOCOMFORT | GBT024*2 | GED024 | Ground-Source | WBAHP-C: Heat Pump Split Syste | Heat Pump | 208 | 3 | False |  |  | Dual-Speed |  |  |  | 26800 | 1374 | 19.5 |  | 19200 | 1372 | 4.1 |  | Non Federally-Regulated | 08/26/2020 | 205993161 | 03/10/2021
Enertech Global, LLC | GEOCOMFORT | GBT036 | GED036 | Ground-Water-Source | WBAHP-C: Heat Pump Split Syste | Heat Pump | 230 | 1 | False |  |  | Single-Speed |  |  |  | 40500 | 1646 | 24.6 |  | 36800 | 2294 | 4.7 |  | Non Federally-Regulated | 08/26/2020 | 205993125 | 03/10/2021
Enertech Global, LLC | GEOCOMFORT | GBT024 | GED024 | Ground-Source | WBAHP-C: Heat Pump Split Syste | Heat Pump | 230 | 1 | False |  |  | Dual-Speed |  |  |  | 26800 | 1374 | 19.5 |  | 19200 | 1372 | 4.1 |  | Non Federally-Regulated | 08/26/2020 | 205993155 | 03/10/2021
Enertech Global, LLC | GEOCOMFORT | GBT024*2 | GED024 | Water-Source | WBAHP-C: Heat Pump Split Syste | Heat Pump | 208 | 3 | False |  |  | Dual-Speed |  |  |  | 25600 | 1523 | 16.8 |  | 30300 | 1675 | 5.3 |  | Federally-Regulated Commercial & Industrial Equipment | 08/26/2020 | 205993161 | 03/10/2021
Enertech Global, LLC | GEOCOMFORT | GBT024 | GED024 | Ground-Source | WBAHP-C: Heat Pump Split Syste | Heat Pump | 208 | 1 | False |  |  | Dual-Speed |  |  |  | 26800 | 1374 | 19.5 |  | 19200 | 1372 | 4.1 |  | Non Federally-Regulated | 08/26/2020 | 205993155 | 03/10/2021
Enertech Global, LLC | GEOCOMFORT | GBT024 | GAD024 | Water-Source | WBAHP-CB: Heat Pump Split Syst | Heat Pump | 230 | 1 | False |  |  | Dual-Speed |  |  |  | 24100 | 1377 | 17.5 |  | 29400 | 1723 | 5 |  | Federally-Regulated Commercial & Industrial Equipment | 08/26/2020 | 205993156 | 03/10/2021
Enertech Global, LLC | Hydron Module | HBT024 | HED024 | Ground-Water-Source | WBAHP-C: Heat Pump Split Syste | Heat Pump | 208 | 1 | False |  |  | Dual-Speed |  |  |  | 28800 | 1138 | 25.3 |  | 24400 | 1489 | 4.8 |  | Non Federally-Regulated | 08/26/2020 | 205993157 | 03/10/2021
Enertech Global, LLC | Hydron Module | HBT024*2 | HED024 | Ground-Source | WBAHP-C: Heat Pump Split Syste | Heat Pump | 230 | 3 | False |  |  | Dual-Speed |  |  |  | 26800 | 1374 | 19.5 |  | 19200 | 1372 | 4.1 |  | Non Federally-Regulated | 08/26/2020 | 205993163 | 03/10/2021
Enertech Global, LLC | Hydron Module | HBT036*2 | HAD036 | Ground-Source | WBAHP-CB: Heat Pump Split Syst | Heat Pump | 208 | 3 | False |  |  | Single-Speed |  |  |  | 36900 | 1911 | 19.3 |  | 29000 | 2179 | 3.9 |  | Non Federally-Regulated | 08/26/2020 | 205993134 | 03/10/2021
Enertech Global, LLC | Hydron Module | HBT036*2 | HAD036 | Water-Source | WBAHP-CB: Heat Pump Split Syst | Heat Pump | 230 | 3 | False |  |  | Single-Speed |  |  |  | 35200 | 2120 | 16.6 |  | 46000 | 2543 | 5.3 |  | Federally-Regulated Commercial & Industrial Equipment | 08/26/2020 | 205993134 | 03/10/2021
Enertech Global, LLC | Hydron Module | HBT036 | HED036 | Ground-Source | WBAHP-C: Heat Pump Split Syste | Heat Pump | 208 | 1 | False |  |  | Single-Speed |  |  |  | 37600 | 1958 | 19.2 |  | 28800 | 2221 | 3.8 |  | Non Federally-Regulated | 08/26/2020 | 205993127 | 03/10/2021
Enertech Global, LLC | Hydron Module | HBT036*2 | HAD036 | Water-Source | WBAHP-CB: Heat Pump Split Syst | Heat Pump | 208 | 3 | False |  |  | Single-Speed |  |  |  | 35200 | 2120 | 16.6 |  | 46000 | 2543 | 5.3 |  | Federally-Regulated Commercial & Industrial Equipment | 08/26/2020 | 205993134 | 03/10/2021
Enertech Global, LLC | Hydron Module | HBT036 | HED036 | Ground-Water-Source | WBAHP-C: Heat Pump Split Syste | Heat Pump | 230 | 1 | False |  |  | Single-Speed |  |  |  | 40500 | 1646 | 24.6 |  | 36800 | 2294 | 4.7 |  | Non Federally-Regulated | 08/26/2020 | 205993127 | 03/10/2021
Enertech Global, LLC | Hydron Module | HBT024 | HED024 | Water-Source | WBAHP-C: Heat Pump Split Syste | Heat Pump | 208 | 1 | False |  |  | Dual-Speed |  |  |  | 25600 | 1523 | 16.8 |  | 30300 | 1675 | 5.3 |  | Federally-Regulated Commercial & Industrial Equipment | 08/26/2020 | 205993157 | 03/10/2021
Enertech Global, LLC | Hydron Module | HBT024*2 | HED024 | Ground-Water-Source | WBAHP-C: Heat Pump Split Syste | Heat Pump | 230 | 3 | False |  |  | Dual-Speed |  |  |  | 28800 | 1138 | 25.3 |  | 24400 | 1489 | 4.8 |  | Non Federally-Regulated | 08/26/2020 | 205993163 | 03/10/2021
Enertech Global, LLC | Hydron Module | HBT036*2 | HED036 | Water-Source | WBAHP-C: Heat Pump Split Syste | Heat Pump | 230 | 3 | False |  |  | Single-Speed |  |  |  | 35800 | 2156 | 16.6 |  | 45200 | 2703 | 4.9 |  | Federally-Regulated Commercial & Industrial Equipment | 08/26/2020 | 205993133 | 03/10/2021
Enertech Global, LLC | Hydron Module | HBS018*2 | HED018 | Ground-Water-Source | WBAHP-C: Heat Pump Split Syste | Heat Pump | 208 | 3 | False |  |  | Single-Speed |  |  |  | 24200 | 793 | 30.5 |  | 18600 | 1090 | 5 |  | Non Federally-Regulated | 08/26/2020 | 205993121 | 03/10/2021
Enertech Global, LLC | Hydron Module | HBT036 | HED036 | Water-Source | WBAHP-C: Heat Pump Split Syste | Heat Pump | 208 | 1 | False |  |  | Single-Speed |  |  |  | 35800 | 2156 | 16.6 |  | 45200 | 2703 | 4.9 |  | Federally-Regulated Commercial & Industrial Equipment | 08/26/2020 | 205993127 | 03/10/2021
Enertech Global, LLC | Hydron Module | HBS018*2 | HAD018 | Ground-Source | WBAHP-CB: Heat Pump Split Syst | Heat Pump | 230 | 3 | False |  |  | Single-Speed |  |  |  | 22200 | 1000 | 22.2 |  | 14400 | 1082 | 3.9 |  | Non Federally-Regulated | 08/26/2020 | 205993122 | 03/10/2021
Enertech Global, LLC | Hydron Module | HBT024 | HED024 | Ground-Source | WBAHP-C: Heat Pump Split Syste | Heat Pump | 208 | 1 | False |  |  | Dual-Speed |  |  |  | 26800 | 1374 | 19.5 |  | 19200 | 1372 | 4.1 |  | Non Federally-Regulated | 08/26/2020 | 205993157 | 03/10/2021
Enertech Global, LLC | Hydron Module | HBT036 | HED036 | Ground-Source | WBAHP-C: Heat Pump Split Syste | Heat Pump | 230 | 1 | False |  |  | Single-Speed |  |  |  | 37600 | 1958 | 19.2 |  | 28800 | 2221 | 3.8 |  | Non Federally-Regulated | 08/26/2020 | 205993127 | 03/10/2021
Enertech Global, LLC | Hydron Module | HBS018 | HED018 | Water-Source | WBAHP-C: Heat Pump Split Syste | Heat Pump | 230 | 1 | False |  |  | Single-Speed |  |  |  | 20900 | 1161 | 18 |  | 23400 | 1142 | 6 |  | Federally-Regulated Commercial & Industrial Equipment | 08/26/2020 | 205993115 | 03/10/2021
Enertech Global, LLC | Hydron Module | HBS018*2 | HED018 | Ground-Source | WBAHP-C: Heat Pump Split Syste | Heat Pump | 208 | 3 | False |  |  | Single-Speed |  |  |  | 22100 | 1018 | 21.7 |  | 14500 | 1089 | 3.9 |  | Non Federally-Regulated | 08/26/2020 | 205993121 | 03/10/2021
Enertech Global, LLC | Hydron Module | HBS018 | HAD018 | Ground-Source | WBAHP-CB: Heat Pump Split Syst | Heat Pump | 208 | 1 | False |  |  | Single-Speed |  |  |  | 22200 | 1000 | 22.2 |  | 14400 | 1082 | 3.9 |  | Non Federally-Regulated | 08/26/2020 | 205993116 | 03/10/2021
Enertech Global, LLC | Hydron Module | HBS018*2 | HED018 | Ground-Source | WBAHP-C: Heat Pump Split Syste | Heat Pump | 230 | 3 | False |  |  | Single-Speed |  |  |  | 22100 | 1018 | 21.7 |  | 14500 | 1089 | 3.9 |  | Non Federally-Regulated | 08/26/2020 | 205993121 | 03/10/2021
Enertech Global, LLC | Hydron Module | HBT024*2 | HED024 | Ground-Water-Source | WBAHP-C: Heat Pump Split Syste | Heat Pump | 208 | 3 | False |  |  | Dual-Speed |  |  |  | 28800 | 1138 | 25.3 |  | 24400 | 1489 | 4.8 |  | Non Federally-Regulated | 08/26/2020 | 205993163 | 03/10/2021
Enertech Global, LLC | Hydron Module | HBS018 | HAD018 | Ground-Source | WBAHP-CB: Heat Pump Split Syst | Heat Pump | 230 | 1 | False |  |  | Single-Speed |  |  |  | 22200 | 1000 | 22.2 |  | 14400 | 1082 | 3.9 |  | Non Federally-Regulated | 08/26/2020 | 205993116 | 03/10/2021
Enertech Global, LLC | Hydron Module | HBS018 | HAD018 | Water-Source | WBAHP-CB: Heat Pump Split Syst | Heat Pump | 208 | 1 | False |  |  | Single-Speed |  |  |  | 21100 | 1153 | 18.3 |  | 23300 | 1138 | 6 |  | Federally-Regulated Commercial & Industrial Equipment | 08/26/2020 | 205993116 | 03/10/2021
Enertech Global, LLC | Hydron Module | HBS018 | HED018 | Ground-Source | WBAHP-C: Heat Pump Split Syste | Heat Pump | 230 | 1 | False |  |  | Single-Speed |  |  |  | 22100 | 1018 | 21.7 |  | 14500 | 1089 | 3.9 |  | Non Federally-Regulated | 08/26/2020 | 205993115 | 03/10/2021
Enertech Global, LLC | Hydron Module | HBT024 | HED024 | Water-Source | WBAHP-C: Heat Pump Split Syste | Heat Pump | 230 | 1 | False |  |  | Dual-Speed |  |  |  | 25600 | 1523 | 16.8 |  | 30300 | 1675 | 5.3 |  | Federally-Regulated Commercial & Industrial Equipment | 08/26/2020 | 205993157 | 03/10/2021
Enertech Global, LLC | Hydron Module | HBS018*2 | HAD018 | Ground-Water-Source | WBAHP-CB: Heat Pump Split Syst | Heat Pump | 230 | 3 | False |  |  | Single-Speed |  |  |  | 24300 | 768 | 31.6 |  | 18700 | 1096 | 5 |  | Non Federally-Regulated | 08/26/2020 | 205993122 | 03/10/2021
Enertech Global, LLC | Hydron Module | HBT036*2 | HED036 | Ground-Source | WBAHP-C: Heat Pump Split Syste | Heat Pump | 230 | 3 | False |  |  | Single-Speed |  |  |  | 37600 | 1958 | 19.2 |  | 28800 | 2221 | 3.8 |  | Non Federally-Regulated | 08/26/2020 | 205993133 | 03/10/2021
Enertech Global, LLC | Hydron Module | HBT036 | HED036 | Ground-Water-Source | WBAHP-C: Heat Pump Split Syste | Heat Pump | 208 | 1 | False |  |  | Single-Speed |  |  |  | 40500 | 1646 | 24.6 |  | 36800 | 2294 | 4.7 |  | Non Federally-Regulated | 08/26/2020 | 205993127 | 03/10/2021
Enertech Global, LLC | Hydron Module | HBS018 | HAD018 | Water-Source | WBAHP-CB: Heat Pump Split Syst | Heat Pump | 230 | 1 | False |  |  | Single-Speed |  |  |  | 21100 | 1153 | 18.3 |  | 23300 | 1138 | 6 |  | Federally-Regulated Commercial & Industrial Equipment | 08/26/2020 | 205993116 | 03/10/2021
Enertech Global, LLC | Hydron Module | HBS018*2 | HED018 | Ground-Water-Source | WBAHP-C: Heat Pump Split Syste | Heat Pump | 230 | 3 | False |  |  | Single-Speed |  |  |  | 24200 | 793 | 30.5 |  | 18600 | 1090 | 5 |  | Non Federally-Regulated | 08/26/2020 | 205993121 | 03/10/2021
Enertech Global, LLC | Hydron Module | HBS018*2 | HED018 | Water-Source | WBAHP-C: Heat Pump Split Syste | Heat Pump | 208 | 3 | False |  |  | Single-Speed |  |  |  | 20900 | 1161 | 18 |  | 23400 | 1142 | 6 |  | Federally-Regulated Commercial & Industrial Equipment | 08/26/2020 | 205993121 | 03/10/2021
Enertech Global, LLC | Hydron Module | HBT036*2 | HAD036 | Ground-Water-Source | WBAHP-CB: Heat Pump Split Syst | Heat Pump | 208 | 3 | False |  |  | Single-Speed |  |  |  | 39700 | 1600 | 24.8 |  | 37200 | 2319 | 4.7 |  | Non Federally-Regulated | 08/26/2020 | 205993134 | 03/10/2021
Enertech Global, LLC | Hydron Module | HBS018 | HAD018 | Ground-Water-Source | WBAHP-CB: Heat Pump Split Syst | Heat Pump | 208 | 1 | False |  |  | Single-Speed |  |  |  | 24300 | 768 | 31.6 |  | 18700 | 1096 | 5 |  | Non Federally-Regulated | 08/26/2020 | 205993116 | 03/10/2021
Enertech Global, LLC | Hydron Module | HBT036*2 | HED036 | Ground-Source | WBAHP-C: Heat Pump Split Syste | Heat Pump | 208 | 3 | False |  |  | Single-Speed |  |  |  | 37600 | 1958 | 19.2 |  | 28800 | 2221 | 3.8 |  | Non Federally-Regulated | 08/26/2020 | 205993133 | 03/10/2021
Enertech Global, LLC | Hydron Module | HBS018 | HED018 | Ground-Source | WBAHP-C: Heat Pump Split Syste | Heat Pump | 208 | 1 | False |  |  | Single-Speed |  |  |  | 22100 | 1018 | 21.7 |  | 14500 | 1089 | 3.9 |  | Non Federally-Regulated | 08/26/2020 | 205993115 | 03/10/2021
Enertech Global, LLC | Hydron Module | HBT036*2 | HED036 | Water-Source | WBAHP-C: Heat Pump Split Syste | Heat Pump | 208 | 3 | False |  |  | Single-Speed |  |  |  | 35800 | 2156 | 16.6 |  | 45200 | 2703 | 4.9 |  | Federally-Regulated Commercial & Industrial Equipment | 08/26/2020 | 205993133 | 03/10/2021
Enertech Global, LLC | Hydron Module | HBT024*2 | HED024 | Ground-Source | WBAHP-C: Heat Pump Split Syste | Heat Pump | 208 | 3 | False |  |  | Dual-Speed |  |  |  | 26800 | 1374 | 19.5 |  | 19200 | 1372 | 4.1 |  | Non Federally-Regulated | 08/26/2020 | 205993163 | 03/10/2021
Enertech Global, LLC | Hydron Module | HBT036 | HED036 | Water-Source | WBAHP-C: Heat Pump Split Syste | Heat Pump | 230 | 1 | False |  |  | Single-Speed |  |  |  | 35800 | 2156 | 16.6 |  | 45200 | 2703 | 4.9 |  | Federally-Regulated Commercial & Industrial Equipment | 08/26/2020 | 205993127 | 03/10/2021
Enertech Global, LLC | Hydron Module | HBT036*2 | HAD036 | Ground-Water-Source | WBAHP-CB: Heat Pump Split Syst | Heat Pump | 230 | 3 | False |  |  | Single-Speed |  |  |  | 39700 | 1600 | 24.8 |  | 37200 | 2319 | 4.7 |  | Non Federally-Regulated | 08/26/2020 | 205993134 | 03/10/2021
Enertech Global, LLC | Hydron Module | HBS018*2 | HAD018 | Water-Source | WBAHP-CB: Heat Pump Split Syst | Heat Pump | 208 | 3 | False |  |  | Single-Speed |  |  |  | 21100 | 1153 | 18.3 |  | 23300 | 1138 | 6 |  | Federally-Regulated Commercial & Industrial Equipment | 08/26/2020 | 205993122 | 03/10/2021
Enertech Global, LLC | Hydron Module | HBT024*2 | HED024 | Water-Source | WBAHP-C: Heat Pump Split Syste | Heat Pump | 208 | 3 | False |  |  | Dual-Speed |  |  |  | 25600 | 1523 | 16.8 |  | 30300 | 1675 | 5.3 |  | Federally-Regulated Commercial & Industrial Equipment | 08/26/2020 | 205993163 | 03/10/2021
Enertech Global, LLC | Hydron Module | HBS018 | HED018 | Ground-Water-Source | WBAHP-C: Heat Pump Split Syste | Heat Pump | 230 | 1 | False |  |  | Single-Speed |  |  |  | 24200 | 793 | 30.5 |  | 18600 | 1090 | 5 |  | Non Federally-Regulated | 08/26/2020 | 205993115 | 03/10/2021
Enertech Global, LLC | Hydron Module | HBT036*2 | HED036 | Ground-Water-Source | WBAHP-C: Heat Pump Split Syste | Heat Pump | 208 | 3 | False |  |  | Single-Speed |  |  |  | 40500 | 1646 | 24.6 |  | 36800 | 2294 | 4.7 |  | Non Federally-Regulated | 08/26/2020 | 205993133 | 03/10/2021
Enertech Global, LLC | Hydron Module | HBS018*2 | HED018 | Water-Source | WBAHP-C: Heat Pump Split Syste | Heat Pump | 230 | 3 | False |  |  | Single-Speed |  |  |  | 20900 | 1161 | 18 |  | 23400 | 1142 | 6 |  | Federally-Regulated Commercial & Industrial Equipment | 08/26/2020 | 205993121 | 03/10/2021
Enertech Global, LLC | Hydron Module | HBS018 | HAD018 | Ground-Water-Source | WBAHP-CB: Heat Pump Split Syst | Heat Pump | 230 | 1 | False |  |  | Single-Speed |  |  |  | 24300 | 768 | 31.6 |  | 18700 | 1096 | 5 |  | Non Federally-Regulated | 08/26/2020 | 205993116 | 03/10/2021
Enertech Global, LLC | Hydron Module | HBS018*2 | HAD018 | Ground-Source | WBAHP-CB: Heat Pump Split Syst | Heat Pump | 208 | 3 | False |  |  | Single-Speed |  |  |  | 22200 | 1000 | 22.2 |  | 14400 | 1082 | 3.9 |  | Non Federally-Regulated | 08/26/2020 | 205993122 | 03/10/2021
Enertech Global, LLC | Hydron Module | HBS018*2 | HAD018 | Water-Source | WBAHP-CB: Heat Pump Split Syst | Heat Pump | 230 | 3 | False |  |  | Single-Speed |  |  |  | 21100 | 1153 | 18.3 |  | 23300 | 1138 | 6 |  | Federally-Regulated Commercial & Industrial Equipment | 08/26/2020 | 205993122 | 03/10/2021
Enertech Global, LLC | Hydron Module | HBT024*2 | HED024 | Water-Source | WBAHP-C: Heat Pump Split Syste | Heat Pump | 230 | 3 | False |  |  | Dual-Speed |  |  |  | 25600 | 1523 | 16.8 |  | 30300 | 1675 | 5.3 |  | Federally-Regulated Commercial & Industrial Equipment | 08/26/2020 | 205993163 | 03/10/2021
Enertech Global, LLC | Hydron Module | HBT036*2 | HED036 | Ground-Water-Source | WBAHP-C: Heat Pump Split Syste | Heat Pump | 230 | 3 | False |  |  | Single-Speed |  |  |  | 40500 | 1646 | 24.6 |  | 36800 | 2294 | 4.7 |  | Non Federally-Regulated | 08/26/2020 | 205993133 | 03/10/2021
Enertech Global, LLC | Hydron Module | HBT036*2 | HAD036 | Ground-Source | WBAHP-CB: Heat Pump Split Syst | Heat Pump | 230 | 3 | False |  |  | Single-Speed |  |  |  | 36900 | 1911 | 19.3 |  | 29000 | 2179 | 3.9 |  | Non Federally-Regulated | 08/26/2020 | 205993134 | 03/10/2021
Enertech Global, LLC | Hydron Module | HBT024 | HED024 | Ground-Water-Source | WBAHP-C: Heat Pump Split Syste | Heat Pump | 230 | 1 | False |  |  | Dual-Speed |  |  |  | 28800 | 1138 | 25.3 |  | 24400 | 1489 | 4.8 |  | Non Federally-Regulated | 08/26/2020 | 205993157 | 03/10/2021
Enertech Global, LLC | Hydron Module | HBS018 | HED018 | Ground-Water-Source | WBAHP-C: Heat Pump Split Syste | Heat Pump | 208 | 1 | False |  |  | Single-Speed |  |  |  | 24200 | 793 | 30.5 |  | 18600 | 1090 | 5 |  | Non Federally-Regulated | 08/26/2020 | 205993115 | 03/10/2021
Enertech Global, LLC | Hydron Module | HBS018*2 | HAD018 | Ground-Water-Source | WBAHP-CB: Heat Pump Split Syst | Heat Pump | 208 | 3 | False |  |  | Single-Speed |  |  |  | 24300 | 768 | 31.6 |  | 18700 | 1096 | 5 |  | Non Federally-Regulated | 08/26/2020 | 205993122 | 03/10/2021
Enertech Global, LLC | Hydron Module | HBS018 | HED018 | Water-Source | WBAHP-C: Heat Pump Split Syste | Heat Pump | 208 | 1 | False |  |  | Single-Speed |  |  |  | 20900 | 1161 | 18 |  | 23400 | 1142 | 6 |  | Federally-Regulated Commercial & Industrial Equipment | 08/26/2020 | 205993115 | 03/10/2021
Enertech Global, LLC | Hydron Module | HBT024 | HED024 | Ground-Source | WBAHP-C: Heat Pump Split Syste | Heat Pump | 230 | 1 | False |  |  | Dual-Speed |  |  |  | 26800 | 1374 | 19.5 |  | 19200 | 1372 | 4.1 |  | Non Federally-Regulated | 08/26/2020 | 205993157 | 03/10/2021
Enertech Global, LLC | Tetco | TBS018*2 | TAD018 | Water-Source | WBAHP-CB: Heat Pump Split Syst | Heat Pump | 208 | 3 | False |  |  | Single-Speed |  |  |  | 21100 | 1153 | 18.3 |  | 23300 | 1138 | 6 |  | Federally-Regulated Commercial & Industrial Equipment | 08/26/2020 | 205993124 | 03/10/2021
Enertech Global, LLC | Tetco | TBT036*2 | TED036 | Ground-Water-Source | WBAHP-C: Heat Pump Split Syste | Heat Pump | 208 | 3 | False |  |  | Single-Speed |  |  |  | 40500 | 1646 | 24.6 |  | 36800 | 2294 | 4.7 |  | Non Federally-Regulated | 08/26/2020 | 205993135 | 03/10/2021
Enertech Global, LLC | Tetco | TBT024 | TED024 | Ground-Source | WBAHP-C: Heat Pump Split Syste | Heat Pump | 208 | 1 | False |  |  | Dual-Speed |  |  |  | 26800 | 1374 | 19.5 |  | 19200 | 1372 | 4.1 |  | Non Federally-Regulated | 08/26/2020 | 205993159 | 03/10/2021
Enertech Global, LLC | Tetco | TBS018*2 | TED018 | Water-Source | WBAHP-C: Heat Pump Split Syste | Heat Pump | 230 | 3 | False |  |  | Single-Speed |  |  |  | 20900 | 1161 | 18 |  | 23400 | 1142 | 6 |  | Federally-Regulated Commercial & Industrial Equipment | 08/26/2020 | 205993123 | 03/10/2021
Enertech Global, LLC | Tetco | TBS018 | TAD018 | Ground-Source | WBAHP-CB: Heat Pump Split Syst | Heat Pump | 230 | 1 | False |  |  | Single-Speed |  |  |  | 22200 | 1000 | 22.2 |  | 14400 | 1082 | 3.9 |  | Non Federally-Regulated | 08/26/2020 | 205993118 | 03/10/2021
Enertech Global, LLC | Tetco | TBS018 | TAD018 | Ground-Source | WBAHP-CB: Heat Pump Split Syst | Heat Pump | 208 | 1 | False |  |  | Single-Speed |  |  |  | 22200 | 1000 | 22.2 |  | 14400 | 1082 | 3.9 |  | Non Federally-Regulated | 08/26/2020 | 205993118 | 03/10/2021
Enertech Global, LLC | Tetco | TBS018 | TED018 | Water-Source | WBAHP-C: Heat Pump Split Syste | Heat Pump | 208 | 1 | False |  |  | Single-Speed |  |  |  | 20900 | 1161 | 18 |  | 23400 | 1142 | 6 |  | Federally-Regulated Commercial & Industrial Equipment | 08/26/2020 | 205993117 | 03/10/2021
Enertech Global, LLC | Tetco | TBS018 | TAD018 | Ground-Water-Source | WBAHP-CB: Heat Pump Split Syst | Heat Pump | 230 | 1 | False |  |  | Single-Speed |  |  |  | 24300 | 768 | 31.6 |  | 18700 | 1096 | 5 |  | Non Federally-Regulated | 08/26/2020 | 205993118 | 03/10/2021
Enertech Global, LLC | Tetco | TBT036*2 | TED036 | Ground-Source | WBAHP-C: Heat Pump Split Syste | Heat Pump | 208 | 3 | False |  |  | Single-Speed |  |  |  | 37600 | 1958 | 19.2 |  | 28800 | 2221 | 3.8 |  | Non Federally-Regulated | 08/26/2020 | 205993135 | 03/10/2021
Enertech Global, LLC | Tetco | TBS018 | TAD018 | Water-Source | WBAHP-CB: Heat Pump Split Syst | Heat Pump | 208 | 1 | False |  |  | Single-Speed |  |  |  | 21100 | 1153 | 18.3 |  | 23300 | 1138 | 6 |  | Federally-Regulated Commercial & Industrial Equipment | 08/26/2020 | 205993118 | 03/10/2021
Enertech Global, LLC | Tetco | TBS018*2 | TAD018 | Ground-Water-Source | WBAHP-CB: Heat Pump Split Syst | Heat Pump | 208 | 3 | False |  |  | Single-Speed |  |  |  | 24300 | 768 | 31.6 |  | 18700 | 1096 | 5 |  | Non Federally-Regulated | 08/26/2020 | 205993124 | 03/10/2021
Enertech Global, LLC | Tetco | TBS018*2 | TED018 | Ground-Source | WBAHP-C: Heat Pump Split Syste | Heat Pump | 230 | 3 | False |  |  | Single-Speed |  |  |  | 22100 | 1018 | 21.7 |  | 14500 | 1089 | 3.9 |  | Non Federally-Regulated | 08/26/2020 | 205993123 | 03/10/2021
Enertech Global, LLC | Tetco | TBS018*2 | TAD018 | Ground-Source | WBAHP-CB: Heat Pump Split Syst | Heat Pump | 230 | 3 | False |  |  | Single-Speed |  |  |  | 22200 | 1000 | 22.2 |  | 14400 | 1082 | 3.9 |  | Non Federally-Regulated | 08/26/2020 | 205993124 | 03/10/2021
Enertech Global, LLC | Tetco | TBS018*2 | TED018 | Water-Source | WBAHP-C: Heat Pump Split Syste | Heat Pump | 208 | 3 | False |  |  | Single-Speed |  |  |  | 20900 | 1161 | 18 |  | 23400 | 1142 | 6 |  | Federally-Regulated Commercial & Industrial Equipment | 08/26/2020 | 205993123 | 03/10/2021
Enertech Global, LLC | Tetco | TBT024 | TED024 | Water-Source | WBAHP-C: Heat Pump Split Syste | Heat Pump | 230 | 1 | False |  |  | Dual-Speed |  |  |  | 25600 | 1523 | 16.8 |  | 30300 | 1675 | 5.3 |  | Federally-Regulated Commercial & Industrial Equipment | 08/26/2020 | 205993159 | 03/10/2021
Enertech Global, LLC | Tetco | TBT036 | TED036 | Ground-Water-Source | WBAHP-C: Heat Pump Split Syste | Heat Pump | 208 | 1 | False |  |  | Single-Speed |  |  |  | 40500 | 1646 | 24.6 |  | 36800 | 2294 | 4.7 |  | Non Federally-Regulated | 08/26/2020 | 205993129 | 03/10/2021
Enertech Global, LLC | Tetco | TBT024 | TED024 | Ground-Water-Source | WBAHP-C: Heat Pump Split Syste | Heat Pump | 230 | 1 | False |  |  | Dual-Speed |  |  |  | 28800 | 1138 | 25.3 |  | 24400 | 1489 | 4.8 |  | Non Federally-Regulated | 08/26/2020 | 205993159 | 03/10/2021
Enertech Global, LLC | Tetco | TBS018 | TAD018 | Water-Source | WBAHP-CB: Heat Pump Split Syst | Heat Pump | 230 | 1 | False |  |  | Single-Speed |  |  |  | 21100 | 1153 | 18.3 |  | 23300 | 1138 | 6 |  | Federally-Regulated Commercial & Industrial Equipment | 08/26/2020 | 205993118 | 03/10/2021
Enertech Global, LLC | Tetco | TBT024*2 | TED024 | Ground-Source | WBAHP-C: Heat Pump Split Syste | Heat Pump | 208 | 3 | False |  |  | Dual-Speed |  |  |  | 26800 | 1374 | 19.5 |  | 19200 | 1372 | 4.1 |  | Non Federally-Regulated | 08/26/2020 | 205993165 | 03/10/2021
Enertech Global, LLC | Tetco | TBS018 | TAD018 | Ground-Water-Source | WBAHP-CB: Heat Pump Split Syst | Heat Pump | 208 | 1 | False |  |  | Single-Speed |  |  |  | 24300 | 768 | 31.6 |  | 18700 | 1096 | 5 |  | Non Federally-Regulated | 08/26/2020 | 205993118 | 03/10/2021
Enertech Global, LLC | Tetco | TBT024*2 | TED024 | Water-Source | WBAHP-C: Heat Pump Split Syste | Heat Pump | 230 | 3 | False |  |  | Dual-Speed |  |  |  | 25600 | 1523 | 16.8 |  | 30300 | 1675 | 5.3 |  | Federally-Regulated Commercial & Industrial Equipment | 08/26/2020 | 205993165 | 03/10/2021
Enertech Global, LLC | Tetco | TBS018 | TED018 | Ground-Water-Source | WBAHP-C: Heat Pump Split Syste | Heat Pump | 208 | 1 | False |  |  | Single-Speed |  |  |  | 24200 | 793 | 30.5 |  | 18600 | 1090 | 5 |  | Non Federally-Regulated | 08/26/2020 | 205993117 | 03/10/2021
Enertech Global, LLC | Tetco | TBT024 | TED024 | Ground-Source | WBAHP-C: Heat Pump Split Syste | Heat Pump | 230 | 1 | False |  |  | Dual-Speed |  |  |  | 26800 | 1374 | 19.5 |  | 19200 | 1372 | 4.1 |  | Non Federally-Regulated | 08/26/2020 | 205993159 | 03/10/2021
Enertech Global, LLC | Tetco | TBT024 | TAD024 | Ground-Water-Source | WBAHP-CB: Heat Pump Split Syst | Heat Pump | 230 | 1 | False |  |  | Dual-Speed |  |  |  | 28900 | 1074 | 26.9 |  | 23900 | 1490 | 4.7 |  | Non Federally-Regulated | 08/26/2020 | 205993160 | 03/10/2021
Enertech Global, LLC | Tetco | TBS018*2 | TAD018 | Water-Source | WBAHP-CB: Heat Pump Split Syst | Heat Pump | 230 | 3 | False |  |  | Single-Speed |  |  |  | 21100 | 1153 | 18.3 |  | 23300 | 1138 | 6 |  | Federally-Regulated Commercial & Industrial Equipment | 08/26/2020 | 205993124 | 03/10/2021
Enertech Global, LLC | Tetco | TBT024*2 | TED024 | Ground-Source | WBAHP-C: Heat Pump Split Syste | Heat Pump | 230 | 3 | False |  |  | Dual-Speed |  |  |  | 26800 | 1374 | 19.5 |  | 19200 | 1372 | 4.1 |  | Non Federally-Regulated | 08/26/2020 | 205993165 | 03/10/2021
Enertech Global, LLC | Tetco | TBT036*2 | TED036 | Water-Source | WBAHP-C: Heat Pump Split Syste | Heat Pump | 208 | 3 | False |  |  | Single-Speed |  |  |  | 35800 | 2156 | 16.6 |  | 45200 | 2703 | 4.9 |  | Federally-Regulated Commercial & Industrial Equipment | 08/26/2020 | 205993135 | 03/10/2021
Enertech Global, LLC | Tetco | TBS018*2 | TED018 | Ground-Source | WBAHP-C: Heat Pump Split Syste | Heat Pump | 208 | 3 | False |  |  | Single-Speed |  |  |  | 22100 | 1018 | 21.7 |  | 14500 | 1089 | 3.9 |  | Non Federally-Regulated | 08/26/2020 | 205993123 | 03/10/2021
Enertech Global, LLC | Tetco | TBT024 | TAD024 | Water-Source | WBAHP-CB: Heat Pump Split Syst | Heat Pump | 230 | 1 | False |  |  | Dual-Speed |  |  |  | 24100 | 1377 | 17.5 |  | 29400 | 1723 | 5 |  | Federally-Regulated Commercial & Industrial Equipment | 08/26/2020 | 205993160 | 03/10/2021
Enertech Global, LLC | Tetco | TBT024*2 | TED024 | Ground-Water-Source | WBAHP-C: Heat Pump Split Syste | Heat Pump | 208 | 3 | False |  |  | Dual-Speed |  |  |  | 28800 | 1138 | 25.3 |  | 24400 | 1489 | 4.8 |  | Non Federally-Regulated | 08/26/2020 | 205993165 | 03/10/2021
Enertech Global, LLC | Tetco | TBT024 | TED024 | Water-Source | WBAHP-C: Heat Pump Split Syste | Heat Pump | 208 | 1 | False |  |  | Dual-Speed |  |  |  | 25600 | 1523 | 16.8 |  | 30300 | 1675 | 5.3 |  | Federally-Regulated Commercial & Industrial Equipment | 08/26/2020 | 205993159 | 03/10/2021
Enertech Global, LLC | Tetco | TBT024 | TAD024 | Ground-Source | WBAHP-CB: Heat Pump Split Syst | Heat Pump | 230 | 1 | False |  |  | Dual-Speed |  |  |  | 26300 | 1289 | 20.4 |  | 18800 | 1412 | 3.9 |  | Non Federally-Regulated | 08/26/2020 | 205993160 | 03/10/2021
Enertech Global, LLC | Tetco | TBS018*2 | TED018 | Ground-Water-Source | WBAHP-C: Heat Pump Split Syste | Heat Pump | 208 | 3 | False |  |  | Single-Speed |  |  |  | 24200 | 793 | 30.5 |  | 18600 | 1090 | 5 |  | Non Federally-Regulated | 08/26/2020 | 205993123 | 03/10/2021
Enertech Global, LLC | Tetco | TBT024 | TAD024 | Ground-Water-Source | WBAHP-CB: Heat Pump Split Syst | Heat Pump | 208 | 1 | False |  |  | Dual-Speed |  |  |  | 28900 | 1074 | 26.9 |  | 23900 | 1490 | 4.7 |  | Non Federally-Regulated | 08/26/2020 | 205993160 | 03/10/2021
Enertech Global, LLC | Tetco | TBT024 | TAD024 | Water-Source | WBAHP-CB: Heat Pump Split Syst | Heat Pump | 208 | 1 | False |  |  | Dual-Speed |  |  |  | 24100 | 1377 | 17.5 |  | 29400 | 1723 | 5 |  | Federally-Regulated Commercial & Industrial Equipment | 08/26/2020 | 205993160 | 03/10/2021
Enertech Global, LLC | Tetco | TBT024 | TED024 | Ground-Water-Source | WBAHP-C: Heat Pump Split Syste | Heat Pump | 208 | 1 | False |  |  | Dual-Speed |  |  |  | 28800 | 1138 | 25.3 |  | 24400 | 1489 | 4.8 |  | Non Federally-Regulated | 08/26/2020 | 205993159 | 03/10/2021
Enertech Global, LLC | Tetco | TBT024*2 | TED024 | Ground-Water-Source | WBAHP-C: Heat Pump Split Syste | Heat Pump | 230 | 3 | False |  |  | Dual-Speed |  |  |  | 28800 | 1138 | 25.3 |  | 24400 | 1489 | 4.8 |  | Non Federally-Regulated | 08/26/2020 | 205993165 | 03/10/2021
Enertech Global, LLC | Tetco | TBS018*2 | TAD018 | Ground-Source | WBAHP-CB: Heat Pump Split Syst | Heat Pump | 208 | 3 | False |  |  | Single-Speed |  |  |  | 22200 | 1000 | 22.2 |  | 14400 | 1082 | 3.9 |  | Non Federally-Regulated | 08/26/2020 | 205993124 | 03/10/2021
Enertech Global, LLC | Tetco | TBS018*2 | TED018 | Ground-Water-Source | WBAHP-C: Heat Pump Split Syste | Heat Pump | 230 | 3 | False |  |  | Single-Speed |  |  |  | 24200 | 793 | 30.5 |  | 18600 | 1090 | 5 |  | Non Federally-Regulated | 08/26/2020 | 205993123 | 03/10/2021
Enertech Global, LLC | Tetco | TBT036 | TED036 | Ground-Source | WBAHP-C: Heat Pump Split Syste | Heat Pump | 208 | 1 | False |  |  | Single-Speed |  |  |  | 37600 | 1958 | 19.2 |  | 28800 | 2221 | 3.8 |  | Non Federally-Regulated | 08/26/2020 | 205993129 | 03/10/2021
Enertech Global, LLC | Tetco | TBS018*2 | TAD018 | Ground-Water-Source | WBAHP-CB: Heat Pump Split Syst | Heat Pump | 230 | 3 | False |  |  | Single-Speed |  |  |  | 24300 | 768 | 31.6 |  | 18700 | 1096 | 5 |  | Non Federally-Regulated | 08/26/2020 | 205993124 | 03/10/2021
Enertech Global, LLC | Tetco | TBT036 | TED036 | Ground-Water-Source | WBAHP-C: Heat Pump Split Syste | Heat Pump | 230 | 1 | False |  |  | Single-Speed |  |  |  | 40500 | 1646 | 24.6 |  | 36800 | 2294 | 4.7 |  | Non Federally-Regulated | 08/26/2020 | 205993129 | 03/10/2021
Enertech Global, LLC | Tetco | TBT036*2 | TED036 | Ground-Source | WBAHP-C: Heat Pump Split Syste | Heat Pump | 230 | 3 | False |  |  | Single-Speed |  |  |  | 37600 | 1958 | 19.2 |  | 28800 | 2221 | 3.8 |  | Non Federally-Regulated | 08/26/2020 | 205993135 | 03/10/2021
Enertech Global, LLC | Tetco | TBT036 | TED036 | Water-Source | WBAHP-C: Heat Pump Split Syste | Heat Pump | 230 | 1 | False |  |  | Single-Speed |  |  |  | 35800 | 2156 | 16.6 |  | 45200 | 2703 | 4.9 |  | Federally-Regulated Commercial & Industrial Equipment | 08/26/2020 | 205993129 | 03/10/2021
Enertech Global, LLC | Tetco | TBT036*2 | TED036 | Ground-Water-Source | WBAHP-C: Heat Pump Split Syste | Heat Pump | 230 | 3 | False |  |  | Single-Speed |  |  |  | 40500 | 1646 | 24.6 |  | 36800 | 2294 | 4.7 |  | Non Federally-Regulated | 08/26/2020 | 205993135 | 03/10/2021
Enertech Global, LLC | Tetco | TBT036*2 | TED036 | Water-Source | WBAHP-C: Heat Pump Split Syste | Heat Pump | 230 | 3 | False |  |  | Single-Speed |  |  |  | 35800 | 2156 | 16.6 |  | 45200 | 2703 | 4.9 |  | Federally-Regulated Commercial & Industrial Equipment | 08/26/2020 | 205993135 | 03/10/2021
Enertech Global, LLC | Tetco | TBT036 | TED036 | Ground-Source | WBAHP-C: Heat Pump Split Syste | Heat Pump | 230 | 1 | False |  |  | Single-Speed |  |  |  | 37600 | 1958 | 19.2 |  | 28800 | 2221 | 3.8 |  | Non Federally-Regulated | 08/26/2020 | 205993129 | 03/10/2021
Enertech Global, LLC | Tetco | TBT024 | TAD024 | Ground-Source | WBAHP-CB: Heat Pump Split Syst | Heat Pump | 208 | 1 | False |  |  | Dual-Speed |  |  |  | 26300 | 1289 | 20.4 |  | 18800 | 1412 | 3.9 |  | Non Federally-Regulated | 08/26/2020 | 205993160 | 03/10/2021
Enertech Global, LLC | Tetco | TBS018 | TED018 | Ground-Water-Source | WBAHP-C: Heat Pump Split Syste | Heat Pump | 230 | 1 | False |  |  | Single-Speed |  |  |  | 24200 | 793 | 30.5 |  | 18600 | 1090 | 5 |  | Non Federally-Regulated | 08/26/2020 | 205993117 | 03/10/2021
Enertech Global, LLC | Tetco | TBS018 | TED018 | Water-Source | WBAHP-C: Heat Pump Split Syste | Heat Pump | 230 | 1 | False |  |  | Single-Speed |  |  |  | 20900 | 1161 | 18 |  | 23400 | 1142 | 6 |  | Federally-Regulated Commercial & Industrial Equipment | 08/26/2020 | 205993117 | 03/10/2021
Enertech Global, LLC | Tetco | TBS018 | TED018 | Ground-Source | WBAHP-C: Heat Pump Split Syste | Heat Pump | 230 | 1 | False |  |  | Single-Speed |  |  |  | 22100 | 1018 | 21.7 |  | 14500 | 1089 | 3.9 |  | Non Federally-Regulated | 08/26/2020 | 205993117 | 03/10/2021
Enertech Global, LLC | Tetco | TBS018 | TED018 | Ground-Source | WBAHP-C: Heat Pump Split Syste | Heat Pump | 208 | 1 | False |  |  | Single-Speed |  |  |  | 22100 | 1018 | 21.7 |  | 14500 | 1089 | 3.9 |  | Non Federally-Regulated | 08/26/2020 | 205993117 | 03/10/2021
Enertech Global, LLC | Tetco | TBT024*2 | TED024 | Water-Source | WBAHP-C: Heat Pump Split Syste | Heat Pump | 208 | 3 | False |  |  | Dual-Speed |  |  |  | 25600 | 1523 | 16.8 |  | 30300 | 1675 | 5.3 |  | Federally-Regulated Commercial & Industrial Equipment | 08/26/2020 | 205993165 | 03/10/2021
Enertech Global, LLC | Tetco | TBT036 | TED036 | Water-Source | WBAHP-C: Heat Pump Split Syste | Heat Pump | 208 | 1 | False |  |  | Single-Speed |  |  |  | 35800 | 2156 | 16.6 |  | 45200 | 2703 | 4.9 |  | Federally-Regulated Commercial & Industrial Equipment | 08/26/2020 | 205993129 | 03/10/2021
Enertech Global, LLC | GEOCOMFORT | GBS018 | GED018 | Ground-Water-Source | WBAHP-C: Heat Pump Split Syste | Heat Pump | 208 | 1 | False |  |  | Single-Speed |  |  |  | 24200 | 793 | 30.5 |  | 18600 | 1090 | 5 |  | Non Federally-Regulated | 03/10/2021 | 205993113 | 03/10/2021
Enertech Global, LLC | GEOCOMFORT | GBS018 | GED018 | Water-Source | WBAHP-C: Heat Pump Split Syste | Heat Pump | 208 | 1 | False |  |  | Single-Speed |  |  |  | 20900 | 1161 | 18 |  | 23400 | 1142 | 6 |  | Federally-Regulated Commercial & Industrial Equipment | 03/10/2021 | 205993113 | 03/10/2021
Enertech Global, LLC | GEOCOMFORT | GBS018*2 | GED018 | Ground-Source | WBAHP-C: Heat Pump Split Syste | Heat Pump | 208 | 3 | False |  |  | Single-Speed |  |  |  | 22100 | 1018 | 21.7 |  | 14500 | 1089 | 3.9 |  | Non Federally-Regulated | 03/10/2021 | 205993119 | 03/10/2021
Enertech Global, LLC | GEOCOMFORT | GBT036*2 | GED036 | Ground-Water-Source | WBAHP-C: Heat Pump Split Syste | Heat Pump | 230 | 3 | False |  |  | Single-Speed |  |  |  | 40500 | 1646 | 24.6 |  | 36800 | 2294 | 4.7 |  | Non Federally-Regulated | 03/10/2021 | 205993131 | 03/10/2021
Enertech Global, LLC | GEOCOMFORT | GBS018 | GED018 | Ground-Source | WBAHP-C: Heat Pump Split Syste | Heat Pump | 230 | 1 | False |  |  | Single-Speed |  |  |  | 22100 | 1018 | 21.7 |  | 14500 | 1089 | 3.9 |  | Non Federally-Regulated | 03/10/2021 | 205993113 | 03/10/2021
Enertech Global, LLC | GEOCOMFORT | GBT024 | GED024 | Water-Source | WBAHP-C: Heat Pump Split Syste | Heat Pump | 230 | 1 | False |  |  | Dual-Speed |  |  |  | 25600 | 1523 | 16.8 |  | 30300 | 1675 | 5.3 |  | Federally-Regulated Commercial & Industrial Equipment | 03/10/2021 | 205993155 | 03/10/2021
Enertech Global, LLC | GEOCOMFORT | GBS018*2 | GED018 | Ground-Source | WBAHP-C: Heat Pump Split Syste | Heat Pump | 230 | 3 | False |  |  | Single-Speed |  |  |  | 22100 | 1018 | 21.7 |  | 14500 | 1089 | 3.9 |  | Non Federally-Regulated | 03/10/2021 | 205993119 | 03/10/2021
Enertech Global, LLC | GEOCOMFORT | GBT036*2 | GED036 | Water-Source | WBAHP-C: Heat Pump Split Syste | Heat Pump | 230 | 3 | False |  |  | Single-Speed |  |  |  | 35800 | 2156 | 16.6 |  | 45200 | 2703 | 4.9 |  | Federally-Regulated Commercial & Industrial Equipment | 03/10/2021 | 205993131 | 03/10/2021
Enertech Global, LLC | GEOCOMFORT | GBT024 | GAD024 | Ground-Water-Source | WBAHP-CB: Heat Pump Split Syst | Heat Pump | 230 | 1 | False |  |  | Dual-Speed |  |  |  | 28900 | 1074 | 26.9 |  | 23900 | 1490 | 4.7 |  | Non Federally-Regulated | 03/10/2021 | 205993156 | 03/10/2021
Enertech Global, LLC | GEOCOMFORT | GBT024*2 | GED024 | Ground-Water-Source | WBAHP-C: Heat Pump Split Syste | Heat Pump | 208 | 3 | False |  |  | Dual-Speed |  |  |  | 28800 | 1138 | 25.3 |  | 24400 | 1489 | 4.8 |  | Non Federally-Regulated | 03/10/2021 | 205993161 | 03/10/2021
Enertech Global, LLC | GEOCOMFORT | GBT036*2 | GED036 | Ground-Source | WBAHP-C: Heat Pump Split Syste | Heat Pump | 230 | 3 | False |  |  | Single-Speed |  |  |  | 37600 | 1958 | 19.2 |  | 28800 | 2221 | 3.8 |  | Non Federally-Regulated | 03/10/2021 | 205993131 | 03/10/2021
Enertech Global, LLC | GEOCOMFORT | GBT024 | GED024 | Ground-Water-Source | WBAHP-C: Heat Pump Split Syste | Heat Pump | 230 | 1 | False |  |  | Dual-Speed |  |  |  | 28800 | 1138 | 25.3 |  | 24400 | 1489 | 4.8 |  | Non Federally-Regulated | 03/10/2021 | 205993155 | 03/10/2021
Enertech Global, LLC | GEOCOMFORT | GBT024 | GAD024 | Water-Source | WBAHP-CB: Heat Pump Split Syst | Heat Pump | 208 | 1 | False |  |  | Dual-Speed |  |  |  | 24100 | 1377 | 17.5 |  | 29400 | 1723 | 5 |  | Federally-Regulated Commercial & Industrial Equipment | 03/10/2021 | 205993156 | 03/10/2021
Enertech Global, LLC | GEOCOMFORT | GBT036 | GED036 | Ground-Source | WBAHP-C: Heat Pump Split Syste | Heat Pump | 208 | 1 | False |  |  | Single-Speed |  |  |  | 37600 | 1958 | 19.2 |  | 28800 | 2221 | 3.8 |  | Non Federally-Regulated | 03/10/2021 | 205993125 | 03/10/2021
Enertech Global, LLC | GEOCOMFORT | GBS018*2 | GED018 | Water-Source | WBAHP-C: Heat Pump Split Syste | Heat Pump | 208 | 3 | False |  |  | Single-Speed |  |  |  | 20900 | 1161 | 18 |  | 23400 | 1142 | 6 |  | Federally-Regulated Commercial & Industrial Equipment | 03/10/2021 | 205993119 | 03/10/2021
Enertech Global, LLC | GEOCOMFORT | GBS018*2 | GED018 | Ground-Water-Source | WBAHP-C: Heat Pump Split Syste | Heat Pump | 230 | 3 | False |  |  | Single-Speed |  |  |  | 24200 | 793 | 30.5 |  | 18600 | 1090 | 5 |  | Non Federally-Regulated | 03/10/2021 | 205993119 | 03/10/2021
Enertech Global, LLC | GEOCOMFORT | GBT036 | GED036 | Water-Source | WBAHP-C: Heat Pump Split Syste | Heat Pump | 208 | 1 | False |  |  | Single-Speed |  |  |  | 35800 | 2156 | 16.6 |  | 45200 | 2703 | 4.9 |  | Federally-Regulated Commercial & Industrial Equipment | 03/10/2021 | 205993125 | 03/10/2021
Enertech Global, LLC | GEOCOMFORT | GBT024*2 | GED024 | Water-Source | WBAHP-C: Heat Pump Split Syste | Heat Pump | 230 | 3 | False |  |  | Dual-Speed |  |  |  | 25600 | 1523 | 16.8 |  | 30300 | 1675 | 5.3 |  | Federally-Regulated Commercial & Industrial Equipment | 03/10/2021 | 205993161 | 03/10/2021
Enertech Global, LLC | GEOCOMFORT | GBT024 | GED024 | Ground-Water-Source | WBAHP-C: Heat Pump Split Syste | Heat Pump | 208 | 1 | False |  |  | Dual-Speed |  |  |  | 28800 | 1138 | 25.3 |  | 24400 | 1489 | 4.8 |  | Non Federally-Regulated | 03/10/2021 | 205993155 | 03/10/2021
Enertech Global, LLC | GEOCOMFORT | GBT036*2 | GED036 | Ground-Source | WBAHP-C: Heat Pump Split Syste | Heat Pump | 208 | 3 | False |  |  | Single-Speed |  |  |  | 37600 | 1958 | 19.2 |  | 28800 | 2221 | 3.8 |  | Non Federally-Regulated | 03/10/2021 | 205993131 | 03/10/2021
Enertech Global, LLC | GEOCOMFORT | GBT024*2 | GED024 | Ground-Water-Source | WBAHP-C: Heat Pump Split Syste | Heat Pump | 230 | 3 | False |  |  | Dual-Speed |  |  |  | 28800 | 1138 | 25.3 |  | 24400 | 1489 | 4.8 |  | Non Federally-Regulated | 03/10/2021 | 205993161 | 03/10/2021
Enertech Global, LLC | GEOCOMFORT | GBT024 | GAD024 | Ground-Water-Source | WBAHP-CB: Heat Pump Split Syst | Heat Pump | 208 | 1 | False |  |  | Dual-Speed |  |  |  | 28900 | 1074 | 26.9 |  | 23900 | 1490 | 4.7 |  | Non Federally-Regulated | 03/10/2021 | 205993156 | 03/10/2021
Enertech Global, LLC | GEOCOMFORT | GBT024 | GED024 | Water-Source | WBAHP-C: Heat Pump Split Syste | Heat Pump | 208 | 1 | False |  |  | Dual-Speed |  |  |  | 25600 | 1523 | 16.8 |  | 30300 | 1675 | 5.3 |  | Federally-Regulated Commercial & Industrial Equipment | 03/10/2021 | 205993155 | 03/10/2021
Enertech Global, LLC | GEOCOMFORT | GBT036*2 | GED036 | Ground-Water-Source | WBAHP-C: Heat Pump Split Syste | Heat Pump | 208 | 3 | False |  |  | Single-Speed |  |  |  | 40500 | 1646 | 24.6 |  | 36800 | 2294 | 4.7 |  | Non Federally-Regulated | 03/10/2021 | 205993131 | 03/10/2021
Enertech Global, LLC | GEOCOMFORT | GBT024 | GAD024 | Ground-Source | WBAHP-CB: Heat Pump Split Syst | Heat Pump | 230 | 1 | False |  |  | Dual-Speed |  |  |  | 26300 | 1289 | 20.4 |  | 18800 | 1412 | 3.9 |  | Non Federally-Regulated | 03/10/2021 | 205993156 | 03/10/2021
Enertech Global, LLC | GEOCOMFORT | GBT036 | GED036 | Water-Source | WBAHP-C: Heat Pump Split Syste | Heat Pump | 230 | 1 | False |  |  | Single-Speed |  |  |  | 35800 | 2156 | 16.6 |  | 45200 | 2703 | 4.9 |  | Federally-Regulated Commercial & Industrial Equipment | 03/10/2021 | 205993125 | 03/10/2021
Enertech Global, LLC | GEOCOMFORT | GBS018 | GED018 | Ground-Source | WBAHP-C: Heat Pump Split Syste | Heat Pump | 208 | 1 | False |  |  | Single-Speed |  |  |  | 22100 | 1018 | 21.7 |  | 14500 | 1089 | 3.9 |  | Non Federally-Regulated | 03/10/2021 | 205993113 | 03/10/2021
Enertech Global, LLC | GEOCOMFORT | GBS018 | GED018 | Ground-Water-Source | WBAHP-C: Heat Pump Split Syste | Heat Pump | 230 | 1 | False |  |  | Single-Speed |  |  |  | 24200 | 793 | 30.5 |  | 18600 | 1090 | 5 |  | Non Federally-Regulated | 03/10/2021 | 205993113 | 03/10/2021
Enertech Global, LLC | GEOCOMFORT | GBT036 | GED036 | Ground-Water-Source | WBAHP-C: Heat Pump Split Syste | Heat Pump | 208 | 1 | False |  |  | Single-Speed |  |  |  | 40500 | 1646 | 24.6 |  | 36800 | 2294 | 4.7 |  | Non Federally-Regulated | 03/10/2021 | 205993125 | 03/10/2021
Enertech Global, LLC | GEOCOMFORT | GBT024 | GAD024 | Ground-Source | WBAHP-CB: Heat Pump Split Syst | Heat Pump | 208 | 1 | False |  |  | Dual-Speed |  |  |  | 26300 | 1289 | 20.4 |  | 18800 | 1412 | 3.9 |  | Non Federally-Regulated | 03/10/2021 | 205993156 | 03/10/2021
Enertech Global, LLC | GEOCOMFORT | GBS018 | GED018 | Water-Source | WBAHP-C: Heat Pump Split Syste | Heat Pump | 230 | 1 | False |  |  | Single-Speed |  |  |  | 20900 | 1161 | 18 |  | 23400 | 1142 | 6 |  | Federally-Regulated Commercial & Industrial Equipment | 03/10/2021 | 205993113 | 03/10/2021
Enertech Global, LLC | GEOCOMFORT | GBS018*2 | GED018 | Water-Source | WBAHP-C: Heat Pump Split Syste | Heat Pump | 230 | 3 | False |  |  | Single-Speed |  |  |  | 20900 | 1161 | 18 |  | 23400 | 1142 | 6 |  | Federally-Regulated Commercial & Industrial Equipment | 03/10/2021 | 205993119 | 03/10/2021
Enertech Global, LLC | GEOCOMFORT | GBT036 | GED036 | Ground-Source | WBAHP-C: Heat Pump Split Syste | Heat Pump | 230 | 1 | False |  |  | Single-Speed |  |  |  | 37600 | 1958 | 19.2 |  | 28800 | 2221 | 3.8 |  | Non Federally-Regulated | 03/10/2021 | 205993125 | 03/10/2021
Enertech Global, LLC | GEOCOMFORT | GBT024*2 | GED024 | Ground-Source | WBAHP-C: Heat Pump Split Syste | Heat Pump | 230 | 3 | False |  |  | Dual-Speed |  |  |  | 26800 | 1374 | 19.5 |  | 19200 | 1372 | 4.1 |  | Non Federally-Regulated | 03/10/2021 | 205993161 | 03/10/2021
Enertech Global, LLC | GEOCOMFORT | GBT036*2 | GED036 | Water-Source | WBAHP-C: Heat Pump Split Syste | Heat Pump | 208 | 3 | False |  |  | Single-Speed |  |  |  | 35800 | 2156 | 16.6 |  | 45200 | 2703 | 4.9 |  | Federally-Regulated Commercial & Industrial Equipment | 03/10/2021 | 205993131 | 03/10/2021
Enertech Global, LLC | GEOCOMFORT | GBS018*2 | GED018 | Ground-Water-Source | WBAHP-C: Heat Pump Split Syste | Heat Pump | 208 | 3 | False |  |  | Single-Speed |  |  |  | 24200 | 793 | 30.5 |  | 18600 | 1090 | 5 |  | Non Federally-Regulated | 03/10/2021 | 205993119 | 03/10/2021
Enertech Global, LLC | GEOCOMFORT | GBT024*2 | GED024 | Ground-Source | WBAHP-C: Heat Pump Split Syste | Heat Pump | 208 | 3 | False |  |  | Dual-Speed |  |  |  | 26800 | 1374 | 19.5 |  | 19200 | 1372 | 4.1 |  | Non Federally-Regulated | 03/10/2021 | 205993161 | 03/10/2021
Enertech Global, LLC | GEOCOMFORT | GBT036 | GED036 | Ground-Water-Source | WBAHP-C: Heat Pump Split Syste | Heat Pump | 230 | 1 | False |  |  | Single-Speed |  |  |  | 40500 | 1646 | 24.6 |  | 36800 | 2294 | 4.7 |  | Non Federally-Regulated | 03/10/2021 | 205993125 | 03/10/2021
Enertech Global, LLC | GEOCOMFORT | GBT024 | GED024 | Ground-Source | WBAHP-C: Heat Pump Split Syste | Heat Pump | 230 | 1 | False |  |  | Dual-Speed |  |  |  | 26800 | 1374 | 19.5 |  | 19200 | 1372 | 4.1 |  | Non Federally-Regulated | 03/10/2021 | 205993155 | 03/10/2021
Enertech Global, LLC | GEOCOMFORT | GBT024*2 | GED024 | Water-Source | WBAHP-C: Heat Pump Split Syste | Heat Pump | 208 | 3 | False |  |  | Dual-Speed |  |  |  | 25600 | 1523 | 16.8 |  | 30300 | 1675 | 5.3 |  | Federally-Regulated Commercial & Industrial Equipment | 03/10/2021 | 205993161 | 03/10/2021
Enertech Global, LLC | GEOCOMFORT | GBT024 | GED024 | Ground-Source | WBAHP-C: Heat Pump Split Syste | Heat Pump | 208 | 1 | False |  |  | Dual-Speed |  |  |  | 26800 | 1374 | 19.5 |  | 19200 | 1372 | 4.1 |  | Non Federally-Regulated | 03/10/2021 | 205993155 | 03/10/2021
Enertech Global, LLC | GEOCOMFORT | GBT024 | GAD024 | Water-Source | WBAHP-CB: Heat Pump Split Syst | Heat Pump | 230 | 1 | False |  |  | Dual-Speed |  |  |  | 24100 | 1377 | 17.5 |  | 29400 | 1723 | 5 |  | Federally-Regulated Commercial & Industrial Equipment | 03/10/2021 | 205993156 | 03/10/2021
Enertech Global, LLC | Tetco | TBS018*2 | TAD018 | Water-Source | WBAHP-CB: Heat Pump Split Syst | Heat Pump | 208 | 3 | False |  |  | Single-Speed |  |  |  | 21100 | 1153 | 18.3 |  | 23300 | 1138 | 6 |  | Federally-Regulated Commercial & Industrial Equipment | 03/10/2021 | 205993124 | 03/10/2021
Enertech Global, LLC | Tetco | TBT036*2 | TED036 | Ground-Water-Source | WBAHP-C: Heat Pump Split Syste | Heat Pump | 208 | 3 | False |  |  | Single-Speed |  |  |  | 40500 | 1646 | 24.6 |  | 36800 | 2294 | 4.7 |  | Non Federally-Regulated | 03/10/2021 | 205993135 | 03/10/2021
Enertech Global, LLC | Tetco | TBT024 | TED024 | Ground-Source | WBAHP-C: Heat Pump Split Syste | Heat Pump | 208 | 1 | False |  |  | Dual-Speed |  |  |  | 26800 | 1374 | 19.5 |  | 19200 | 1372 | 4.1 |  | Non Federally-Regulated | 03/10/2021 | 205993159 | 03/10/2021
Enertech Global, LLC | Tetco | TBS018*2 | TED018 | Water-Source | WBAHP-C: Heat Pump Split Syste | Heat Pump | 230 | 3 | False |  |  | Single-Speed |  |  |  | 20900 | 1161 | 18 |  | 23400 | 1142 | 6 |  | Federally-Regulated Commercial & Industrial Equipment | 03/10/2021 | 205993123 | 03/10/2021
Enertech Global, LLC | Tetco | TBS018 | TAD018 | Ground-Source | WBAHP-CB: Heat Pump Split Syst | Heat Pump | 230 | 1 | False |  |  | Single-Speed |  |  |  | 22200 | 1000 | 22.2 |  | 14400 | 1082 | 3.9 |  | Non Federally-Regulated | 03/10/2021 | 205993118 | 03/10/2021
Enertech Global, LLC | Tetco | TBS018 | TAD018 | Ground-Source | WBAHP-CB: Heat Pump Split Syst | Heat Pump | 208 | 1 | False |  |  | Single-Speed |  |  |  | 22200 | 1000 | 22.2 |  | 14400 | 1082 | 3.9 |  | Non Federally-Regulated | 03/10/2021 | 205993118 | 03/10/2021
Enertech Global, LLC | Tetco | TBS018 | TED018 | Water-Source | WBAHP-C: Heat Pump Split Syste | Heat Pump | 208 | 1 | False |  |  | Single-Speed |  |  |  | 20900 | 1161 | 18 |  | 23400 | 1142 | 6 |  | Federally-Regulated Commercial & Industrial Equipment | 03/10/2021 | 205993117 | 03/10/2021
Enertech Global, LLC | Tetco | TBS018 | TAD018 | Ground-Water-Source | WBAHP-CB: Heat Pump Split Syst | Heat Pump | 230 | 1 | False |  |  | Single-Speed |  |  |  | 24300 | 768 | 31.6 |  | 18700 | 1096 | 5 |  | Non Federally-Regulated | 03/10/2021 | 205993118 | 03/10/2021
Enertech Global, LLC | Tetco | TBT036*2 | TED036 | Ground-Source | WBAHP-C: Heat Pump Split Syste | Heat Pump | 208 | 3 | False |  |  | Single-Speed |  |  |  | 37600 | 1958 | 19.2 |  | 28800 | 2221 | 3.8 |  | Non Federally-Regulated | 03/10/2021 | 205993135 | 03/10/2021
Enertech Global, LLC | Tetco | TBS018 | TAD018 | Water-Source | WBAHP-CB: Heat Pump Split Syst | Heat Pump | 208 | 1 | False |  |  | Single-Speed |  |  |  | 21100 | 1153 | 18.3 |  | 23300 | 1138 | 6 |  | Federally-Regulated Commercial & Industrial Equipment | 03/10/2021 | 205993118 | 03/10/2021
Enertech Global, LLC | Tetco | TBS018*2 | TAD018 | Ground-Water-Source | WBAHP-CB: Heat Pump Split Syst | Heat Pump | 208 | 3 | False |  |  | Single-Speed |  |  |  | 24300 | 768 | 31.6 |  | 18700 | 1096 | 5 |  | Non Federally-Regulated | 03/10/2021 | 205993124 | 03/10/2021
Enertech Global, LLC | Tetco | TBS018*2 | TED018 | Ground-Source | WBAHP-C: Heat Pump Split Syste | Heat Pump | 230 | 3 | False |  |  | Single-Speed |  |  |  | 22100 | 1018 | 21.7 |  | 14500 | 1089 | 3.9 |  | Non Federally-Regulated | 03/10/2021 | 205993123 | 03/10/2021
Enertech Global, LLC | Tetco | TBS018*2 | TAD018 | Ground-Source | WBAHP-CB: Heat Pump Split Syst | Heat Pump | 230 | 3 | False |  |  | Single-Speed |  |  |  | 22200 | 1000 | 22.2 |  | 14400 | 1082 | 3.9 |  | Non Federally-Regulated | 03/10/2021 | 205993124 | 03/10/2021
Enertech Global, LLC | Tetco | TBS018*2 | TED018 | Water-Source | WBAHP-C: Heat Pump Split Syste | Heat Pump | 208 | 3 | False |  |  | Single-Speed |  |  |  | 20900 | 1161 | 18 |  | 23400 | 1142 | 6 |  | Federally-Regulated Commercial & Industrial Equipment | 03/10/2021 | 205993123 | 03/10/2021
Enertech Global, LLC | Tetco | TBT024 | TED024 | Water-Source | WBAHP-C: Heat Pump Split Syste | Heat Pump | 230 | 1 | False |  |  | Dual-Speed |  |  |  | 25600 | 1523 | 16.8 |  | 30300 | 1675 | 5.3 |  | Federally-Regulated Commercial & Industrial Equipment | 03/10/2021 | 205993159 | 03/10/2021
Enertech Global, LLC | Tetco | TBT036 | TED036 | Ground-Water-Source | WBAHP-C: Heat Pump Split Syste | Heat Pump | 208 | 1 | False |  |  | Single-Speed |  |  |  | 40500 | 1646 | 24.6 |  | 36800 | 2294 | 4.7 |  | Non Federally-Regulated | 03/10/2021 | 205993129 | 03/10/2021
Enertech Global, LLC | Tetco | TBT024 | TED024 | Ground-Water-Source | WBAHP-C: Heat Pump Split Syste | Heat Pump | 230 | 1 | False |  |  | Dual-Speed |  |  |  | 28800 | 1138 | 25.3 |  | 24400 | 1489 | 4.8 |  | Non Federally-Regulated | 03/10/2021 | 205993159 | 03/10/2021
Enertech Global, LLC | Tetco | TBS018 | TAD018 | Water-Source | WBAHP-CB: Heat Pump Split Syst | Heat Pump | 230 | 1 | False |  |  | Single-Speed |  |  |  | 21100 | 1153 | 18.3 |  | 23300 | 1138 | 6 |  | Federally-Regulated Commercial & Industrial Equipment | 03/10/2021 | 205993118 | 03/10/2021
Enertech Global, LLC | Tetco | TBT024*2 | TED024 | Ground-Source | WBAHP-C: Heat Pump Split Syste | Heat Pump | 208 | 3 | False |  |  | Dual-Speed |  |  |  | 26800 | 1374 | 19.5 |  | 19200 | 1372 | 4.1 |  | Non Federally-Regulated | 03/10/2021 | 205993165 | 03/10/2021
Enertech Global, LLC | Tetco | TBS018 | TAD018 | Ground-Water-Source | WBAHP-CB: Heat Pump Split Syst | Heat Pump | 208 | 1 | False |  |  | Single-Speed |  |  |  | 24300 | 768 | 31.6 |  | 18700 | 1096 | 5 |  | Non Federally-Regulated | 03/10/2021 | 205993118 | 03/10/2021
Enertech Global, LLC | Tetco | TBT024*2 | TED024 | Water-Source | WBAHP-C: Heat Pump Split Syste | Heat Pump | 230 | 3 | False |  |  | Dual-Speed |  |  |  | 25600 | 1523 | 16.8 |  | 30300 | 1675 | 5.3 |  | Federally-Regulated Commercial & Industrial Equipment | 03/10/2021 | 205993165 | 03/10/2021
Enertech Global, LLC | Tetco | TBS018 | TED018 | Ground-Water-Source | WBAHP-C: Heat Pump Split Syste | Heat Pump | 208 | 1 | False |  |  | Single-Speed |  |  |  | 24200 | 793 | 30.5 |  | 18600 | 1090 | 5 |  | Non Federally-Regulated | 03/10/2021 | 205993117 | 03/10/2021
Enertech Global, LLC | Tetco | TBT024 | TED024 | Ground-Source | WBAHP-C: Heat Pump Split Syste | Heat Pump | 230 | 1 | False |  |  | Dual-Speed |  |  |  | 26800 | 1374 | 19.5 |  | 19200 | 1372 | 4.1 |  | Non Federally-Regulated | 03/10/2021 | 205993159 | 03/10/2021
Enertech Global, LLC | Tetco | TBT024 | TAD024 | Ground-Water-Source | WBAHP-CB: Heat Pump Split Syst | Heat Pump | 230 | 1 | False |  |  | Dual-Speed |  |  |  | 28900 | 1074 | 26.9 |  | 23900 | 1490 | 4.7 |  | Non Federally-Regulated | 03/10/2021 | 205993160 | 03/10/2021
Enertech Global, LLC | Tetco | TBS018*2 | TAD018 | Water-Source | WBAHP-CB: Heat Pump Split Syst | Heat Pump | 230 | 3 | False |  |  | Single-Speed |  |  |  | 21100 | 1153 | 18.3 |  | 23300 | 1138 | 6 |  | Federally-Regulated Commercial & Industrial Equipment | 03/10/2021 | 205993124 | 03/10/2021
Enertech Global, LLC | Tetco | TBT024*2 | TED024 | Ground-Source | WBAHP-C: Heat Pump Split Syste | Heat Pump | 230 | 3 | False |  |  | Dual-Speed |  |  |  | 26800 | 1374 | 19.5 |  | 19200 | 1372 | 4.1 |  | Non Federally-Regulated | 03/10/2021 | 205993165 | 03/10/2021
Enertech Global, LLC | Tetco | TBT036*2 | TED036 | Water-Source | WBAHP-C: Heat Pump Split Syste | Heat Pump | 208 | 3 | False |  |  | Single-Speed |  |  |  | 35800 | 2156 | 16.6 |  | 45200 | 2703 | 4.9 |  | Federally-Regulated Commercial & Industrial Equipment | 03/10/2021 | 205993135 | 03/10/2021
Enertech Global, LLC | Tetco | TBS018*2 | TED018 | Ground-Source | WBAHP-C: Heat Pump Split Syste | Heat Pump | 208 | 3 | False |  |  | Single-Speed |  |  |  | 22100 | 1018 | 21.7 |  | 14500 | 1089 | 3.9 |  | Non Federally-Regulated | 03/10/2021 | 205993123 | 03/10/2021
Enertech Global, LLC | Tetco | TBT024 | TAD024 | Water-Source | WBAHP-CB: Heat Pump Split Syst | Heat Pump | 230 | 1 | False |  |  | Dual-Speed |  |  |  | 24100 | 1377 | 17.5 |  | 29400 | 1723 | 5 |  | Federally-Regulated Commercial & Industrial Equipment | 03/10/2021 | 205993160 | 03/10/2021
Enertech Global, LLC | Tetco | TBT024*2 | TED024 | Ground-Water-Source | WBAHP-C: Heat Pump Split Syste | Heat Pump | 208 | 3 | False |  |  | Dual-Speed |  |  |  | 28800 | 1138 | 25.3 |  | 24400 | 1489 | 4.8 |  | Non Federally-Regulated | 03/10/2021 | 205993165 | 03/10/2021
Enertech Global, LLC | Tetco | TBT024 | TED024 | Water-Source | WBAHP-C: Heat Pump Split Syste | Heat Pump | 208 | 1 | False |  |  | Dual-Speed |  |  |  | 25600 | 1523 | 16.8 |  | 30300 | 1675 | 5.3 |  | Federally-Regulated Commercial & Industrial Equipment | 03/10/2021 | 205993159 | 03/10/2021
Enertech Global, LLC | Tetco | TBT024 | TAD024 | Ground-Source | WBAHP-CB: Heat Pump Split Syst | Heat Pump | 230 | 1 | False |  |  | Dual-Speed |  |  |  | 26300 | 1289 | 20.4 |  | 18800 | 1412 | 3.9 |  | Non Federally-Regulated | 03/10/2021 | 205993160 | 03/10/2021
Enertech Global, LLC | Tetco | TBS018*2 | TED018 | Ground-Water-Source | WBAHP-C: Heat Pump Split Syste | Heat Pump | 208 | 3 | False |  |  | Single-Speed |  |  |  | 24200 | 793 | 30.5 |  | 18600 | 1090 | 5 |  | Non Federally-Regulated | 03/10/2021 | 205993123 | 03/10/2021
Enertech Global, LLC | Tetco | TBT024 | TAD024 | Ground-Water-Source | WBAHP-CB: Heat Pump Split Syst | Heat Pump | 208 | 1 | False |  |  | Dual-Speed |  |  |  | 28900 | 1074 | 26.9 |  | 23900 | 1490 | 4.7 |  | Non Federally-Regulated | 03/10/2021 | 205993160 | 03/10/2021
Enertech Global, LLC | Tetco | TBT024 | TAD024 | Water-Source | WBAHP-CB: Heat Pump Split Syst | Heat Pump | 208 | 1 | False |  |  | Dual-Speed |  |  |  | 24100 | 1377 | 17.5 |  | 29400 | 1723 | 5 |  | Federally-Regulated Commercial & Industrial Equipment | 03/10/2021 | 205993160 | 03/10/2021
Enertech Global, LLC | Tetco | TBT024 | TED024 | Ground-Water-Source | WBAHP-C: Heat Pump Split Syste | Heat Pump | 208 | 1 | False |  |  | Dual-Speed |  |  |  | 28800 | 1138 | 25.3 |  | 24400 | 1489 | 4.8 |  | Non Federally-Regulated | 03/10/2021 | 205993159 | 03/10/2021
Enertech Global, LLC | Tetco | TBT024*2 | TED024 | Ground-Water-Source | WBAHP-C: Heat Pump Split Syste | Heat Pump | 230 | 3 | False |  |  | Dual-Speed |  |  |  | 28800 | 1138 | 25.3 |  | 24400 | 1489 | 4.8 |  | Non Federally-Regulated | 03/10/2021 | 205993165 | 03/10/2021
Enertech Global, LLC | Tetco | TBS018*2 | TAD018 | Ground-Source | WBAHP-CB: Heat Pump Split Syst | Heat Pump | 208 | 3 | False |  |  | Single-Speed |  |  |  | 22200 | 1000 | 22.2 |  | 14400 | 1082 | 3.9 |  | Non Federally-Regulated | 03/10/2021 | 205993124 | 03/10/2021
Enertech Global, LLC | Tetco | TBS018*2 | TED018 | Ground-Water-Source | WBAHP-C: Heat Pump Split Syste | Heat Pump | 230 | 3 | False |  |  | Single-Speed |  |  |  | 24200 | 793 | 30.5 |  | 18600 | 1090 | 5 |  | Non Federally-Regulated | 03/10/2021 | 205993123 | 03/10/2021
Enertech Global, LLC | Tetco | TBT036 | TED036 | Ground-Source | WBAHP-C: Heat Pump Split Syste | Heat Pump | 208 | 1 | False |  |  | Single-Speed |  |  |  | 37600 | 1958 | 19.2 |  | 28800 | 2221 | 3.8 |  | Non Federally-Regulated | 03/10/2021 | 205993129 | 03/10/2021
Enertech Global, LLC | Tetco | TBS018*2 | TAD018 | Ground-Water-Source | WBAHP-CB: Heat Pump Split Syst | Heat Pump | 230 | 3 | False |  |  | Single-Speed |  |  |  | 24300 | 768 | 31.6 |  | 18700 | 1096 | 5 |  | Non Federally-Regulated | 03/10/2021 | 205993124 | 03/10/2021
Enertech Global, LLC | Tetco | TBT036 | TED036 | Ground-Water-Source | WBAHP-C: Heat Pump Split Syste | Heat Pump | 230 | 1 | False |  |  | Single-Speed |  |  |  | 40500 | 1646 | 24.6 |  | 36800 | 2294 | 4.7 |  | Non Federally-Regulated | 03/10/2021 | 205993129 | 03/10/2021
Enertech Global, LLC | Tetco | TBT036*2 | TED036 | Ground-Source | WBAHP-C: Heat Pump Split Syste | Heat Pump | 230 | 3 | False |  |  | Single-Speed |  |  |  | 37600 | 1958 | 19.2 |  | 28800 | 2221 | 3.8 |  | Non Federally-Regulated | 03/10/2021 | 205993135 | 03/10/2021
Enertech Global, LLC | Tetco | TBT036 | TED036 | Water-Source | WBAHP-C: Heat Pump Split Syste | Heat Pump | 230 | 1 | False |  |  | Single-Speed |  |  |  | 35800 | 2156 | 16.6 |  | 45200 | 2703 | 4.9 |  | Federally-Regulated Commercial & Industrial Equipment | 03/10/2021 | 205993129 | 03/10/2021
Enertech Global, LLC | Tetco | TBT036*2 | TED036 | Ground-Water-Source | WBAHP-C: Heat Pump Split Syste | Heat Pump | 230 | 3 | False |  |  | Single-Speed |  |  |  | 40500 | 1646 | 24.6 |  | 36800 | 2294 | 4.7 |  | Non Federally-Regulated | 03/10/2021 | 205993135 | 03/10/2021
Enertech Global, LLC | Tetco | TBT036*2 | TED036 | Water-Source | WBAHP-C: Heat Pump Split Syste | Heat Pump | 230 | 3 | False |  |  | Single-Speed |  |  |  | 35800 | 2156 | 16.6 |  | 45200 | 2703 | 4.9 |  | Federally-Regulated Commercial & Industrial Equipment | 03/10/2021 | 205993135 | 03/10/2021
Enertech Global, LLC | Tetco | TBT036 | TED036 | Ground-Source | WBAHP-C: Heat Pump Split Syste | Heat Pump | 230 | 1 | False |  |  | Single-Speed |  |  |  | 37600 | 1958 | 19.2 |  | 28800 | 2221 | 3.8 |  | Non Federally-Regulated | 03/10/2021 | 205993129 | 03/10/2021
Enertech Global, LLC | Tetco | TBT024 | TAD024 | Ground-Source | WBAHP-CB: Heat Pump Split Syst | Heat Pump | 208 | 1 | False |  |  | Dual-Speed |  |  |  | 26300 | 1289 | 20.4 |  | 18800 | 1412 | 3.9 |  | Non Federally-Regulated | 03/10/2021 | 205993160 | 03/10/2021
Enertech Global, LLC | Tetco | TBS018 | TED018 | Ground-Water-Source | WBAHP-C: Heat Pump Split Syste | Heat Pump | 230 | 1 | False |  |  | Single-Speed |  |  |  | 24200 | 793 | 30.5 |  | 18600 | 1090 | 5 |  | Non Federally-Regulated | 03/10/2021 | 205993117 | 03/10/2021
Enertech Global, LLC | Tetco | TBS018 | TED018 | Water-Source | WBAHP-C: Heat Pump Split Syste | Heat Pump | 230 | 1 | False |  |  | Single-Speed |  |  |  | 20900 | 1161 | 18 |  | 23400 | 1142 | 6 |  | Federally-Regulated Commercial & Industrial Equipment | 03/10/2021 | 205993117 | 03/10/2021
Enertech Global, LLC | Tetco | TBS018 | TED018 | Ground-Source | WBAHP-C: Heat Pump Split Syste | Heat Pump | 230 | 1 | False |  |  | Single-Speed |  |  |  | 22100 | 1018 | 21.7 |  | 14500 | 1089 | 3.9 |  | Non Federally-Regulated | 03/10/2021 | 205993117 | 03/10/2021
Enertech Global, LLC | Tetco | TBS018 | TED018 | Ground-Source | WBAHP-C: Heat Pump Split Syste | Heat Pump | 208 | 1 | False |  |  | Single-Speed |  |  |  | 22100 | 1018 | 21.7 |  | 14500 | 1089 | 3.9 |  | Non Federally-Regulated | 03/10/2021 | 205993117 | 03/10/2021
Enertech Global, LLC | Tetco | TBT024*2 | TED024 | Water-Source | WBAHP-C: Heat Pump Split Syste | Heat Pump | 208 | 3 | False |  |  | Dual-Speed |  |  |  | 25600 | 1523 | 16.8 |  | 30300 | 1675 | 5.3 |  | Federally-Regulated Commercial & Industrial Equipment | 03/10/2021 | 205993165 | 03/10/2021
Enertech Global, LLC | Tetco | TBT036 | TED036 | Water-Source | WBAHP-C: Heat Pump Split Syste | Heat Pump | 208 | 1 | False |  |  | Single-Speed |  |  |  | 35800 | 2156 | 16.6 |  | 45200 | 2703 | 4.9 |  | Federally-Regulated Commercial & Industrial Equipment | 03/10/2021 | 205993129 | 03/10/2021
Enertech Global, LLC | Hydron Module | HBT024 | HED024 | Ground-Water-Source | WBAHP-C: Heat Pump Split Syste | Heat Pump | 208 | 1 | False |  |  | Dual-Speed |  |  |  | 28800 | 1138 | 25.3 |  | 24400 | 1489 | 4.8 |  | Non Federally-Regulated | 03/10/2021 | 205993157 | 03/10/2021
Enertech Global, LLC | Hydron Module | HBT024*2 | HED024 | Ground-Source | WBAHP-C: Heat Pump Split Syste | Heat Pump | 230 | 3 | False |  |  | Dual-Speed |  |  |  | 26800 | 1374 | 19.5 |  | 19200 | 1372 | 4.1 |  | Non Federally-Regulated | 03/10/2021 | 205993163 | 03/10/2021
Enertech Global, LLC | Hydron Module | HBT036*2 | HAD036 | Ground-Source | WBAHP-CB: Heat Pump Split Syst | Heat Pump | 208 | 3 | False |  |  | Single-Speed |  |  |  | 36900 | 1911 | 19.3 |  | 29000 | 2179 | 3.9 |  | Non Federally-Regulated | 03/10/2021 | 205993134 | 03/10/2021
Enertech Global, LLC | Hydron Module | HBT036*2 | HAD036 | Water-Source | WBAHP-CB: Heat Pump Split Syst | Heat Pump | 230 | 3 | False |  |  | Single-Speed |  |  |  | 35200 | 2120 | 16.6 |  | 46000 | 2543 | 5.3 |  | Federally-Regulated Commercial & Industrial Equipment | 03/10/2021 | 205993134 | 03/10/2021
Enertech Global, LLC | Hydron Module | HBT036 | HED036 | Ground-Source | WBAHP-C: Heat Pump Split Syste | Heat Pump | 208 | 1 | False |  |  | Single-Speed |  |  |  | 37600 | 1958 | 19.2 |  | 28800 | 2221 | 3.8 |  | Non Federally-Regulated | 03/10/2021 | 205993127 | 03/10/2021
Enertech Global, LLC | Hydron Module | HBT036*2 | HAD036 | Water-Source | WBAHP-CB: Heat Pump Split Syst | Heat Pump | 208 | 3 | False |  |  | Single-Speed |  |  |  | 35200 | 2120 | 16.6 |  | 46000 | 2543 | 5.3 |  | Federally-Regulated Commercial & Industrial Equipment | 03/10/2021 | 205993134 | 03/10/2021
Enertech Global, LLC | Hydron Module | HBT036 | HED036 | Ground-Water-Source | WBAHP-C: Heat Pump Split Syste | Heat Pump | 230 | 1 | False |  |  | Single-Speed |  |  |  | 40500 | 1646 | 24.6 |  | 36800 | 2294 | 4.7 |  | Non Federally-Regulated | 03/10/2021 | 205993127 | 03/10/2021
Enertech Global, LLC | Hydron Module | HBT024 | HED024 | Water-Source | WBAHP-C: Heat Pump Split Syste | Heat Pump | 208 | 1 | False |  |  | Dual-Speed |  |  |  | 25600 | 1523 | 16.8 |  | 30300 | 1675 | 5.3 |  | Federally-Regulated Commercial & Industrial Equipment | 03/10/2021 | 205993157 | 03/10/2021
Enertech Global, LLC | Hydron Module | HBT024*2 | HED024 | Ground-Water-Source | WBAHP-C: Heat Pump Split Syste | Heat Pump | 230 | 3 | False |  |  | Dual-Speed |  |  |  | 28800 | 1138 | 25.3 |  | 24400 | 1489 | 4.8 |  | Non Federally-Regulated | 03/10/2021 | 205993163 | 03/10/2021
Enertech Global, LLC | Hydron Module | HBT036*2 | HED036 | Water-Source | WBAHP-C: Heat Pump Split Syste | Heat Pump | 230 | 3 | False |  |  | Single-Speed |  |  |  | 35800 | 2156 | 16.6 |  | 45200 | 2703 | 4.9 |  | Federally-Regulated Commercial & Industrial Equipment | 03/10/2021 | 205993133 | 03/10/2021
Enertech Global, LLC | Hydron Module | HBS018*2 | HED018 | Ground-Water-Source | WBAHP-C: Heat Pump Split Syste | Heat Pump | 208 | 3 | False |  |  | Single-Speed |  |  |  | 24200 | 793 | 30.5 |  | 18600 | 1090 | 5 |  | Non Federally-Regulated | 03/10/2021 | 205993121 | 03/10/2021
Enertech Global, LLC | Hydron Module | HBT036 | HED036 | Water-Source | WBAHP-C: Heat Pump Split Syste | Heat Pump | 208 | 1 | False |  |  | Single-Speed |  |  |  | 35800 | 2156 | 16.6 |  | 45200 | 2703 | 4.9 |  | Federally-Regulated Commercial & Industrial Equipment | 03/10/2021 | 205993127 | 03/10/2021
Enertech Global, LLC | Hydron Module | HBS018*2 | HAD018 | Ground-Source | WBAHP-CB: Heat Pump Split Syst | Heat Pump | 230 | 3 | False |  |  | Single-Speed |  |  |  | 22200 | 1000 | 22.2 |  | 14400 | 1082 | 3.9 |  | Non Federally-Regulated | 03/10/2021 | 205993122 | 03/10/2021
Enertech Global, LLC | Hydron Module | HBT024 | HED024 | Ground-Source | WBAHP-C: Heat Pump Split Syste | Heat Pump | 208 | 1 | False |  |  | Dual-Speed |  |  |  | 26800 | 1374 | 19.5 |  | 19200 | 1372 | 4.1 |  | Non Federally-Regulated | 03/10/2021 | 205993157 | 03/10/2021
Enertech Global, LLC | Hydron Module | HBT036 | HED036 | Ground-Source | WBAHP-C: Heat Pump Split Syste | Heat Pump | 230 | 1 | False |  |  | Single-Speed |  |  |  | 37600 | 1958 | 19.2 |  | 28800 | 2221 | 3.8 |  | Non Federally-Regulated | 03/10/2021 | 205993127 | 03/10/2021
Enertech Global, LLC | Hydron Module | HBS018 | HED018 | Water-Source | WBAHP-C: Heat Pump Split Syste | Heat Pump | 230 | 1 | False |  |  | Single-Speed |  |  |  | 20900 | 1161 | 18 |  | 23400 | 1142 | 6 |  | Federally-Regulated Commercial & Industrial Equipment | 03/10/2021 | 205993115 | 03/10/2021
Enertech Global, LLC | Hydron Module | HBS018*2 | HED018 | Ground-Source | WBAHP-C: Heat Pump Split Syste | Heat Pump | 208 | 3 | False |  |  | Single-Speed |  |  |  | 22100 | 1018 | 21.7 |  | 14500 | 1089 | 3.9 |  | Non Federally-Regulated | 03/10/2021 | 205993121 | 03/10/2021
Enertech Global, LLC | Hydron Module | HBS018 | HAD018 | Ground-Source | WBAHP-CB: Heat Pump Split Syst | Heat Pump | 208 | 1 | False |  |  | Single-Speed |  |  |  | 22200 | 1000 | 22.2 |  | 14400 | 1082 | 3.9 |  | Non Federally-Regulated | 03/10/2021 | 205993116 | 03/10/2021
Enertech Global, LLC | Hydron Module | HBS018*2 | HED018 | Ground-Source | WBAHP-C: Heat Pump Split Syste | Heat Pump | 230 | 3 | False |  |  | Single-Speed |  |  |  | 22100 | 1018 | 21.7 |  | 14500 | 1089 | 3.9 |  | Non Federally-Regulated | 03/10/2021 | 205993121 | 03/10/2021
Enertech Global, LLC | Hydron Module | HBT024*2 | HED024 | Ground-Water-Source | WBAHP-C: Heat Pump Split Syste | Heat Pump | 208 | 3 | False |  |  | Dual-Speed |  |  |  | 28800 | 1138 | 25.3 |  | 24400 | 1489 | 4.8 |  | Non Federally-Regulated | 03/10/2021 | 205993163 | 03/10/2021
Enertech Global, LLC | Hydron Module | HBS018 | HAD018 | Ground-Source | WBAHP-CB: Heat Pump Split Syst | Heat Pump | 230 | 1 | False |  |  | Single-Speed |  |  |  | 22200 | 1000 | 22.2 |  | 14400 | 1082 | 3.9 |  | Non Federally-Regulated | 03/10/2021 | 205993116 | 03/10/2021
Enertech Global, LLC | Hydron Module | HBS018 | HAD018 | Water-Source | WBAHP-CB: Heat Pump Split Syst | Heat Pump | 208 | 1 | False |  |  | Single-Speed |  |  |  | 21100 | 1153 | 18.3 |  | 23300 | 1138 | 6 |  | Federally-Regulated Commercial & Industrial Equipment | 03/10/2021 | 205993116 | 03/10/2021
Enertech Global, LLC | Hydron Module | HBS018 | HED018 | Ground-Source | WBAHP-C: Heat Pump Split Syste | Heat Pump | 230 | 1 | False |  |  | Single-Speed |  |  |  | 22100 | 1018 | 21.7 |  | 14500 | 1089 | 3.9 |  | Non Federally-Regulated | 03/10/2021 | 205993115 | 03/10/2021
Enertech Global, LLC | Hydron Module | HBT024 | HED024 | Water-Source | WBAHP-C: Heat Pump Split Syste | Heat Pump | 230 | 1 | False |  |  | Dual-Speed |  |  |  | 25600 | 1523 | 16.8 |  | 30300 | 1675 | 5.3 |  | Federally-Regulated Commercial & Industrial Equipment | 03/10/2021 | 205993157 | 03/10/2021
Enertech Global, LLC | Hydron Module | HBS018*2 | HAD018 | Ground-Water-Source | WBAHP-CB: Heat Pump Split Syst | Heat Pump | 230 | 3 | False |  |  | Single-Speed |  |  |  | 24300 | 768 | 31.6 |  | 18700 | 1096 | 5 |  | Non Federally-Regulated | 03/10/2021 | 205993122 | 03/10/2021
Enertech Global, LLC | Hydron Module | HBT036*2 | HED036 | Ground-Source | WBAHP-C: Heat Pump Split Syste | Heat Pump | 230 | 3 | False |  |  | Single-Speed |  |  |  | 37600 | 1958 | 19.2 |  | 28800 | 2221 | 3.8 |  | Non Federally-Regulated | 03/10/2021 | 205993133 | 03/10/2021
Enertech Global, LLC | Hydron Module | HBT036 | HED036 | Ground-Water-Source | WBAHP-C: Heat Pump Split Syste | Heat Pump | 208 | 1 | False |  |  | Single-Speed |  |  |  | 40500 | 1646 | 24.6 |  | 36800 | 2294 | 4.7 |  | Non Federally-Regulated | 03/10/2021 | 205993127 | 03/10/2021
Enertech Global, LLC | Hydron Module | HBS018 | HAD018 | Water-Source | WBAHP-CB: Heat Pump Split Syst | Heat Pump | 230 | 1 | False |  |  | Single-Speed |  |  |  | 21100 | 1153 | 18.3 |  | 23300 | 1138 | 6 |  | Federally-Regulated Commercial & Industrial Equipment | 03/10/2021 | 205993116 | 03/10/2021
Enertech Global, LLC | Hydron Module | HBS018*2 | HED018 | Ground-Water-Source | WBAHP-C: Heat Pump Split Syste | Heat Pump | 230 | 3 | False |  |  | Single-Speed |  |  |  | 24200 | 793 | 30.5 |  | 18600 | 1090 | 5 |  | Non Federally-Regulated | 03/10/2021 | 205993121 | 03/10/2021
Enertech Global, LLC | Hydron Module | HBS018*2 | HED018 | Water-Source | WBAHP-C: Heat Pump Split Syste | Heat Pump | 208 | 3 | False |  |  | Single-Speed |  |  |  | 20900 | 1161 | 18 |  | 23400 | 1142 | 6 |  | Federally-Regulated Commercial & Industrial Equipment | 03/10/2021 | 205993121 | 03/10/2021
Enertech Global, LLC | Hydron Module | HBT036*2 | HAD036 | Ground-Water-Source | WBAHP-CB: Heat Pump Split Syst | Heat Pump | 208 | 3 | False |  |  | Single-Speed |  |  |  | 39700 | 1600 | 24.8 |  | 37200 | 2319 | 4.7 |  | Non Federally-Regulated | 03/10/2021 | 205993134 | 03/10/2021
Enertech Global, LLC | Hydron Module | HBS018 | HAD018 | Ground-Water-Source | WBAHP-CB: Heat Pump Split Syst | Heat Pump | 208 | 1 | False |  |  | Single-Speed |  |  |  | 24300 | 768 | 31.6 |  | 18700 | 1096 | 5 |  | Non Federally-Regulated | 03/10/2021 | 205993116 | 03/10/2021
Enertech Global, LLC | Hydron Module | HBT036*2 | HED036 | Ground-Source | WBAHP-C: Heat Pump Split Syste | Heat Pump | 208 | 3 | False |  |  | Single-Speed |  |  |  | 37600 | 1958 | 19.2 |  | 28800 | 2221 | 3.8 |  | Non Federally-Regulated | 03/10/2021 | 205993133 | 03/10/2021
Enertech Global, LLC | Hydron Module | HBS018 | HED018 | Ground-Source | WBAHP-C: Heat Pump Split Syste | Heat Pump | 208 | 1 | False |  |  | Single-Speed |  |  |  | 22100 | 1018 | 21.7 |  | 14500 | 1089 | 3.9 |  | Non Federally-Regulated | 03/10/2021 | 205993115 | 03/10/2021
Enertech Global, LLC | Hydron Module | HBT036*2 | HED036 | Water-Source | WBAHP-C: Heat Pump Split Syste | Heat Pump | 208 | 3 | False |  |  | Single-Speed |  |  |  | 35800 | 2156 | 16.6 |  | 45200 | 2703 | 4.9 |  | Federally-Regulated Commercial & Industrial Equipment | 03/10/2021 | 205993133 | 03/10/2021
Enertech Global, LLC | Hydron Module | HBT024*2 | HED024 | Ground-Source | WBAHP-C: Heat Pump Split Syste | Heat Pump | 208 | 3 | False |  |  | Dual-Speed |  |  |  | 26800 | 1374 | 19.5 |  | 19200 | 1372 | 4.1 |  | Non Federally-Regulated | 03/10/2021 | 205993163 | 03/10/2021
Enertech Global, LLC | Hydron Module | HBT036 | HED036 | Water-Source | WBAHP-C: Heat Pump Split Syste | Heat Pump | 230 | 1 | False |  |  | Single-Speed |  |  |  | 35800 | 2156 | 16.6 |  | 45200 | 2703 | 4.9 |  | Federally-Regulated Commercial & Industrial Equipment | 03/10/2021 | 205993127 | 03/10/2021
Enertech Global, LLC | Hydron Module | HBT036*2 | HAD036 | Ground-Water-Source | WBAHP-CB: Heat Pump Split Syst | Heat Pump | 230 | 3 | False |  |  | Single-Speed |  |  |  | 39700 | 1600 | 24.8 |  | 37200 | 2319 | 4.7 |  | Non Federally-Regulated | 03/10/2021 | 205993134 | 03/10/2021
Enertech Global, LLC | Hydron Module | HBS018*2 | HAD018 | Water-Source | WBAHP-CB: Heat Pump Split Syst | Heat Pump | 208 | 3 | False |  |  | Single-Speed |  |  |  | 21100 | 1153 | 18.3 |  | 23300 | 1138 | 6 |  | Federally-Regulated Commercial & Industrial Equipment | 03/10/2021 | 205993122 | 03/10/2021
Enertech Global, LLC | Hydron Module | HBT024*2 | HED024 | Water-Source | WBAHP-C: Heat Pump Split Syste | Heat Pump | 208 | 3 | False |  |  | Dual-Speed |  |  |  | 25600 | 1523 | 16.8 |  | 30300 | 1675 | 5.3 |  | Federally-Regulated Commercial & Industrial Equipment | 03/10/2021 | 205993163 | 03/10/2021
Enertech Global, LLC | Hydron Module | HBS018 | HED018 | Ground-Water-Source | WBAHP-C: Heat Pump Split Syste | Heat Pump | 230 | 1 | False |  |  | Single-Speed |  |  |  | 24200 | 793 | 30.5 |  | 18600 | 1090 | 5 |  | Non Federally-Regulated | 03/10/2021 | 205993115 | 03/10/2021
Enertech Global, LLC | Hydron Module | HBT036*2 | HED036 | Ground-Water-Source | WBAHP-C: Heat Pump Split Syste | Heat Pump | 208 | 3 | False |  |  | Single-Speed |  |  |  | 40500 | 1646 | 24.6 |  | 36800 | 2294 | 4.7 |  | Non Federally-Regulated | 03/10/2021 | 205993133 | 03/10/2021
Enertech Global, LLC | Hydron Module | HBS018*2 | HED018 | Water-Source | WBAHP-C: Heat Pump Split Syste | Heat Pump | 230 | 3 | False |  |  | Single-Speed |  |  |  | 20900 | 1161 | 18 |  | 23400 | 1142 | 6 |  | Federally-Regulated Commercial & Industrial Equipment | 03/10/2021 | 205993121 | 03/10/2021
Enertech Global, LLC | Hydron Module | HBS018 | HAD018 | Ground-Water-Source | WBAHP-CB: Heat Pump Split Syst | Heat Pump | 230 | 1 | False |  |  | Single-Speed |  |  |  | 24300 | 768 | 31.6 |  | 18700 | 1096 | 5 |  | Non Federally-Regulated | 03/10/2021 | 205993116 | 03/10/2021
Enertech Global, LLC | Hydron Module | HBS018*2 | HAD018 | Ground-Source | WBAHP-CB: Heat Pump Split Syst | Heat Pump | 208 | 3 | False |  |  | Single-Speed |  |  |  | 22200 | 1000 | 22.2 |  | 14400 | 1082 | 3.9 |  | Non Federally-Regulated | 03/10/2021 | 205993122 | 03/10/2021
Enertech Global, LLC | Hydron Module | HBS018*2 | HAD018 | Water-Source | WBAHP-CB: Heat Pump Split Syst | Heat Pump | 230 | 3 | False |  |  | Single-Speed |  |  |  | 21100 | 1153 | 18.3 |  | 23300 | 1138 | 6 |  | Federally-Regulated Commercial & Industrial Equipment | 03/10/2021 | 205993122 | 03/10/2021
Enertech Global, LLC | Hydron Module | HBT024*2 | HED024 | Water-Source | WBAHP-C: Heat Pump Split Syste | Heat Pump | 230 | 3 | False |  |  | Dual-Speed |  |  |  | 25600 | 1523 | 16.8 |  | 30300 | 1675 | 5.3 |  | Federally-Regulated Commercial & Industrial Equipment | 03/10/2021 | 205993163 | 03/10/2021
Enertech Global, LLC | Hydron Module | HBT036*2 | HED036 | Ground-Water-Source | WBAHP-C: Heat Pump Split Syste | Heat Pump | 230 | 3 | False |  |  | Single-Speed |  |  |  | 40500 | 1646 | 24.6 |  | 36800 | 2294 | 4.7 |  | Non Federally-Regulated | 03/10/2021 | 205993133 | 03/10/2021
Enertech Global, LLC | Hydron Module | HBT036*2 | HAD036 | Ground-Source | WBAHP-CB: Heat Pump Split Syst | Heat Pump | 230 | 3 | False |  |  | Single-Speed |  |  |  | 36900 | 1911 | 19.3 |  | 29000 | 2179 | 3.9 |  | Non Federally-Regulated | 03/10/2021 | 205993134 | 03/10/2021
Enertech Global, LLC | Hydron Module | HBT024 | HED024 | Ground-Water-Source | WBAHP-C: Heat Pump Split Syste | Heat Pump | 230 | 1 | False |  |  | Dual-Speed |  |  |  | 28800 | 1138 | 25.3 |  | 24400 | 1489 | 4.8 |  | Non Federally-Regulated | 03/10/2021 | 205993157 | 03/10/2021
Enertech Global, LLC | Hydron Module | HBS018 | HED018 | Ground-Water-Source | WBAHP-C: Heat Pump Split Syste | Heat Pump | 208 | 1 | False |  |  | Single-Speed |  |  |  | 24200 | 793 | 30.5 |  | 18600 | 1090 | 5 |  | Non Federally-Regulated | 03/10/2021 | 205993115 | 03/10/2021
Enertech Global, LLC | Hydron Module | HBS018*2 | HAD018 | Ground-Water-Source | WBAHP-CB: Heat Pump Split Syst | Heat Pump | 208 | 3 | False |  |  | Single-Speed |  |  |  | 24300 | 768 | 31.6 |  | 18700 | 1096 | 5 |  | Non Federally-Regulated | 03/10/2021 | 205993122 | 03/10/2021
Enertech Global, LLC | Hydron Module | HBS018 | HED018 | Water-Source | WBAHP-C: Heat Pump Split Syste | Heat Pump | 208 | 1 | False |  |  | Single-Speed |  |  |  | 20900 | 1161 | 18 |  | 23400 | 1142 | 6 |  | Federally-Regulated Commercial & Industrial Equipment | 03/10/2021 | 205993115 | 03/10/2021
Enertech Global, LLC | Hydron Module | HBT024 | HED024 | Ground-Source | WBAHP-C: Heat Pump Split Syste | Heat Pump | 230 | 1 | False |  |  | Dual-Speed |  |  |  | 26800 | 1374 | 19.5 |  | 19200 | 1372 | 4.1 |  | Non Federally-Regulated | 03/10/2021 | 205993157 | 03/10/2021
Enertech Global, LLC | Tetco | TBT048 | TED048 | Ground-Source | WBAHP-C: Heat Pump Split Syste | Heat Pump | 230 | 1 | False |  |  | Single-Speed |  |  |  | 51300 | 2658 | 19.3 |  | 40700 | 2909 | 4.1 |  | Non Federally-Regulated | 08/26/2020 | 205993141 | 03/17/2021
Enertech Global, LLC | Tetco | TBT036 | TED036 | Water-Source | WBAHP-C: Heat Pump Split Syste | Heat Pump | 230 | 1 | False |  |  | Single-Speed |  |  |  | 35800 | 2156 | 16.6 |  | 45200 | 2703 | 4.9 |  | Federally-Regulated Commercial & Industrial Equipment | 03/10/2021 | 205993129 | 03/17/2021
Enertech Global, LLC | Tetco | TBT036 | TED036 | Ground-Source | WBAHP-C: Heat Pump Split Syste | Heat Pump | 230 | 1 | False |  |  | Single-Speed |  |  |  | 37600 | 1958 | 19.2 |  | 28800 | 2221 | 3.8 |  | Non Federally-Regulated | 03/10/2021 | 205993129 | 03/17/2021
Enertech Global, LLC | Tetco | TBS018*2 | TED018 | Water-Source | WBAHP-C: Heat Pump Split Syste | Heat Pump | 230 | 3 | False |  |  | Single-Speed |  |  |  | 20900 | 1161 | 18 |  | 23400 | 1142 | 6 |  | Federally-Regulated Commercial & Industrial Equipment | 03/10/2021 | 205993123 | 03/17/2021
Enertech Global, LLC | Tetco | TBT036*2 | TED036 | Ground-Source | WBAHP-C: Heat Pump Split Syste | Heat Pump | 230 | 3 | False |  |  | Single-Speed |  |  |  | 37600 | 1958 | 19.2 |  | 28800 | 2221 | 3.8 |  | Non Federally-Regulated | 03/10/2021 | 205993135 | 03/17/2021
Enertech Global, LLC | Tetco | TBS018 | TED018 | Ground-Water-Source | WBAHP-C: Heat Pump Split Syste | Heat Pump | 208 | 1 | False |  |  | Single-Speed |  |  |  | 24200 | 793 | 30.5 |  | 18600 | 1090 | 5 |  | Non Federally-Regulated | 03/10/2021 | 205993117 | 03/17/2021
Enertech Global, LLC | Tetco | TBT060 | TED060 | Ground-Source | WBAHP-C: Heat Pump Split Syste | Heat Pump | 208 | 1 | False |  |  | Single-Speed |  |  |  | 63400 | 3561 | 17.8 |  | 48100 | 3709 | 3.8 |  | Non Federally-Regulated | 08/26/2020 | 205993151 | 03/17/2021
Enertech Global, LLC | Tetco | TBT060 | TED060 | Water-Source | WBAHP-C: Heat Pump Split Syste | Heat Pump | 208 | 1 | False |  |  | Single-Speed |  |  |  | 60700 | 3891 | 15.6 |  | 73500 | 4308 | 5 |  | Federally-Regulated Commercial & Industrial Equipment | 08/26/2020 | 205993151 | 03/17/2021
Enertech Global, LLC | Tetco | TBT060*2 | TED060 | Ground-Water-Source | WBAHP-C: Heat Pump Split Syste | Heat Pump | 230 | 3 | False |  |  | Single-Speed |  |  |  | 63600 | 2904 | 21.9 |  | 60200 | 3920 | 4.5 |  | Non Federally-Regulated | 08/26/2020 | 205993154 | 03/17/2021
Enertech Global, LLC | Tetco | TBT024 | TED024 | Water-Source | WBAHP-C: Heat Pump Split Syste | Heat Pump | 208 | 1 | False |  |  | Dual-Speed |  |  |  | 25600 | 1523 | 16.8 |  | 30300 | 1675 | 5.3 |  | Federally-Regulated Commercial & Industrial Equipment | 03/10/2021 | 205993159 | 03/17/2021
Enertech Global, LLC | Tetco | TBT060 | TED060 | Ground-Source | WBAHP-C: Heat Pump Split Syste | Heat Pump | 230 | 1 | False |  |  | Single-Speed |  |  |  | 63400 | 3561 | 17.8 |  | 48100 | 3709 | 3.8 |  | Non Federally-Regulated | 08/26/2020 | 205993151 | 03/17/2021
Enertech Global, LLC | Tetco | TBT060*2 | TED060 | Ground-Source | WBAHP-C: Heat Pump Split Syste | Heat Pump | 230 | 3 | False |  |  | Single-Speed |  |  |  | 63400 | 3561 | 17.8 |  | 48100 | 3709 | 3.8 |  | Non Federally-Regulated | 08/26/2020 | 205993154 | 03/17/2021
Enertech Global, LLC | Tetco | TBT048*2 | TAD048 | Water-Source | WBAHP-CB: Heat Pump Split Syst | Heat Pump | 208 | 3 | False |  |  | Single-Speed |  |  |  | 47800 | 2879 | 16.6 |  | 62000 | 3364 | 5.4 |  | Federally-Regulated Commercial & Industrial Equipment | 08/26/2020 | 205993148 | 03/17/2021
Enertech Global, LLC | Tetco | TBT060*2 | TED060 | Ground-Source | WBAHP-C: Heat Pump Split Syste | Heat Pump | 208 | 3 | False |  |  | Single-Speed |  |  |  | 63400 | 3561 | 17.8 |  | 48100 | 3709 | 3.8 |  | Non Federally-Regulated | 08/26/2020 | 205993154 | 03/17/2021
Enertech Global, LLC | Tetco | TBT048*2 | TAD048 | Ground-Source | WBAHP-CB: Heat Pump Split Syst | Heat Pump | 230 | 3 | False |  |  | Single-Speed |  |  |  | 50300 | 2579 | 19.5 |  | 41000 | 3081 | 3.9 |  | Non Federally-Regulated | 08/26/2020 | 205993148 | 03/17/2021
Enertech Global, LLC | Tetco | TBT048 | TED048 | Ground-Water-Source | WBAHP-C: Heat Pump Split Syste | Heat Pump | 208 | 1 | False |  |  | Single-Speed |  |  |  | 55000 | 2208 | 24.9 |  | 50800 | 3038 | 4.9 |  | Non Federally-Regulated | 08/26/2020 | 205993141 | 03/17/2021
Enertech Global, LLC | Tetco | TBT024 | TED024 | Ground-Water-Source | WBAHP-C: Heat Pump Split Syste | Heat Pump | 208 | 1 | False |  |  | Dual-Speed |  |  |  | 28800 | 1138 | 25.3 |  | 24400 | 1489 | 4.8 |  | Non Federally-Regulated | 03/10/2021 | 205993159 | 03/17/2021
Enertech Global, LLC | Tetco | TBT036 | TED036 | Ground-Water-Source | WBAHP-C: Heat Pump Split Syste | Heat Pump | 208 | 1 | False |  |  | Single-Speed |  |  |  | 40500 | 1646 | 24.6 |  | 36800 | 2294 | 4.7 |  | Non Federally-Regulated | 03/10/2021 | 205993129 | 03/17/2021
Enertech Global, LLC | Tetco | TBT048*2 | TED048 | Ground-Water-Source | WBAHP-C: Heat Pump Split Syste | Heat Pump | 230 | 3 | False |  |  | Single-Speed |  |  |  | 55000 | 2208 | 24.9 |  | 50800 | 3038 | 4.9 |  | Non Federally-Regulated | 08/26/2020 | 205993147 | 03/17/2021
Enertech Global, LLC | Tetco | TBT048*2 | TED048 | Ground-Source | WBAHP-C: Heat Pump Split Syste | Heat Pump | 230 | 3 | False |  |  | Single-Speed |  |  |  | 51300 | 2658 | 19.3 |  | 40700 | 2909 | 4.1 |  | Non Federally-Regulated | 08/26/2020 | 205993147 | 03/17/2021
Enertech Global, LLC | Tetco | TBT060 | TED060 | Ground-Water-Source | WBAHP-C: Heat Pump Split Syste | Heat Pump | 230 | 1 | False |  |  | Single-Speed |  |  |  | 63600 | 2904 | 21.9 |  | 60200 | 3920 | 4.5 |  | Non Federally-Regulated | 08/26/2020 | 205993151 | 03/17/2021
Enertech Global, LLC | Tetco | TBT036 | TED036 | Ground-Water-Source | WBAHP-C: Heat Pump Split Syste | Heat Pump | 230 | 1 | False |  |  | Single-Speed |  |  |  | 40500 | 1646 | 24.6 |  | 36800 | 2294 | 4.7 |  | Non Federally-Regulated | 03/10/2021 | 205993129 | 03/17/2021
Enertech Global, LLC | Tetco | TBT048 | TED048 | Water-Source | WBAHP-C: Heat Pump Split Syste | Heat Pump | 208 | 1 | False |  |  | Single-Speed |  |  |  | 49100 | 2940 | 16.7 |  | 61600 | 3223 | 5.6 |  | Federally-Regulated Commercial & Industrial Equipment | 08/26/2020 | 205993141 | 03/17/2021
Enertech Global, LLC | Tetco | TBT060*2 | TED060 | Ground-Water-Source | WBAHP-C: Heat Pump Split Syste | Heat Pump | 208 | 3 | False |  |  | Single-Speed |  |  |  | 63600 | 2904 | 21.9 |  | 60200 | 3920 | 4.5 |  | Non Federally-Regulated | 08/26/2020 | 205993154 | 03/17/2021
Enertech Global, LLC | Tetco | TBT024 | TED024 | Ground-Source | WBAHP-C: Heat Pump Split Syste | Heat Pump | 230 | 1 | False |  |  | Dual-Speed |  |  |  | 26800 | 1374 | 19.5 |  | 19200 | 1372 | 4.1 |  | Non Federally-Regulated | 03/10/2021 | 205993159 | 03/17/2021
Enertech Global, LLC | Tetco | TBT060*2 | TED060 | Water-Source | WBAHP-C: Heat Pump Split Syste | Heat Pump | 230 | 3 | False |  |  | Single-Speed |  |  |  | 60700 | 3891 | 15.6 |  | 73500 | 4308 | 5 |  | Federally-Regulated Commercial & Industrial Equipment | 08/26/2020 | 205993154 | 03/17/2021
Enertech Global, LLC | Tetco | TBS018*2 | TED018 | Water-Source | WBAHP-C: Heat Pump Split Syste | Heat Pump | 208 | 3 | False |  |  | Single-Speed |  |  |  | 20900 | 1161 | 18 |  | 23400 | 1142 | 6 |  | Federally-Regulated Commercial & Industrial Equipment | 03/10/2021 | 205993123 | 03/17/2021
Enertech Global, LLC | Tetco | TBT048*2 | TAD048 | Ground-Water-Source | WBAHP-CB: Heat Pump Split Syst | Heat Pump | 230 | 3 | False |  |  | Single-Speed |  |  |  | 54200 | 2133 | 25.4 |  | 50800 | 3101 | 4.8 |  | Non Federally-Regulated | 08/26/2020 | 205993148 | 03/17/2021
Enertech Global, LLC | Tetco | TBT036*2 | TED036 | Ground-Source | WBAHP-C: Heat Pump Split Syste | Heat Pump | 208 | 3 | False |  |  | Single-Speed |  |  |  | 37600 | 1958 | 19.2 |  | 28800 | 2221 | 3.8 |  | Non Federally-Regulated | 03/10/2021 | 205993135 | 03/17/2021
Enertech Global, LLC | Tetco | TBT024 | TED024 | Ground-Source | WBAHP-C: Heat Pump Split Syste | Heat Pump | 208 | 1 | False |  |  | Dual-Speed |  |  |  | 26800 | 1374 | 19.5 |  | 19200 | 1372 | 4.1 |  | Non Federally-Regulated | 03/10/2021 | 205993159 | 03/17/2021
Enertech Global, LLC | Tetco | TBT036*2 | TED036 | Ground-Water-Source | WBAHP-C: Heat Pump Split Syste | Heat Pump | 230 | 3 | False |  |  | Single-Speed |  |  |  | 40500 | 1646 | 24.6 |  | 36800 | 2294 | 4.7 |  | Non Federally-Regulated | 03/10/2021 | 205993135 | 03/17/2021
Enertech Global, LLC | Tetco | TBT048*2 | TAD048 | Ground-Water-Source | WBAHP-CB: Heat Pump Split Syst | Heat Pump | 208 | 3 | False |  |  | Single-Speed |  |  |  | 54200 | 2133 | 25.4 |  | 50800 | 3101 | 4.8 |  | Non Federally-Regulated | 08/26/2020 | 205993148 | 03/17/2021
Enertech Global, LLC | Tetco | TBT060 | TED060 | Ground-Water-Source | WBAHP-C: Heat Pump Split Syste | Heat Pump | 208 | 1 | False |  |  | Single-Speed |  |  |  | 63600 | 2904 | 21.9 |  | 60200 | 3920 | 4.5 |  | Non Federally-Regulated | 08/26/2020 | 205993151 | 03/17/2021
Enertech Global, LLC | Tetco | TBT060*2 | TED060 | Water-Source | WBAHP-C: Heat Pump Split Syste | Heat Pump | 208 | 3 | False |  |  | Single-Speed |  |  |  | 60700 | 3891 | 15.6 |  | 73500 | 4308 | 5 |  | Federally-Regulated Commercial & Industrial Equipment | 08/26/2020 | 205993154 | 03/17/2021
Enertech Global, LLC | Tetco | TBT048 | TED048 | Water-Source | WBAHP-C: Heat Pump Split Syste | Heat Pump | 230 | 1 | False |  |  | Single-Speed |  |  |  | 49100 | 2940 | 16.7 |  | 61600 | 3223 | 5.6 |  | Federally-Regulated Commercial & Industrial Equipment | 08/26/2020 | 205993141 | 03/17/2021
Enertech Global, LLC | Tetco | TBT048*2 | TED048 | Ground-Source | WBAHP-C: Heat Pump Split Syste | Heat Pump | 208 | 3 | False |  |  | Single-Speed |  |  |  | 51300 | 2658 | 19.3 |  | 40700 | 2909 | 4.1 |  | Non Federally-Regulated | 08/26/2020 | 205993147 | 03/17/2021
Enertech Global, LLC | Tetco | TBT024 | TED024 | Water-Source | WBAHP-C: Heat Pump Split Syste | Heat Pump | 230 | 1 | False |  |  | Dual-Speed |  |  |  | 25600 | 1523 | 16.8 |  | 30300 | 1675 | 5.3 |  | Federally-Regulated Commercial & Industrial Equipment | 03/10/2021 | 205993159 | 03/17/2021
Enertech Global, LLC | Tetco | TBS018*2 | TED018 | Ground-Water-Source | WBAHP-C: Heat Pump Split Syste | Heat Pump | 230 | 3 | False |  |  | Single-Speed |  |  |  | 24200 | 793 | 30.5 |  | 18600 | 1090 | 5 |  | Non Federally-Regulated | 03/10/2021 | 205993123 | 03/17/2021
Enertech Global, LLC | Tetco | TBT036*2 | TED036 | Water-Source | WBAHP-C: Heat Pump Split Syste | Heat Pump | 208 | 3 | False |  |  | Single-Speed |  |  |  | 35800 | 2156 | 16.6 |  | 45200 | 2703 | 4.9 |  | Federally-Regulated Commercial & Industrial Equipment | 03/10/2021 | 205993135 | 03/17/2021
Enertech Global, LLC | Tetco | TBT048*2 | TED048 | Water-Source | WBAHP-C: Heat Pump Split Syste | Heat Pump | 208 | 3 | False |  |  | Single-Speed |  |  |  | 49100 | 2940 | 16.7 |  | 61600 | 3223 | 5.6 |  | Federally-Regulated Commercial & Industrial Equipment | 08/26/2020 | 205993147 | 03/17/2021
Enertech Global, LLC | Tetco | TBT036*2 | TED036 | Water-Source | WBAHP-C: Heat Pump Split Syste | Heat Pump | 230 | 3 | False |  |  | Single-Speed |  |  |  | 35800 | 2156 | 16.6 |  | 45200 | 2703 | 4.9 |  | Federally-Regulated Commercial & Industrial Equipment | 03/10/2021 | 205993135 | 03/17/2021
Enertech Global, LLC | Tetco | TBT048*2 | TAD048 | Water-Source | WBAHP-CB: Heat Pump Split Syst | Heat Pump | 230 | 3 | False |  |  | Single-Speed |  |  |  | 47800 | 2879 | 16.6 |  | 62000 | 3364 | 5.4 |  | Federally-Regulated Commercial & Industrial Equipment | 08/26/2020 | 205993148 | 03/17/2021
Enertech Global, LLC | Tetco | TBS018*2 | TED018 | Ground-Source | WBAHP-C: Heat Pump Split Syste | Heat Pump | 230 | 3 | False |  |  | Single-Speed |  |  |  | 22100 | 1018 | 21.7 |  | 14500 | 1089 | 3.9 |  | Non Federally-Regulated | 03/10/2021 | 205993123 | 03/17/2021
Enertech Global, LLC | Tetco | TBT048 | TED048 | Ground-Source | WBAHP-C: Heat Pump Split Syste | Heat Pump | 208 | 1 | False |  |  | Single-Speed |  |  |  | 51300 | 2658 | 19.3 |  | 40700 | 2909 | 4.1 |  | Non Federally-Regulated | 08/26/2020 | 205993141 | 03/17/2021
Enertech Global, LLC | Tetco | TBT048*2 | TAD048 | Ground-Source | WBAHP-CB: Heat Pump Split Syst | Heat Pump | 208 | 3 | False |  |  | Single-Speed |  |  |  | 50300 | 2579 | 19.5 |  | 41000 | 3081 | 3.9 |  | Non Federally-Regulated | 08/26/2020 | 205993148 | 03/17/2021
Enertech Global, LLC | Tetco | TBT048 | TED048 | Ground-Water-Source | WBAHP-C: Heat Pump Split Syste | Heat Pump | 230 | 1 | False |  |  | Single-Speed |  |  |  | 55000 | 2208 | 24.9 |  | 50800 | 3038 | 4.9 |  | Non Federally-Regulated | 08/26/2020 | 205993141 | 03/17/2021
Enertech Global, LLC | Tetco | TBS018*2 | TED018 | Ground-Source | WBAHP-C: Heat Pump Split Syste | Heat Pump | 208 | 3 | False |  |  | Single-Speed |  |  |  | 22100 | 1018 | 21.7 |  | 14500 | 1089 | 3.9 |  | Non Federally-Regulated | 03/10/2021 | 205993123 | 03/17/2021
Enertech Global, LLC | Tetco | TBT036 | TED036 | Water-Source | WBAHP-C: Heat Pump Split Syste | Heat Pump | 208 | 1 | False |  |  | Single-Speed |  |  |  | 35800 | 2156 | 16.6 |  | 45200 | 2703 | 4.9 |  | Federally-Regulated Commercial & Industrial Equipment | 03/10/2021 | 205993129 | 03/17/2021
Enertech Global, LLC | Tetco | TBT048*2 | TED048 | Water-Source | WBAHP-C: Heat Pump Split Syste | Heat Pump | 230 | 3 | False |  |  | Single-Speed |  |  |  | 49100 | 2940 | 16.7 |  | 61600 | 3223 | 5.6 |  | Federally-Regulated Commercial & Industrial Equipment | 08/26/2020 | 205993147 | 03/17/2021
Enertech Global, LLC | Tetco | TBT036*2 | TED036 | Ground-Water-Source | WBAHP-C: Heat Pump Split Syste | Heat Pump | 208 | 3 | False |  |  | Single-Speed |  |  |  | 40500 | 1646 | 24.6 |  | 36800 | 2294 | 4.7 |  | Non Federally-Regulated | 03/10/2021 | 205993135 | 03/17/2021
Enertech Global, LLC | Tetco | TBT060 | TED060 | Water-Source | WBAHP-C: Heat Pump Split Syste | Heat Pump | 230 | 1 | False |  |  | Single-Speed |  |  |  | 60700 | 3891 | 15.6 |  | 73500 | 4308 | 5 |  | Federally-Regulated Commercial & Industrial Equipment | 08/26/2020 | 205993151 | 03/17/2021
Enertech Global, LLC | Tetco | TBS018*2 | TED018 | Ground-Water-Source | WBAHP-C: Heat Pump Split Syste | Heat Pump | 208 | 3 | False |  |  | Single-Speed |  |  |  | 24200 | 793 | 30.5 |  | 18600 | 1090 | 5 |  | Non Federally-Regulated | 03/10/2021 | 205993123 | 03/17/2021
Enertech Global, LLC | Tetco | TBT036 | TED036 | Ground-Source | WBAHP-C: Heat Pump Split Syste | Heat Pump | 208 | 1 | False |  |  | Single-Speed |  |  |  | 37600 | 1958 | 19.2 |  | 28800 | 2221 | 3.8 |  | Non Federally-Regulated | 03/10/2021 | 205993129 | 03/17/2021
Enertech Global, LLC | Tetco | TBT024 | TED024 | Ground-Water-Source | WBAHP-C: Heat Pump Split Syste | Heat Pump | 230 | 1 | False |  |  | Dual-Speed |  |  |  | 28800 | 1138 | 25.3 |  | 24400 | 1489 | 4.8 |  | Non Federally-Regulated | 03/10/2021 | 205993159 | 03/17/2021
Enertech Global, LLC | Tetco | TBT048*2 | TED048 | Ground-Water-Source | WBAHP-C: Heat Pump Split Syste | Heat Pump | 208 | 3 | False |  |  | Single-Speed |  |  |  | 55000 | 2208 | 24.9 |  | 50800 | 3038 | 4.9 |  | Non Federally-Regulated | 08/26/2020 | 205993147 | 03/17/2021
Enertech Global, LLC | Hydron Module | HBT036*2 | HAD036 | Ground-Water-Source | WBAHP-CB: Heat Pump Split Syst | Heat Pump | 230 | 3 | False |  |  | Single-Speed |  |  |  | 39700 | 1600 | 24.8 |  | 37200 | 2319 | 4.7 |  | Non Federally-Regulated | 03/10/2021 | 205993134 | 03/17/2021
Enertech Global, LLC | Hydron Module | HBT036*2 | HAD036 | Water-Source | WBAHP-CB: Heat Pump Split Syst | Heat Pump | 208 | 3 | False |  |  | Single-Speed |  |  |  | 35200 | 2120 | 16.6 |  | 46000 | 2543 | 5.3 |  | Federally-Regulated Commercial & Industrial Equipment | 03/10/2021 | 205993134 | 03/17/2021
Enertech Global, LLC | Hydron Module | HBT036*2 | HAD036 | Water-Source | WBAHP-CB: Heat Pump Split Syst | Heat Pump | 230 | 3 | False |  |  | Single-Speed |  |  |  | 35200 | 2120 | 16.6 |  | 46000 | 2543 | 5.3 |  | Federally-Regulated Commercial & Industrial Equipment | 03/10/2021 | 205993134 | 03/17/2021
Enertech Global, LLC | Hydron Module | HBT036*2 | HAD036 | Ground-Water-Source | WBAHP-CB: Heat Pump Split Syst | Heat Pump | 208 | 3 | False |  |  | Single-Speed |  |  |  | 39700 | 1600 | 24.8 |  | 37200 | 2319 | 4.7 |  | Non Federally-Regulated | 03/10/2021 | 205993134 | 03/17/2021
Enertech Global, LLC | Hydron Module | HBT060 | HED060 | Ground-Water-Source | WBAHP-C: Heat Pump Split Syste | Heat Pump | 208 | 1 | False |  |  | Single-Speed |  |  |  | 63600 | 2904 | 21.9 |  | 60200 | 3920 | 4.5 |  | Non Federally-Regulated | 08/26/2020 | 205993150 | 03/17/2021
Enertech Global, LLC | Hydron Module | HBT048 | HED048 | Ground-Source | WBAHP-C: Heat Pump Split Syste | Heat Pump | 208 | 1 | False |  |  | Single-Speed |  |  |  | 51300 | 2658 | 19.3 |  | 40700 | 2909 | 4.1 |  | Non Federally-Regulated | 08/26/2020 | 205993139 | 03/17/2021
Enertech Global, LLC | Hydron Module | HBT024*2 | HED024 | Ground-Source | WBAHP-C: Heat Pump Split Syste | Heat Pump | 208 | 3 | False |  |  | Dual-Speed |  |  |  | 26800 | 1374 | 19.5 |  | 19200 | 1372 | 4.1 |  | Non Federally-Regulated | 03/10/2021 | 205993163 | 03/17/2021
Enertech Global, LLC | Hydron Module | HBT060 | HED060 | Water-Source | WBAHP-C: Heat Pump Split Syste | Heat Pump | 208 | 1 | False |  |  | Single-Speed |  |  |  | 60700 | 3891 | 15.6 |  | 73500 | 4308 | 5 |  | Federally-Regulated Commercial & Industrial Equipment | 08/26/2020 | 205993150 | 03/17/2021
Enertech Global, LLC | Hydron Module | HBT036 | HED036 | Water-Source | WBAHP-C: Heat Pump Split Syste | Heat Pump | 208 | 1 | False |  |  | Single-Speed |  |  |  | 35800 | 2156 | 16.6 |  | 45200 | 2703 | 4.9 |  | Federally-Regulated Commercial & Industrial Equipment | 03/10/2021 | 205993127 | 03/17/2021
Enertech Global, LLC | Hydron Module | HBT036*2 | HED036 | Ground-Source | WBAHP-C: Heat Pump Split Syste | Heat Pump | 230 | 3 | False |  |  | Single-Speed |  |  |  | 37600 | 1958 | 19.2 |  | 28800 | 2221 | 3.8 |  | Non Federally-Regulated | 03/10/2021 | 205993133 | 03/17/2021
Enertech Global, LLC | Hydron Module | HBT024 | HED024 | Ground-Source | WBAHP-C: Heat Pump Split Syste | Heat Pump | 208 | 1 | False |  |  | Dual-Speed |  |  |  | 26800 | 1374 | 19.5 |  | 19200 | 1372 | 4.1 |  | Non Federally-Regulated | 03/10/2021 | 205993157 | 03/17/2021
Enertech Global, LLC | Hydron Module | HBT060 | HED060 | Water-Source | WBAHP-C: Heat Pump Split Syste | Heat Pump | 230 | 1 | False |  |  | Single-Speed |  |  |  | 60700 | 3891 | 15.6 |  | 73500 | 4308 | 5 |  | Federally-Regulated Commercial & Industrial Equipment | 08/26/2020 | 205993150 | 03/17/2021
Enertech Global, LLC | Hydron Module | HBT048 | HED048 | Ground-Water-Source | WBAHP-C: Heat Pump Split Syste | Heat Pump | 230 | 1 | False |  |  | Single-Speed |  |  |  | 55000 | 2208 | 24.9 |  | 50800 | 3038 | 4.9 |  | Non Federally-Regulated | 08/26/2020 | 205993139 | 03/17/2021
Enertech Global, LLC | Hydron Module | HBT036*2 | HED036 | Ground-Source | WBAHP-C: Heat Pump Split Syste | Heat Pump | 208 | 3 | False |  |  | Single-Speed |  |  |  | 37600 | 1958 | 19.2 |  | 28800 | 2221 | 3.8 |  | Non Federally-Regulated | 03/10/2021 | 205993133 | 03/17/2021
Enertech Global, LLC | Hydron Module | HBT036 | HED036 | Ground-Water-Source | WBAHP-C: Heat Pump Split Syste | Heat Pump | 208 | 1 | False |  |  | Single-Speed |  |  |  | 40500 | 1646 | 24.6 |  | 36800 | 2294 | 4.7 |  | Non Federally-Regulated | 03/10/2021 | 205993127 | 03/17/2021
Enertech Global, LLC | Hydron Module | HBT048*2 | HED048 | Ground-Water-Source | WBAHP-C: Heat Pump Split Syste | Heat Pump | 230 | 3 | False |  |  | Single-Speed |  |  |  | 55000 | 2208 | 24.9 |  | 50800 | 3038 | 4.9 |  | Non Federally-Regulated | 08/26/2020 | 205993145 | 03/17/2021
Enertech Global, LLC | Hydron Module | HBT048 | HED048 | Water-Source | WBAHP-C: Heat Pump Split Syste | Heat Pump | 208 | 1 | False |  |  | Single-Speed |  |  |  | 49100 | 2940 | 16.7 |  | 61600 | 3223 | 5.6 |  | Federally-Regulated Commercial & Industrial Equipment | 08/26/2020 | 205993139 | 03/17/2021
Enertech Global, LLC | Hydron Module | HBT060*2 | HED060 | Water-Source | WBAHP-C: Heat Pump Split Syste | Heat Pump | 208 | 3 | False |  |  | Single-Speed |  |  |  | 60700 | 3891 | 15.6 |  | 73500 | 4308 | 5 |  | Federally-Regulated Commercial & Industrial Equipment | 08/26/2020 | 205993153 | 03/17/2021
Enertech Global, LLC | Hydron Module | HBT024*2 | HED024 | Ground-Water-Source | WBAHP-C: Heat Pump Split Syste | Heat Pump | 230 | 3 | False |  |  | Dual-Speed |  |  |  | 28800 | 1138 | 25.3 |  | 24400 | 1489 | 4.8 |  | Non Federally-Regulated | 03/10/2021 | 205993163 | 03/17/2021
Enertech Global, LLC | Hydron Module | HBT060*2 | HED060 | Ground-Water-Source | WBAHP-C: Heat Pump Split Syste | Heat Pump | 230 | 3 | False |  |  | Single-Speed |  |  |  | 63600 | 2904 | 21.9 |  | 60200 | 3920 | 4.5 |  | Non Federally-Regulated | 08/26/2020 | 205993153 | 03/17/2021
Enertech Global, LLC | Hydron Module | HBT048 | HED048 | Ground-Source | WBAHP-C: Heat Pump Split Syste | Heat Pump | 230 | 1 | False |  |  | Single-Speed |  |  |  | 51300 | 2658 | 19.3 |  | 40700 | 2909 | 4.1 |  | Non Federally-Regulated | 08/26/2020 | 205993139 | 03/17/2021
Enertech Global, LLC | Hydron Module | HBT036*2 | HED036 | Water-Source | WBAHP-C: Heat Pump Split Syste | Heat Pump | 208 | 3 | False |  |  | Single-Speed |  |  |  | 35800 | 2156 | 16.6 |  | 45200 | 2703 | 4.9 |  | Federally-Regulated Commercial & Industrial Equipment | 03/10/2021 | 205993133 | 03/17/2021
Enertech Global, LLC | Hydron Module | HBT036*2 | HED036 | Water-Source | WBAHP-C: Heat Pump Split Syste | Heat Pump | 230 | 3 | False |  |  | Single-Speed |  |  |  | 35800 | 2156 | 16.6 |  | 45200 | 2703 | 4.9 |  | Federally-Regulated Commercial & Industrial Equipment | 03/10/2021 | 205993133 | 03/17/2021
Enertech Global, LLC | Hydron Module | HBT036 | HED036 | Ground-Water-Source | WBAHP-C: Heat Pump Split Syste | Heat Pump | 230 | 1 | False |  |  | Single-Speed |  |  |  | 40500 | 1646 | 24.6 |  | 36800 | 2294 | 4.7 |  | Non Federally-Regulated | 03/10/2021 | 205993127 | 03/17/2021
Enertech Global, LLC | Hydron Module | HBT048*2 | HED048 | Ground-Water-Source | WBAHP-C: Heat Pump Split Syste | Heat Pump | 208 | 3 | False |  |  | Single-Speed |  |  |  | 55000 | 2208 | 24.9 |  | 50800 | 3038 | 4.9 |  | Non Federally-Regulated | 08/26/2020 | 205993145 | 03/17/2021
Enertech Global, LLC | Hydron Module | HBT060 | HED060 | Ground-Water-Source | WBAHP-C: Heat Pump Split Syste | Heat Pump | 230 | 1 | False |  |  | Single-Speed |  |  |  | 63600 | 2904 | 21.9 |  | 60200 | 3920 | 4.5 |  | Non Federally-Regulated | 08/26/2020 | 205993150 | 03/17/2021
Enertech Global, LLC | Hydron Module | HBT036 | HED036 | Ground-Source | WBAHP-C: Heat Pump Split Syste | Heat Pump | 208 | 1 | False |  |  | Single-Speed |  |  |  | 37600 | 1958 | 19.2 |  | 28800 | 2221 | 3.8 |  | Non Federally-Regulated | 03/10/2021 | 205993127 | 03/17/2021
Enertech Global, LLC | Hydron Module | HBT036*2 | HED036 | Ground-Water-Source | WBAHP-C: Heat Pump Split Syste | Heat Pump | 230 | 3 | False |  |  | Single-Speed |  |  |  | 40500 | 1646 | 24.6 |  | 36800 | 2294 | 4.7 |  | Non Federally-Regulated | 03/10/2021 | 205993133 | 03/17/2021
Enertech Global, LLC | Hydron Module | HBT060*2 | HED060 | Ground-Source | WBAHP-C: Heat Pump Split Syste | Heat Pump | 230 | 3 | False |  |  | Single-Speed |  |  |  | 63400 | 3561 | 17.8 |  | 48100 | 3709 | 3.8 |  | Non Federally-Regulated | 08/26/2020 | 205993153 | 03/17/2021
Enertech Global, LLC | Hydron Module | HBT024 | HED024 | Ground-Source | WBAHP-C: Heat Pump Split Syste | Heat Pump | 230 | 1 | False |  |  | Dual-Speed |  |  |  | 26800 | 1374 | 19.5 |  | 19200 | 1372 | 4.1 |  | Non Federally-Regulated | 03/10/2021 | 205993157 | 03/17/2021
Enertech Global, LLC | Hydron Module | HBT024*2 | HED024 | Ground-Source | WBAHP-C: Heat Pump Split Syste | Heat Pump | 230 | 3 | False |  |  | Dual-Speed |  |  |  | 26800 | 1374 | 19.5 |  | 19200 | 1372 | 4.1 |  | Non Federally-Regulated | 03/10/2021 | 205993163 | 03/17/2021
Enertech Global, LLC | Hydron Module | HBT060*2 | HED060 | Ground-Water-Source | WBAHP-C: Heat Pump Split Syste | Heat Pump | 208 | 3 | False |  |  | Single-Speed |  |  |  | 63600 | 2904 | 21.9 |  | 60200 | 3920 | 4.5 |  | Non Federally-Regulated | 08/26/2020 | 205993153 | 03/17/2021
Enertech Global, LLC | Hydron Module | HBT036*2 | HED036 | Ground-Water-Source | WBAHP-C: Heat Pump Split Syste | Heat Pump | 208 | 3 | False |  |  | Single-Speed |  |  |  | 40500 | 1646 | 24.6 |  | 36800 | 2294 | 4.7 |  | Non Federally-Regulated | 03/10/2021 | 205993133 | 03/17/2021
Enertech Global, LLC | Hydron Module | HBT048*2 | HED048 | Water-Source | WBAHP-C: Heat Pump Split Syste | Heat Pump | 208 | 3 | False |  |  | Single-Speed |  |  |  | 49100 | 2940 | 16.7 |  | 61600 | 3223 | 5.6 |  | Federally-Regulated Commercial & Industrial Equipment | 08/26/2020 | 205993145 | 03/17/2021
Enertech Global, LLC | Hydron Module | HBS018*2 | HED018 | Ground-Source | WBAHP-C: Heat Pump Split Syste | Heat Pump | 230 | 3 | False |  |  | Single-Speed |  |  |  | 22100 | 1018 | 21.7 |  | 14500 | 1089 | 3.9 |  | Non Federally-Regulated | 03/10/2021 | 205993121 | 03/17/2021
Enertech Global, LLC | Hydron Module | HBT036 | HED036 | Water-Source | WBAHP-C: Heat Pump Split Syste | Heat Pump | 230 | 1 | False |  |  | Single-Speed |  |  |  | 35800 | 2156 | 16.6 |  | 45200 | 2703 | 4.9 |  | Federally-Regulated Commercial & Industrial Equipment | 03/10/2021 | 205993127 | 03/17/2021
Enertech Global, LLC | Hydron Module | HBT060 | HED060 | Ground-Source | WBAHP-C: Heat Pump Split Syste | Heat Pump | 230 | 1 | False |  |  | Single-Speed |  |  |  | 63400 | 3561 | 17.8 |  | 48100 | 3709 | 3.8 |  | Non Federally-Regulated | 08/26/2020 | 205993150 | 03/17/2021
Enertech Global, LLC | Hydron Module | HBT060*2 | HED060 | Water-Source | WBAHP-C: Heat Pump Split Syste | Heat Pump | 230 | 3 | False |  |  | Single-Speed |  |  |  | 60700 | 3891 | 15.6 |  | 73500 | 4308 | 5 |  | Federally-Regulated Commercial & Industrial Equipment | 08/26/2020 | 205993153 | 03/17/2021
Enertech Global, LLC | Hydron Module | HBT048*2 | HED048 | Ground-Source | WBAHP-C: Heat Pump Split Syste | Heat Pump | 230 | 3 | False |  |  | Single-Speed |  |  |  | 51300 | 2658 | 19.3 |  | 40700 | 2909 | 4.1 |  | Non Federally-Regulated | 08/26/2020 | 205993145 | 03/17/2021
Enertech Global, LLC | Hydron Module | HBT048*2 | HED048 | Ground-Source | WBAHP-C: Heat Pump Split Syste | Heat Pump | 208 | 3 | False |  |  | Single-Speed |  |  |  | 51300 | 2658 | 19.3 |  | 40700 | 2909 | 4.1 |  | Non Federally-Regulated | 08/26/2020 | 205993145 | 03/17/2021
Enertech Global, LLC | Hydron Module | HBT024*2 | HED024 | Ground-Water-Source | WBAHP-C: Heat Pump Split Syste | Heat Pump | 208 | 3 | False |  |  | Dual-Speed |  |  |  | 28800 | 1138 | 25.3 |  | 24400 | 1489 | 4.8 |  | Non Federally-Regulated | 03/10/2021 | 205993163 | 03/17/2021
Enertech Global, LLC | Hydron Module | HBT060*2 | HED060 | Ground-Source | WBAHP-C: Heat Pump Split Syste | Heat Pump | 208 | 3 | False |  |  | Single-Speed |  |  |  | 63400 | 3561 | 17.8 |  | 48100 | 3709 | 3.8 |  | Non Federally-Regulated | 08/26/2020 | 205993153 | 03/17/2021
Enertech Global, LLC | Hydron Module | HBT060 | HED060 | Ground-Source | WBAHP-C: Heat Pump Split Syste | Heat Pump | 208 | 1 | False |  |  | Single-Speed |  |  |  | 63400 | 3561 | 17.8 |  | 48100 | 3709 | 3.8 |  | Non Federally-Regulated | 08/26/2020 | 205993150 | 03/17/2021
Enertech Global, LLC | Hydron Module | HBT036 | HED036 | Ground-Source | WBAHP-C: Heat Pump Split Syste | Heat Pump | 230 | 1 | False |  |  | Single-Speed |  |  |  | 37600 | 1958 | 19.2 |  | 28800 | 2221 | 3.8 |  | Non Federally-Regulated | 03/10/2021 | 205993127 | 03/17/2021
Enertech Global, LLC | Hydron Module | HBT048 | HED048 | Ground-Water-Source | WBAHP-C: Heat Pump Split Syste | Heat Pump | 208 | 1 | False |  |  | Single-Speed |  |  |  | 55000 | 2208 | 24.9 |  | 50800 | 3038 | 4.9 |  | Non Federally-Regulated | 08/26/2020 | 205993139 | 03/17/2021
Enertech Global, LLC | Hydron Module | HBT048*2 | HED048 | Water-Source | WBAHP-C: Heat Pump Split Syste | Heat Pump | 230 | 3 | False |  |  | Single-Speed |  |  |  | 49100 | 2940 | 16.7 |  | 61600 | 3223 | 5.6 |  | Federally-Regulated Commercial & Industrial Equipment | 08/26/2020 | 205993145 | 03/17/2021
Enertech Global, LLC | Hydron Module | HBT048 | HED048 | Water-Source | WBAHP-C: Heat Pump Split Syste | Heat Pump | 230 | 1 | False |  |  | Single-Speed |  |  |  | 49100 | 2940 | 16.7 |  | 61600 | 3223 | 5.6 |  | Federally-Regulated Commercial & Industrial Equipment | 08/26/2020 | 205993139 | 03/17/2021
Enertech Global, LLC | Hydron Module | HBT024*2 | HED024 | Water-Source | WBAHP-C: Heat Pump Split Syste | Heat Pump | 230 | 3 | False |  |  | Dual-Speed |  |  |  | 25600 | 1523 | 16.8 |  | 30300 | 1675 | 5.3 |  | Federally-Regulated Commercial & Industrial Equipment | 03/10/2021 | 205993163 | 03/17/2021
Waterfurnace International, Inc. | 5 SERIES OUTDOOR SPLITS | NDS049H1 | SRAA048* | Ground-Water-Source | WBAHP-C: Heat Pump Split Syste | Heat Pump | 208 | 1 | False |  |  | Dual-Speed |  |  |  | 51000 | 2107 | 24.2 |  | 47100 | 3000 | 4.6 |  | Non Federally-Regulated | 07/16/2020 | 10272220 | 03/17/2021
Waterfurnace International, Inc. | 5 SERIES OUTDOOR SPLITS | NDS049H1 | SAH048* | Ground-Source | WBAHP-CB: Heat Pump Split Syst | Heat Pump | 208 | 1 | False |  |  | Dual-Speed |  |  |  | 46300 | 2572 | 18 |  | 37700 | 2833 | 3.9 |  | Non Federally-Regulated | 05/06/2020 | 10272219 | 03/17/2021
Waterfurnace International, Inc. | 5 SERIES OUTDOOR SPLITS | NDS049H1 | SAH048* | Water-Source | WBAHP-CB: Heat Pump Split Syst | Heat Pump | 208 | 1 | False |  |  | Dual-Speed |  |  |  | 43200 | 2805 | 15.4 |  | 56300 | 3235 | 5.1 |  | Federally-Regulated Commercial & Industrial Equipment | 05/06/2020 | 10272219 | 03/17/2021
Waterfurnace International, Inc. | 5 SERIES OUTDOOR SPLITS | NDS049H1 | SAH048* | Ground-Water-Source | WBAHP-CB: Heat Pump Split Syst | Heat Pump | 208 | 1 | False |  |  | Dual-Speed |  |  |  | 51000 | 2107 | 24.2 |  | 47100 | 3000 | 4.6 |  | Non Federally-Regulated | 05/06/2020 | 10272219 | 03/17/2021
Waterfurnace International, Inc. | 5 SERIES OUTDOOR SPLITS | NDS049H1 | SAH048* | Ground-Source | WBAHP-CB: Heat Pump Split Syst | Heat Pump | 230 | 1 | False |  |  | Dual-Speed |  |  |  | 46300 | 2572 | 18 | 13.4 | 37700 | 2833 | 3.9 | 3.1 | Non Federally-Regulated | 05/10/2017 |  | 03/17/2021
Waterfurnace International, Inc. | 5 SERIES OUTDOOR SPLITS | NDS049H1 | SRAA048* | Ground-Water-Source | WBAHP-C: Heat Pump Split Syste | Heat Pump | 230 | 1 | False |  |  | Dual-Speed |  |  |  | 51000 | 2107 | 24.2 |  | 47100 | 3000 | 4.6 |  | Non Federally-Regulated | 07/16/2020 | 10272220 | 03/17/2021
Waterfurnace International, Inc. | 5 SERIES OUTDOOR SPLITS | NDS049H1 | SRAA048* | Water-Source | WBAHP-C: Heat Pump Split Syste | Heat Pump | 208 | 1 | False |  |  | Dual-Speed |  |  |  | 43200 | 2805 | 15.4 |  | 56300 | 3235 | 5.1 |  | Federally-Regulated Commercial & Industrial Equipment | 07/16/2020 | 10272220 | 03/17/2021
Waterfurnace International, Inc. | 5 SERIES OUTDOOR SPLITS | NDS049H1 | SRAA048* | Water-Source | WBAHP-C: Heat Pump Split Syste | Heat Pump | 230 | 1 | False |  |  | Dual-Speed |  |  |  | 43200 | 2805 | 15.4 |  | 56300 | 3235 | 5.1 |  | Federally-Regulated Commercial & Industrial Equipment | 07/16/2020 | 10272220 | 03/17/2021
Waterfurnace International, Inc. | 5 SERIES OUTDOOR SPLITS | NDS049H1 | SAH048* | Ground-Water-Source | WBAHP-CB: Heat Pump Split Syst | Heat Pump | 230 | 1 | False |  |  | Dual-Speed |  |  |  | 51000 | 2107 | 24.2 | 16.2 | 47100 | 3000 | 4.6 | 3.6 | Non Federally-Regulated | 05/10/2017 |  | 03/17/2021
Waterfurnace International, Inc. | 5 SERIES OUTDOOR SPLITS | NDS049H1 | SAH048* | Water-Source | WBAHP-CB: Heat Pump Split Syst | Heat Pump | 230 | 1 | False |  |  | Dual-Speed |  |  |  | 43200 | 2805 | 15.4 | 12 | 56300 | 3235 | 5.1 | 4.2 | Federally-Regulated Commercial & Industrial Equipment | 05/10/2017 |  | 03/17/2021
Waterfurnace International, Inc. | 5 SERIES INDOOR SPLITS | NSZ048H1 | SAH048* | Ground-Source | WBAHP-CB: Heat Pump Split Syst | Heat Pump | 230 | 1 | False |  |  | Single-Speed |  |  |  | 42500 | 2272 | 18.7 |  | 33400 | 2447 | 4 |  | Non Federally-Regulated | 07/16/2020 | 10272006 | 03/17/2021
Waterfurnace International, Inc. | 5 SERIES INDOOR SPLITS | NSZ048H1 | SAH048* | Water-Source | WBAHP-CB: Heat Pump Split Syst | Heat Pump | 230 | 1 | False |  |  | Single-Speed |  |  |  | 39300 | 2568 | 15.3 |  | 50000 | 2764 | 5.3 |  | Federally-Regulated Commercial & Industrial Equipment | 07/16/2020 | 10272006 | 03/17/2021
Waterfurnace International, Inc. | 5 SERIES INDOOR SPLITS | NSZ060H1 | SAH060* | Water-Source | WBAHP-CB: Heat Pump Split Syst | Heat Pump | 208 | 1 | False |  |  | Single-Speed |  |  |  | 53500 | 3590 | 14.9 |  | 64500 | 3938 | 4.8 |  | Federally-Regulated Commercial & Industrial Equipment | 07/16/2020 | 10272012 | 03/17/2021
Waterfurnace International, Inc. | 5 SERIES INDOOR SPLITS | NSZ060H1 | SAH060* | Ground-Source | WBAHP-CB: Heat Pump Split Syst | Heat Pump | 230 | 1 | False |  |  | Single-Speed |  |  |  | 56300 | 3180 | 17.7 | 13.4 | 44000 | 3485 | 3.7 | 3.1 | Non Federally-Regulated | 06/13/2017 |  | 03/17/2021
Waterfurnace International, Inc. | 5 SERIES INDOOR SPLITS | NSZ048H1 | SAH048* | Ground-Water-Source | WBAHP-CB: Heat Pump Split Syst | Heat Pump | 230 | 1 | False |  |  | Single-Speed |  |  |  | 46900 | 1839 | 25.5 |  | 41900 | 2612 | 4.7 |  | Non Federally-Regulated | 07/16/2020 | 10272006 | 03/17/2021
Waterfurnace International, Inc. | 5 SERIES INDOOR SPLITS | NSZ048H1 | SRAA048* | Ground-Water-Source | WBAHP-C: Heat Pump Split Syste | Heat Pump | 208 | 1 | False |  |  | Single-Speed |  |  |  | 46900 | 1839 | 25.5 |  | 41900 | 2612 | 4.7 |  | Non Federally-Regulated | 07/16/2020 | 10272008 | 03/17/2021
Waterfurnace International, Inc. | 5 SERIES INDOOR SPLITS | NSZ060H1 | SAH060* | Ground-Water-Source | WBAHP-CB: Heat Pump Split Syst | Heat Pump | 208 | 1 | False |  |  | Single-Speed |  |  |  | 61700 | 2614 | 23.6 |  | 54500 | 3714 | 4.3 |  | Non Federally-Regulated | 07/16/2020 | 10272012 | 03/17/2021
Waterfurnace International, Inc. | 5 SERIES INDOOR SPLITS | NSZ048H1 | SAH048* | Ground-Source | WBAHP-CB: Heat Pump Split Syst | Heat Pump | 208 | 1 | False |  |  | Single-Speed |  |  |  | 42500 | 2272 | 18.7 |  | 33400 | 2447 | 4 |  | Non Federally-Regulated | 07/16/2020 | 10272006 | 03/17/2021
Waterfurnace International, Inc. | 5 SERIES INDOOR SPLITS | NSZ060H1 | SAH060* | Ground-Water-Source | WBAHP-CB: Heat Pump Split Syst | Heat Pump | 230 | 1 | False |  |  | Single-Speed |  |  |  | 61700 | 2614 | 23.6 | 16.2 | 54500 | 3714 | 4.3 | 3.6 | Non Federally-Regulated | 06/13/2017 |  | 03/17/2021
Waterfurnace International, Inc. | 5 SERIES INDOOR SPLITS | NSZ048H1 | SRAA048* | Water-Source | WBAHP-C: Heat Pump Split Syste | Heat Pump | 208 | 1 | False |  |  | Single-Speed |  |  |  | 39300 | 2568 | 15.3 |  | 50000 | 2764 | 5.3 |  | Federally-Regulated Commercial & Industrial Equipment | 07/16/2020 | 10272008 | 03/17/2021
Waterfurnace International, Inc. | 5 SERIES INDOOR SPLITS | NSZ048H1 | SRAA048* | Water-Source | WBAHP-C: Heat Pump Split Syste | Heat Pump | 230 | 1 | False |  |  | Single-Speed |  |  |  | 39300 | 2568 | 15.3 |  | 50000 | 2764 | 5.3 |  | Federally-Regulated Commercial & Industrial Equipment | 07/16/2020 | 10272008 | 03/17/2021
Waterfurnace International, Inc. | 5 SERIES INDOOR SPLITS | NSZ048H1 | SAH048* | Water-Source | WBAHP-CB: Heat Pump Split Syst | Heat Pump | 208 | 1 | False |  |  | Single-Speed |  |  |  | 39300 | 2568 | 15.3 |  | 50000 | 2764 | 5.3 |  | Federally-Regulated Commercial & Industrial Equipment | 07/16/2020 | 10272006 | 03/17/2021
Waterfurnace International, Inc. | 5 SERIES INDOOR SPLITS | NSZ060H1 | SAH060* | Water-Source | WBAHP-CB: Heat Pump Split Syst | Heat Pump | 230 | 1 | False |  |  | Single-Speed |  |  |  | 53500 | 3590 | 14.9 | 12 | 64500 | 3938 | 4.8 | 4.2 | Federally-Regulated Commercial & Industrial Equipment | 06/13/2017 |  | 03/17/2021
Waterfurnace International, Inc. | 5 SERIES INDOOR SPLITS | NSZ048H1 | SAH048* | Ground-Water-Source | WBAHP-CB: Heat Pump Split Syst | Heat Pump | 208 | 1 | False |  |  | Single-Speed |  |  |  | 46900 | 1839 | 25.5 |  | 41900 | 2612 | 4.7 |  | Non Federally-Regulated | 07/16/2020 | 10272006 | 03/17/2021
Waterfurnace International, Inc. | 5 SERIES INDOOR SPLITS | NSZ060H1 | SAH060* | Ground-Source | WBAHP-CB: Heat Pump Split Syst | Heat Pump | 208 | 1 | False |  |  | Single-Speed |  |  |  | 56300 | 3180 | 17.7 |  | 44000 | 3485 | 3.7 |  | Non Federally-Regulated | 07/16/2020 | 10272012 | 03/17/2021
Waterfurnace International, Inc. | 5 SERIES INDOOR SPLITS | NSZ048H1 | SRAA048* | Ground-Water-Source | WBAHP-C: Heat Pump Split Syste | Heat Pump | 230 | 1 | False |  |  | Single-Speed |  |  |  | 46900 | 1839 | 25.5 |  | 41900 | 2612 | 4.7 |  | Non Federally-Regulated | 07/16/2020 | 10272008 | 03/17/2021
Enertech Global, LLC | Tetco | TBT036*2 | TAD036 | Water-Source | WBAHP-CB: Heat Pump Split Syst | Heat Pump | 208 | 3 | False |  |  | Single-Speed |  |  |  | 35200 | 2120 | 16.6 |  | 46000 | 2543 | 5.3 |  | Federally-Regulated Commercial & Industrial Equipment | 08/26/2020 | 205993136 | 03/17/2021
Enertech Global, LLC | Tetco | TBT036*2 | TAD036 | Ground-Water-Source | WBAHP-CB: Heat Pump Split Syst | Heat Pump | 208 | 3 | False |  |  | Single-Speed |  |  |  | 39700 | 1600 | 24.8 |  | 37200 | 2319 | 4.7 |  | Non Federally-Regulated | 08/26/2020 | 205993136 | 03/17/2021
Enertech Global, LLC | Tetco | TBT036*2 | TAD036 | Ground-Water-Source | WBAHP-CB: Heat Pump Split Syst | Heat Pump | 230 | 3 | False |  |  | Single-Speed |  |  |  | 39700 | 1600 | 24.8 |  | 37200 | 2319 | 4.7 |  | Non Federally-Regulated | 08/26/2020 | 205993136 | 03/17/2021
Waterfurnace International, Inc. | 5 SERIES OUTDOOR SPLITS | NDS049H1 | SRAA048* | Ground-Water-Source | WBAHP-C: Heat Pump Split Syste | Heat Pump | 208 | 1 | False |  |  | Dual-Speed |  |  |  | 51000 | 2107 | 24.2 |  | 47100 | 3000 | 4.6 |  | Non Federally-Regulated | 03/17/2021 | 10272220 | 03/17/2021
Waterfurnace International, Inc. | 5 SERIES OUTDOOR SPLITS | NDS049H1 | SAH048* | Ground-Source | WBAHP-CB: Heat Pump Split Syst | Heat Pump | 208 | 1 | False |  |  | Dual-Speed |  |  |  | 46300 | 2572 | 18 |  | 37700 | 2833 | 3.9 |  | Non Federally-Regulated | 03/17/2021 | 10272219 | 03/17/2021
Waterfurnace International, Inc. | 5 SERIES OUTDOOR SPLITS | NDS049H1 | SAH048* | Water-Source | WBAHP-CB: Heat Pump Split Syst | Heat Pump | 208 | 1 | False |  |  | Dual-Speed |  |  |  | 43200 | 2805 | 15.4 |  | 56300 | 3235 | 5.1 |  | Federally-Regulated Commercial & Industrial Equipment | 03/17/2021 | 10272219 | 03/17/2021
Waterfurnace International, Inc. | 5 SERIES OUTDOOR SPLITS | NDS049H1 | SAH048* | Ground-Water-Source | WBAHP-CB: Heat Pump Split Syst | Heat Pump | 208 | 1 | False |  |  | Dual-Speed |  |  |  | 51000 | 2107 | 24.2 |  | 47100 | 3000 | 4.6 |  | Non Federally-Regulated | 03/17/2021 | 10272219 | 03/17/2021
Waterfurnace International, Inc. | 5 SERIES OUTDOOR SPLITS | NDS049H1 | SAH048* | Ground-Source | WBAHP-CB: Heat Pump Split Syst | Heat Pump | 230 | 1 | False |  |  | Dual-Speed |  |  |  | 46300 | 2572 | 18 |  | 37700 | 2833 | 3.9 |  | Non Federally-Regulated | 03/17/2021 | 10272219 | 03/17/2021
Waterfurnace International, Inc. | 5 SERIES OUTDOOR SPLITS | NDS049H1 | SRAA048* | Ground-Water-Source | WBAHP-C: Heat Pump Split Syste | Heat Pump | 230 | 1 | False |  |  | Dual-Speed |  |  |  | 51000 | 2107 | 24.2 |  | 47100 | 3000 | 4.6 |  | Non Federally-Regulated | 03/17/2021 | 10272220 | 03/17/2021
Waterfurnace International, Inc. | 5 SERIES OUTDOOR SPLITS | NDS049H1 | SRAA048* | Water-Source | WBAHP-C: Heat Pump Split Syste | Heat Pump | 208 | 1 | False |  |  | Dual-Speed |  |  |  | 43200 | 2805 | 15.4 |  | 56300 | 3235 | 5.1 |  | Federally-Regulated Commercial & Industrial Equipment | 03/17/2021 | 10272220 | 03/17/2021
Waterfurnace International, Inc. | 5 SERIES OUTDOOR SPLITS | NDS049H1 | SRAA048* | Water-Source | WBAHP-C: Heat Pump Split Syste | Heat Pump | 230 | 1 | False |  |  | Dual-Speed |  |  |  | 43200 | 2805 | 15.4 |  | 56300 | 3235 | 5.1 |  | Federally-Regulated Commercial & Industrial Equipment | 03/17/2021 | 10272220 | 03/17/2021
Waterfurnace International, Inc. | 5 SERIES OUTDOOR SPLITS | NDS049H1 | SAH048* | Ground-Water-Source | WBAHP-CB: Heat Pump Split Syst | Heat Pump | 230 | 1 | False |  |  | Dual-Speed |  |  |  | 51000 | 2107 | 24.2 |  | 47100 | 3000 | 4.6 |  | Non Federally-Regulated | 03/17/2021 | 10272219 | 03/17/2021
Waterfurnace International, Inc. | 5 SERIES OUTDOOR SPLITS | NDS049H1 | SAH048* | Water-Source | WBAHP-CB: Heat Pump Split Syst | Heat Pump | 230 | 1 | False |  |  | Dual-Speed |  |  |  | 43200 | 2805 | 15.4 |  | 56300 | 3235 | 5.1 |  | Federally-Regulated Commercial & Industrial Equipment | 03/17/2021 | 10272219 | 03/17/2021
Enertech Global, LLC | GEOCOMFORT | GBT024*2 | GAD024 | Ground-Source | WBAHP-CB: Heat Pump Split Syst | Heat Pump | 208 | 3 | False |  |  | Dual-Speed |  |  |  | 26300 | 1289 | 20.4 |  | 18800 | 1412 | 3.9 |  | Non Federally-Regulated | 08/26/2020 | 205993162 | 03/17/2021
Enertech Global, LLC | GEOCOMFORT | GBT024*2 | GAD024 | Ground-Water-Source | WBAHP-CB: Heat Pump Split Syst | Heat Pump | 230 | 3 | False |  |  | Dual-Speed |  |  |  | 28900 | 1074 | 26.9 |  | 23900 | 1490 | 4.7 |  | Non Federally-Regulated | 08/26/2020 | 205993162 | 03/17/2021
Enertech Global, LLC | GEOCOMFORT | GBT024*2 | GAD024 | Water-Source | WBAHP-CB: Heat Pump Split Syst | Heat Pump | 230 | 3 | False |  |  | Dual-Speed |  |  |  | 24100 | 1377 | 17.5 |  | 29400 | 1723 | 5 |  | Federally-Regulated Commercial & Industrial Equipment | 08/26/2020 | 205993162 | 03/17/2021
Enertech Global, LLC | GEOCOMFORT | GBT024*2 | GAD024 | Water-Source | WBAHP-CB: Heat Pump Split Syst | Heat Pump | 208 | 3 | False |  |  | Dual-Speed |  |  |  | 24100 | 1377 | 17.5 |  | 29400 | 1723 | 5 |  | Federally-Regulated Commercial & Industrial Equipment | 08/26/2020 | 205993162 | 03/17/2021
Enertech Global, LLC | GEOCOMFORT | GBT024*2 | GAD024 | Ground-Water-Source | WBAHP-CB: Heat Pump Split Syst | Heat Pump | 208 | 3 | False |  |  | Dual-Speed |  |  |  | 28900 | 1074 | 26.9 |  | 23900 | 1490 | 4.7 |  | Non Federally-Regulated | 08/26/2020 | 205993162 | 03/17/2021
Enertech Global, LLC | GEOCOMFORT | GBT060 | GED060 | Ground-Water-Source | WBAHP-C: Heat Pump Split Syste | Heat Pump | 208 | 1 | False |  |  | Single-Speed |  |  |  | 63600 | 2904 | 21.9 |  | 60200 | 3920 | 4.5 |  | Non Federally-Regulated | 08/26/2020 | 205993149 | 03/17/2021
Enertech Global, LLC | GEOCOMFORT | GBT060*2 | GED060 | Water-Source | WBAHP-C: Heat Pump Split Syste | Heat Pump | 230 | 3 | False |  |  | Single-Speed |  |  |  | 60700 | 3891 | 15.6 |  | 73500 | 4308 | 5 |  | Federally-Regulated Commercial & Industrial Equipment | 08/26/2020 | 205993152 | 03/17/2021
Enertech Global, LLC | GEOCOMFORT | GBT036 | GED036 | Ground-Source | WBAHP-C: Heat Pump Split Syste | Heat Pump | 208 | 1 | False |  |  | Single-Speed |  |  |  | 37600 | 1958 | 19.2 |  | 28800 | 2221 | 3.8 |  | Non Federally-Regulated | 03/10/2021 | 205993125 | 03/17/2021
Enertech Global, LLC | GEOCOMFORT | GBT024 | GAD024 | Water-Source | WBAHP-CB: Heat Pump Split Syst | Heat Pump | 208 | 1 | False |  |  | Dual-Speed |  |  |  | 24100 | 1377 | 17.5 |  | 29400 | 1723 | 5 |  | Federally-Regulated Commercial & Industrial Equipment | 03/10/2021 | 205993156 | 03/17/2021
Enertech Global, LLC | GEOCOMFORT | GBT036 | GED036 | Ground-Water-Source | WBAHP-C: Heat Pump Split Syste | Heat Pump | 230 | 1 | False |  |  | Single-Speed |  |  |  | 40500 | 1646 | 24.6 |  | 36800 | 2294 | 4.7 |  | Non Federally-Regulated | 03/10/2021 | 205993125 | 03/17/2021
Enertech Global, LLC | GEOCOMFORT | GBT024 | GAD024 | Ground-Water-Source | WBAHP-CB: Heat Pump Split Syst | Heat Pump | 208 | 1 | False |  |  | Dual-Speed |  |  |  | 28900 | 1074 | 26.9 |  | 23900 | 1490 | 4.7 |  | Non Federally-Regulated | 03/10/2021 | 205993156 | 03/17/2021
Enertech Global, LLC | GEOCOMFORT | GBS018 | GED018 | Ground-Source | WBAHP-C: Heat Pump Split Syste | Heat Pump | 208 | 1 | False |  |  | Single-Speed |  |  |  | 22100 | 1018 | 21.7 |  | 14500 | 1089 | 3.9 |  | Non Federally-Regulated | 03/10/2021 | 205993113 | 03/17/2021
Enertech Global, LLC | GEOCOMFORT | GBT048*2 | GED048 | Ground-Source | WBAHP-C: Heat Pump Split Syste | Heat Pump | 230 | 3 | False |  |  | Single-Speed |  |  |  | 51300 | 2658 | 19.3 |  | 40700 | 2909 | 4.1 |  | Non Federally-Regulated | 08/26/2020 | 205993143 | 03/17/2021
Enertech Global, LLC | GEOCOMFORT | GBT048*2 | GED048 | Water-Source | WBAHP-C: Heat Pump Split Syste | Heat Pump | 230 | 3 | False |  |  | Single-Speed |  |  |  | 49100 | 2940 | 16.7 |  | 61600 | 3223 | 5.6 |  | Federally-Regulated Commercial & Industrial Equipment | 08/26/2020 | 205993143 | 03/17/2021
Enertech Global, LLC | GEOCOMFORT | GBT024 | GAD024 | Ground-Water-Source | WBAHP-CB: Heat Pump Split Syst | Heat Pump | 230 | 1 | False |  |  | Dual-Speed |  |  |  | 28900 | 1074 | 26.9 |  | 23900 | 1490 | 4.7 |  | Non Federally-Regulated | 03/10/2021 | 205993156 | 03/17/2021
Enertech Global, LLC | GEOCOMFORT | GBT048*2 | GED048 | Water-Source | WBAHP-C: Heat Pump Split Syste | Heat Pump | 208 | 3 | False |  |  | Single-Speed |  |  |  | 49100 | 2940 | 16.7 |  | 61600 | 3223 | 5.6 |  | Federally-Regulated Commercial & Industrial Equipment | 08/26/2020 | 205993143 | 03/17/2021
Enertech Global, LLC | GEOCOMFORT | GBT060*2 | GED060 | Ground-Source | WBAHP-C: Heat Pump Split Syste | Heat Pump | 230 | 3 | False |  |  | Single-Speed |  |  |  | 63400 | 3561 | 17.8 |  | 48100 | 3709 | 3.8 |  | Non Federally-Regulated | 08/26/2020 | 205993152 | 03/17/2021
Enertech Global, LLC | GEOCOMFORT | GBT060*2 | GED060 | Ground-Water-Source | WBAHP-C: Heat Pump Split Syste | Heat Pump | 208 | 3 | False |  |  | Single-Speed |  |  |  | 63600 | 2904 | 21.9 |  | 60200 | 3920 | 4.5 |  | Non Federally-Regulated | 08/26/2020 | 205993152 | 03/17/2021
Enertech Global, LLC | GEOCOMFORT | GBT024 | GAD024 | Ground-Source | WBAHP-CB: Heat Pump Split Syst | Heat Pump | 230 | 1 | False |  |  | Dual-Speed |  |  |  | 26300 | 1289 | 20.4 |  | 18800 | 1412 | 3.9 |  | Non Federally-Regulated | 03/10/2021 | 205993156 | 03/17/2021
Enertech Global, LLC | GEOCOMFORT | GBT024*2 | GED024 | Water-Source | WBAHP-C: Heat Pump Split Syste | Heat Pump | 230 | 3 | False |  |  | Dual-Speed |  |  |  | 25600 | 1523 | 16.8 |  | 30300 | 1675 | 5.3 |  | Federally-Regulated Commercial & Industrial Equipment | 03/10/2021 | 205993161 | 03/17/2021
Enertech Global, LLC | GEOCOMFORT | GBT024 | GAD024 | Ground-Source | WBAHP-CB: Heat Pump Split Syst | Heat Pump | 208 | 1 | False |  |  | Dual-Speed |  |  |  | 26300 | 1289 | 20.4 |  | 18800 | 1412 | 3.9 |  | Non Federally-Regulated | 03/10/2021 | 205993156 | 03/17/2021
Enertech Global, LLC | GEOCOMFORT | GBS018 | GED018 | Ground-Source | WBAHP-C: Heat Pump Split Syste | Heat Pump | 230 | 1 | False |  |  | Single-Speed |  |  |  | 22100 | 1018 | 21.7 |  | 14500 | 1089 | 3.9 |  | Non Federally-Regulated | 03/10/2021 | 205993113 | 03/17/2021
Enertech Global, LLC | GEOCOMFORT | GBT024*2 | GED024 | Ground-Water-Source | WBAHP-C: Heat Pump Split Syste | Heat Pump | 230 | 3 | False |  |  | Dual-Speed |  |  |  | 28800 | 1138 | 25.3 |  | 24400 | 1489 | 4.8 |  | Non Federally-Regulated | 03/10/2021 | 205993161 | 03/17/2021
Enertech Global, LLC | GEOCOMFORT | GBT036 | GED036 | Ground-Water-Source | WBAHP-C: Heat Pump Split Syste | Heat Pump | 208 | 1 | False |  |  | Single-Speed |  |  |  | 40500 | 1646 | 24.6 |  | 36800 | 2294 | 4.7 |  | Non Federally-Regulated | 03/10/2021 | 205993125 | 03/17/2021
Enertech Global, LLC | GEOCOMFORT | GBT036 | GED036 | Ground-Source | WBAHP-C: Heat Pump Split Syste | Heat Pump | 230 | 1 | False |  |  | Single-Speed |  |  |  | 37600 | 1958 | 19.2 |  | 28800 | 2221 | 3.8 |  | Non Federally-Regulated | 03/10/2021 | 205993125 | 03/17/2021
Enertech Global, LLC | GEOCOMFORT | GBS018 | GED018 | Water-Source | WBAHP-C: Heat Pump Split Syste | Heat Pump | 230 | 1 | False |  |  | Single-Speed |  |  |  | 20900 | 1161 | 18 |  | 23400 | 1142 | 6 |  | Federally-Regulated Commercial & Industrial Equipment | 03/10/2021 | 205993113 | 03/17/2021
Enertech Global, LLC | GEOCOMFORT | GBT060 | GED060 | Ground-Source | WBAHP-C: Heat Pump Split Syste | Heat Pump | 208 | 1 | False |  |  | Single-Speed |  |  |  | 63400 | 3561 | 17.8 |  | 48100 | 3709 | 3.8 |  | Non Federally-Regulated | 08/26/2020 | 205993149 | 03/17/2021
Enertech Global, LLC | GEOCOMFORT | GBT024*2 | GED024 | Ground-Water-Source | WBAHP-C: Heat Pump Split Syste | Heat Pump | 208 | 3 | False |  |  | Dual-Speed |  |  |  | 28800 | 1138 | 25.3 |  | 24400 | 1489 | 4.8 |  | Non Federally-Regulated | 03/10/2021 | 205993161 | 03/17/2021
Enertech Global, LLC | GEOCOMFORT | GBS018*2 | GED018 | Ground-Source | WBAHP-C: Heat Pump Split Syste | Heat Pump | 208 | 3 | False |  |  | Single-Speed |  |  |  | 22100 | 1018 | 21.7 |  | 14500 | 1089 | 3.9 |  | Non Federally-Regulated | 03/10/2021 | 205993119 | 03/17/2021
Enertech Global, LLC | GEOCOMFORT | GBT060 | GED060 | Ground-Source | WBAHP-C: Heat Pump Split Syste | Heat Pump | 230 | 1 | False |  |  | Single-Speed |  |  |  | 63400 | 3561 | 17.8 |  | 48100 | 3709 | 3.8 |  | Non Federally-Regulated | 08/26/2020 | 205993149 | 03/17/2021
Enertech Global, LLC | GEOCOMFORT | GBT036*2 | GED036 | Ground-Source | WBAHP-C: Heat Pump Split Syste | Heat Pump | 230 | 3 | False |  |  | Single-Speed |  |  |  | 37600 | 1958 | 19.2 |  | 28800 | 2221 | 3.8 |  | Non Federally-Regulated | 03/10/2021 | 205993131 | 03/17/2021
Enertech Global, LLC | GEOCOMFORT | GBT060*2 | GED060 | Ground-Source | WBAHP-C: Heat Pump Split Syste | Heat Pump | 208 | 3 | False |  |  | Single-Speed |  |  |  | 63400 | 3561 | 17.8 |  | 48100 | 3709 | 3.8 |  | Non Federally-Regulated | 08/26/2020 | 205993152 | 03/17/2021
Enertech Global, LLC | GEOCOMFORT | GBT048*2 | GED048 | Ground-Source | WBAHP-C: Heat Pump Split Syste | Heat Pump | 208 | 3 | False |  |  | Single-Speed |  |  |  | 51300 | 2658 | 19.3 |  | 40700 | 2909 | 4.1 |  | Non Federally-Regulated | 08/26/2020 | 205993143 | 03/17/2021
Enertech Global, LLC | GEOCOMFORT | GBT060 | GED060 | Water-Source | WBAHP-C: Heat Pump Split Syste | Heat Pump | 208 | 1 | False |  |  | Single-Speed |  |  |  | 60700 | 3891 | 15.6 |  | 73500 | 4308 | 5 |  | Federally-Regulated Commercial & Industrial Equipment | 08/26/2020 | 205993149 | 03/17/2021
Enertech Global, LLC | GEOCOMFORT | GBS018*2 | GED018 | Water-Source | WBAHP-C: Heat Pump Split Syste | Heat Pump | 230 | 3 | False |  |  | Single-Speed |  |  |  | 20900 | 1161 | 18 |  | 23400 | 1142 | 6 |  | Federally-Regulated Commercial & Industrial Equipment | 03/10/2021 | 205993119 | 03/17/2021
Enertech Global, LLC | GEOCOMFORT | GBS018*2 | GED018 | Ground-Water-Source | WBAHP-C: Heat Pump Split Syste | Heat Pump | 208 | 3 | False |  |  | Single-Speed |  |  |  | 24200 | 793 | 30.5 |  | 18600 | 1090 | 5 |  | Non Federally-Regulated | 03/10/2021 | 205993119 | 03/17/2021
Enertech Global, LLC | GEOCOMFORT | GBS018*2 | GED018 | Ground-Water-Source | WBAHP-C: Heat Pump Split Syste | Heat Pump | 230 | 3 | False |  |  | Single-Speed |  |  |  | 24200 | 793 | 30.5 |  | 18600 | 1090 | 5 |  | Non Federally-Regulated | 03/10/2021 | 205993119 | 03/17/2021
Enertech Global, LLC | GEOCOMFORT | GBT024*2 | GED024 | Ground-Source | WBAHP-C: Heat Pump Split Syste | Heat Pump | 208 | 3 | False |  |  | Dual-Speed |  |  |  | 26800 | 1374 | 19.5 |  | 19200 | 1372 | 4.1 |  | Non Federally-Regulated | 03/10/2021 | 205993161 | 03/17/2021
Enertech Global, LLC | GEOCOMFORT | GBT024 | GED024 | Ground-Source | WBAHP-C: Heat Pump Split Syste | Heat Pump | 230 | 1 | False |  |  | Dual-Speed |  |  |  | 26800 | 1374 | 19.5 |  | 19200 | 1372 | 4.1 |  | Non Federally-Regulated | 03/10/2021 | 205993155 | 03/17/2021
Enertech Global, LLC | GEOCOMFORT | GBT060*2 | GED060 | Ground-Water-Source | WBAHP-C: Heat Pump Split Syste | Heat Pump | 230 | 3 | False |  |  | Single-Speed |  |  |  | 63600 | 2904 | 21.9 |  | 60200 | 3920 | 4.5 |  | Non Federally-Regulated | 08/26/2020 | 205993152 | 03/17/2021
Enertech Global, LLC | GEOCOMFORT | GBT060 | GED060 | Water-Source | WBAHP-C: Heat Pump Split Syste | Heat Pump | 230 | 1 | False |  |  | Single-Speed |  |  |  | 60700 | 3891 | 15.6 |  | 73500 | 4308 | 5 |  | Federally-Regulated Commercial & Industrial Equipment | 08/26/2020 | 205993149 | 03/17/2021
Enertech Global, LLC | GEOCOMFORT | GBT048*2 | GED048 | Ground-Water-Source | WBAHP-C: Heat Pump Split Syste | Heat Pump | 230 | 3 | False |  |  | Single-Speed |  |  |  | 55000 | 2208 | 24.9 |  | 50800 | 3038 | 4.9 |  | Non Federally-Regulated | 08/26/2020 | 205993143 | 03/17/2021
Enertech Global, LLC | GEOCOMFORT | GBT060*2 | GED060 | Water-Source | WBAHP-C: Heat Pump Split Syste | Heat Pump | 208 | 3 | False |  |  | Single-Speed |  |  |  | 60700 | 3891 | 15.6 |  | 73500 | 4308 | 5 |  | Federally-Regulated Commercial & Industrial Equipment | 08/26/2020 | 205993152 | 03/17/2021
Enertech Global, LLC | GEOCOMFORT | GBT036 | GED036 | Water-Source | WBAHP-C: Heat Pump Split Syste | Heat Pump | 230 | 1 | False |  |  | Single-Speed |  |  |  | 35800 | 2156 | 16.6 |  | 45200 | 2703 | 4.9 |  | Federally-Regulated Commercial & Industrial Equipment | 03/10/2021 | 205993125 | 03/17/2021
Enertech Global, LLC | GEOCOMFORT | GBT024*2 | GED024 | Ground-Source | WBAHP-C: Heat Pump Split Syste | Heat Pump | 230 | 3 | False |  |  | Dual-Speed |  |  |  | 26800 | 1374 | 19.5 |  | 19200 | 1372 | 4.1 |  | Non Federally-Regulated | 03/10/2021 | 205993161 | 03/17/2021
Enertech Global, LLC | GEOCOMFORT | GBT048*2 | GED048 | Ground-Water-Source | WBAHP-C: Heat Pump Split Syste | Heat Pump | 208 | 3 | False |  |  | Single-Speed |  |  |  | 55000 | 2208 | 24.9 |  | 50800 | 3038 | 4.9 |  | Non Federally-Regulated | 08/26/2020 | 205993143 | 03/17/2021
Enertech Global, LLC | GEOCOMFORT | GBT036*2 | GED036 | Ground-Source | WBAHP-C: Heat Pump Split Syste | Heat Pump | 208 | 3 | False |  |  | Single-Speed |  |  |  | 37600 | 1958 | 19.2 |  | 28800 | 2221 | 3.8 |  | Non Federally-Regulated | 03/10/2021 | 205993131 | 03/17/2021
Enertech Global, LLC | GEOCOMFORT | GBT024 | GAD024 | Water-Source | WBAHP-CB: Heat Pump Split Syst | Heat Pump | 230 | 1 | False |  |  | Dual-Speed |  |  |  | 24100 | 1377 | 17.5 |  | 29400 | 1723 | 5 |  | Federally-Regulated Commercial & Industrial Equipment | 03/10/2021 | 205993156 | 03/17/2021
Enertech Global, LLC | GEOCOMFORT | GBS018*2 | GED018 | Water-Source | WBAHP-C: Heat Pump Split Syste | Heat Pump | 208 | 3 | False |  |  | Single-Speed |  |  |  | 20900 | 1161 | 18 |  | 23400 | 1142 | 6 |  | Federally-Regulated Commercial & Industrial Equipment | 03/10/2021 | 205993119 | 03/17/2021
Enertech Global, LLC | GEOCOMFORT | GBS018*2 | GED018 | Ground-Source | WBAHP-C: Heat Pump Split Syste | Heat Pump | 230 | 3 | False |  |  | Single-Speed |  |  |  | 22100 | 1018 | 21.7 |  | 14500 | 1089 | 3.9 |  | Non Federally-Regulated | 03/10/2021 | 205993119 | 03/17/2021
Enertech Global, LLC | GEOCOMFORT | GBT024*2 | GED024 | Water-Source | WBAHP-C: Heat Pump Split Syste | Heat Pump | 208 | 3 | False |  |  | Dual-Speed |  |  |  | 25600 | 1523 | 16.8 |  | 30300 | 1675 | 5.3 |  | Federally-Regulated Commercial & Industrial Equipment | 03/10/2021 | 205993161 | 03/17/2021
Enertech Global, LLC | GEOCOMFORT | GBT060 | GED060 | Ground-Water-Source | WBAHP-C: Heat Pump Split Syste | Heat Pump | 230 | 1 | False |  |  | Single-Speed |  |  |  | 63600 | 2904 | 21.9 |  | 60200 | 3920 | 4.5 |  | Non Federally-Regulated | 08/26/2020 | 205993149 | 03/17/2021
Enertech Global, LLC | Tetco | TBT036*2 | TAD036 | Water-Source | WBAHP-CB: Heat Pump Split Syst | Heat Pump | 208 | 3 | False |  |  | Single-Speed |  |  |  | 35200 | 2120 | 16.6 |  | 46000 | 2543 | 5.3 |  | Federally-Regulated Commercial & Industrial Equipment | 03/17/2021 | 205993136 | 03/17/2021
Enertech Global, LLC | Tetco | TBT036*2 | TAD036 | Ground-Water-Source | WBAHP-CB: Heat Pump Split Syst | Heat Pump | 208 | 3 | False |  |  | Single-Speed |  |  |  | 39700 | 1600 | 24.8 |  | 37200 | 2319 | 4.7 |  | Non Federally-Regulated | 03/17/2021 | 205993136 | 03/17/2021
Enertech Global, LLC | Tetco | TBT036*2 | TAD036 | Ground-Water-Source | WBAHP-CB: Heat Pump Split Syst | Heat Pump | 230 | 3 | False |  |  | Single-Speed |  |  |  | 39700 | 1600 | 24.8 |  | 37200 | 2319 | 4.7 |  | Non Federally-Regulated | 03/17/2021 | 205993136 | 03/17/2021
Waterfurnace International, Inc. | 5 SERIES INDOOR SPLITS | NSZ048H1 | SAH048* | Ground-Source | WBAHP-CB: Heat Pump Split Syst | Heat Pump | 230 | 1 | False |  |  | Single-Speed |  |  |  | 42500 | 2272 | 18.7 |  | 33400 | 2447 | 4 |  | Non Federally-Regulated | 03/17/2021 | 10272006 | 03/17/2021
Waterfurnace International, Inc. | 5 SERIES INDOOR SPLITS | NSZ048H1 | SAH048* | Water-Source | WBAHP-CB: Heat Pump Split Syst | Heat Pump | 230 | 1 | False |  |  | Single-Speed |  |  |  | 39300 | 2568 | 15.3 |  | 50000 | 2764 | 5.3 |  | Federally-Regulated Commercial & Industrial Equipment | 03/17/2021 | 10272006 | 03/17/2021
Waterfurnace International, Inc. | 5 SERIES INDOOR SPLITS | NSZ060H1 | SAH060* | Water-Source | WBAHP-CB: Heat Pump Split Syst | Heat Pump | 208 | 1 | False |  |  | Single-Speed |  |  |  | 53500 | 3590 | 14.9 |  | 64500 | 3938 | 4.8 |  | Federally-Regulated Commercial & Industrial Equipment | 03/17/2021 | 10272012 | 03/17/2021
Waterfurnace International, Inc. | 5 SERIES INDOOR SPLITS | NSZ060H1 | SAH060* | Ground-Source | WBAHP-CB: Heat Pump Split Syst | Heat Pump | 230 | 1 | False |  |  | Single-Speed |  |  |  | 56300 | 3180 | 17.7 |  | 44000 | 3485 | 3.7 |  | Non Federally-Regulated | 03/17/2021 | 10272012 | 03/17/2021
Waterfurnace International, Inc. | 5 SERIES INDOOR SPLITS | NSZ048H1 | SAH048* | Ground-Water-Source | WBAHP-CB: Heat Pump Split Syst | Heat Pump | 230 | 1 | False |  |  | Single-Speed |  |  |  | 46900 | 1839 | 25.5 |  | 41900 | 2612 | 4.7 |  | Non Federally-Regulated | 03/17/2021 | 10272006 | 03/17/2021
Waterfurnace International, Inc. | 5 SERIES INDOOR SPLITS | NSZ048H1 | SRAA048* | Ground-Water-Source | WBAHP-C: Heat Pump Split Syste | Heat Pump | 208 | 1 | False |  |  | Single-Speed |  |  |  | 46900 | 1839 | 25.5 |  | 41900 | 2612 | 4.7 |  | Non Federally-Regulated | 03/17/2021 | 10272008 | 03/17/2021
Waterfurnace International, Inc. | 5 SERIES INDOOR SPLITS | NSZ060H1 | SAH060* | Ground-Water-Source | WBAHP-CB: Heat Pump Split Syst | Heat Pump | 208 | 1 | False |  |  | Single-Speed |  |  |  | 61700 | 2614 | 23.6 |  | 54500 | 3714 | 4.3 |  | Non Federally-Regulated | 03/17/2021 | 10272012 | 03/17/2021
Waterfurnace International, Inc. | 5 SERIES INDOOR SPLITS | NSZ048H1 | SAH048* | Ground-Source | WBAHP-CB: Heat Pump Split Syst | Heat Pump | 208 | 1 | False |  |  | Single-Speed |  |  |  | 42500 | 2272 | 18.7 |  | 33400 | 2447 | 4 |  | Non Federally-Regulated | 03/17/2021 | 10272006 | 03/17/2021
Waterfurnace International, Inc. | 5 SERIES INDOOR SPLITS | NSZ060H1 | SAH060* | Ground-Water-Source | WBAHP-CB: Heat Pump Split Syst | Heat Pump | 230 | 1 | False |  |  | Single-Speed |  |  |  | 61700 | 2614 | 23.6 |  | 54500 | 3714 | 4.3 |  | Non Federally-Regulated | 03/17/2021 | 10272012 | 03/17/2021
Waterfurnace International, Inc. | 5 SERIES INDOOR SPLITS | NSZ048H1 | SRAA048* | Water-Source | WBAHP-C: Heat Pump Split Syste | Heat Pump | 208 | 1 | False |  |  | Single-Speed |  |  |  | 39300 | 2568 | 15.3 |  | 50000 | 2764 | 5.3 |  | Federally-Regulated Commercial & Industrial Equipment | 03/17/2021 | 10272008 | 03/17/2021
Waterfurnace International, Inc. | 5 SERIES INDOOR SPLITS | NSZ048H1 | SRAA048* | Water-Source | WBAHP-C: Heat Pump Split Syste | Heat Pump | 230 | 1 | False |  |  | Single-Speed |  |  |  | 39300 | 2568 | 15.3 |  | 50000 | 2764 | 5.3 |  | Federally-Regulated Commercial & Industrial Equipment | 03/17/2021 | 10272008 | 03/17/2021
Waterfurnace International, Inc. | 5 SERIES INDOOR SPLITS | NSZ048H1 | SAH048* | Water-Source | WBAHP-CB: Heat Pump Split Syst | Heat Pump | 208 | 1 | False |  |  | Single-Speed |  |  |  | 39300 | 2568 | 15.3 |  | 50000 | 2764 | 5.3 |  | Federally-Regulated Commercial & Industrial Equipment | 03/17/2021 | 10272006 | 03/17/2021
Waterfurnace International, Inc. | 5 SERIES INDOOR SPLITS | NSZ060H1 | SAH060* | Water-Source | WBAHP-CB: Heat Pump Split Syst | Heat Pump | 230 | 1 | False |  |  | Single-Speed |  |  |  | 53500 | 3590 | 14.9 |  | 64500 | 3938 | 4.8 |  | Federally-Regulated Commercial & Industrial Equipment | 03/17/2021 | 10272012 | 03/17/2021
Waterfurnace International, Inc. | 5 SERIES INDOOR SPLITS | NSZ048H1 | SAH048* | Ground-Water-Source | WBAHP-CB: Heat Pump Split Syst | Heat Pump | 208 | 1 | False |  |  | Single-Speed |  |  |  | 46900 | 1839 | 25.5 |  | 41900 | 2612 | 4.7 |  | Non Federally-Regulated | 03/17/2021 | 10272006 | 03/17/2021
Waterfurnace International, Inc. | 5 SERIES INDOOR SPLITS | NSZ060H1 | SAH060* | Ground-Source | WBAHP-CB: Heat Pump Split Syst | Heat Pump | 208 | 1 | False |  |  | Single-Speed |  |  |  | 56300 | 3180 | 17.7 |  | 44000 | 3485 | 3.7 |  | Non Federally-Regulated | 03/17/2021 | 10272012 | 03/17/2021
Waterfurnace International, Inc. | 5 SERIES INDOOR SPLITS | NSZ048H1 | SRAA048* | Ground-Water-Source | WBAHP-C: Heat Pump Split Syste | Heat Pump | 230 | 1 | False |  |  | Single-Speed |  |  |  | 46900 | 1839 | 25.5 |  | 41900 | 2612 | 4.7 |  | Non Federally-Regulated | 03/17/2021 | 10272008 | 03/17/2021
Bard Manufacturing Company, Inc. | G3 | GTC48S2-A | GTA4860UD1AA+GTB1-A | Ground-Source | WBAHP-CB: Heat Pump Split Syst | Heat Pump | 208 | 1 | False |  |  | Dual-Speed |  |  |  | 51500 | 3301 | 15.6 | 13.4 | 41000 | 3247 | 3.7 | 3.1 | Non Federally-Regulated | 10/24/2019 |  | 05/19/2021
Bard Manufacturing Company, Inc. | G3 | GTC48S2-A | GTA4860UD1AA+GTB1-A | Ground-Water-Source | WBAHP-CB: Heat Pump Split Syst | Heat Pump | 208 | 1 | False |  |  | Dual-Speed |  |  |  | 55500 | 2733 | 20.3 | 16.2 | 50000 | 3330 | 4.4 | 3.6 | Non Federally-Regulated | 10/24/2019 |  | 05/19/2021
Waterfurnace International, Inc. | PREMIUM G | GTS049*1 | SRAA048* | Ground-Water-Source | WBAHP-C: Heat Pump Split Syste | Heat Pump | 230 | 1 | False |  |  | Dual-Speed |  |  |  | 51000 | 2107 | 24.2 | 16.2 | 47100 | 3000 | 4.6 | 3.6 | Non Federally-Regulated | 06/26/2017 |  | 07/31/2021
Waterfurnace International, Inc. | PREMIUM G | GSZ060*1 | SRAA060* | Ground-Water-Source | WBAHP-C: Heat Pump Split Syste | Heat Pump | 230 | 1 | False |  |  | Single-Speed |  |  |  | 61700 | 2614 | 23.6 | 16.2 | 54500 | 3714 | 4.3 | 3.6 | Non Federally-Regulated | 06/26/2017 |  | 07/31/2021
Waterfurnace International, Inc. | PREMIUM G | GTS049*1 | SRAA048* | Water-Source | WBAHP-C: Heat Pump Split Syste | Heat Pump | 230 | 1 | False |  |  | Dual-Speed |  |  |  | 43200 | 2805 | 15.4 | 12 | 56300 | 3235 | 5.1 | 4.2 | Federally-Regulated Commercial & Industrial Equipment | 06/26/2017 |  | 07/31/2021
Waterfurnace International, Inc. | PREMIUM G | GTS049*1 | SRAA048* | Ground-Source | WBAHP-C: Heat Pump Split Syste | Heat Pump | 230 | 1 | False |  |  | Dual-Speed |  |  |  | 46300 | 2572 | 18 | 13.4 | 37700 | 2833 | 3.9 | 3.1 | Non Federally-Regulated | 06/26/2017 |  | 07/31/2021
Waterfurnace International, Inc. | PREMIUM G | GSZ060*1 | SRAA060* | Water-Source | WBAHP-C: Heat Pump Split Syste | Heat Pump | 230 | 1 | False |  |  | Single-Speed |  |  |  | 53500 | 3590 | 14.9 | 12 | 64500 | 3938 | 4.8 | 4.2 | Federally-Regulated Commercial & Industrial Equipment | 06/26/2017 |  | 07/31/2021
Waterfurnace International, Inc. | 5 SERIES OUTDOOR SPLITS | NDS072H1 | SRAA060* | Ground-Source | WBAHP-C: Heat Pump Split Syste | Heat Pump | 208 | 1 | False |  |  | Dual-Speed |  |  |  | 62800 | 3925 | 16 |  | 53500 | 4479 | 3.5 |  | Non Federally-Regulated | 12/06/2019 |  | 07/31/2021
Waterfurnace International, Inc. | 5 SERIES OUTDOOR SPLITS | NDS049H1 | SAH048* | Ground-Water-Source | WBAHP-CB: Heat Pump Split Syst | Heat Pump | 208 | 1 | False |  |  | Dual-Speed |  |  |  | 51000 | 2107 | 24.2 |  | 47100 | 3000 | 4.6 |  | Non Federally-Regulated | 03/17/2021 | 10272219 | 07/31/2021
Waterfurnace International, Inc. | 5 SERIES OUTDOOR SPLITS | NDS049H1 | SAH048* | Ground-Water-Source | WBAHP-CB: Heat Pump Split Syst | Heat Pump | 230 | 1 | False |  |  | Dual-Speed |  |  |  | 51000 | 2107 | 24.2 |  | 47100 | 3000 | 4.6 |  | Non Federally-Regulated | 03/17/2021 | 10272219 | 07/31/2021
Waterfurnace International, Inc. | 5 SERIES OUTDOOR SPLITS | NDS072H1 | SRAA060* | Water-Source | WBAHP-C: Heat Pump Split Syste | Heat Pump | 208 | 1 | False |  |  | Dual-Speed |  |  |  | 60400 | 4314 | 14 |  | 81000 | 5275 | 4.5 |  | Federally-Regulated Commercial & Industrial Equipment | 12/06/2019 |  | 07/31/2021
Waterfurnace International, Inc. | 5 SERIES OUTDOOR SPLITS | NDS049H1 | SAH048* | Ground-Source | WBAHP-CB: Heat Pump Split Syst | Heat Pump | 230 | 1 | False |  |  | Dual-Speed |  |  |  | 46300 | 2572 | 18 |  | 37700 | 2833 | 3.9 |  | Non Federally-Regulated | 03/17/2021 | 10272219 | 07/31/2021
Waterfurnace International, Inc. | 5 SERIES OUTDOOR SPLITS | NDS049H1 | SAH048* | Ground-Source | WBAHP-CB: Heat Pump Split Syst | Heat Pump | 208 | 1 | False |  |  | Dual-Speed |  |  |  | 46300 | 2572 | 18 |  | 37700 | 2833 | 3.9 |  | Non Federally-Regulated | 03/17/2021 | 10272219 | 07/31/2021
Waterfurnace International, Inc. | 5 SERIES OUTDOOR SPLITS | NDS049H1 | SAH048* | Water-Source | WBAHP-CB: Heat Pump Split Syst | Heat Pump | 208 | 1 | False |  |  | Dual-Speed |  |  |  | 43200 | 2805 | 15.4 |  | 56300 | 3235 | 5.1 |  | Federally-Regulated Commercial & Industrial Equipment | 03/17/2021 | 10272219 | 07/31/2021
Waterfurnace International, Inc. | 5 SERIES OUTDOOR SPLITS | NDS049H1 | SAH048* | Water-Source | WBAHP-CB: Heat Pump Split Syst | Heat Pump | 230 | 1 | False |  |  | Dual-Speed |  |  |  | 43200 | 2805 | 15.4 |  | 56300 | 3235 | 5.1 |  | Federally-Regulated Commercial & Industrial Equipment | 03/17/2021 | 10272219 | 07/31/2021
Waterfurnace International, Inc. | 5 SERIES OUTDOOR SPLITS | NDS064H1 | SAH060* | Ground-Source | WBAHP-CB: Heat Pump Split Syst | Heat Pump | 208 | 1 | False |  |  | Dual-Speed |  |  |  | 57400 | 3376 | 17 |  | 45200 | 3580 | 3.7 |  | Non Federally-Regulated | 12/06/2019 |  | 07/31/2021
Waterfurnace International, Inc. | 5 SERIES OUTDOOR SPLITS | NDS026H1 | SAH026* | Ground-Source | WBAHP-CB: Heat Pump Split Syst | Heat Pump | 208 | 1 | False |  |  | Dual-Speed |  |  |  | 23400 | 1337 | 17.5 |  | 18400 | 1457 | 3.7 |  | Non Federally-Regulated | 12/06/2019 |  | 07/31/2021
Waterfurnace International, Inc. | 5 SERIES OUTDOOR SPLITS | NDS026H1 | SAH026* | Water-Source | WBAHP-CB: Heat Pump Split Syst | Heat Pump | 208 | 1 | False |  |  | Dual-Speed |  |  |  | 22500 | 1500 | 15 |  | 28100 | 1647 | 5 |  | Federally-Regulated Commercial & Industrial Equipment | 12/06/2019 |  | 07/31/2021
Waterfurnace International, Inc. | 5 SERIES OUTDOOR SPLITS | NDS064H1 | SAH060* | Water-Source | WBAHP-CB: Heat Pump Split Syst | Heat Pump | 208 | 1 | False |  |  | Dual-Speed |  |  |  | 54800 | 3653 | 15 |  | 66900 | 4084 | 4.8 |  | Federally-Regulated Commercial & Industrial Equipment | 12/06/2019 |  | 07/31/2021
Waterfurnace International, Inc. | 5 SERIES OUTDOOR SPLITS | NDS064H1 | SAH060* | Ground-Water-Source | WBAHP-CB: Heat Pump Split Syst | Heat Pump | 208 | 1 | False |  |  | Dual-Speed |  |  |  | 63200 | 2808 | 22.5 |  | 56000 | 3730 | 4.4 |  | Non Federally-Regulated | 12/06/2019 |  | 07/31/2021
Waterfurnace International, Inc. | 5 SERIES OUTDOOR SPLITS | NDS026H1 | SAH026* | Ground-Water-Source | WBAHP-CB: Heat Pump Split Syst | Heat Pump | 208 | 1 | False |  |  | Dual-Speed |  |  |  | 25800 | 1121 | 23 |  | 23300 | 1484 | 4.6 |  | Non Federally-Regulated | 12/06/2019 |  | 07/31/2021
Waterfurnace International, Inc. | 5 SERIES OUTDOOR SPLITS | NDS072H1 | SRAA060* | Ground-Source | WBAHP-C: Heat Pump Split Syste | Heat Pump | 208 | 1 | False |  |  | Dual-Speed |  |  |  | 62800 | 3925 | 16 |  | 53500 | 4479 | 3.5 |  | Non Federally-Regulated | 07/31/2021 | 10272228 | 07/31/2021
Waterfurnace International, Inc. | 5 SERIES OUTDOOR SPLITS | NDS049H1 | SAH048* | Ground-Water-Source | WBAHP-CB: Heat Pump Split Syst | Heat Pump | 208 | 1 | False |  |  | Dual-Speed |  |  |  | 51000 | 2107 | 24.2 |  | 47100 | 3000 | 4.6 |  | Non Federally-Regulated | 07/31/2021 | 10272219 | 07/31/2021
Waterfurnace International, Inc. | 5 SERIES OUTDOOR SPLITS | NDS049H1 | SAH048* | Ground-Water-Source | WBAHP-CB: Heat Pump Split Syst | Heat Pump | 230 | 1 | False |  |  | Dual-Speed |  |  |  | 51000 | 2107 | 24.2 |  | 47100 | 3000 | 4.6 |  | Non Federally-Regulated | 07/31/2021 | 10272219 | 07/31/2021
Waterfurnace International, Inc. | 5 SERIES OUTDOOR SPLITS | NDS072H1 | SRAA060* | Water-Source | WBAHP-C: Heat Pump Split Syste | Heat Pump | 208 | 1 | False |  |  | Dual-Speed |  |  |  | 60400 | 4314 | 14 |  | 81000 | 5275 | 4.5 |  | Federally-Regulated Commercial & Industrial Equipment | 07/31/2021 | 10272228 | 07/31/2021
Waterfurnace International, Inc. | 5 SERIES OUTDOOR SPLITS | NDS049H1 | SAH048* | Ground-Source | WBAHP-CB: Heat Pump Split Syst | Heat Pump | 230 | 1 | False |  |  | Dual-Speed |  |  |  | 46300 | 2572 | 18 |  | 37700 | 2833 | 3.9 |  | Non Federally-Regulated | 07/31/2021 | 10272219 | 07/31/2021
Waterfurnace International, Inc. | 5 SERIES OUTDOOR SPLITS | NDS049H1 | SAH048* | Ground-Source | WBAHP-CB: Heat Pump Split Syst | Heat Pump | 208 | 1 | False |  |  | Dual-Speed |  |  |  | 46300 | 2572 | 18 |  | 37700 | 2833 | 3.9 |  | Non Federally-Regulated | 07/31/2021 | 10272219 | 07/31/2021
Waterfurnace International, Inc. | 5 SERIES OUTDOOR SPLITS | NDS049H1 | SAH048* | Water-Source | WBAHP-CB: Heat Pump Split Syst | Heat Pump | 208 | 1 | False |  |  | Dual-Speed |  |  |  | 43200 | 2805 | 15.4 |  | 56300 | 3235 | 5.1 |  | Federally-Regulated Commercial & Industrial Equipment | 07/31/2021 | 10272219 | 07/31/2021
Waterfurnace International, Inc. | 5 SERIES OUTDOOR SPLITS | NDS049H1 | SAH048* | Water-Source | WBAHP-CB: Heat Pump Split Syst | Heat Pump | 230 | 1 | False |  |  | Dual-Speed |  |  |  | 43200 | 2805 | 15.4 |  | 56300 | 3235 | 5.1 |  | Federally-Regulated Commercial & Industrial Equipment | 07/31/2021 | 10272219 | 07/31/2021
Waterfurnace International, Inc. | 5 SERIES OUTDOOR SPLITS | NDS064H1 | SAH060* | Ground-Source | WBAHP-CB: Heat Pump Split Syst | Heat Pump | 208 | 1 | False |  |  | Dual-Speed |  |  |  | 57400 | 3376 | 17 |  | 45200 | 3580 | 3.7 |  | Non Federally-Regulated | 07/31/2021 | 10272221 | 07/31/2021
Waterfurnace International, Inc. | 5 SERIES OUTDOOR SPLITS | NDS026H1 | SAH026* | Ground-Source | WBAHP-CB: Heat Pump Split Syst | Heat Pump | 208 | 1 | False |  |  | Dual-Speed |  |  |  | 23400 | 1337 | 17.5 |  | 18400 | 1457 | 3.7 |  | Non Federally-Regulated | 07/31/2021 | 10272215 | 07/31/2021
Waterfurnace International, Inc. | 5 SERIES OUTDOOR SPLITS | NDS026H1 | SAH026* | Water-Source | WBAHP-CB: Heat Pump Split Syst | Heat Pump | 208 | 1 | False |  |  | Dual-Speed |  |  |  | 22500 | 1500 | 15 |  | 28100 | 1647 | 5 |  | Federally-Regulated Commercial & Industrial Equipment | 07/31/2021 | 10272215 | 07/31/2021
Waterfurnace International, Inc. | 5 SERIES OUTDOOR SPLITS | NDS064H1 | SAH060* | Water-Source | WBAHP-CB: Heat Pump Split Syst | Heat Pump | 208 | 1 | False |  |  | Dual-Speed |  |  |  | 54800 | 3653 | 15 |  | 66900 | 4084 | 4.8 |  | Federally-Regulated Commercial & Industrial Equipment | 07/31/2021 | 10272221 | 07/31/2021
Waterfurnace International, Inc. | 5 SERIES OUTDOOR SPLITS | NDS064H1 | SAH060* | Ground-Water-Source | WBAHP-CB: Heat Pump Split Syst | Heat Pump | 208 | 1 | False |  |  | Dual-Speed |  |  |  | 63200 | 2808 | 22.5 |  | 56000 | 3730 | 4.4 |  | Non Federally-Regulated | 07/31/2021 | 10272221 | 07/31/2021
Waterfurnace International, Inc. | 5 SERIES OUTDOOR SPLITS | NDS026H1 | SAH026* | Ground-Water-Source | WBAHP-CB: Heat Pump Split Syst | Heat Pump | 208 | 1 | False |  |  | Dual-Speed |  |  |  | 25800 | 1121 | 23 |  | 23300 | 1484 | 4.6 |  | Non Federally-Regulated | 07/31/2021 | 10272215 | 07/31/2021
Bard Manufacturing Company, Inc. | G3 | GTC48S2-A | GTADP-4860-C | Ground-Source | WBAH-C: Heating Only Split Sys | Heat Pump | 208 | 1 | False |  |  | Dual-Speed | [7 empty] | 37000 | 2780 | 3.9 | 3.1 | Non Federally-Regulated | 10/24/2019 |  | 12/08/2021
Bard Manufacturing Company, Inc. | G3 | GTC48S2-A | GTADP-4860-C | Ground-Water-Source | WBAH-C: Heating Only Split Sys | Heat Pump | 208 | 1 | False |  |  | Dual-Speed | [7 empty] | 48000 | 3091 | 4.6 | 3.1 | Non Federally-Regulated | 10/24/2019 |  | 12/08/2021
FHP Manufacturing Company | BOSCH-GEO | SM048-1CS*-*****A | DX049-1VTX | Ground-Source | WBAHP-CB: Heat Pump Split Syst | Both Heat Pump and Electric Re | 208 | 1 | False |  |  | Dual-Speed |  |  |  | 49400 | 2790 | 17.7 | 13.4 | 35900 | 2768 | 3.8 | 3.1 | Non Federally-Regulated | 11/13/2018 |  | 12/15/2021
FHP Manufacturing Company | BOSCH-GEO | SM060-1CS*-*****A | SM060-1AV/AH*-***A*A | Ground-Source | WBAHP-CB: Heat Pump Split Syst | Both Heat Pump and Electric Re | 208 | 1 | False |  |  | Dual-Speed |  |  |  | 58900 | 3658 | 16.1 | 13.4 | 49000 | 3779 | 3.8 | 3.1 | Non Federally-Regulated | 11/13/2018 |  | 12/15/2021
Waterfurnace International, Inc. | 7 SERIES INDOOR SPLITS | NVZ050A1 | SVH050 | Ground-Source | WBAHP-CB: Heat Pump Split Syst | Heat Pump | 208 | 1 | False |  |  | Variable-Speed |  |  |  | 49800 | 2912 | 17.1 | 13.4 | 50800 | 4652 | 3.2 | 3.1 | Non Federally-Regulated | 05/06/2020 | 205448526 | 01/20/2022
Waterfurnace International, Inc. | 7 SERIES INDOOR SPLITS | NVZ050A1 | SVH050 | Water-Source | WBAHP-CB: Heat Pump Split Syst | Heat Pump | 230 | 1 | False |  |  | Variable-Speed |  |  |  | 46700 | 3243 | 14.4 | 12 | 77800 | 5302 | 4.3 | 4.2 | Federally-Regulated Commercial & Industrial Equipment | 05/06/2020 | 205448526 | 01/20/2022
Waterfurnace International, Inc. | 7 SERIES INDOOR SPLITS | NVZ050A1 | SVH050 | Ground-Source | WBAHP-CB: Heat Pump Split Syst | Heat Pump | 230 | 1 | False |  |  | Variable-Speed |  |  |  | 49800 | 2912 | 17.1 | 13.4 | 50800 | 4652 | 3.2 | 3.1 | Non Federally-Regulated | 05/06/2020 | 205448526 | 01/20/2022
Waterfurnace International, Inc. | 7 SERIES INDOOR SPLITS | NVZ033A1 | SVH033 | Ground-Water-Source | WBAHP-CB: Heat Pump Split Syst | Heat Pump | 208 | 1 | False |  |  | Variable-Speed |  |  |  | 37000 | 1267 | 29.2 | 16.2 | 40700 | 2650 | 4.5 | 3.6 | Non Federally-Regulated | 05/06/2020 | 205448524 | 01/20/2022
Waterfurnace International, Inc. | 7 SERIES INDOOR SPLITS | NVZ042A1 | SVH042 | Ground-Water-Source | WBAHP-CB: Heat Pump Split Syst | Heat Pump | 208 | 1 | False |  |  | Variable-Speed |  |  |  | 46200 | 1638 | 28.2 | 16.2 | 54100 | 3775 | 4.2 | 3.6 | Non Federally-Regulated | 05/06/2020 | 205448525 | 01/20/2022
Waterfurnace International, Inc. | 7 SERIES INDOOR SPLITS | NVZ042A1 | SVH042 | Water-Source | WBAHP-CB: Heat Pump Split Syst | Heat Pump | 208 | 1 | False |  |  | Variable-Speed |  |  |  | 39500 | 2408 | 16.4 | 12 | 66100 | 3953 | 4.9 | 4.2 | Federally-Regulated Commercial & Industrial Equipment | 05/06/2020 | 205448525 | 01/20/2022
Waterfurnace International, Inc. | 7 SERIES INDOOR SPLITS | NVZ033A1 | SVH033 | Ground-Water-Source | WBAHP-CB: Heat Pump Split Syst | Heat Pump | 230 | 1 | False |  |  | Variable-Speed |  |  |  | 37000 | 1267 | 29.2 | 16.2 | 40700 | 2650 | 4.5 | 3.6 | Non Federally-Regulated | 05/06/2020 | 205448524 | 01/20/2022
Waterfurnace International, Inc. | 7 SERIES INDOOR SPLITS | NVZ050A1 | SVH050 | Ground-Water-Source | WBAHP-CB: Heat Pump Split Syst | Heat Pump | 230 | 1 | False |  |  | Variable-Speed |  |  |  | 55200 | 2271 | 24.3 | 16.2 | 64900 | 5005 | 3.8 | 3.6 | Non Federally-Regulated | 05/06/2020 | 205448526 | 01/20/2022
Waterfurnace International, Inc. | 7 SERIES INDOOR SPLITS | NVZ042A1 | SVH042 | Ground-Source | WBAHP-CB: Heat Pump Split Syst | Heat Pump | 230 | 1 | False |  |  | Variable-Speed |  |  |  | 41600 | 2111 | 19.7 | 13.4 | 42700 | 3575 | 3.5 | 3.1 | Non Federally-Regulated | 05/06/2020 | 205448525 | 01/20/2022
Waterfurnace International, Inc. | 7 SERIES INDOOR SPLITS | NVZ042A1 | SVH042 | Ground-Water-Source | WBAHP-CB: Heat Pump Split Syst | Heat Pump | 230 | 1 | False |  |  | Variable-Speed |  |  |  | 46200 | 1638 | 28.2 | 16.2 | 54100 | 3775 | 4.2 | 3.6 | Non Federally-Regulated | 05/06/2020 | 205448525 | 01/20/2022
Waterfurnace International, Inc. | 7 SERIES INDOOR SPLITS | NVZ033A1 | SVH033 | Ground-Source | WBAHP-CB: Heat Pump Split Syst | Heat Pump | 230 | 1 | False |  |  | Variable-Speed |  |  |  | 33300 | 1640 | 20.3 | 13.4 | 31700 | 2732 | 3.4 | 3.1 | Non Federally-Regulated | 05/06/2020 | 205448524 | 01/20/2022
Waterfurnace International, Inc. | 7 SERIES INDOOR SPLITS | NVZ042A1 | SVH042 | Water-Source | WBAHP-CB: Heat Pump Split Syst | Heat Pump | 230 | 1 | False |  |  | Variable-Speed |  |  |  | 39500 | 2408 | 16.4 | 12 | 66100 | 3953 | 4.9 | 4.2 | Federally-Regulated Commercial & Industrial Equipment | 05/06/2020 | 205448525 | 01/20/2022
Waterfurnace International, Inc. | 7 SERIES INDOOR SPLITS | NVZ033A1 | SVH033 | Water-Source | WBAHP-CB: Heat Pump Split Syst | Heat Pump | 208 | 1 | False |  |  | Variable-Speed |  |  |  | 31600 | 1880 | 16.8 | 12 | 49800 | 2806 | 5.2 | 4.2 | Federally-Regulated Commercial & Industrial Equipment | 05/06/2020 | 205448524 | 01/20/2022
Waterfurnace International, Inc. | 7 SERIES INDOOR SPLITS | NVZ033A1 | SVH033 | Water-Source | WBAHP-CB: Heat Pump Split Syst | Heat Pump | 230 | 1 | False |  |  | Variable-Speed |  |  |  | 31600 | 1880 | 16.8 | 12 | 49800 | 2806 | 5.2 | 4.2 | Federally-Regulated Commercial & Industrial Equipment | 05/06/2020 | 205448524 | 01/20/2022
Waterfurnace International, Inc. | 7 SERIES INDOOR SPLITS | NVZ033A1 | SVH033 | Ground-Source | WBAHP-CB: Heat Pump Split Syst | Heat Pump | 208 | 1 | False |  |  | Variable-Speed |  |  |  | 33300 | 1640 | 20.3 | 13.4 | 31700 | 2732 | 3.4 | 3.1 | Non Federally-Regulated | 05/06/2020 | 205448524 | 01/20/2022
Waterfurnace International, Inc. | 7 SERIES INDOOR SPLITS | NVZ050A1 | SVH050 | Ground-Water-Source | WBAHP-CB: Heat Pump Split Syst | Heat Pump | 208 | 1 | False |  |  | Variable-Speed |  |  |  | 55200 | 2271 | 24.3 | 16.2 | 64900 | 5005 | 3.8 | 3.6 | Non Federally-Regulated | 05/06/2020 | 205448526 | 01/20/2022
Waterfurnace International, Inc. | 7 SERIES INDOOR SPLITS | NVZ042A1 | SVH042 | Ground-Source | WBAHP-CB: Heat Pump Split Syst | Heat Pump | 208 | 1 | False |  |  | Variable-Speed |  |  |  | 41600 | 2111 | 19.7 | 13.4 | 42700 | 3575 | 3.5 | 3.1 | Non Federally-Regulated | 05/06/2020 | 205448525 | 01/20/2022
Waterfurnace International, Inc. | 7 SERIES INDOOR SPLITS | NVZ050A1 | SVH050 | Water-Source | WBAHP-CB: Heat Pump Split Syst | Heat Pump | 208 | 1 | False |  |  | Variable-Speed |  |  |  | 46700 | 3243 | 14.4 | 12 | 77800 | 5302 | 4.3 | 4.2 | Federally-Regulated Commercial & Industrial Equipment | 05/06/2020 | 205448526 | 01/20/2022
ClimateMaster Inc. | Century | HZS024B | MWG24*B-B | Ground-Water-Source | WBAHP-C: Heat Pump Split Syste | Heat Pump | 208 | 1 | False |  |  | Single-Speed |  |  |  | 25200 | 1125 | 22.4 | 16.2 | 22300 | 1452 | 4.5 | 3.6 | Non Federally-Regulated | 05/10/2019 |  | 01/20/2022
ClimateMaster Inc. | Century | HZS024B | MWG24*B-B | Ground-Source | WBAHP-C: Heat Pump Split Syste | Heat Pump | 208 | 1 | False |  |  | Single-Speed |  |  |  | 24000 | 1379 | 17.4 | 13.4 | 18800 | 1412 | 3.9 | 3.1 | Non Federally-Regulated | 05/10/2019 |  | 01/20/2022
ClimateMaster Inc. | Century | HZS036B | MWG36**-B | Ground-Source | WBAHP-C: Heat Pump Split Syste | Heat Pump | 208 | 1 | False |  |  | Single-Speed |  |  |  | 38000 | 2196 | 17.3 | 13.4 | 26600 | 2106 | 3.7 | 3.1 | Non Federally-Regulated | 05/10/2019 |  | 01/20/2022
ClimateMaster Inc. | Century | HZS036B | MWG36**-B | Ground-Water-Source | WBAHP-C: Heat Pump Split Syste | Heat Pump | 208 | 1 | False |  |  | Single-Speed |  |  |  | 40200 | 1802 | 22.3 | 16.2 | 32800 | 2184 | 4.4 | 3.6 | Non Federally-Regulated | 05/10/2019 |  | 01/20/2022
FHP Manufacturing Company | GEO-THERMAL SPLIT | GZ036***N***1**2 | FE/V****003*** | Ground-Water-Source | WBAHP-CB: Heat Pump Split Syst | Both Heat Pump and Electric Re | 208 | 1 | False |  |  | Dual-Speed |  |  |  | 40300 | 2040 | 19.75 | 16.2 | 36700 | 2560 | 4.2 | 3.6 | Non Federally-Regulated | 05/10/2019 |  | 01/20/2022
FHP Manufacturing Company | GEO-THERMAL SPLIT | GZ024*******1**1 | CAP**24**AL* | Water-Source | WBAHP-C: Heat Pump Split Syste | Heat Pump | 208 | 1 | False |  |  | Dual-Speed |  |  |  | 24900 | 1784 | 13.95 |  | 28900 | 1764 | 4.8 |  | Federally-Regulated Commercial & Industrial Equipment | 07/16/2020 | 204140569 | 01/20/2022
FHP Manufacturing Company | GEO-THERMAL SPLIT | GZ060*******1**1 | CAP**60**AL* | Ground-Source | WBAHP-C: Heat Pump Split Syste | Heat Pump | 208 | 1 | False |  |  | Dual-Speed |  |  |  | 63900 | 3981 | 16.05 |  | 46000 | 3744 | 3.6 |  | Non Federally-Regulated | 07/16/2020 | 204433710 | 01/20/2022
FHP Manufacturing Company | GEO-THERMAL SPLIT | GZ024*******1**1 | CAP**24**AL* | Ground-Water-Source | WBAHP-C: Heat Pump Split Syste | Heat Pump | 208 | 1 | False |  |  | Dual-Speed |  |  |  | 28000 | 1244 | 22.5 |  | 23900 | 1628 | 4.3 |  | Non Federally-Regulated | 07/16/2020 | 204140569 | 01/20/2022
FHP Manufacturing Company | GEO-THERMAL SPLIT | GZ048*******1**1 | CAP**48**AL* | Water-Source | WBAHP-C: Heat Pump Split Syste | Heat Pump | 208 | 1 | False |  |  | Dual-Speed |  |  |  | 46900 | 3500 | 13.4 |  | 56500 | 3523 | 4.7 |  | Federally-Regulated Commercial & Industrial Equipment | 07/16/2020 | 203817317 | 01/20/2022
FHP Manufacturing Company | GEO-THERMAL SPLIT | GZ048*******1**1 | CAP**48**AL* | Ground-Water-Source | WBAHP-C: Heat Pump Split Syste | Heat Pump | 208 | 1 | False |  |  | Dual-Speed |  |  |  | 52000 | 2561 | 20.3 |  | 46600 | 3251 | 4.2 |  | Non Federally-Regulated | 07/16/2020 | 203817317 | 01/20/2022
FHP Manufacturing Company | GEO-THERMAL SPLIT | GS024**1**1 | FE/V****003*** | Ground-Source | WBAHP-CB: Heat Pump Split Syst | Both Heat Pump and Electric Re | 208 | 1 | False |  |  | Dual-Speed |  |  |  | 26000 | 1547 | 16.8 |  | 18900 | 1477 | 3.8 |  | Non Federally-Regulated | 07/16/2020 | 7137597 | 01/20/2022
FHP Manufacturing Company | GEO-THERMAL SPLIT | GS024**1**1 | FE/V****003*** | Water-Source | WBAHP-CB: Heat Pump Split Syst | Both Heat Pump and Electric Re | 208 | 1 | False |  |  | Dual-Speed |  |  |  | 25000 | 1712 | 14.6 |  | 28000 | 1609 | 5.1 |  | Federally-Regulated Commercial & Industrial Equipment | 07/16/2020 | 7137597 | 01/20/2022
FHP Manufacturing Company | GEO-THERMAL SPLIT | GS024**1**1 | FE/V****003*** | Ground-Water-Source | WBAHP-CB: Heat Pump Split Syst | Both Heat Pump and Electric Re | 208 | 1 | False |  |  | Dual-Speed |  |  |  | 28200 | 1281 | 22 |  | 23500 | 1547 | 4.5 |  | Non Federally-Regulated | 07/16/2020 | 7137597 | 01/20/2022
FHP Manufacturing Company | GEO-THERMAL SPLIT | GZ036*******1**2 | CAP**36**AL* | Water-Source | WBAHP-C: Heat Pump Split Syste | Heat Pump | 208 | 1 | False |  |  | Dual-Speed |  |  |  | 35600 | 2472 | 14.4 |  | 44600 | 2723 | 4.8 |  | Federally-Regulated Commercial & Industrial Equipment | 07/16/2020 | 204595317 | 01/20/2022
FHP Manufacturing Company | GEO-THERMAL SPLIT | GZ036***N***1**2 | FE/V****003*** | Ground-Source | WBAHP-CB: Heat Pump Split Syst | Both Heat Pump and Electric Re | 208 | 1 | False |  |  | Dual-Speed |  |  |  | 36800 | 2389 | 15.4 | 13.4 | 26900 | 2318 | 3.4 | 3.1 | Non Federally-Regulated | 05/10/2019 |  | 01/20/2022
FHP Manufacturing Company | GEO-THERMAL SPLIT | GZ024*******1**1 | CAP**24**AL* | Water-Source | WBAHP-C: Heat Pump Split Syste | Heat Pump | 230 | 1 | False |  |  | Dual-Speed |  |  |  | 24900 | 1784 | 13.95 |  | 28900 | 1764 | 4.8 |  | Federally-Regulated Commercial & Industrial Equipment | 07/16/2020 | 204140569 | 01/20/2022
FHP Manufacturing Company | GEO-THERMAL SPLIT | GZ048*******1**1 | CAP**48**AL* | Ground-Source | WBAHP-C: Heat Pump Split Syste | Heat Pump | 208 | 1 | False |  |  | Dual-Speed |  |  |  | 49000 | 3161 | 15.5 |  | 36100 | 2980 | 3.6 |  | Non Federally-Regulated | 07/16/2020 | 203817317 | 01/20/2022
FHP Manufacturing Company | GEO-THERMAL SPLIT | GZ024*******1**1 | CAP**24**AL* | Ground-Source | WBAHP-C: Heat Pump Split Syste | Heat Pump | 208 | 1 | False |  |  | Dual-Speed |  |  |  | 26100 | 1641 | 15.9 |  | 19000 | 1614 | 3.5 |  | Non Federally-Regulated | 07/16/2020 | 204140569 | 01/20/2022
FHP Manufacturing Company | GEO-THERMAL SPLIT | GZ036***N***1**2 | FE/V****003*** | Water-Source | WBAHP-CB: Heat Pump Split Syst | Both Heat Pump and Electric Re | 208 | 1 | False |  |  | Dual-Speed |  |  |  | 35000 | 2611 | 13.4 | 12 | 45700 | 2849 | 4.7 | 4.2 | Federally-Regulated Commercial & Industrial Equipment | 05/10/2019 |  | 01/20/2022
FHP Manufacturing Company | GEO-THERMAL SPLIT | GZ024*******1**1 | CAP**24**AL* | Ground-Water-Source | WBAHP-C: Heat Pump Split Syste | Heat Pump | 230 | 1 | False |  |  | Dual-Speed |  |  |  | 28000 | 1244 | 22.5 |  | 23900 | 1628 | 4.3 |  | Non Federally-Regulated | 07/16/2020 | 204140569 | 01/20/2022
FHP Manufacturing Company | GEO-THERMAL SPLIT | GZ060*******1**1 | CAP**60**AL* | Water-Source | WBAHP-C: Heat Pump Split Syste | Heat Pump | 208 | 1 | False |  |  | Dual-Speed |  |  |  | 60000 | 4316 | 13.9 |  | 71800 | 4574 | 4.6 |  | Federally-Regulated Commercial & Industrial Equipment | 07/16/2020 | 204433710 | 01/20/2022
FHP Manufacturing Company | GEO-THERMAL SPLIT | GZ024*******1**1 | CAP**24**AL* | Ground-Source | WBAHP-C: Heat Pump Split Syste | Heat Pump | 230 | 1 | False |  |  | Dual-Speed |  |  |  | 26100 | 1641 | 15.9 |  | 19000 | 1614 | 3.5 |  | Non Federally-Regulated | 07/16/2020 | 204140569 | 01/20/2022
FHP Manufacturing Company | GEO-THERMAL SPLIT | GZ036***C***1**2 | FE/V****005*** | Water-Source | WBAHP-CB: Heat Pump Split Syst | Both Heat Pump and Electric Re | 208 | 1 | False |  |  | Dual-Speed |  |  |  | 37700 | 2478 | 15.21 | 12 | 45000 | 2637 | 5 | 4.2 | Federally-Regulated Commercial & Industrial Equipment | 05/10/2019 |  | 01/20/2022
FHP Manufacturing Company | GEO-THERMAL SPLIT | GZ036***C***1**2 | FE/V****005*** | Ground-Source | WBAHP-CB: Heat Pump Split Syst | Both Heat Pump and Electric Re | 208 | 1 | False |  |  | Dual-Speed |  |  |  | 39200 | 2227 | 17.6 | 13.4 | 27400 | 2361 | 3.4 | 3.1 | Non Federally-Regulated | 05/10/2019 |  | 01/20/2022
FHP Manufacturing Company | GEO-THERMAL SPLIT | GZ036***C***1**2 | FE/V****005*** | Ground-Water-Source | WBAHP-CB: Heat Pump Split Syst | Both Heat Pump and Electric Re | 208 | 1 | False |  |  | Dual-Speed |  |  |  | 41400 | 1819 | 22.75 | 16.2 | 36700 | 2444 | 4.4 | 3.6 | Non Federally-Regulated | 05/10/2019 |  | 01/20/2022
FHP Manufacturing Company | GEO-THERMAL SPLIT | GZ036*******1**2 | CAP**36**AL* | Ground-Water-Source | WBAHP-C: Heat Pump Split Syste | Heat Pump | 208 | 1 | False |  |  | Dual-Speed |  |  |  | 40400 | 1951 | 20.7 |  | 36500 | 2459 | 4.4 |  | Non Federally-Regulated | 07/16/2020 | 204595317 | 01/20/2022
FHP Manufacturing Company | GEO-THERMAL SPLIT | GZ036*******1**2 | CAP**36**AL* | Ground-Source | WBAHP-C: Heat Pump Split Syste | Heat Pump | 208 | 1 | False |  |  | Dual-Speed |  |  |  | 37400 | 2213 | 16.9 |  | 27700 | 2224 | 3.7 |  | Non Federally-Regulated | 07/16/2020 | 204595317 | 01/20/2022
FHP Manufacturing Company | Keeprite | HS024* | FVM4X3600BL | Water-Source | WBAHP-CB: Heat Pump Split Syst | Both Heat Pump and Electric Re | 208 | 1 | False |  |  | Dual-Speed |  |  |  | 25000 | 1712 | 14.6 | 12 | 28000 | 1609 | 5.1 | 4.2 | Federally-Regulated Commercial & Industrial Equipment | 06/10/2019 |  | 01/20/2022
FHP Manufacturing Company | Keeprite | HS024* | FVM4X3600BL | Ground-Water-Source | WBAHP-CB: Heat Pump Split Syst | Both Heat Pump and Electric Re | 208 | 1 | False |  |  | Dual-Speed |  |  |  | 28200 | 1281 | 22 | 16.2 | 23500 | 1547 | 4.5 | 3.6 | Non Federally-Regulated | 06/10/2019 |  | 01/20/2022
FHP Manufacturing Company | Keeprite | HS024* | FVM4X3600BL | Ground-Source | WBAHP-CB: Heat Pump Split Syst | Both Heat Pump and Electric Re | 208 | 1 | False |  |  | Dual-Speed |  |  |  | 26000 | 1547 | 16.8 | 13.4 | 18900 | 1477 | 3.8 | 3.1 | Non Federally-Regulated | 06/10/2019 |  | 01/20/2022
ClimateMaster Inc. | Century | HZS024B | MWG24*B-B | Ground-Water-Source | WBAHP-C: Heat Pump Split Syste | Heat Pump | 208 | 1 | False |  |  | Single-Speed |  |  |  | 25200 | 1125 | 22.4 |  | 22300 | 1452 | 4.5 |  | Non Federally-Regulated | 01/20/2022 | 200083693 | 01/20/2022
ClimateMaster Inc. | Century | HZS024B | MWG24*B-B | Ground-Source | WBAHP-C: Heat Pump Split Syste | Heat Pump | 208 | 1 | False |  |  | Single-Speed |  |  |  | 24000 | 1379 | 17.4 |  | 18800 | 1412 | 3.9 |  | Non Federally-Regulated | 01/20/2022 | 200083693 | 01/20/2022
ClimateMaster Inc. | Century | HZS036B | MWG36**-B | Ground-Source | WBAHP-C: Heat Pump Split Syste | Heat Pump | 208 | 1 | False |  |  | Single-Speed |  |  |  | 38000 | 2196 | 17.3 |  | 26600 | 2106 | 3.7 |  | Non Federally-Regulated | 01/20/2022 | 200083695 | 01/20/2022
ClimateMaster Inc. | Century | HZS036B | MWG36**-B | Ground-Water-Source | WBAHP-C: Heat Pump Split Syste | Heat Pump | 208 | 1 | False |  |  | Single-Speed |  |  |  | 40200 | 1802 | 22.3 |  | 32800 | 2184 | 4.4 |  | Non Federally-Regulated | 01/20/2022 | 200083695 | 01/20/2022
Waterfurnace International, Inc. | 7 SERIES INDOOR SPLITS | NVZ050A1 | SVH050 | Ground-Source | WBAHP-CB: Heat Pump Split Syst | Heat Pump | 208 | 1 | False |  |  | Variable-Speed |  |  |  | 49800 | 2912 | 17.1 |  | 50800 | 4652 | 3.2 |  | Non Federally-Regulated | 01/20/2022 | 205448526 | 01/20/2022
Waterfurnace International, Inc. | 7 SERIES INDOOR SPLITS | NVZ050A1 | SVH050 | Water-Source | WBAHP-CB: Heat Pump Split Syst | Heat Pump | 230 | 1 | False |  |  | Variable-Speed |  |  |  | 46700 | 3243 | 14.4 |  | 77800 | 5302 | 4.3 |  | Federally-Regulated Commercial & Industrial Equipment | 01/20/2022 | 205448526 | 01/20/2022
Waterfurnace International, Inc. | 7 SERIES INDOOR SPLITS | NVZ050A1 | SVH050 | Ground-Source | WBAHP-CB: Heat Pump Split Syst | Heat Pump | 230 | 1 | False |  |  | Variable-Speed |  |  |  | 49800 | 2912 | 17.1 |  | 50800 | 4652 | 3.2 |  | Non Federally-Regulated | 01/20/2022 | 205448526 | 01/20/2022
Waterfurnace International, Inc. | 7 SERIES INDOOR SPLITS | NVZ033A1 | SVH033 | Ground-Water-Source | WBAHP-CB: Heat Pump Split Syst | Heat Pump | 208 | 1 | False |  |  | Variable-Speed |  |  |  | 37000 | 1267 | 29.2 |  | 40700 | 2650 | 4.5 |  | Non Federally-Regulated | 01/20/2022 | 205448524 | 01/20/2022
Waterfurnace International, Inc. | 7 SERIES INDOOR SPLITS | NVZ042A1 | SVH042 | Ground-Water-Source | WBAHP-CB: Heat Pump Split Syst | Heat Pump | 208 | 1 | False |  |  | Variable-Speed |  |  |  | 46200 | 1638 | 28.2 |  | 54100 | 3775 | 4.2 |  | Non Federally-Regulated | 01/20/2022 | 205448525 | 01/20/2022
Waterfurnace International, Inc. | 7 SERIES INDOOR SPLITS | NVZ042A1 | SVH042 | Water-Source | WBAHP-CB: Heat Pump Split Syst | Heat Pump | 208 | 1 | False |  |  | Variable-Speed |  |  |  | 39500 | 2408 | 16.4 |  | 66100 | 3953 | 4.9 |  | Federally-Regulated Commercial & Industrial Equipment | 01/20/2022 | 205448525 | 01/20/2022
Waterfurnace International, Inc. | 7 SERIES INDOOR SPLITS | NVZ033A1 | SVH033 | Ground-Water-Source | WBAHP-CB: Heat Pump Split Syst | Heat Pump | 230 | 1 | False |  |  | Variable-Speed |  |  |  | 37000 | 1267 | 29.2 |  | 40700 | 2650 | 4.5 |  | Non Federally-Regulated | 01/20/2022 | 205448524 | 01/20/2022
Waterfurnace International, Inc. | 7 SERIES INDOOR SPLITS | NVZ050A1 | SVH050 | Ground-Water-Source | WBAHP-CB: Heat Pump Split Syst | Heat Pump | 230 | 1 | False |  |  | Variable-Speed |  |  |  | 55200 | 2271 | 24.3 |  | 64900 | 5005 | 3.8 |  | Non Federally-Regulated | 01/20/2022 | 205448526 | 01/20/2022
Waterfurnace International, Inc. | 7 SERIES INDOOR SPLITS | NVZ042A1 | SVH042 | Ground-Source | WBAHP-CB: Heat Pump Split Syst | Heat Pump | 230 | 1 | False |  |  | Variable-Speed |  |  |  | 41600 | 2111 | 19.7 |  | 42700 | 3575 | 3.5 |  | Non Federally-Regulated | 01/20/2022 | 205448525 | 01/20/2022
Waterfurnace International, Inc. | 7 SERIES INDOOR SPLITS | NVZ042A1 | SVH042 | Ground-Water-Source | WBAHP-CB: Heat Pump Split Syst | Heat Pump | 230 | 1 | False |  |  | Variable-Speed |  |  |  | 46200 | 1638 | 28.2 |  | 54100 | 3775 | 4.2 |  | Non Federally-Regulated | 01/20/2022 | 205448525 | 01/20/2022
Waterfurnace International, Inc. | 7 SERIES INDOOR SPLITS | NVZ033A1 | SVH033 | Ground-Source | WBAHP-CB: Heat Pump Split Syst | Heat Pump | 230 | 1 | False |  |  | Variable-Speed |  |  |  | 33300 | 1640 | 20.3 |  | 31700 | 2732 | 3.4 |  | Non Federally-Regulated | 01/20/2022 | 205448524 | 01/20/2022
Waterfurnace International, Inc. | 7 SERIES INDOOR SPLITS | NVZ042A1 | SVH042 | Water-Source | WBAHP-CB: Heat Pump Split Syst | Heat Pump | 230 | 1 | False |  |  | Variable-Speed |  |  |  | 39500 | 2408 | 16.4 |  | 66100 | 3953 | 4.9 |  | Federally-Regulated Commercial & Industrial Equipment | 01/20/2022 | 205448525 | 01/20/2022
Waterfurnace International, Inc. | 7 SERIES INDOOR SPLITS | NVZ033A1 | SVH033 | Water-Source | WBAHP-CB: Heat Pump Split Syst | Heat Pump | 208 | 1 | False |  |  | Variable-Speed |  |  |  | 31600 | 1880 | 16.8 |  | 49800 | 2806 | 5.2 |  | Federally-Regulated Commercial & Industrial Equipment | 01/20/2022 | 205448524 | 01/20/2022
Waterfurnace International, Inc. | 7 SERIES INDOOR SPLITS | NVZ033A1 | SVH033 | Water-Source | WBAHP-CB: Heat Pump Split Syst | Heat Pump | 230 | 1 | False |  |  | Variable-Speed |  |  |  | 31600 | 1880 | 16.8 |  | 49800 | 2806 | 5.2 |  | Federally-Regulated Commercial & Industrial Equipment | 01/20/2022 | 205448524 | 01/20/2022
Waterfurnace International, Inc. | 7 SERIES INDOOR SPLITS | NVZ033A1 | SVH033 | Ground-Source | WBAHP-CB: Heat Pump Split Syst | Heat Pump | 208 | 1 | False |  |  | Variable-Speed |  |  |  | 33300 | 1640 | 20.3 |  | 31700 | 2732 | 3.4 |  | Non Federally-Regulated | 01/20/2022 | 205448524 | 01/20/2022
Waterfurnace International, Inc. | 7 SERIES INDOOR SPLITS | NVZ050A1 | SVH050 | Ground-Water-Source | WBAHP-CB: Heat Pump Split Syst | Heat Pump | 208 | 1 | False |  |  | Variable-Speed |  |  |  | 55200 | 2271 | 24.3 |  | 64900 | 5005 | 3.8 |  | Non Federally-Regulated | 01/20/2022 | 205448526 | 01/20/2022
Waterfurnace International, Inc. | 7 SERIES INDOOR SPLITS | NVZ042A1 | SVH042 | Ground-Source | WBAHP-CB: Heat Pump Split Syst | Heat Pump | 208 | 1 | False |  |  | Variable-Speed |  |  |  | 41600 | 2111 | 19.7 |  | 42700 | 3575 | 3.5 |  | Non Federally-Regulated | 01/20/2022 | 205448525 | 01/20/2022
Waterfurnace International, Inc. | 7 SERIES INDOOR SPLITS | NVZ050A1 | SVH050 | Water-Source | WBAHP-CB: Heat Pump Split Syst | Heat Pump | 208 | 1 | False |  |  | Variable-Speed |  |  |  | 46700 | 3243 | 14.4 |  | 77800 | 5302 | 4.3 |  | Federally-Regulated Commercial & Industrial Equipment | 01/20/2022 | 205448526 | 01/20/2022
Waterfurnace International, Inc. | 5 SERIES INDOOR SPLITS | NSZ030H1 | SRAA026* | Ground-Water-Source | WBAHP-C: Heat Pump Split Syste | Heat Pump | 208 | 1 | False |  |  | Single-Speed |  |  |  | 26900 | 1050 | 25.6 | 16.2 | 24900 | 1520 | 4.8 | 3.6 | Non Federally-Regulated | 07/17/2019 |  | 01/20/2022
Waterfurnace International, Inc. | 5 SERIES INDOOR SPLITS | NSZ030H1 | SRAA026* | Water-Source | WBAHP-C: Heat Pump Split Syste | Heat Pump | 208 | 1 | False |  |  | Single-Speed |  |  |  | 23400 | 1471 | 15.9 | 12 | 30600 | 1573 | 5.7 | 4.2 | Federally-Regulated Commercial & Industrial Equipment | 07/17/2019 |  | 01/20/2022
Waterfurnace International, Inc. | 5 SERIES INDOOR SPLITS | NDZ072H1 | SAH066* | Ground-Source | WBAHP-CB: Heat Pump Split Syst | Heat Pump | 208 | 1 | False |  |  | Dual-Speed |  |  |  | 62800 | 3925 | 16 |  | 53500 | 4479 | 3.5 |  | Non Federally-Regulated | 12/06/2019 |  | 01/20/2022
Waterfurnace International, Inc. | 5 SERIES INDOOR SPLITS | NSZ022H1 | SRAA026* | Ground-Source | WBAHP-C: Heat Pump Split Syste | Heat Pump | 208 | 1 | False |  |  | Single-Speed |  |  |  | 18700 | 979 | 19.1 | 13.4 | 14000 | 1079 | 3.8 | 3.1 | Non Federally-Regulated | 07/17/2019 |  | 01/20/2022
Waterfurnace International, Inc. | 5 SERIES INDOOR SPLITS | NSZ070H1 | SAH066* | Ground-Source | WBAHP-CB: Heat Pump Split Syst | Heat Pump | 208 | 1 | False |  |  | Single-Speed |  |  |  | 60500 | 3538 | 17.1 | 13.4 | 50700 | 4127 | 3.6 | 3.1 | Non Federally-Regulated | 04/24/2019 |  | 01/20/2022
Waterfurnace International, Inc. | 5 SERIES INDOOR SPLITS | NSZ022H1 | SRAA026* | Water-Source | WBAHP-C: Heat Pump Split Syste | Heat Pump | 208 | 1 | False |  |  | Single-Speed |  |  |  | 17800 | 1098 | 16.2 | 12 | 22100 | 1136 | 5.7 | 4.2 | Federally-Regulated Commercial & Industrial Equipment | 07/17/2019 |  | 01/20/2022
Waterfurnace International, Inc. | 5 SERIES INDOOR SPLITS | NDZ064J1 | SRAA060* | Ground-Water-Source | WBAHP-C: Heat Pump Split Syste | Heat Pump | 208 | 1 | False |  |  | Dual-Speed |  |  |  | 63200 | 2808 | 22.5 | 16.2 | 56000 | 3730 | 4.4 | 3.6 | Non Federally-Regulated | 08/06/2019 |  | 01/20/2022
Waterfurnace International, Inc. | 5 SERIES INDOOR SPLITS | NDZ064J1 | SRAA060* | Ground-Source | WBAHP-C: Heat Pump Split Syste | Heat Pump | 208 | 1 | False |  |  | Dual-Speed |  |  |  | 57400 | 3376 | 17 | 13.4 | 45200 | 3580 | 3.7 | 3.1 | Non Federally-Regulated | 08/06/2019 |  | 01/20/2022
Waterfurnace International, Inc. | 5 SERIES INDOOR SPLITS | NSZ048H1 | SRAA048* | Ground-Source | WBAHP-C: Heat Pump Split Syste | Heat Pump | 230 | 1 | False |  |  | Single-Speed |  |  |  | 42500 | 2272 | 18.7 |  | 33400 | 2447 | 4 |  | Non Federally-Regulated | 07/16/2020 | 10272008 | 01/20/2022
Waterfurnace International, Inc. | 5 SERIES INDOOR SPLITS | NDZ049J1 | SRAA048* | Water-Source | WBAHP-C: Heat Pump Split Syste | Heat Pump | 208 | 1 | False |  |  | Dual-Speed |  |  |  | 43200 | 2805 | 15.4 |  | 56300 | 3235 | 5.1 |  | Federally-Regulated Commercial & Industrial Equipment | 07/16/2020 | 203471325 | 01/20/2022
Waterfurnace International, Inc. | 5 SERIES INDOOR SPLITS | NSZ042J1 | SAH042* | Ground-Water-Source | WBAHP-CB: Heat Pump Split Syst | Heat Pump | 208 | 1 | False |  |  | Single-Speed |  |  |  | 41300 | 1613 | 25.6 |  | 36000 | 2198 | 4.8 |  | Non Federally-Regulated | 07/16/2020 | 202262238 | 01/20/2022
Waterfurnace International, Inc. | 5 SERIES INDOOR SPLITS | NSZ070H1 | SAH066* | Water-Source | WBAHP-CB: Heat Pump Split Syst | Heat Pump | 208 | 1 | False |  |  | Single-Speed |  |  |  | 57100 | 4137 | 13.8 | 12 | 74700 | 4759 | 4.6 | 4.2 | Federally-Regulated Commercial & Industrial Equipment | 04/24/2019 |  | 01/20/2022
Waterfurnace International, Inc. | 5 SERIES INDOOR SPLITS | NSZ060H1 | SRAA060* | Ground-Water-Source | WBAHP-C: Heat Pump Split Syste | Heat Pump | 230 | 1 | False |  |  | Single-Speed |  |  |  | 61700 | 2614 | 23.6 |  | 54500 | 3714 | 4.3 |  | Non Federally-Regulated | 07/16/2020 | 10272014 | 01/20/2022
Waterfurnace International, Inc. | 5 SERIES INDOOR SPLITS | NSZ048H1 | SRAA048* | Ground-Source | WBAHP-C: Heat Pump Split Syste | Heat Pump | 208 | 1 | False |  |  | Single-Speed |  |  |  | 42500 | 2272 | 18.7 |  | 33400 | 2447 | 4 |  | Non Federally-Regulated | 07/16/2020 | 10272008 | 01/20/2022
Waterfurnace International, Inc. | 5 SERIES INDOOR SPLITS | NSZ042J1 | SAH042* | Water-Source | WBAHP-CB: Heat Pump Split Syst | Heat Pump | 208 | 1 | False |  |  | Single-Speed |  |  |  | 36000 | 2155 | 16.7 |  | 43100 | 2296 | 5.5 |  | Federally-Regulated Commercial & Industrial Equipment | 07/16/2020 | 202262238 | 01/20/2022
Waterfurnace International, Inc. | 5 SERIES INDOOR SPLITS | NSZ060H1 | SRAA060* | Water-Source | WBAHP-C: Heat Pump Split Syste | Heat Pump | 230 | 1 | False |  |  | Single-Speed |  |  |  | 53500 | 3590 | 14.9 |  | 64500 | 3938 | 4.8 |  | Federally-Regulated Commercial & Industrial Equipment | 07/16/2020 | 10272014 | 01/20/2022
Waterfurnace International, Inc. | 5 SERIES INDOOR SPLITS | NSZ048H1 | SRAA048* | Water-Source | WBAHP-C: Heat Pump Split Syste | Heat Pump | 208 | 1 | False |  |  | Single-Speed |  |  |  | 39300 | 2568 | 15.3 |  | 50000 | 2764 | 5.3 |  | Federally-Regulated Commercial & Industrial Equipment | 03/17/2021 | 10272008 | 01/20/2022
Waterfurnace International, Inc. | 5 SERIES INDOOR SPLITS | NSZ048H1 | SRAA048* | Ground-Water-Source | WBAHP-C: Heat Pump Split Syste | Heat Pump | 208 | 1 | False |  |  | Single-Speed |  |  |  | 46900 | 1839 | 25.5 |  | 41900 | 2612 | 4.7 |  | Non Federally-Regulated | 03/17/2021 | 10272008 | 01/20/2022
Waterfurnace International, Inc. | 5 SERIES INDOOR SPLITS | NDZ064J1 | SRAA060* | Water-Source | WBAHP-C: Heat Pump Split Syste | Heat Pump | 208 | 1 | False |  |  | Dual-Speed |  |  |  | 54800 | 3653 | 15 | 12 | 66900 | 4084 | 4.8 | 4.2 | Federally-Regulated Commercial & Industrial Equipment | 08/06/2019 |  | 01/20/2022
Waterfurnace International, Inc. | 5 SERIES INDOOR SPLITS | NDZ072H1 | SAH066* | Water-Source | WBAHP-CB: Heat Pump Split Syst | Heat Pump | 208 | 1 | False |  |  | Dual-Speed |  |  |  | 60400 | 4314 | 14 |  | 81000 | 5275 | 4.5 |  | Federally-Regulated Commercial & Industrial Equipment | 12/06/2019 |  | 01/20/2022
Waterfurnace International, Inc. | 5 SERIES INDOOR SPLITS | NDZ026H1 | SRAA026* | Ground-Source | WBAHP-C: Heat Pump Split Syste | Heat Pump | 208 | 1 | False |  |  | Dual-Speed |  |  |  | 23400 | 1337 | 17.5 | 13.4 | 18400 | 1457 | 3.7 | 3.1 | Non Federally-Regulated | 12/06/2019 |  | 01/20/2022
Waterfurnace International, Inc. | 5 SERIES INDOOR SPLITS | NSZ030H1 | SRAA026* | Ground-Source | WBAHP-C: Heat Pump Split Syste | Heat Pump | 208 | 1 | False |  |  | Single-Speed |  |  |  | 24600 | 1301 | 18.9 | 13.4 | 19800 | 1487 | 3.9 | 3.1 | Non Federally-Regulated | 07/17/2019 |  | 01/20/2022
Waterfurnace International, Inc. | 5 SERIES INDOOR SPLITS | NSZ042J1 | SAH042* | Ground-Source | WBAHP-CB: Heat Pump Split Syst | Heat Pump | 208 | 1 | False |  |  | Single-Speed |  |  |  | 37800 | 1938 | 19.5 |  | 27400 | 2059 | 3.9 |  | Non Federally-Regulated | 07/16/2020 | 202262238 | 01/20/2022
Waterfurnace International, Inc. | 5 SERIES INDOOR SPLITS | NSZ022H1 | SRAA026* | Ground-Water-Source | WBAHP-C: Heat Pump Split Syste | Heat Pump | 208 | 1 | False |  |  | Single-Speed |  |  |  | 20400 | 769 | 26.5 | 16.2 | 18100 | 1105 | 4.8 | 3.6 | Non Federally-Regulated | 07/17/2019 |  | 01/20/2022
Waterfurnace International, Inc. | 5 SERIES INDOOR SPLITS | NSZ060H1 | SRAA060* | Water-Source | WBAHP-C: Heat Pump Split Syste | Heat Pump | 208 | 1 | False |  |  | Single-Speed |  |  |  | 53500 | 3590 | 14.9 |  | 64500 | 3938 | 4.8 |  | Federally-Regulated Commercial & Industrial Equipment | 07/16/2020 | 10272014 | 01/20/2022
Waterfurnace International, Inc. | 5 SERIES INDOOR SPLITS | NSZ048H1 | SRAA048* | Water-Source | WBAHP-C: Heat Pump Split Syste | Heat Pump | 230 | 1 | False |  |  | Single-Speed |  |  |  | 39300 | 2568 | 15.3 |  | 50000 | 2764 | 5.3 |  | Federally-Regulated Commercial & Industrial Equipment | 03/17/2021 | 10272008 | 01/20/2022
Waterfurnace International, Inc. | 5 SERIES INDOOR SPLITS | NSZ060H1 | SRAA060* | Ground-Source | WBAHP-C: Heat Pump Split Syste | Heat Pump | 208 | 1 | False |  |  | Single-Speed |  |  |  | 56300 | 3180 | 17.7 |  | 44000 | 3485 | 3.7 |  | Non Federally-Regulated | 07/16/2020 | 10272014 | 01/20/2022
Waterfurnace International, Inc. | 5 SERIES INDOOR SPLITS | NSZ048H1 | SRAA048* | Ground-Water-Source | WBAHP-C: Heat Pump Split Syste | Heat Pump | 230 | 1 | False |  |  | Single-Speed |  |  |  | 46900 | 1839 | 25.5 |  | 41900 | 2612 | 4.7 |  | Non Federally-Regulated | 03/17/2021 | 10272008 | 01/20/2022
Waterfurnace International, Inc. | 5 SERIES INDOOR SPLITS | NSZ060H1 | SRAA060* | Ground-Water-Source | WBAHP-C: Heat Pump Split Syste | Heat Pump | 208 | 1 | False |  |  | Single-Speed |  |  |  | 61700 | 2614 | 23.6 |  | 54500 | 3714 | 4.3 |  | Non Federally-Regulated | 07/16/2020 | 10272014 | 01/20/2022
Waterfurnace International, Inc. | 5 SERIES INDOOR SPLITS | NDZ049J1 | SRAA048* | Ground-Water-Source | WBAHP-C: Heat Pump Split Syste | Heat Pump | 208 | 1 | False |  |  | Dual-Speed |  |  |  | 51000 | 2107 | 24.2 |  | 47100 | 3000 | 4.6 |  | Non Federally-Regulated | 07/16/2020 | 203471325 | 01/20/2022
Waterfurnace International, Inc. | 5 SERIES INDOOR SPLITS | NDZ026H1 | SRAA026* | Water-Source | WBAHP-C: Heat Pump Split Syste | Heat Pump | 208 | 1 | False |  |  | Dual-Speed |  |  |  | 22500 | 1500 | 15 | 12 | 28100 | 1647 | 5 | 4.2 | Federally-Regulated Commercial & Industrial Equipment | 12/06/2019 |  | 01/20/2022
Waterfurnace International, Inc. | 5 SERIES INDOOR SPLITS | NDZ049J1 | SRAA048* | Ground-Source | WBAHP-C: Heat Pump Split Syste | Heat Pump | 208 | 1 | False |  |  | Dual-Speed |  |  |  | 46300 | 2572 | 18 |  | 37700 | 2833 | 3.9 |  | Non Federally-Regulated | 07/16/2020 | 203471325 | 01/20/2022
Waterfurnace International, Inc. | 5 SERIES INDOOR SPLITS | NSZ060H1 | SRAA060* | Ground-Source | WBAHP-C: Heat Pump Split Syste | Heat Pump | 230 | 1 | False |  |  | Single-Speed |  |  |  | 56300 | 3180 | 17.7 |  | 44000 | 3485 | 3.7 |  | Non Federally-Regulated | 07/16/2020 | 10272014 | 01/20/2022
Waterfurnace International, Inc. | 5 SERIES INDOOR SPLITS | NDZ026H1 | SRAA026* | Ground-Water-Source | WBAHP-C: Heat Pump Split Syste | Heat Pump | 208 | 1 | False |  |  | Dual-Speed |  |  |  | 25800 | 1121 | 23 | 16.2 | 23300 | 1484 | 4.6 | 3.6 | Non Federally-Regulated | 12/06/2019 |  | 01/20/2022
FHP Manufacturing Company | Keeprite | HS024* | FVM4X3600BL | Water-Source | WBAHP-CB: Heat Pump Split Syst | Both Heat Pump and Electric Re | 208 | 1 | False |  |  | Dual-Speed |  |  |  | 25000 | 1712 | 14.6 |  | 28000 | 1609 | 5.1 |  | Federally-Regulated Commercial & Industrial Equipment | 01/20/2022 | 8963994 | 01/20/2022
FHP Manufacturing Company | Keeprite | HS024* | FVM4X3600BL | Ground-Water-Source | WBAHP-CB: Heat Pump Split Syst | Both Heat Pump and Electric Re | 208 | 1 | False |  |  | Dual-Speed |  |  |  | 28200 | 1281 | 22 |  | 23500 | 1547 | 4.5 |  | Non Federally-Regulated | 01/20/2022 | 8963994 | 01/20/2022
FHP Manufacturing Company | Keeprite | HS024* | FVM4X3600BL | Ground-Source | WBAHP-CB: Heat Pump Split Syst | Both Heat Pump and Electric Re | 208 | 1 | False |  |  | Dual-Speed |  |  |  | 26000 | 1547 | 16.8 |  | 18900 | 1477 | 3.8 |  | Non Federally-Regulated | 01/20/2022 | 8963994 | 01/20/2022
Enertech Global, LLC | GEOCOMFORT | GBS018*2 | MCD024 | Water-Source | WBAHP-C: Heat Pump Split Syste | Heat Pump | 208 | 3 | False |  |  | Single-Speed |  |  |  | 19200 | 1222 | 15.7 |  | 22300 | 1210 | 5.4 |  | Federally-Regulated Commercial & Industrial Equipment | 04/28/2021 | 10443496 | 02/17/2022
Enertech Global, LLC | GEOCOMFORT | GBS018*2 | MCD024 | Ground-Water-Source | WBAHP-C: Heat Pump Split Syste | Heat Pump | 208 | 3 | False |  |  | Single-Speed |  |  |  | 21700 | 850 | 25.5 |  | 18500 | 1204 | 4.5 |  | Non Federally-Regulated | 04/28/2021 | 10443496 | 02/17/2022
Enertech Global, LLC | GEOCOMFORT | GBS018*2 | MCD024 | Ground-Source | WBAHP-C: Heat Pump Split Syste | Heat Pump | 230 | 3 | False |  |  | Single-Speed |  |  |  | 20100 | 1080 | 18.6 |  | 14700 | 1196 | 3.6 |  | Non Federally-Regulated | 04/28/2021 | 10443496 | 02/17/2022
Enertech Global, LLC | GEOCOMFORT | GBS018*2 | MCD024 | Ground-Source | WBAHP-C: Heat Pump Split Syste | Heat Pump | 208 | 3 | False |  |  | Single-Speed |  |  |  | 20100 | 1080 | 18.6 |  | 14700 | 1196 | 3.6 |  | Non Federally-Regulated | 04/28/2021 | 10443496 | 02/17/2022
Enertech Global, LLC | GEOCOMFORT | GBS018*2 | MCD024 | Water-Source | WBAHP-C: Heat Pump Split Syste | Heat Pump | 230 | 3 | False |  |  | Single-Speed |  |  |  | 19200 | 1222 | 15.7 |  | 22300 | 1210 | 5.4 |  | Federally-Regulated Commercial & Industrial Equipment | 04/28/2021 | 10443496 | 02/17/2022
Enertech Global, LLC | GEOCOMFORT | GBS018*2 | MCD024 | Ground-Water-Source | WBAHP-C: Heat Pump Split Syste | Heat Pump | 230 | 3 | False |  |  | Single-Speed |  |  |  | 21700 | 850 | 25.5 |  | 18500 | 1204 | 4.5 |  | Non Federally-Regulated | 04/28/2021 | 10443496 | 02/17/2022
Enertech Global, LLC | GEOEXCEL | ABT048*2 | MPD060 | Water-Source | WBAHP-CB: Heat Pump Split Syst | Heat Pump | 208 | 3 | False |  |  | Single-Speed |  |  |  | 49200 | 2894 | 17 | 12 | 54000 | 3103 | 5.1 | 4.2 | Federally-Regulated Commercial & Industrial Equipment | 05/28/2019 |  | 02/17/2022
Enertech Global, LLC | GEOEXCEL | ABS018 | ACD024 | Ground-Water-Source | WBAHP-C: Heat Pump Split Syste | Heat Pump | 208 | 1 | False |  |  | Single-Speed |  |  |  | 21700 | 850 | 25.5 | 16.2 | 18500 | 1204 | 4.5 | 3.6 | Non Federally-Regulated | 05/28/2019 |  | 02/17/2022
Enertech Global, LLC | GEOEXCEL | ABT024*2 | ACD024 | Water-Source | WBAHP-C: Heat Pump Split Syste | Heat Pump | 208 | 3 | False |  |  | Dual-Speed |  |  |  | 23500 | 1556 | 15.1 | 12 | 27500 | 1714 | 4.7 | 4.2 | Federally-Regulated Commercial & Industrial Equipment | 05/28/2019 |  | 02/17/2022
Enertech Global, LLC | GEOEXCEL | ABT060*2 | MPD060 | Water-Source | WBAHP-CB: Heat Pump Split Syst | Heat Pump | 208 | 3 | False |  |  | Single-Speed |  |  |  | 59900 | 3889 | 15.4 | 12 | 67600 | 4306 | 4.6 | 4.2 | Federally-Regulated Commercial & Industrial Equipment | 05/28/2019 |  | 02/17/2022
Enertech Global, LLC | GEOEXCEL | ABT024*2 | MCD024 | Ground-Source | WBAHP-C: Heat Pump Split Syste | Heat Pump | 208 | 3 | False |  |  | Dual-Speed |  |  |  | 24500 | 1392 | 17.6 | 13.4 | 17800 | 1449 | 3.6 | 3.1 | Non Federally-Regulated | 05/28/2019 |  | 02/17/2022
Enertech Global, LLC | GEOEXCEL | ABS018 | ACD024 | Ground-Source | WBAHP-C: Heat Pump Split Syste | Heat Pump | 208 | 1 | False |  |  | Single-Speed |  |  |  | 20100 | 1080 | 18.6 | 13.4 | 14700 | 1196 | 3.6 | 3.1 | Non Federally-Regulated | 05/28/2019 |  | 02/17/2022
Enertech Global, LLC | GEOEXCEL | ABT036 | MPD036 | Ground-Source | WBAHP-CB: Heat Pump Split Syst | Heat Pump | 208 | 1 | False |  |  | Single-Speed |  |  |  | 35200 | 2058 | 17.1 | 13.4 | 28700 | 2213 | 3.8 | 3.1 | Non Federally-Regulated | 05/28/2019 |  | 02/17/2022
Enertech Global, LLC | GEOEXCEL | ABT060 | MPD060 | Water-Source | WBAHP-CB: Heat Pump Split Syst | Heat Pump | 208 | 1 | False |  |  | Single-Speed |  |  |  | 59900 | 3889 | 15.4 | 12 | 67600 | 4306 | 4.6 | 4.2 | Federally-Regulated Commercial & Industrial Equipment | 05/28/2019 |  | 02/17/2022
Enertech Global, LLC | GEOEXCEL | ABT024*2 | MCD024 | Ground-Water-Source | WBAHP-C: Heat Pump Split Syste | Heat Pump | 208 | 3 | False |  |  | Dual-Speed |  |  |  | 26000 | 1135 | 22.9 | 16.2 | 22700 | 1547 | 4.3 | 3.6 | Non Federally-Regulated | 05/28/2019 |  | 02/17/2022
Enertech Global, LLC | GEOEXCEL | ABT024*2 | MCD024 | Water-Source | WBAHP-C: Heat Pump Split Syste | Heat Pump | 208 | 3 | False |  |  | Dual-Speed |  |  |  | 23500 | 1556 | 15.1 | 12 | 27500 | 1714 | 4.7 | 4.2 | Federally-Regulated Commercial & Industrial Equipment | 05/28/2019 |  | 02/17/2022
Enertech Global, LLC | GEOEXCEL | ABT060*2 | MPD060 | Ground-Source | WBAHP-CB: Heat Pump Split Syst | Heat Pump | 208 | 3 | False |  |  | Single-Speed |  |  |  | 62300 | 3539 | 17.6 | 13.4 | 45900 | 3635 | 3.7 | 3.1 | Non Federally-Regulated | 05/28/2019 |  | 02/17/2022
Enertech Global, LLC | GEOEXCEL | ABT024 | ACD024 | Ground-Source | WBAHP-C: Heat Pump Split Syste | Heat Pump | 208 | 1 | False |  |  | Dual-Speed |  |  |  | 24500 | 1392 | 17.6 | 13.4 | 17800 | 1449 | 3.6 | 3.1 | Non Federally-Regulated | 05/28/2019 |  | 02/17/2022
Enertech Global, LLC | GEOEXCEL | ABT036*2 | ACD036 | Water-Source | WBAHP-C: Heat Pump Split Syste | Heat Pump | 208 | 3 | False |  |  | Single-Speed |  |  |  | 33300 | 2162 | 15.4 | 12 | 43400 | 2706 | 4.7 | 4.2 | Federally-Regulated Commercial & Industrial Equipment | 05/28/2019 |  | 02/17/2022
Enertech Global, LLC | GEOEXCEL | ABT024*2 | ACD024 | Ground-Source | WBAHP-C: Heat Pump Split Syste | Heat Pump | 208 | 3 | False |  |  | Dual-Speed |  |  |  | 24500 | 1392 | 17.6 | 13.4 | 17800 | 1449 | 3.6 | 3.1 | Non Federally-Regulated | 05/28/2019 |  | 02/17/2022
Enertech Global, LLC | GEOEXCEL | ABT048 | MPD060 | Ground-Source | WBAHP-CB: Heat Pump Split Syst | Heat Pump | 208 | 1 | False |  |  | Single-Speed |  |  |  | 51500 | 2587 | 19.9 | 13.4 | 37300 | 2802 | 3.9 | 3.1 | Non Federally-Regulated | 05/28/2019 |  | 02/17/2022
Enertech Global, LLC | GEOEXCEL | ABT048*2 | MPD060 | Ground-Water-Source | WBAHP-CB: Heat Pump Split Syst | Heat Pump | 208 | 3 | False |  |  | Single-Speed |  |  |  | 55700 | 2125 | 26.2 | 16.2 | 45700 | 2911 | 4.6 | 3.6 | Non Federally-Regulated | 05/28/2019 |  | 02/17/2022
Enertech Global, LLC | GEOEXCEL | ABT036 | MPD036 | Ground-Water-Source | WBAHP-CB: Heat Pump Split Syst | Heat Pump | 208 | 1 | False |  |  | Single-Speed |  |  |  | 35400 | 1685 | 21 | 16.2 | 36200 | 2357 | 4.5 | 3.6 | Non Federally-Regulated | 05/28/2019 |  | 02/17/2022
Enertech Global, LLC | GEOEXCEL | ABT048 | MPD060 | Water-Source | WBAHP-CB: Heat Pump Split Syst | Heat Pump | 208 | 1 | False |  |  | Single-Speed |  |  |  | 49200 | 2894 | 17 | 12 | 54000 | 3103 | 5.1 | 4.2 | Federally-Regulated Commercial & Industrial Equipment | 05/28/2019 |  | 02/17/2022
Enertech Global, LLC | GEOEXCEL | ABS018 | ACD024 | Water-Source | WBAHP-C: Heat Pump Split Syste | Heat Pump | 208 | 1 | False |  |  | Single-Speed |  |  |  | 19200 | 1222 | 15.7 | 12 | 22300 | 1210 | 5.4 | 4.2 | Federally-Regulated Commercial & Industrial Equipment | 05/28/2019 |  | 02/17/2022
Enertech Global, LLC | GEOEXCEL | ABT060 | MPD060 | Ground-Source | WBAHP-CB: Heat Pump Split Syst | Heat Pump | 208 | 1 | False |  |  | Single-Speed |  |  |  | 62300 | 3539 | 17.6 | 13.4 | 45900 | 3635 | 3.7 | 3.1 | Non Federally-Regulated | 05/28/2019 |  | 02/17/2022
Enertech Global, LLC | GEOEXCEL | ABT036*2 | ACD036 | Ground-Source | WBAHP-C: Heat Pump Split Syste | Heat Pump | 208 | 3 | False |  |  | Single-Speed |  |  |  | 33900 | 1948 | 17.4 | 13.4 | 27900 | 2209 | 3.7 | 3.1 | Non Federally-Regulated | 05/28/2019 |  | 02/17/2022
Enertech Global, LLC | GEOEXCEL | ABT036 | MPD036 | Water-Source | WBAHP-CB: Heat Pump Split Syst | Heat Pump | 208 | 1 | False |  |  | Single-Speed |  |  |  | 34100 | 2304 | 14.8 | 12 | 44600 | 2614 | 5 | 4.2 | Federally-Regulated Commercial & Industrial Equipment | 05/28/2019 |  | 02/17/2022
Enertech Global, LLC | GEOEXCEL | ABT024 | ACD024 | Water-Source | WBAHP-C: Heat Pump Split Syste | Heat Pump | 208 | 1 | False |  |  | Dual-Speed |  |  |  | 23500 | 1556 | 15.1 | 12 | 27500 | 1714 | 4.7 | 4.2 | Federally-Regulated Commercial & Industrial Equipment | 05/28/2019 |  | 02/17/2022
Enertech Global, LLC | GEOEXCEL | ABT048 | MPD060 | Ground-Water-Source | WBAHP-CB: Heat Pump Split Syst | Heat Pump | 208 | 1 | False |  |  | Single-Speed |  |  |  | 55700 | 2125 | 26.2 | 16.2 | 45700 | 2911 | 4.6 | 3.6 | Non Federally-Regulated | 05/28/2019 |  | 02/17/2022
Enertech Global, LLC | GEOEXCEL | ABT024*2 | ACD024 | Ground-Water-Source | WBAHP-C: Heat Pump Split Syste | Heat Pump | 208 | 3 | False |  |  | Dual-Speed |  |  |  | 26000 | 1135 | 22.9 | 16.2 | 22700 | 1547 | 4.3 | 3.6 | Non Federally-Regulated | 05/28/2019 |  | 02/17/2022
Enertech Global, LLC | GEOEXCEL | ABT036*2 | ACD036 | Ground-Water-Source | WBAHP-C: Heat Pump Split Syste | Heat Pump | 208 | 3 | False |  |  | Single-Speed |  |  |  | 35000 | 1612 | 21.7 | 16.2 | 35100 | 2449 | 4.2 | 3.6 | Non Federally-Regulated | 05/28/2019 |  | 02/17/2022
Enertech Global, LLC | GEOEXCEL | ABT024 | ACD024 | Ground-Water-Source | WBAHP-C: Heat Pump Split Syste | Heat Pump | 208 | 1 | False |  |  | Dual-Speed |  |  |  | 26000 | 1135 | 22.9 | 16.2 | 22700 | 1547 | 4.3 | 3.6 | Non Federally-Regulated | 05/28/2019 |  | 02/17/2022
Enertech Global, LLC | GEOEXCEL | ABT048*2 | MPD060 | Ground-Source | WBAHP-CB: Heat Pump Split Syst | Heat Pump | 208 | 3 | False |  |  | Single-Speed |  |  |  | 51500 | 2587 | 19.9 | 13.4 | 37300 | 2802 | 3.9 | 3.1 | Non Federally-Regulated | 05/28/2019 |  | 02/17/2022
Enertech Global, LLC | Tetco | TBS018*2 | MCD024 | Ground-Source | WBAHP-C: Heat Pump Split Syste | Heat Pump | 230 | 3 | False |  |  | Single-Speed |  |  |  | 20100 | 1080 | 18.6 | 13.4 | 14700 | 1196 | 3.6 | 3.1 | Non Federally-Regulated | 04/28/2021 | 10443498 | 02/17/2022
Enertech Global, LLC | Tetco | TBS018*2 | MCD024 | Ground-Water-Source | WBAHP-C: Heat Pump Split Syste | Heat Pump | 208 | 3 | False |  |  | Single-Speed |  |  |  | 21700 | 850 | 25.5 | 16.2 | 18500 | 1204 | 4.5 | 3.6 | Non Federally-Regulated | 04/28/2021 | 10443498 | 02/17/2022
Enertech Global, LLC | Tetco | TBS018*2 | MCD024 | Water-Source | WBAHP-C: Heat Pump Split Syste | Heat Pump | 230 | 3 | False |  |  | Single-Speed |  |  |  | 19200 | 1222 | 15.7 | 12 | 22300 | 1210 | 5.4 | 4.2 | Federally-Regulated Commercial & Industrial Equipment | 04/28/2021 | 10443498 | 02/17/2022
Enertech Global, LLC | Tetco | TBS018*2 | MCD024 | Ground-Source | WBAHP-C: Heat Pump Split Syste | Heat Pump | 208 | 3 | False |  |  | Single-Speed |  |  |  | 20100 | 1080 | 18.6 | 13.4 | 14700 | 1196 | 3.6 | 3.1 | Non Federally-Regulated | 04/28/2021 | 10443498 | 02/17/2022
Enertech Global, LLC | Tetco | TBS018*2 | MCD024 | Ground-Water-Source | WBAHP-C: Heat Pump Split Syste | Heat Pump | 230 | 3 | False |  |  | Single-Speed |  |  |  | 21700 | 850 | 25.5 | 16.2 | 18500 | 1204 | 4.5 | 3.6 | Non Federally-Regulated | 04/28/2021 | 10443498 | 02/17/2022
Enertech Global, LLC | Tetco | TBS018*2 | MCD024 | Water-Source | WBAHP-C: Heat Pump Split Syste | Heat Pump | 208 | 3 | False |  |  | Single-Speed |  |  |  | 19200 | 1222 | 15.7 | 12 | 22300 | 1210 | 5.4 | 4.2 | Federally-Regulated Commercial & Industrial Equipment | 04/28/2021 | 10443498 | 02/17/2022
Enertech Global, LLC | Hydron Module | HBS018*2 | MCD024 | Ground-Source | WBAHP-C: Heat Pump Split Syste | Heat Pump | 230 | 3 | False |  |  | Single-Speed |  |  |  | 20100 | 1080 | 18.6 |  | 14700 | 1196 | 3.6 |  | Non Federally-Regulated | 04/28/2021 | 10443497 | 02/17/2022
Enertech Global, LLC | Hydron Module | HBS018*2 | MCD024 | Ground-Water-Source | WBAHP-C: Heat Pump Split Syste | Heat Pump | 230 | 3 | False |  |  | Single-Speed |  |  |  | 21700 | 850 | 25.5 |  | 18500 | 1204 | 4.5 |  | Non Federally-Regulated | 04/28/2021 | 10443497 | 02/17/2022
Enertech Global, LLC | Hydron Module | HBS018*2 | MCD024 | Water-Source | WBAHP-C: Heat Pump Split Syste | Heat Pump | 230 | 3 | False |  |  | Single-Speed |  |  |  | 19200 | 1222 | 15.7 |  | 22300 | 1210 | 5.4 |  | Federally-Regulated Commercial & Industrial Equipment | 04/28/2021 | 10443497 | 02/17/2022
Enertech Global, LLC | Hydron Module | HBS018*2 | MCD024 | Ground-Source | WBAHP-C: Heat Pump Split Syste | Heat Pump | 208 | 3 | False |  |  | Single-Speed |  |  |  | 20100 | 1080 | 18.6 |  | 14700 | 1196 | 3.6 |  | Non Federally-Regulated | 04/28/2021 | 10443497 | 02/17/2022
Enertech Global, LLC | Hydron Module | HBS018*2 | MCD024 | Water-Source | WBAHP-C: Heat Pump Split Syste | Heat Pump | 208 | 3 | False |  |  | Single-Speed |  |  |  | 19200 | 1222 | 15.7 |  | 22300 | 1210 | 5.4 |  | Federally-Regulated Commercial & Industrial Equipment | 04/28/2021 | 10443497 | 02/17/2022
Enertech Global, LLC | Hydron Module | HBS018*2 | MCD024 | Ground-Water-Source | WBAHP-C: Heat Pump Split Syste | Heat Pump | 208 | 3 | False |  |  | Single-Speed |  |  |  | 21700 | 850 | 25.5 |  | 18500 | 1204 | 4.5 |  | Non Federally-Regulated | 04/28/2021 | 10443497 | 02/17/2022
Waterfurnace International, Inc. | 5 SERIES OUTDOOR SPLITS | NDS064J1 | SRAA060* | Water-Source | WBAHP-C: Heat Pump Split Syste | Heat Pump | 208 | 1 | False |  |  | Dual-Speed |  |  |  | 54800 | 3653 | 15 |  | 66900 | 4084 | 4.8 |  | Federally-Regulated Commercial & Industrial Equipment | 05/06/2020 | 204100661 | 04/07/2022
Waterfurnace International, Inc. | 5 SERIES OUTDOOR SPLITS | NDS064J1 | SRAA060* | Ground-Water-Source | WBAHP-C: Heat Pump Split Syste | Heat Pump | 208 | 1 | False |  |  | Dual-Speed |  |  |  | 63200 | 2808 | 22.5 |  | 56000 | 3730 | 4.4 |  | Non Federally-Regulated | 05/06/2020 | 204100661 | 04/07/2022
Waterfurnace International, Inc. | 5 SERIES OUTDOOR SPLITS | NDS064J1 | SRAA060* | Ground-Source | WBAHP-C: Heat Pump Split Syste | Heat Pump | 208 | 1 | False |  |  | Dual-Speed |  |  |  | 57400 | 3376 | 17 |  | 45200 | 3580 | 3.7 |  | Non Federally-Regulated | 05/06/2020 | 204100661 | 04/07/2022
Waterfurnace International, Inc. | PREMIUM G | GTZ064*1*J | SAH060* | Ground-Water-Source | WBAHP-CB: Heat Pump Split Syst | Heat Pump | 208 | 1 | False |  |  | Dual-Speed |  |  |  | 63200 | 2808 | 22.5 | 16.2 | 56000 | 3730 | 4.4 | 3.6 | Non Federally-Regulated | 09/30/2019 |  | 04/07/2022
Waterfurnace International, Inc. | PREMIUM G | GTZ064*1*J | SAH060* | Water-Source | WBAHP-CB: Heat Pump Split Syst | Heat Pump | 208 | 1 | False |  |  | Dual-Speed |  |  |  | 54800 | 3653 | 15 | 12 | 66900 | 4084 | 4.8 | 4.2 | Federally-Regulated Commercial & Industrial Equipment | 09/30/2019 |  | 04/07/2022
Waterfurnace International, Inc. | PREMIUM G | GTZ064*1*J | SAH060* | Ground-Source | WBAHP-CB: Heat Pump Split Syst | Heat Pump | 208 | 1 | False |  |  | Dual-Speed |  |  |  | 57400 | 3376 | 17 | 13.4 | 45200 | 3580 | 3.7 | 3.1 | Non Federally-Regulated | 09/30/2019 |  | 04/07/2022
Waterfurnace International, Inc. | 5 SERIES OUTDOOR SPLITS | NDS064J1 | SRAA060* | Water-Source | WBAHP-C: Heat Pump Split Syste | Heat Pump | 208 | 1 | False |  |  | Dual-Speed |  |  |  | 54800 | 3653 | 15 |  | 66900 | 4084 | 4.8 |  | Federally-Regulated Commercial & Industrial Equipment | 04/07/2022 | 204100661 | 04/07/2022
Waterfurnace International, Inc. | 5 SERIES OUTDOOR SPLITS | NDS064J1 | SRAA060* | Ground-Water-Source | WBAHP-C: Heat Pump Split Syste | Heat Pump | 208 | 1 | False |  |  | Dual-Speed |  |  |  | 63200 | 2808 | 22.5 |  | 56000 | 3730 | 4.4 |  | Non Federally-Regulated | 04/07/2022 | 204100661 | 04/07/2022
Waterfurnace International, Inc. | 5 SERIES OUTDOOR SPLITS | NDS064J1 | SRAA060* | Ground-Source | WBAHP-C: Heat Pump Split Syste | Heat Pump | 208 | 1 | False |  |  | Dual-Speed |  |  |  | 57400 | 3376 | 17 |  | 45200 | 3580 | 3.7 |  | Non Federally-Regulated | 04/07/2022 | 204100661 | 04/07/2022
Waterfurnace International, Inc. | YORK BY JOHNSON CONTROLS | YAST064**1 | SAH060* | Water-Source | WBAHP-CB: Heat Pump Split Syst | Heat Pump | 208 | 1 | False |  |  | Dual-Speed |  |  |  | 54800 | 3653 | 15 | 12 | 66900 | 4084 | 4.8 | 4.2 | Federally-Regulated Commercial & Industrial Equipment | 06/26/2017 |  | 08/05/2022
Waterfurnace International, Inc. | YORK BY JOHNSON CONTROLS | YAZS070**1 | SRAA060* | Ground-Source | WBAHP-C: Heat Pump Split Syste | Heat Pump | 230 | 1 | False |  |  | Single-Speed |  |  |  | 60500 | 3538 | 17.1 | 13.4 | 50700 | 4127 | 3.6 | 3.1 | Non Federally-Regulated | 06/26/2017 |  | 08/05/2022
Waterfurnace International, Inc. | YORK BY JOHNSON CONTROLS | YAZT049**1*J | SAH048* | Water-Source | WBAHP-CB: Heat Pump Split Syst | Heat Pump | 208 | 1 | False |  |  | Dual-Speed |  |  |  | 43200 | 2805 | 15.4 | 12 | 56300 | 3235 | 5.1 | 4.2 | Federally-Regulated Commercial & Industrial Equipment | 08/19/2019 |  | 08/05/2022
Waterfurnace International, Inc. | YORK BY JOHNSON CONTROLS | YAZS036**1*J | SAH036* | Water-Source | WBAHP-CB: Heat Pump Split Syst | Heat Pump | 208 | 1 | False |  |  | Single-Speed |  |  |  | 29100 | 1672 | 17.4 | 12 | 35600 | 1798 | 5.8 | 4.2 | Federally-Regulated Commercial & Industrial Equipment | 04/24/2019 |  | 08/05/2022
Waterfurnace International, Inc. | YORK BY JOHNSON CONTROLS | YAZS022**1 | SAH022* | Ground-Source | WBAHP-CB: Heat Pump Split Syst | Heat Pump | 208 | 1 | False |  |  | Single-Speed |  |  |  | 18700 | 979 | 19.1 | 13.4 | 14000 | 1079 | 3.8 | 3.1 | Non Federally-Regulated | 06/26/2017 |  | 08/05/2022
Waterfurnace International, Inc. | YORK BY JOHNSON CONTROLS | YAZS022**1 | SAH022* | Ground-Water-Source | WBAHP-CB: Heat Pump Split Syst | Heat Pump | 230 | 1 | False |  |  | Single-Speed |  |  |  | 20400 | 769 | 26.5 | 16.2 | 18100 | 1105 | 4.8 | 3.6 | Non Federally-Regulated | 06/26/2017 |  | 08/05/2022
Waterfurnace International, Inc. | YORK BY JOHNSON CONTROLS | YAZS048**1 | SAH048* | Water-Source | WBAHP-CB: Heat Pump Split Syst | Heat Pump | 230 | 1 | False |  |  | Single-Speed |  |  |  | 39300 | 2568 | 15.3 | 12 | 50000 | 2764 | 5.3 | 4.2 | Federally-Regulated Commercial & Industrial Equipment | 06/26/2017 |  | 08/05/2022
Waterfurnace International, Inc. | YORK BY JOHNSON CONTROLS | YAZT064**1*J | SRAA060* | Ground-Water-Source | WBAHP-C: Heat Pump Split Syste | Heat Pump | 208 | 1 | False |  |  | Dual-Speed |  |  |  | 63200 | 2808 | 22.5 | 16.2 | 56000 | 3730 | 4.4 | 3.6 | Non Federally-Regulated | 10/01/2019 |  | 08/05/2022
Waterfurnace International, Inc. | YORK BY JOHNSON CONTROLS | YAZS042**1*J | SAH042* | Ground-Water-Source | WBAHP-CB: Heat Pump Split Syst | Heat Pump | 208 | 1 | False |  |  | Single-Speed |  |  |  | 41300 | 1613 | 25.6 | 16.2 | 36000 | 2198 | 4.8 | 3.6 | Non Federally-Regulated | 04/24/2019 |  | 08/05/2022
Waterfurnace International, Inc. | YORK BY JOHNSON CONTROLS | YAZS030**1 | SAH030* | Ground-Source | WBAHP-CB: Heat Pump Split Syst | Heat Pump | 208 | 1 | False |  |  | Single-Speed |  |  |  | 24600 | 1301 | 18.9 | 13.4 | 19800 | 1487 | 3.9 | 3.1 | Non Federally-Regulated | 06/26/2017 |  | 08/05/2022
Waterfurnace International, Inc. | YORK BY JOHNSON CONTROLS | YAZS042**1*J | SAH042* | Ground-Source | WBAHP-CB: Heat Pump Split Syst | Heat Pump | 208 | 1 | False |  |  | Single-Speed |  |  |  | 37800 | 1938 | 19.5 | 13.4 | 27400 | 2059 | 3.9 | 3.1 | Non Federally-Regulated | 04/24/2019 |  | 08/05/2022
Waterfurnace International, Inc. | YORK BY JOHNSON CONTROLS | YAZT064**1*J | SAH060* | Ground-Water-Source | WBAHP-CB: Heat Pump Split Syst | Heat Pump | 208 | 1 | False |  |  | Dual-Speed |  |  |  | 63200 | 2808 | 22.5 | 16.2 | 56000 | 3730 | 4.4 | 3.6 | Non Federally-Regulated | 10/01/2019 |  | 08/05/2022
Waterfurnace International, Inc. | YORK BY JOHNSON CONTROLS | YAZS060**1 | SRAA060* | Water-Source | WBAHP-C: Heat Pump Split Syste | Heat Pump | 230 | 1 | False |  |  | Single-Speed |  |  |  | 53500 | 3590 | 14.9 | 12 | 64500 | 3938 | 4.8 | 4.2 | Federally-Regulated Commercial & Industrial Equipment | 06/26/2017 |  | 08/05/2022
Waterfurnace International, Inc. | YORK BY JOHNSON CONTROLS | YAZS070**1 | SRAA060* | Water-Source | WBAHP-C: Heat Pump Split Syste | Heat Pump | 208 | 1 | False |  |  | Single-Speed |  |  |  | 57100 | 4137 | 13.8 | 12 | 74700 | 4759 | 4.6 | 4.2 | Federally-Regulated Commercial & Industrial Equipment | 07/17/2019 |  | 08/05/2022
Waterfurnace International, Inc. | YORK BY JOHNSON CONTROLS | YAZS030**1 | SAH030* | Ground-Water-Source | WBAHP-CB: Heat Pump Split Syst | Heat Pump | 208 | 1 | False |  |  | Single-Speed |  |  |  | 26900 | 1050 | 25.6 | 16.2 | 24900 | 1520 | 4.8 | 3.6 | Non Federally-Regulated | 06/26/2017 |  | 08/05/2022
Waterfurnace International, Inc. | YORK BY JOHNSON CONTROLS | YAZS030**1 | SAH030* | Ground-Source | WBAHP-CB: Heat Pump Split Syst | Heat Pump | 230 | 1 | False |  |  | Single-Speed |  |  |  | 24600 | 1301 | 18.9 | 13.4 | 19800 | 1487 | 3.9 | 3.1 | Non Federally-Regulated | 06/26/2017 |  | 08/05/2022
Waterfurnace International, Inc. | YORK BY JOHNSON CONTROLS | YAZS060**1 | SRAA060* | Ground-Water-Source | WBAHP-C: Heat Pump Split Syste | Heat Pump | 230 | 1 | False |  |  | Single-Speed |  |  |  | 61700 | 2614 | 23.6 | 16.2 | 54500 | 3714 | 4.3 | 3.6 | Non Federally-Regulated | 06/26/2017 |  | 08/05/2022
Waterfurnace International, Inc. | YORK BY JOHNSON CONTROLS | YAZS022**1 | SAH022* | Water-Source | WBAHP-CB: Heat Pump Split Syst | Heat Pump | 208 | 1 | False |  |  | Single-Speed |  |  |  | 17800 | 1098 | 16.2 | 12 | 22100 | 1136 | 5.7 | 4.2 | Federally-Regulated Commercial & Industrial Equipment | 06/26/2017 |  | 08/05/2022
Waterfurnace International, Inc. | YORK BY JOHNSON CONTROLS | YAZS048**1 | SRAA048* | Ground-Water-Source | WBAHP-C: Heat Pump Split Syste | Heat Pump | 230 | 1 | False |  |  | Single-Speed |  |  |  | 46900 | 1839 | 25.5 | 16.2 | 41900 | 2612 | 4.7 | 3.6 | Non Federally-Regulated | 06/26/2017 |  | 08/05/2022
Waterfurnace International, Inc. | YORK BY JOHNSON CONTROLS | YAZS060**1 | SAH060* | Water-Source | WBAHP-CB: Heat Pump Split Syst | Heat Pump | 230 | 1 | False |  |  | Single-Speed |  |  |  | 53500 | 3590 | 14.9 | 12 | 64500 | 3938 | 4.8 | 4.2 | Federally-Regulated Commercial & Industrial Equipment | 06/26/2017 |  | 08/05/2022
Waterfurnace International, Inc. | YORK BY JOHNSON CONTROLS | YAST064**1 | SAH060* | Ground-Water-Source | WBAHP-CB: Heat Pump Split Syst | Heat Pump | 230 | 1 | False |  |  | Dual-Speed |  |  |  | 63200 | 2808 | 22.5 | 16.2 | 56000 | 3730 | 4.4 | 3.6 | Non Federally-Regulated | 06/26/2017 |  | 08/05/2022
Waterfurnace International, Inc. | YORK BY JOHNSON CONTROLS | YAZT049**1*J | SRAA048* | Ground-Water-Source | WBAHP-C: Heat Pump Split Syste | Heat Pump | 208 | 1 | False |  |  | Dual-Speed |  |  |  | 51000 | 2107 | 24.2 | 16.2 | 47100 | 3000 | 4.6 | 3.6 | Non Federally-Regulated | 08/19/2019 |  | 08/05/2022
Waterfurnace International, Inc. | YORK BY JOHNSON CONTROLS | YAZT049**1*J | SAH048* | Ground-Water-Source | WBAHP-CB: Heat Pump Split Syst | Heat Pump | 208 | 1 | False |  |  | Dual-Speed |  |  |  | 51000 | 2107 | 24.2 | 16.2 | 47100 | 3000 | 4.6 | 3.6 | Non Federally-Regulated | 08/19/2019 |  | 08/05/2022
Waterfurnace International, Inc. | YORK BY JOHNSON CONTROLS | YAST049**1 | SAH048* | Ground-Water-Source | WBAHP-CB: Heat Pump Split Syst | Heat Pump | 230 | 1 | False |  |  | Dual-Speed |  |  |  | 51000 | 2107 | 24.2 | 16.2 | 47100 | 3000 | 4.6 | 3.6 | Non Federally-Regulated | 06/26/2017 |  | 08/05/2022
Waterfurnace International, Inc. | YORK BY JOHNSON CONTROLS | YAZT049**1*J | SAH048* | Ground-Source | WBAHP-CB: Heat Pump Split Syst | Heat Pump | 208 | 1 | False |  |  | Dual-Speed |  |  |  | 46300 | 2572 | 18 | 13.4 | 37700 | 2833 | 3.9 | 3.1 | Non Federally-Regulated | 08/19/2019 |  | 08/05/2022
Waterfurnace International, Inc. | YORK BY JOHNSON CONTROLS | YAZS022**1 | SAH022* | Water-Source | WBAHP-CB: Heat Pump Split Syst | Heat Pump | 230 | 1 | False |  |  | Single-Speed |  |  |  | 17800 | 1098 | 16.2 | 12 | 22100 | 1136 | 5.7 | 4.2 | Federally-Regulated Commercial & Industrial Equipment | 06/26/2017 |  | 08/05/2022
Waterfurnace International, Inc. | YORK BY JOHNSON CONTROLS | YAST064**1 | SAH060* | Water-Source | WBAHP-CB: Heat Pump Split Syst | Heat Pump | 230 | 1 | False |  |  | Dual-Speed |  |  |  | 54800 | 3653 | 15 | 12 | 66900 | 4084 | 4.8 | 4.2 | Federally-Regulated Commercial & Industrial Equipment | 06/26/2017 |  | 08/05/2022
Waterfurnace International, Inc. | YORK BY JOHNSON CONTROLS | YAZS070**1 | SRAA060* | Water-Source | WBAHP-C: Heat Pump Split Syste | Heat Pump | 230 | 1 | False |  |  | Single-Speed |  |  |  | 57100 | 4137 | 13.8 | 12 | 74700 | 4759 | 4.6 | 4.2 | Federally-Regulated Commercial & Industrial Equipment | 06/26/2017 |  | 08/05/2022
Waterfurnace International, Inc. | YORK BY JOHNSON CONTROLS | YAST064**1 | SAH060* | Ground-Source | WBAHP-CB: Heat Pump Split Syst | Heat Pump | 230 | 1 | False |  |  | Dual-Speed |  |  |  | 57400 | 3376 | 17 | 13.4 | 45200 | 3580 | 3.7 | 3.1 | Non Federally-Regulated | 06/26/2017 |  | 08/05/2022
Waterfurnace International, Inc. | YORK BY JOHNSON CONTROLS | YAZS030**1 | SAH030* | Water-Source | WBAHP-CB: Heat Pump Split Syst | Heat Pump | 208 | 1 | False |  |  | Single-Speed |  |  |  | 23400 | 1471 | 15.9 | 12 | 30600 | 1573 | 5.7 | 4.2 | Federally-Regulated Commercial & Industrial Equipment | 06/26/2017 |  | 08/05/2022
Waterfurnace International, Inc. | YORK BY JOHNSON CONTROLS | YAZT049**1*J | SRAA048* | Water-Source | WBAHP-C: Heat Pump Split Syste | Heat Pump | 208 | 1 | False |  |  | Dual-Speed |  |  |  | 43200 | 2805 | 15.4 | 12 | 56300 | 3235 | 5.1 | 4.2 | Federally-Regulated Commercial & Industrial Equipment | 08/19/2019 |  | 08/05/2022
Waterfurnace International, Inc. | YORK BY JOHNSON CONTROLS | YAZS070**1 | SRAA060* | Ground-Source | WBAHP-C: Heat Pump Split Syste | Heat Pump | 208 | 1 | False |  |  | Single-Speed |  |  |  | 60500 | 3538 | 17.1 | 13.4 | 50700 | 4127 | 3.6 | 3.1 | Non Federally-Regulated | 07/17/2019 |  | 08/05/2022
Waterfurnace International, Inc. | YORK BY JOHNSON CONTROLS | YAST049**1 | SAH048* | Water-Source | WBAHP-CB: Heat Pump Split Syst | Heat Pump | 230 | 1 | False |  |  | Dual-Speed |  |  |  | 43200 | 2805 | 15.4 | 12 | 56300 | 3235 | 5.1 | 4.2 | Federally-Regulated Commercial & Industrial Equipment | 06/26/2017 |  | 08/05/2022
Waterfurnace International, Inc. | YORK BY JOHNSON CONTROLS | YAZS030**1 | SAH030* | Ground-Water-Source | WBAHP-CB: Heat Pump Split Syst | Heat Pump | 230 | 1 | False |  |  | Single-Speed |  |  |  | 26900 | 1050 | 25.6 | 16.2 | 24900 | 1520 | 4.8 | 3.6 | Non Federally-Regulated | 06/26/2017 |  | 08/05/2022
Waterfurnace International, Inc. | YORK BY JOHNSON CONTROLS | YAST064**1 | SAH060* | Ground-Source | WBAHP-CB: Heat Pump Split Syst | Heat Pump | 208 | 1 | False |  |  | Dual-Speed |  |  |  | 57400 | 3376 | 17 | 13.4 | 45200 | 3580 | 3.7 | 3.1 | Non Federally-Regulated | 06/26/2017 |  | 08/05/2022
Waterfurnace International, Inc. | YORK BY JOHNSON CONTROLS | YAZS048**1 | SAH048* | Ground-Water-Source | WBAHP-CB: Heat Pump Split Syst | Heat Pump | 230 | 1 | False |  |  | Single-Speed |  |  |  | 46900 | 1839 | 25.5 | 16.2 | 41900 | 2612 | 4.7 | 3.6 | Non Federally-Regulated | 06/26/2017 |  | 08/05/2022
Waterfurnace International, Inc. | YORK BY JOHNSON CONTROLS | YAZT064**1*J | SAH060* | Water-Source | WBAHP-CB: Heat Pump Split Syst | Heat Pump | 208 | 1 | False |  |  | Dual-Speed |  |  |  | 54800 | 3653 | 15 | 12 | 66900 | 4084 | 4.8 | 4.2 | Federally-Regulated Commercial & Industrial Equipment | 10/01/2019 |  | 08/05/2022
Waterfurnace International, Inc. | YORK BY JOHNSON CONTROLS | YAZS060**1 | SAH060* | Ground-Water-Source | WBAHP-CB: Heat Pump Split Syst | Heat Pump | 230 | 1 | False |  |  | Single-Speed |  |  |  | 61700 | 2614 | 23.6 | 16.2 | 54500 | 3714 | 4.3 | 3.6 | Non Federally-Regulated | 06/26/2017 |  | 08/05/2022
Waterfurnace International, Inc. | YORK BY JOHNSON CONTROLS | YAZS048**1 | SAH048* | Ground-Source | WBAHP-CB: Heat Pump Split Syst | Heat Pump | 230 | 1 | False |  |  | Single-Speed |  |  |  | 42500 | 2272 | 18.7 | 13.4 | 33400 | 2447 | 4 | 3.1 | Non Federally-Regulated | 06/26/2017 |  | 08/05/2022
Waterfurnace International, Inc. | YORK BY JOHNSON CONTROLS | YAZT064**1*J | SAH060* | Ground-Source | WBAHP-CB: Heat Pump Split Syst | Heat Pump | 208 | 1 | False |  |  | Dual-Speed |  |  |  | 57400 | 3376 | 17 | 13.4 | 45200 | 3580 | 3.7 | 3.1 | Non Federally-Regulated | 10/01/2019 |  | 08/05/2022
Waterfurnace International, Inc. | YORK BY JOHNSON CONTROLS | YAZS060**1 | SAH060* | Ground-Source | WBAHP-CB: Heat Pump Split Syst | Heat Pump | 230 | 1 | False |  |  | Single-Speed |  |  |  | 56300 | 3180 | 17.7 | 13.4 | 44000 | 3485 | 3.7 | 3.1 | Non Federally-Regulated | 06/26/2017 |  | 08/05/2022
Waterfurnace International, Inc. | YORK BY JOHNSON CONTROLS | YAZS036**1*J | SAH036* | Ground-Water-Source | WBAHP-CB: Heat Pump Split Syst | Heat Pump | 208 | 1 | False |  |  | Single-Speed |  |  |  | 33200 | 1211 | 27.4 | 16.2 | 29600 | 1770 | 4.9 | 3.6 | Non Federally-Regulated | 04/24/2019 |  | 08/05/2022
Waterfurnace International, Inc. | YORK BY JOHNSON CONTROLS | YAZS022**1 | SAH022* | Ground-Water-Source | WBAHP-CB: Heat Pump Split Syst | Heat Pump | 208 | 1 | False |  |  | Single-Speed |  |  |  | 20400 | 769 | 26.5 | 16.2 | 18100 | 1105 | 4.8 | 3.6 | Non Federally-Regulated | 06/26/2017 |  | 08/05/2022
Waterfurnace International, Inc. | YORK BY JOHNSON CONTROLS | YAST064**1 | SAH060* | Ground-Water-Source | WBAHP-CB: Heat Pump Split Syst | Heat Pump | 208 | 1 | False |  |  | Dual-Speed |  |  |  | 63200 | 2808 | 22.5 | 16.2 | 56000 | 3730 | 4.4 | 3.6 | Non Federally-Regulated | 06/26/2017 |  | 08/05/2022
Waterfurnace International, Inc. | YORK BY JOHNSON CONTROLS | YAZS030**1 | SAH030* | Water-Source | WBAHP-CB: Heat Pump Split Syst | Heat Pump | 230 | 1 | False |  |  | Single-Speed |  |  |  | 23400 | 1471 | 15.9 | 12 | 30600 | 1573 | 5.7 | 4.2 | Federally-Regulated Commercial & Industrial Equipment | 06/26/2017 |  | 08/05/2022
Waterfurnace International, Inc. | YORK BY JOHNSON CONTROLS | YAZS022**1 | SAH022* | Ground-Source | WBAHP-CB: Heat Pump Split Syst | Heat Pump | 230 | 1 | False |  |  | Single-Speed |  |  |  | 18700 | 979 | 19.1 | 13.4 | 14000 | 1079 | 3.8 | 3.1 | Non Federally-Regulated | 06/26/2017 |  | 08/05/2022
Waterfurnace International, Inc. | YORK BY JOHNSON CONTROLS | YAZS042**1*J | SAH042* | Water-Source | WBAHP-CB: Heat Pump Split Syst | Heat Pump | 208 | 1 | False |  |  | Single-Speed |  |  |  | 36000 | 2155 | 16.7 | 12 | 43100 | 2296 | 5.5 | 4.2 | Federally-Regulated Commercial & Industrial Equipment | 04/24/2019 |  | 08/05/2022
Waterfurnace International, Inc. | 5 SERIES INDOOR SPLITS | NSZ060H1 | SRAA060* | Water-Source | WBAHP-C: Heat Pump Split Syste | Heat Pump | 230 | 1 | False |  |  | Single-Speed |  |  |  | 53500 | 3590 | 14.9 |  | 64500 | 3938 | 4.8 |  | Federally-Regulated Commercial & Industrial Equipment | 01/20/2022 | 10272014 | 08/05/2022
Waterfurnace International, Inc. | 5 SERIES INDOOR SPLITS | NDZ038J1 | SAH036* | Water-Source | WBAHP-CB: Heat Pump Split Syst | Heat Pump | 208 | 1 | False |  |  | Dual-Speed |  |  |  | 34400 | 2110 | 16.3 |  | 41600 | 2344 | 5.2 |  | Federally-Regulated Commercial & Industrial Equipment | 07/16/2020 | 202326797 | 08/05/2022
Waterfurnace International, Inc. | 5 SERIES INDOOR SPLITS | NSZ060H1 | SRAA060* | Water-Source | WBAHP-C: Heat Pump Split Syste | Heat Pump | 208 | 1 | False |  |  | Single-Speed |  |  |  | 53500 | 3590 | 14.9 |  | 64500 | 3938 | 4.8 |  | Federally-Regulated Commercial & Industrial Equipment | 01/20/2022 | 10272014 | 08/05/2022
Waterfurnace International, Inc. | 5 SERIES INDOOR SPLITS | NDZ038J1 | SAH036* | Ground-Water-Source | WBAHP-CB: Heat Pump Split Syst | Heat Pump | 208 | 1 | False |  |  | Dual-Speed |  |  |  | 38200 | 1578 | 24.2 |  | 35100 | 2188 | 4.7 |  | Non Federally-Regulated | 07/16/2020 | 202326797 | 08/05/2022
Waterfurnace International, Inc. | 5 SERIES INDOOR SPLITS | NSZ060H1 | SAH060* | Water-Source | WBAHP-CB: Heat Pump Split Syst | Heat Pump | 230 | 1 | False |  |  | Single-Speed |  |  |  | 53500 | 3590 | 14.9 |  | 64500 | 3938 | 4.8 |  | Federally-Regulated Commercial & Industrial Equipment | 03/17/2021 | 10272012 | 08/05/2022
Waterfurnace International, Inc. | 5 SERIES INDOOR SPLITS | NSZ060H1 | SAH060* | Ground-Source | WBAHP-CB: Heat Pump Split Syst | Heat Pump | 230 | 1 | False |  |  | Single-Speed |  |  |  | 56300 | 3180 | 17.7 |  | 44000 | 3485 | 3.7 |  | Non Federally-Regulated | 03/17/2021 | 10272012 | 08/05/2022
Waterfurnace International, Inc. | 5 SERIES INDOOR SPLITS | NSZ070H1 | SAH066* | Water-Source | WBAHP-CB: Heat Pump Split Syst | Heat Pump | 208 | 1 | False |  |  | Single-Speed |  |  |  | 57100 | 4137 | 13.8 |  | 74700 | 4759 | 4.6 |  | Federally-Regulated Commercial & Industrial Equipment | 01/20/2022 | 10384616 | 08/05/2022
Waterfurnace International, Inc. | 5 SERIES INDOOR SPLITS | NSZ070H1 | SAH066* | Ground-Source | WBAHP-CB: Heat Pump Split Syst | Heat Pump | 230 | 1 | False |  |  | Single-Speed |  |  |  | 60500 | 3538 | 17.1 |  | 50700 | 4127 | 3.6 |  | Non Federally-Regulated | 01/20/2022 | 10384616 | 08/05/2022
Waterfurnace International, Inc. | 5 SERIES INDOOR SPLITS | NSZ022H1 | SRAA026* | Ground-Water-Source | WBAHP-C: Heat Pump Split Syste | Heat Pump | 208 | 1 | False |  |  | Single-Speed |  |  |  | 20400 | 769 | 26.5 |  | 18100 | 1105 | 4.8 |  | Non Federally-Regulated | 01/20/2022 | 10271961 | 08/05/2022
Waterfurnace International, Inc. | 5 SERIES INDOOR SPLITS | NDZ064J1 | SAH060* | Water-Source | WBAHP-CB: Heat Pump Split Syst | Heat Pump | 208 | 1 | False |  |  | Dual-Speed |  |  |  | 54800 | 3653 | 15 | 12 | 66900 | 4084 | 4.8 | 4.2 | Federally-Regulated Commercial & Industrial Equipment | 08/06/2019 |  | 08/05/2022
Waterfurnace International, Inc. | 5 SERIES INDOOR SPLITS | NDZ049J1 | SRAA048* | Ground-Source | WBAHP-C: Heat Pump Split Syste | Heat Pump | 208 | 1 | False |  |  | Dual-Speed |  |  |  | 46300 | 2572 | 18 |  | 37700 | 2833 | 3.9 |  | Non Federally-Regulated | 01/20/2022 | 203471325 | 08/05/2022
Waterfurnace International, Inc. | 5 SERIES INDOOR SPLITS | NSZ048H1 | SRAA048* | Ground-Water-Source | WBAHP-C: Heat Pump Split Syste | Heat Pump | 230 | 1 | False |  |  | Single-Speed |  |  |  | 46900 | 1839 | 25.5 |  | 41900 | 2612 | 4.7 |  | Non Federally-Regulated | 01/20/2022 | 10272008 | 08/05/2022
Waterfurnace International, Inc. | 5 SERIES INDOOR SPLITS | NSZ042J1 | SAH042* | Water-Source | WBAHP-CB: Heat Pump Split Syst | Heat Pump | 208 | 1 | False |  |  | Single-Speed |  |  |  | 36000 | 2155 | 16.7 |  | 43100 | 2296 | 5.5 |  | Federally-Regulated Commercial & Industrial Equipment | 01/20/2022 | 202262238 | 08/05/2022
Waterfurnace International, Inc. | 5 SERIES INDOOR SPLITS | NDZ072H1 | SAH066* | Water-Source | WBAHP-CB: Heat Pump Split Syst | Heat Pump | 208 | 1 | False |  |  | Dual-Speed |  |  |  | 60400 | 4314 | 14 |  | 81000 | 5275 | 4.5 |  | Federally-Regulated Commercial & Industrial Equipment | 01/20/2022 | 10384620 | 08/05/2022
Waterfurnace International, Inc. | 5 SERIES INDOOR SPLITS | NSZ030H1 | SAH030* | Water-Source | WBAHP-CB: Heat Pump Split Syst | Heat Pump | 208 | 1 | False |  |  | Single-Speed |  |  |  | 23400 | 1471 | 15.9 | 12 | 30600 | 1573 | 5.7 | 4.2 | Federally-Regulated Commercial & Industrial Equipment | 04/24/2019 |  | 08/05/2022
Waterfurnace International, Inc. | 5 SERIES INDOOR SPLITS | NSZ030H1 | SAH030* | Ground-Source | WBAHP-CB: Heat Pump Split Syst | Heat Pump | 208 | 1 | False |  |  | Single-Speed |  |  |  | 24600 | 1301 | 18.9 | 13.4 | 19800 | 1487 | 3.9 | 3.1 | Non Federally-Regulated | 04/24/2019 |  | 08/05/2022
Waterfurnace International, Inc. | 5 SERIES INDOOR SPLITS | NDZ064J1 | SAH060* | Ground-Water-Source | WBAHP-CB: Heat Pump Split Syst | Heat Pump | 208 | 1 | False |  |  | Dual-Speed |  |  |  | 63200 | 2808 | 22.5 | 16.2 | 56000 | 3730 | 4.4 | 3.6 | Non Federally-Regulated | 08/06/2019 |  | 08/05/2022
Waterfurnace International, Inc. | 5 SERIES INDOOR SPLITS | NSZ060H1 | SAH060* | Water-Source | WBAHP-CB: Heat Pump Split Syst | Heat Pump | 208 | 1 | False |  |  | Single-Speed |  |  |  | 53500 | 3590 | 14.9 |  | 64500 | 3938 | 4.8 |  | Federally-Regulated Commercial & Industrial Equipment | 03/17/2021 | 10272012 | 08/05/2022
Waterfurnace International, Inc. | 5 SERIES INDOOR SPLITS | NSZ048H1 | SRAA048* | Water-Source | WBAHP-C: Heat Pump Split Syste | Heat Pump | 230 | 1 | False |  |  | Single-Speed |  |  |  | 39300 | 2568 | 15.3 |  | 50000 | 2764 | 5.3 |  | Federally-Regulated Commercial & Industrial Equipment | 01/20/2022 | 10272008 | 08/05/2022
Waterfurnace International, Inc. | 5 SERIES INDOOR SPLITS | NDZ026H1 | SRAA026* | Ground-Water-Source | WBAHP-C: Heat Pump Split Syste | Heat Pump | 230 | 1 | False |  |  | Dual-Speed |  |  |  | 25800 | 1121 | 23 |  | 23300 | 1484 | 4.6 |  | Non Federally-Regulated | 01/20/2022 | 10271930 | 08/05/2022
Waterfurnace International, Inc. | 5 SERIES INDOOR SPLITS | NDZ064J1 | SAH060* | Ground-Source | WBAHP-CB: Heat Pump Split Syst | Heat Pump | 208 | 1 | False |  |  | Dual-Speed |  |  |  | 57400 | 3376 | 17 | 13.4 | 45200 | 3580 | 3.7 | 3.1 | Non Federally-Regulated | 08/06/2019 |  | 08/05/2022
Waterfurnace International, Inc. | 5 SERIES INDOOR SPLITS | NSZ030H1 | SAH030* | Ground-Water-Source | WBAHP-CB: Heat Pump Split Syst | Heat Pump | 208 | 1 | False |  |  | Single-Speed |  |  |  | 26900 | 1050 | 25.6 | 16.2 | 24900 | 1520 | 4.8 | 3.6 | Non Federally-Regulated | 04/24/2019 |  | 08/05/2022
Waterfurnace International, Inc. | 5 SERIES INDOOR SPLITS | NSZ022H1 | SAH022* | Ground-Source | WBAHP-CB: Heat Pump Split Syst | Heat Pump | 208 | 1 | False |  |  | Single-Speed |  |  |  | 18700 | 979 | 19.1 | 13.4 | 14000 | 1079 | 3.8 | 3.1 | Non Federally-Regulated | 04/24/2019 |  | 08/05/2022
Waterfurnace International, Inc. | 5 SERIES INDOOR SPLITS | NDZ049J1 | SRAA048* | Water-Source | WBAHP-C: Heat Pump Split Syste | Heat Pump | 208 | 1 | False |  |  | Dual-Speed |  |  |  | 43200 | 2805 | 15.4 |  | 56300 | 3235 | 5.1 |  | Federally-Regulated Commercial & Industrial Equipment | 01/20/2022 | 203471325 | 08/05/2022
Waterfurnace International, Inc. | 5 SERIES INDOOR SPLITS | NDZ072H1 | SRAA060* | Water-Source | WBAHP-C: Heat Pump Split Syste | Heat Pump | 208 | 1 | False |  |  | Dual-Speed |  |  |  | 60400 | 4314 | 14 | 12 | 81000 | 5275 | 4.5 | 4.2 | Federally-Regulated Commercial & Industrial Equipment | 12/06/2019 |  | 08/05/2022
Waterfurnace International, Inc. | 5 SERIES INDOOR SPLITS | NDZ064J1 | SRAA060* | Ground-Water-Source | WBAHP-C: Heat Pump Split Syste | Heat Pump | 208 | 1 | False |  |  | Dual-Speed |  |  |  | 63200 | 2808 | 22.5 |  | 56000 | 3730 | 4.4 |  | Non Federally-Regulated | 01/20/2022 | 204100659 | 08/05/2022
Waterfurnace International, Inc. | 5 SERIES INDOOR SPLITS | NSZ060H1 | SAH060* | Ground-Water-Source | WBAHP-CB: Heat Pump Split Syst | Heat Pump | 230 | 1 | False |  |  | Single-Speed |  |  |  | 61700 | 2614 | 23.6 |  | 54500 | 3714 | 4.3 |  | Non Federally-Regulated | 03/17/2021 | 10272012 | 08/05/2022
Waterfurnace International, Inc. | 5 SERIES INDOOR SPLITS | NSZ048H1 | SRAA048* | Ground-Source | WBAHP-C: Heat Pump Split Syste | Heat Pump | 208 | 1 | False |  |  | Single-Speed |  |  |  | 42500 | 2272 | 18.7 |  | 33400 | 2447 | 4 |  | Non Federally-Regulated | 01/20/2022 | 10272008 | 08/05/2022
Waterfurnace International, Inc. | 5 SERIES INDOOR SPLITS | NDZ049J1 | SAH048* | Ground-Water-Source | WBAHP-CB: Heat Pump Split Syst | Heat Pump | 208 | 1 | False |  |  | Dual-Speed |  |  |  | 51000 | 2107 | 24.2 | 16.2 | 47100 | 3000 | 4.6 | 3.6 | Non Federally-Regulated | 06/10/2019 |  | 08/05/2022
Waterfurnace International, Inc. | 5 SERIES INDOOR SPLITS | NSZ048H1 | SRAA048* | Water-Source | WBAHP-C: Heat Pump Split Syste | Heat Pump | 208 | 1 | False |  |  | Single-Speed |  |  |  | 39300 | 2568 | 15.3 |  | 50000 | 2764 | 5.3 |  | Federally-Regulated Commercial & Industrial Equipment | 01/20/2022 | 10272008 | 08/05/2022
Waterfurnace International, Inc. | 5 SERIES INDOOR SPLITS | NDZ026H1 | SRAA026* | Ground-Water-Source | WBAHP-C: Heat Pump Split Syste | Heat Pump | 208 | 1 | False |  |  | Dual-Speed |  |  |  | 25800 | 1121 | 23 |  | 23300 | 1484 | 4.6 |  | Non Federally-Regulated | 01/20/2022 | 10271930 | 08/05/2022
Waterfurnace International, Inc. | 5 SERIES INDOOR SPLITS | NDZ038J1 | SAH036* | Ground-Source | WBAHP-CB: Heat Pump Split Syst | Heat Pump | 208 | 1 | False |  |  | Dual-Speed |  |  |  | 36000 | 1894 | 19 |  | 27900 | 2044 | 4 |  | Non Federally-Regulated | 07/16/2020 | 202326797 | 08/05/2022
Waterfurnace International, Inc. | 5 SERIES INDOOR SPLITS | NSZ022H1 | SAH022* | Water-Source | WBAHP-CB: Heat Pump Split Syst | Heat Pump | 208 | 1 | False |  |  | Single-Speed |  |  |  | 17800 | 1098 | 16.2 | 12 | 22100 | 1136 | 5.7 | 4.2 | Federally-Regulated Commercial & Industrial Equipment | 04/24/2019 |  | 08/05/2022
Waterfurnace International, Inc. | 5 SERIES INDOOR SPLITS | NDZ072H1 | SRAA060* | Ground-Source | WBAHP-C: Heat Pump Split Syste | Heat Pump | 208 | 1 | False |  |  | Dual-Speed |  |  |  | 62800 | 3925 | 16 | 13.4 | 53500 | 4479 | 3.5 | 3.1 | Non Federally-Regulated | 12/06/2019 |  | 08/05/2022
Waterfurnace International, Inc. | 5 SERIES INDOOR SPLITS | NSZ048H1 | SRAA048* | Ground-Source | WBAHP-C: Heat Pump Split Syste | Heat Pump | 230 | 1 | False |  |  | Single-Speed |  |  |  | 42500 | 2272 | 18.7 |  | 33400 | 2447 | 4 |  | Non Federally-Regulated | 01/20/2022 | 10272008 | 08/05/2022
Waterfurnace International, Inc. | 5 SERIES INDOOR SPLITS | NSZ060H1 | SRAA060* | Ground-Water-Source | WBAHP-C: Heat Pump Split Syste | Heat Pump | 230 | 1 | False |  |  | Single-Speed |  |  |  | 61700 | 2614 | 23.6 |  | 54500 | 3714 | 4.3 |  | Non Federally-Regulated | 01/20/2022 | 10272014 | 08/05/2022
Waterfurnace International, Inc. | 5 SERIES INDOOR SPLITS | NSZ060H1 | SAH060* | Ground-Source | WBAHP-CB: Heat Pump Split Syst | Heat Pump | 208 | 1 | False |  |  | Single-Speed |  |  |  | 56300 | 3180 | 17.7 |  | 44000 | 3485 | 3.7 |  | Non Federally-Regulated | 03/17/2021 | 10272012 | 08/05/2022
Waterfurnace International, Inc. | 5 SERIES INDOOR SPLITS | NSZ022H1 | SAH022* | Ground-Water-Source | WBAHP-CB: Heat Pump Split Syst | Heat Pump | 208 | 1 | False |  |  | Single-Speed |  |  |  | 20400 | 769 | 26.5 | 16.2 | 18100 | 1105 | 4.8 | 3.6 | Non Federally-Regulated | 04/24/2019 |  | 08/05/2022
Waterfurnace International, Inc. | 5 SERIES INDOOR SPLITS | NSZ070H1 | SAH066* | Ground-Source | WBAHP-CB: Heat Pump Split Syst | Heat Pump | 208 | 1 | False |  |  | Single-Speed |  |  |  | 60500 | 3538 | 17.1 |  | 50700 | 4127 | 3.6 |  | Non Federally-Regulated | 01/20/2022 | 10384616 | 08/05/2022
Waterfurnace International, Inc. | 5 SERIES INDOOR SPLITS | NSZ042J1 | SAH042* | Ground-Water-Source | WBAHP-CB: Heat Pump Split Syst | Heat Pump | 208 | 1 | False |  |  | Single-Speed |  |  |  | 41300 | 1613 | 25.6 |  | 36000 | 2198 | 4.8 |  | Non Federally-Regulated | 01/20/2022 | 202262238 | 08/05/2022
Waterfurnace International, Inc. | 5 SERIES INDOOR SPLITS | NSZ070H1 | SAH066* | Water-Source | WBAHP-CB: Heat Pump Split Syst | Heat Pump | 230 | 1 | False |  |  | Single-Speed |  |  |  | 57100 | 4137 | 13.8 |  | 74700 | 4759 | 4.6 |  | Federally-Regulated Commercial & Industrial Equipment | 01/20/2022 | 10384616 | 08/05/2022
Waterfurnace International, Inc. | 5 SERIES INDOOR SPLITS | NSZ060H1 | SRAA060* | Ground-Water-Source | WBAHP-C: Heat Pump Split Syste | Heat Pump | 208 | 1 | False |  |  | Single-Speed |  |  |  | 61700 | 2614 | 23.6 |  | 54500 | 3714 | 4.3 |  | Non Federally-Regulated | 01/20/2022 | 10272014 | 08/05/2022
Waterfurnace International, Inc. | 5 SERIES INDOOR SPLITS | NSZ042J1 | SAH042* | Ground-Source | WBAHP-CB: Heat Pump Split Syst | Heat Pump | 208 | 1 | False |  |  | Single-Speed |  |  |  | 37800 | 1938 | 19.5 |  | 27400 | 2059 | 3.9 |  | Non Federally-Regulated | 01/20/2022 | 202262238 | 08/05/2022
Waterfurnace International, Inc. | 5 SERIES INDOOR SPLITS | NSZ022H1 | SRAA026* | Ground-Water-Source | WBAHP-C: Heat Pump Split Syste | Heat Pump | 230 | 1 | False |  |  | Single-Speed |  |  |  | 20400 | 769 | 26.5 |  | 18100 | 1105 | 4.8 |  | Non Federally-Regulated | 01/20/2022 | 10271961 | 08/05/2022
Waterfurnace International, Inc. | 5 SERIES INDOOR SPLITS | NSZ048H1 | SRAA048* | Ground-Water-Source | WBAHP-C: Heat Pump Split Syste | Heat Pump | 208 | 1 | False |  |  | Single-Speed |  |  |  | 46900 | 1839 | 25.5 |  | 41900 | 2612 | 4.7 |  | Non Federally-Regulated | 01/20/2022 | 10272008 | 08/05/2022
Waterfurnace International, Inc. | 5 SERIES INDOOR SPLITS | NDZ049J1 | SRAA048* | Ground-Water-Source | WBAHP-C: Heat Pump Split Syste | Heat Pump | 208 | 1 | False |  |  | Dual-Speed |  |  |  | 51000 | 2107 | 24.2 |  | 47100 | 3000 | 4.6 |  | Non Federally-Regulated | 01/20/2022 | 203471325 | 08/05/2022
Waterfurnace International, Inc. | 5 SERIES INDOOR SPLITS | NSZ060H1 | SAH060* | Ground-Water-Source | WBAHP-CB: Heat Pump Split Syst | Heat Pump | 208 | 1 | False |  |  | Single-Speed |  |  |  | 61700 | 2614 | 23.6 |  | 54500 | 3714 | 4.3 |  | Non Federally-Regulated | 03/17/2021 | 10272012 | 08/05/2022
Waterfurnace International, Inc. | 5 SERIES INDOOR SPLITS | NSZ022H1 | SRAA026* | Water-Source | WBAHP-C: Heat Pump Split Syste | Heat Pump | 230 | 1 | False |  |  | Single-Speed |  |  |  | 17800 | 1098 | 16.2 |  | 22100 | 1136 | 5.7 |  | Federally-Regulated Commercial & Industrial Equipment | 01/20/2022 | 10271961 | 08/05/2022
Waterfurnace International, Inc. | 5 SERIES INDOOR SPLITS | NSZ022H1 | SRAA026* | Water-Source | WBAHP-C: Heat Pump Split Syste | Heat Pump | 208 | 1 | False |  |  | Single-Speed |  |  |  | 17800 | 1098 | 16.2 |  | 22100 | 1136 | 5.7 |  | Federally-Regulated Commercial & Industrial Equipment | 01/20/2022 | 10271961 | 08/05/2022
Waterfurnace International, Inc. | 5 SERIES OUTDOOR SPLITS | NDS026H1 | SAH026* | Water-Source | WBAHP-CB: Heat Pump Split Syst | Heat Pump | 230 | 1 | False |  |  | Dual-Speed |  |  |  | 22500 | 1500 | 15 | 12 | 28100 | 1647 | 5 | 4.2 | Federally-Regulated Commercial & Industrial Equipment | 05/10/2017 |  | 08/05/2022
Waterfurnace International, Inc. | 5 SERIES OUTDOOR SPLITS | NDS026H1 | SAH026* | Ground-Source | WBAHP-CB: Heat Pump Split Syst | Heat Pump | 230 | 1 | False |  |  | Dual-Speed |  |  |  | 23400 | 1337 | 17.5 | 13.4 | 18400 | 1457 | 3.7 | 3.1 | Non Federally-Regulated | 05/10/2017 |  | 08/05/2022
Waterfurnace International, Inc. | 5 SERIES OUTDOOR SPLITS | NDS026H1 | SAH026* | Ground-Water-Source | WBAHP-CB: Heat Pump Split Syst | Heat Pump | 208 | 1 | False |  |  | Dual-Speed |  |  |  | 25800 | 1121 | 23 |  | 23300 | 1484 | 4.6 |  | Non Federally-Regulated | 07/31/2021 | 10272215 | 08/05/2022
Waterfurnace International, Inc. | 5 SERIES OUTDOOR SPLITS | NDS064J1 | SAH060* | Water-Source | WBAHP-CB: Heat Pump Split Syst | Heat Pump | 208 | 1 | False |  |  | Dual-Speed |  |  |  | 54800 | 3653 | 15 |  | 66900 | 4084 | 4.8 |  | Federally-Regulated Commercial & Industrial Equipment | 05/06/2020 | 204100660 | 08/05/2022
Waterfurnace International, Inc. | 5 SERIES OUTDOOR SPLITS | NDS049H1 | SAH048* | Ground-Water-Source | WBAHP-CB: Heat Pump Split Syst | Heat Pump | 230 | 1 | False |  |  | Dual-Speed |  |  |  | 51000 | 2107 | 24.2 |  | 47100 | 3000 | 4.6 |  | Non Federally-Regulated | 07/31/2021 | 10272219 | 08/05/2022
Waterfurnace International, Inc. | 5 SERIES OUTDOOR SPLITS | NDS026H1 | SAH026* | Ground-Water-Source | WBAHP-CB: Heat Pump Split Syst | Heat Pump | 230 | 1 | False |  |  | Dual-Speed |  |  |  | 25800 | 1121 | 23 | 16.2 | 23300 | 1484 | 4.6 | 3.6 | Non Federally-Regulated | 05/10/2017 |  | 08/05/2022
Waterfurnace International, Inc. | 5 SERIES OUTDOOR SPLITS | NDS072H1 | SAH066* | Water-Source | WBAHP-CB: Heat Pump Split Syst | Heat Pump | 208 | 1 | False |  |  | Dual-Speed |  |  |  | 60400 | 4314 | 14 |  | 81000 | 5275 | 4.5 |  | Federally-Regulated Commercial & Industrial Equipment | 12/06/2019 |  | 08/05/2022
Waterfurnace International, Inc. | 5 SERIES OUTDOOR SPLITS | NDS049H1 | SAH048* | Ground-Source | WBAHP-CB: Heat Pump Split Syst | Heat Pump | 230 | 1 | False |  |  | Dual-Speed |  |  |  | 46300 | 2572 | 18 |  | 37700 | 2833 | 3.9 |  | Non Federally-Regulated | 07/31/2021 | 10272219 | 08/05/2022
Waterfurnace International, Inc. | 5 SERIES OUTDOOR SPLITS | NDS072H1 | SRAA060* | Ground-Source | WBAHP-C: Heat Pump Split Syste | Heat Pump | 230 | 1 | False |  |  | Dual-Speed |  |  |  | 62800 | 3925 | 16 | 13.4 | 53500 | 4479 | 3.5 | 3.1 | Non Federally-Regulated | 05/10/2017 |  | 08/05/2022
Waterfurnace International, Inc. | 5 SERIES OUTDOOR SPLITS | NDS064J1 | SAH060* | Ground-Water-Source | WBAHP-CB: Heat Pump Split Syst | Heat Pump | 208 | 1 | False |  |  | Dual-Speed |  |  |  | 63200 | 2808 | 22.5 |  | 56000 | 3730 | 4.4 |  | Non Federally-Regulated | 05/06/2020 | 204100660 | 08/05/2022
Waterfurnace International, Inc. | 5 SERIES OUTDOOR SPLITS | NDS049H1 | SAH048* | Water-Source | WBAHP-CB: Heat Pump Split Syst | Heat Pump | 230 | 1 | False |  |  | Dual-Speed |  |  |  | 43200 | 2805 | 15.4 |  | 56300 | 3235 | 5.1 |  | Federally-Regulated Commercial & Industrial Equipment | 07/31/2021 | 10272219 | 08/05/2022
Waterfurnace International, Inc. | 5 SERIES OUTDOOR SPLITS | NDS064H1 | SAH060* | Ground-Source | WBAHP-CB: Heat Pump Split Syst | Heat Pump | 230 | 1 | False |  |  | Dual-Speed |  |  |  | 57400 | 3376 | 17 | 13.4 | 45200 | 3580 | 3.7 | 3.1 | Non Federally-Regulated | 05/10/2017 |  | 08/05/2022
Waterfurnace International, Inc. | 5 SERIES OUTDOOR SPLITS | NDS049H1 | SAH048* | Ground-Source | WBAHP-CB: Heat Pump Split Syst | Heat Pump | 208 | 1 | False |  |  | Dual-Speed |  |  |  | 46300 | 2572 | 18 |  | 37700 | 2833 | 3.9 |  | Non Federally-Regulated | 07/31/2021 | 10272219 | 08/05/2022
Waterfurnace International, Inc. | 5 SERIES OUTDOOR SPLITS | NDS072H1 | SRAA060* | Ground-Source | WBAHP-C: Heat Pump Split Syste | Heat Pump | 208 | 1 | False |  |  | Dual-Speed |  |  |  | 62800 | 3925 | 16 |  | 53500 | 4479 | 3.5 |  | Non Federally-Regulated | 07/31/2021 | 10272228 | 08/05/2022
Waterfurnace International, Inc. | 5 SERIES OUTDOOR SPLITS | NDS072H1 | SRAA060* | Water-Source | WBAHP-C: Heat Pump Split Syste | Heat Pump | 208 | 1 | False |  |  | Dual-Speed |  |  |  | 60400 | 4314 | 14 |  | 81000 | 5275 | 4.5 |  | Federally-Regulated Commercial & Industrial Equipment | 07/31/2021 | 10272228 | 08/05/2022
Waterfurnace International, Inc. | 5 SERIES OUTDOOR SPLITS | NDS064H1 | SAH060* | Ground-Source | WBAHP-CB: Heat Pump Split Syst | Heat Pump | 208 | 1 | False |  |  | Dual-Speed |  |  |  | 57400 | 3376 | 17 |  | 45200 | 3580 | 3.7 |  | Non Federally-Regulated | 07/31/2021 | 10272221 | 08/05/2022
Waterfurnace International, Inc. | 5 SERIES OUTDOOR SPLITS | NDS064H1 | SRAA060* | Water-Source | WBAHP-C: Heat Pump Split Syste | Heat Pump | 230 | 1 | False |  |  | Dual-Speed |  |  |  | 54800 | 3653 | 15 | 12 | 66900 | 4084 | 4.8 | 4.2 | Federally-Regulated Commercial & Industrial Equipment | 05/10/2017 |  | 08/05/2022
Waterfurnace International, Inc. | 5 SERIES OUTDOOR SPLITS | NDS049H1 | SAH048* | Water-Source | WBAHP-CB: Heat Pump Split Syst | Heat Pump | 208 | 1 | False |  |  | Dual-Speed |  |  |  | 43200 | 2805 | 15.4 |  | 56300 | 3235 | 5.1 |  | Federally-Regulated Commercial & Industrial Equipment | 07/31/2021 | 10272219 | 08/05/2022
Waterfurnace International, Inc. | 5 SERIES OUTDOOR SPLITS | NDS064H1 | SRAA060* | Ground-Water-Source | WBAHP-C: Heat Pump Split Syste | Heat Pump | 208 | 1 | False |  |  | Dual-Speed |  |  |  | 63200 | 2808 | 22.5 |  | 56000 | 3730 | 4.4 |  | Non Federally-Regulated | 12/06/2019 |  | 08/05/2022
Waterfurnace International, Inc. | 5 SERIES OUTDOOR SPLITS | NDS064H1 | SAH060* | Ground-Water-Source | WBAHP-CB: Heat Pump Split Syst | Heat Pump | 230 | 1 | False |  |  | Dual-Speed |  |  |  | 63200 | 2808 | 22.5 | 16.2 | 56000 | 3730 | 4.4 | 3.6 | Non Federally-Regulated | 05/10/2017 |  | 08/05/2022
Waterfurnace International, Inc. | 5 SERIES OUTDOOR SPLITS | NDS064H1 | SAH060* | Ground-Water-Source | WBAHP-CB: Heat Pump Split Syst | Heat Pump | 208 | 1 | False |  |  | Dual-Speed |  |  |  | 63200 | 2808 | 22.5 |  | 56000 | 3730 | 4.4 |  | Non Federally-Regulated | 07/31/2021 | 10272221 | 08/05/2022
Waterfurnace International, Inc. | 5 SERIES OUTDOOR SPLITS | NDS026H1 | SAH026* | Ground-Source | WBAHP-CB: Heat Pump Split Syst | Heat Pump | 208 | 1 | False |  |  | Dual-Speed |  |  |  | 23400 | 1337 | 17.5 |  | 18400 | 1457 | 3.7 |  | Non Federally-Regulated | 07/31/2021 | 10272215 | 08/05/2022
Waterfurnace International, Inc. | 5 SERIES OUTDOOR SPLITS | NDS026H1 | SAH026* | Water-Source | WBAHP-CB: Heat Pump Split Syst | Heat Pump | 208 | 1 | False |  |  | Dual-Speed |  |  |  | 22500 | 1500 | 15 |  | 28100 | 1647 | 5 |  | Federally-Regulated Commercial & Industrial Equipment | 07/31/2021 | 10272215 | 08/05/2022
Waterfurnace International, Inc. | 5 SERIES OUTDOOR SPLITS | NDS064H1 | SRAA060* | Water-Source | WBAHP-C: Heat Pump Split Syste | Heat Pump | 208 | 1 | False |  |  | Dual-Speed |  |  |  | 54800 | 3653 | 15 |  | 66900 | 4084 | 4.8 |  | Federally-Regulated Commercial & Industrial Equipment | 12/06/2019 |  | 08/05/2022
Waterfurnace International, Inc. | 5 SERIES OUTDOOR SPLITS | NDS064J1 | SRAA060* | Ground-Water-Source | WBAHP-C: Heat Pump Split Syste | Heat Pump | 208 | 1 | False |  |  | Dual-Speed |  |  |  | 63200 | 2808 | 22.5 |  | 56000 | 3730 | 4.4 |  | Non Federally-Regulated | 04/07/2022 | 204100661 | 08/05/2022
Waterfurnace International, Inc. | 5 SERIES OUTDOOR SPLITS | NDS072H1 | SRAA060* | Water-Source | WBAHP-C: Heat Pump Split Syste | Heat Pump | 230 | 1 | False |  |  | Dual-Speed |  |  |  | 60400 | 4314 | 14 | 12 | 81000 | 5275 | 4.5 | 4.2 | Federally-Regulated Commercial & Industrial Equipment | 05/10/2017 |  | 08/05/2022
Waterfurnace International, Inc. | 5 SERIES OUTDOOR SPLITS | NDS064H1 | SRAA060* | Ground-Water-Source | WBAHP-C: Heat Pump Split Syste | Heat Pump | 230 | 1 | False |  |  | Dual-Speed |  |  |  | 63200 | 2808 | 22.5 | 16.2 | 56000 | 3730 | 4.4 | 3.6 | Non Federally-Regulated | 05/10/2017 |  | 08/05/2022
Waterfurnace International, Inc. | 5 SERIES OUTDOOR SPLITS | NDS049H1 | SAH048* | Ground-Water-Source | WBAHP-CB: Heat Pump Split Syst | Heat Pump | 208 | 1 | False |  |  | Dual-Speed |  |  |  | 51000 | 2107 | 24.2 |  | 47100 | 3000 | 4.6 |  | Non Federally-Regulated | 07/31/2021 | 10272219 | 08/05/2022
Waterfurnace International, Inc. | 5 SERIES OUTDOOR SPLITS | NDS064H1 | SRAA060* | Ground-Source | WBAHP-C: Heat Pump Split Syste | Heat Pump | 208 | 1 | False |  |  | Dual-Speed |  |  |  | 57400 | 3376 | 17 |  | 45200 | 3580 | 3.7 |  | Non Federally-Regulated | 12/06/2019 |  | 08/05/2022
Waterfurnace International, Inc. | 5 SERIES OUTDOOR SPLITS | NDS064J1 | SAH060* | Ground-Source | WBAHP-CB: Heat Pump Split Syst | Heat Pump | 208 | 1 | False |  |  | Dual-Speed |  |  |  | 57400 | 3376 | 17 |  | 45200 | 3580 | 3.7 |  | Non Federally-Regulated | 05/06/2020 | 204100660 | 08/05/2022
Waterfurnace International, Inc. | 5 SERIES OUTDOOR SPLITS | NDS064J1 | SRAA060* | Water-Source | WBAHP-C: Heat Pump Split Syste | Heat Pump | 208 | 1 | False |  |  | Dual-Speed |  |  |  | 54800 | 3653 | 15 |  | 66900 | 4084 | 4.8 |  | Federally-Regulated Commercial & Industrial Equipment | 04/07/2022 | 204100661 | 08/05/2022
Waterfurnace International, Inc. | 5 SERIES OUTDOOR SPLITS | NDS064H1 | SAH060* | Water-Source | WBAHP-CB: Heat Pump Split Syst | Heat Pump | 230 | 1 | False |  |  | Dual-Speed |  |  |  | 54800 | 3653 | 15 | 12 | 66900 | 4084 | 4.8 | 4.2 | Federally-Regulated Commercial & Industrial Equipment | 05/10/2017 |  | 08/05/2022
Waterfurnace International, Inc. | 5 SERIES OUTDOOR SPLITS | NDS064H1 | SAH060* | Water-Source | WBAHP-CB: Heat Pump Split Syst | Heat Pump | 208 | 1 | False |  |  | Dual-Speed |  |  |  | 54800 | 3653 | 15 |  | 66900 | 4084 | 4.8 |  | Federally-Regulated Commercial & Industrial Equipment | 07/31/2021 | 10272221 | 08/05/2022
Waterfurnace International, Inc. | 7 SERIES INDOOR SPLITS | NVZ050A1 | SVH050 | Water-Source | WBAHP-CB: Heat Pump Split Syst | Heat Pump | 208 | 1 | False |  |  | Variable-Speed |  |  |  | 46700 | 3243 | 14.4 |  | 77800 | 5302 | 4.3 |  | Federally-Regulated Commercial & Industrial Equipment | 01/20/2022 | 205448526 | 08/05/2022
Waterfurnace International, Inc. | 7 SERIES INDOOR SPLITS | NVZ033A1 | SVH033 | Water-Source | WBAHP-CB: Heat Pump Split Syst | Heat Pump | 230 | 1 | False |  |  | Variable-Speed |  |  |  | 31600 | 1880 | 16.8 |  | 49800 | 2806 | 5.2 |  | Federally-Regulated Commercial & Industrial Equipment | 01/20/2022 | 205448524 | 08/05/2022
Waterfurnace International, Inc. | 7 SERIES INDOOR SPLITS | NVZ042A1 | SVH042 | Ground-Water-Source | WBAHP-CB: Heat Pump Split Syst | Heat Pump | 208 | 1 | False |  |  | Variable-Speed |  |  |  | 46200 | 1638 | 28.2 |  | 54100 | 3775 | 4.2 |  | Non Federally-Regulated | 01/20/2022 | 205448525 | 08/05/2022
Waterfurnace International, Inc. | 7 SERIES INDOOR SPLITS | NVZ050A1 | SVH050 | Ground-Source | WBAHP-CB: Heat Pump Split Syst | Heat Pump | 230 | 1 | False |  |  | Variable-Speed |  |  |  | 49800 | 2912 | 17.1 |  | 50800 | 4652 | 3.2 |  | Non Federally-Regulated | 01/20/2022 | 205448526 | 08/05/2022
Waterfurnace International, Inc. | 7 SERIES INDOOR SPLITS | NVZ042A1 | SVH042 | Water-Source | WBAHP-CB: Heat Pump Split Syst | Heat Pump | 230 | 1 | False |  |  | Variable-Speed |  |  |  | 39500 | 2408 | 16.4 |  | 66100 | 3953 | 4.9 |  | Federally-Regulated Commercial & Industrial Equipment | 01/20/2022 | 205448525 | 08/05/2022
Waterfurnace International, Inc. | 7 SERIES INDOOR SPLITS | NVZ042A1 | SVH042 | Water-Source | WBAHP-CB: Heat Pump Split Syst | Heat Pump | 208 | 1 | False |  |  | Variable-Speed |  |  |  | 39500 | 2408 | 16.4 |  | 66100 | 3953 | 4.9 |  | Federally-Regulated Commercial & Industrial Equipment | 01/20/2022 | 205448525 | 08/05/2022
Waterfurnace International, Inc. | 7 SERIES INDOOR SPLITS | NVZ033A1 | SVH033 | Ground-Source | WBAHP-CB: Heat Pump Split Syst | Heat Pump | 208 | 1 | False |  |  | Variable-Speed |  |  |  | 33300 | 1640 | 20.3 |  | 31700 | 2732 | 3.4 |  | Non Federally-Regulated | 01/20/2022 | 205448524 | 08/05/2022
Waterfurnace International, Inc. | 7 SERIES INDOOR SPLITS | NVZ033A1 | SVH033 | Ground-Source | WBAHP-CB: Heat Pump Split Syst | Heat Pump | 230 | 1 | False |  |  | Variable-Speed |  |  |  | 33300 | 1640 | 20.3 |  | 31700 | 2732 | 3.4 |  | Non Federally-Regulated | 01/20/2022 | 205448524 | 08/05/2022
Waterfurnace International, Inc. | 7 SERIES INDOOR SPLITS | NVZ050A1 | SVH050 | Ground-Water-Source | WBAHP-CB: Heat Pump Split Syst | Heat Pump | 208 | 1 | False |  |  | Variable-Speed |  |  |  | 55200 | 2271 | 24.3 |  | 64900 | 5005 | 3.8 |  | Non Federally-Regulated | 01/20/2022 | 205448526 | 08/05/2022
Waterfurnace International, Inc. | 7 SERIES INDOOR SPLITS | NVZ033A1 | SVH033 | Ground-Water-Source | WBAHP-CB: Heat Pump Split Syst | Heat Pump | 230 | 1 | False |  |  | Variable-Speed |  |  |  | 37000 | 1267 | 29.2 |  | 40700 | 2650 | 4.5 |  | Non Federally-Regulated | 01/20/2022 | 205448524 | 08/05/2022
Waterfurnace International, Inc. | 7 SERIES INDOOR SPLITS | NVZ033A1 | SVH033 | Ground-Water-Source | WBAHP-CB: Heat Pump Split Syst | Heat Pump | 208 | 1 | False |  |  | Variable-Speed |  |  |  | 37000 | 1267 | 29.2 |  | 40700 | 2650 | 4.5 |  | Non Federally-Regulated | 01/20/2022 | 205448524 | 08/05/2022
Waterfurnace International, Inc. | 7 SERIES INDOOR SPLITS | NVZ050A1 | SVH050 | Water-Source | WBAHP-CB: Heat Pump Split Syst | Heat Pump | 230 | 1 | False |  |  | Variable-Speed |  |  |  | 46700 | 3243 | 14.4 |  | 77800 | 5302 | 4.3 |  | Federally-Regulated Commercial & Industrial Equipment | 01/20/2022 | 205448526 | 08/05/2022
Waterfurnace International, Inc. | 7 SERIES INDOOR SPLITS | NVZ050A1 | SVH050 | Ground-Source | WBAHP-CB: Heat Pump Split Syst | Heat Pump | 208 | 1 | False |  |  | Variable-Speed |  |  |  | 49800 | 2912 | 17.1 |  | 50800 | 4652 | 3.2 |  | Non Federally-Regulated | 01/20/2022 | 205448526 | 08/05/2022
Waterfurnace International, Inc. | 7 SERIES INDOOR SPLITS | NVZ042A1 | SVH042 | Ground-Water-Source | WBAHP-CB: Heat Pump Split Syst | Heat Pump | 230 | 1 | False |  |  | Variable-Speed |  |  |  | 46200 | 1638 | 28.2 |  | 54100 | 3775 | 4.2 |  | Non Federally-Regulated | 01/20/2022 | 205448525 | 08/05/2022
Waterfurnace International, Inc. | 7 SERIES INDOOR SPLITS | NVZ050A1 | SVH050 | Ground-Water-Source | WBAHP-CB: Heat Pump Split Syst | Heat Pump | 230 | 1 | False |  |  | Variable-Speed |  |  |  | 55200 | 2271 | 24.3 |  | 64900 | 5005 | 3.8 |  | Non Federally-Regulated | 01/20/2022 | 205448526 | 08/05/2022
Waterfurnace International, Inc. | 7 SERIES INDOOR SPLITS | NVZ033A1 | SVH033 | Water-Source | WBAHP-CB: Heat Pump Split Syst | Heat Pump | 208 | 1 | False |  |  | Variable-Speed |  |  |  | 31600 | 1880 | 16.8 |  | 49800 | 2806 | 5.2 |  | Federally-Regulated Commercial & Industrial Equipment | 01/20/2022 | 205448524 | 08/05/2022
Waterfurnace International, Inc. | 7 SERIES INDOOR SPLITS | NVZ042A1 | SVH042 | Ground-Source | WBAHP-CB: Heat Pump Split Syst | Heat Pump | 208 | 1 | False |  |  | Variable-Speed |  |  |  | 41600 | 2111 | 19.7 |  | 42700 | 3575 | 3.5 |  | Non Federally-Regulated | 01/20/2022 | 205448525 | 08/05/2022
Waterfurnace International, Inc. | 7 SERIES INDOOR SPLITS | NVZ042A1 | SVH042 | Ground-Source | WBAHP-CB: Heat Pump Split Syst | Heat Pump | 230 | 1 | False |  |  | Variable-Speed |  |  |  | 41600 | 2111 | 19.7 |  | 42700 | 3575 | 3.5 |  | Non Federally-Regulated | 01/20/2022 | 205448525 | 08/05/2022
Waterfurnace International, Inc. | GeoSmart Energy | GTZ064*1*J | SAH060* | Ground-Water-Source | WBAHP-CB: Heat Pump Split Syst | Heat Pump | 208 | 1 | False |  |  | Dual-Speed |  |  |  | 63200 | 2808 | 22.5 | 16.2 | 56000 | 3730 | 4.4 | 3.6 | Non Federally-Regulated | 04/07/2022 | 204272859 | 08/05/2022
Waterfurnace International, Inc. | GeoSmart Energy | GTZ064*1*J | SAH060* | Ground-Source | WBAHP-CB: Heat Pump Split Syst | Heat Pump | 208 | 1 | False |  |  | Dual-Speed |  |  |  | 57400 | 3376 | 17 | 13.4 | 45200 | 3580 | 3.7 | 3.1 | Non Federally-Regulated | 04/07/2022 | 204272859 | 08/05/2022
Waterfurnace International, Inc. | GeoSmart Energy | GTZ064*1*J | SAH060* | Ground-Source | WBAHP-CB: Heat Pump Split Syst | Heat Pump | 230 | 1 | False |  |  | Dual-Speed |  |  |  | 57400 | 3376 | 17 | 13.4 | 45200 | 3580 | 3.7 | 3.1 | Non Federally-Regulated | 04/07/2022 | 204272859 | 08/05/2022
Waterfurnace International, Inc. | GeoSmart Energy | GTZ064*1*J | SAH060* | Water-Source | WBAHP-CB: Heat Pump Split Syst | Heat Pump | 208 | 1 | False |  |  | Dual-Speed |  |  |  | 54800 | 3653 | 15 | 12 | 66900 | 4084 | 4.8 | 4.2 | Federally-Regulated Commercial & Industrial Equipment | 04/07/2022 | 204272859 | 08/05/2022
Waterfurnace International, Inc. | GeoSmart Energy | GTZ064*1*J | SAH060* | Water-Source | WBAHP-CB: Heat Pump Split Syst | Heat Pump | 230 | 1 | False |  |  | Dual-Speed |  |  |  | 54800 | 3653 | 15 | 12 | 66900 | 4084 | 4.8 | 4.2 | Federally-Regulated Commercial & Industrial Equipment | 04/07/2022 | 204272859 | 08/05/2022
Waterfurnace International, Inc. | GeoSmart Energy | GTZ064*1*J | SAH060* | Ground-Water-Source | WBAHP-CB: Heat Pump Split Syst | Heat Pump | 230 | 1 | False |  |  | Dual-Speed |  |  |  | 63200 | 2808 | 22.5 | 16.2 | 56000 | 3730 | 4.4 | 3.6 | Non Federally-Regulated | 04/07/2022 | 204272859 | 08/05/2022
Waterfurnace International, Inc. | 5 SERIES INDOOR SPLITS | NDZ026H1 | SAH026* | Ground-Source | WBAHP-CB: Heat Pump Split Syst | Heat Pump | 208 | 1 | False |  |  | Dual-Speed |  |  |  | 23400 | 1337 | 17.5 | 13.4 | 18400 | 1457 | 3.7 | 3.1 | Non Federally-Regulated | 12/06/2019 |  | 08/05/2022
Waterfurnace International, Inc. | 5 SERIES INDOOR SPLITS | NDZ026H1 | SAH026* | Ground-Water-Source | WBAHP-CB: Heat Pump Split Syst | Heat Pump | 208 | 1 | False |  |  | Dual-Speed |  |  |  | 25800 | 1121 | 23 | 16.2 | 23300 | 1484 | 4.6 | 3.6 | Non Federally-Regulated | 12/06/2019 |  | 08/05/2022
Waterfurnace International, Inc. | 5 SERIES INDOOR SPLITS | NDZ026H1 | SAH026* | Water-Source | WBAHP-CB: Heat Pump Split Syst | Heat Pump | 208 | 1 | False |  |  | Dual-Speed |  |  |  | 22500 | 1500 | 15 | 12 | 28100 | 1647 | 5 | 4.2 | Federally-Regulated Commercial & Industrial Equipment | 12/06/2019 |  | 08/05/2022
Waterfurnace International, Inc. | 7 SERIES INDOOR SPLITS | NVZ050A1 | SVH050 | Water-Source | WBAHP-CB: Heat Pump Split Syst | Heat Pump | 208 | 1 | False |  |  | Variable-Speed |  |  |  | 46700 | 3243 | 14.4 |  | 77800 | 5302 | 4.3 |  | Federally-Regulated Commercial & Industrial Equipment | 08/05/2022 | 205448526 | 08/05/2022
Waterfurnace International, Inc. | 7 SERIES INDOOR SPLITS | NVZ033A1 | SVH033 | Water-Source | WBAHP-CB: Heat Pump Split Syst | Heat Pump | 230 | 1 | False |  |  | Variable-Speed |  |  |  | 31600 | 1880 | 16.8 |  | 49800 | 2806 | 5.2 |  | Federally-Regulated Commercial & Industrial Equipment | 08/05/2022 | 205448524 | 08/05/2022
Waterfurnace International, Inc. | 7 SERIES INDOOR SPLITS | NVZ042A1 | SVH042 | Ground-Water-Source | WBAHP-CB: Heat Pump Split Syst | Heat Pump | 208 | 1 | False |  |  | Variable-Speed |  |  |  | 46200 | 1638 | 28.2 |  | 54100 | 3775 | 4.2 |  | Non Federally-Regulated | 08/05/2022 | 205448525 | 08/05/2022
Waterfurnace International, Inc. | 7 SERIES INDOOR SPLITS | NVZ050A1 | SVH050 | Ground-Source | WBAHP-CB: Heat Pump Split Syst | Heat Pump | 230 | 1 | False |  |  | Variable-Speed |  |  |  | 49800 | 2912 | 17.1 |  | 50800 | 4652 | 3.2 |  | Non Federally-Regulated | 08/05/2022 | 205448526 | 08/05/2022
Waterfurnace International, Inc. | 7 SERIES INDOOR SPLITS | NVZ042A1 | SVH042 | Water-Source | WBAHP-CB: Heat Pump Split Syst | Heat Pump | 230 | 1 | False |  |  | Variable-Speed |  |  |  | 39500 | 2408 | 16.4 |  | 66100 | 3953 | 4.9 |  | Federally-Regulated Commercial & Industrial Equipment | 08/05/2022 | 205448525 | 08/05/2022
Waterfurnace International, Inc. | 7 SERIES INDOOR SPLITS | NVZ042A1 | SVH042 | Water-Source | WBAHP-CB: Heat Pump Split Syst | Heat Pump | 208 | 1 | False |  |  | Variable-Speed |  |  |  | 39500 | 2408 | 16.4 |  | 66100 | 3953 | 4.9 |  | Federally-Regulated Commercial & Industrial Equipment | 08/05/2022 | 205448525 | 08/05/2022
Waterfurnace International, Inc. | 7 SERIES INDOOR SPLITS | NVZ033A1 | SVH033 | Ground-Source | WBAHP-CB: Heat Pump Split Syst | Heat Pump | 208 | 1 | False |  |  | Variable-Speed |  |  |  | 33300 | 1640 | 20.3 |  | 31700 | 2732 | 3.4 |  | Non Federally-Regulated | 08/05/2022 | 205448524 | 08/05/2022
Waterfurnace International, Inc. | 7 SERIES INDOOR SPLITS | NVZ033A1 | SVH033 | Ground-Source | WBAHP-CB: Heat Pump Split Syst | Heat Pump | 230 | 1 | False |  |  | Variable-Speed |  |  |  | 33300 | 1640 | 20.3 |  | 31700 | 2732 | 3.4 |  | Non Federally-Regulated | 08/05/2022 | 205448524 | 08/05/2022
Waterfurnace International, Inc. | 7 SERIES INDOOR SPLITS | NVZ050A1 | SVH050 | Ground-Water-Source | WBAHP-CB: Heat Pump Split Syst | Heat Pump | 208 | 1 | False |  |  | Variable-Speed |  |  |  | 55200 | 2271 | 24.3 |  | 64900 | 5005 | 3.8 |  | Non Federally-Regulated | 08/05/2022 | 205448526 | 08/05/2022
Waterfurnace International, Inc. | 7 SERIES INDOOR SPLITS | NVZ033A1 | SVH033 | Ground-Water-Source | WBAHP-CB: Heat Pump Split Syst | Heat Pump | 230 | 1 | False |  |  | Variable-Speed |  |  |  | 37000 | 1267 | 29.2 |  | 40700 | 2650 | 4.5 |  | Non Federally-Regulated | 08/05/2022 | 205448524 | 08/05/2022
Waterfurnace International, Inc. | 7 SERIES INDOOR SPLITS | NVZ033A1 | SVH033 | Ground-Water-Source | WBAHP-CB: Heat Pump Split Syst | Heat Pump | 208 | 1 | False |  |  | Variable-Speed |  |  |  | 37000 | 1267 | 29.2 |  | 40700 | 2650 | 4.5 |  | Non Federally-Regulated | 08/05/2022 | 205448524 | 08/05/2022
Waterfurnace International, Inc. | 7 SERIES INDOOR SPLITS | NVZ050A1 | SVH050 | Water-Source | WBAHP-CB: Heat Pump Split Syst | Heat Pump | 230 | 1 | False |  |  | Variable-Speed |  |  |  | 46700 | 3243 | 14.4 |  | 77800 | 5302 | 4.3 |  | Federally-Regulated Commercial & Industrial Equipment | 08/05/2022 | 205448526 | 08/05/2022
Waterfurnace International, Inc. | 7 SERIES INDOOR SPLITS | NVZ050A1 | SVH050 | Ground-Source | WBAHP-CB: Heat Pump Split Syst | Heat Pump | 208 | 1 | False |  |  | Variable-Speed |  |  |  | 49800 | 2912 | 17.1 |  | 50800 | 4652 | 3.2 |  | Non Federally-Regulated | 08/05/2022 | 205448526 | 08/05/2022
Waterfurnace International, Inc. | 7 SERIES INDOOR SPLITS | NVZ042A1 | SVH042 | Ground-Water-Source | WBAHP-CB: Heat Pump Split Syst | Heat Pump | 230 | 1 | False |  |  | Variable-Speed |  |  |  | 46200 | 1638 | 28.2 |  | 54100 | 3775 | 4.2 |  | Non Federally-Regulated | 08/05/2022 | 205448525 | 08/05/2022
Waterfurnace International, Inc. | 7 SERIES INDOOR SPLITS | NVZ050A1 | SVH050 | Ground-Water-Source | WBAHP-CB: Heat Pump Split Syst | Heat Pump | 230 | 1 | False |  |  | Variable-Speed |  |  |  | 55200 | 2271 | 24.3 |  | 64900 | 5005 | 3.8 |  | Non Federally-Regulated | 08/05/2022 | 205448526 | 08/05/2022
Waterfurnace International, Inc. | 7 SERIES INDOOR SPLITS | NVZ033A1 | SVH033 | Water-Source | WBAHP-CB: Heat Pump Split Syst | Heat Pump | 208 | 1 | False |  |  | Variable-Speed |  |  |  | 31600 | 1880 | 16.8 |  | 49800 | 2806 | 5.2 |  | Federally-Regulated Commercial & Industrial Equipment | 08/05/2022 | 205448524 | 08/05/2022
Waterfurnace International, Inc. | 7 SERIES INDOOR SPLITS | NVZ042A1 | SVH042 | Ground-Source | WBAHP-CB: Heat Pump Split Syst | Heat Pump | 208 | 1 | False |  |  | Variable-Speed |  |  |  | 41600 | 2111 | 19.7 |  | 42700 | 3575 | 3.5 |  | Non Federally-Regulated | 08/05/2022 | 205448525 | 08/05/2022
Waterfurnace International, Inc. | 7 SERIES INDOOR SPLITS | NVZ042A1 | SVH042 | Ground-Source | WBAHP-CB: Heat Pump Split Syst | Heat Pump | 230 | 1 | False |  |  | Variable-Speed |  |  |  | 41600 | 2111 | 19.7 |  | 42700 | 3575 | 3.5 |  | Non Federally-Regulated | 08/05/2022 | 205448525 | 08/05/2022
Waterfurnace International, Inc. | 5 SERIES OUTDOOR SPLITS | NDS026H1 | SAH026* | Water-Source | WBAHP-CB: Heat Pump Split Syst | Heat Pump | 230 | 1 | False |  |  | Dual-Speed |  |  |  | 22500 | 1500 | 15 |  | 28100 | 1647 | 5 |  | Federally-Regulated Commercial & Industrial Equipment | 08/05/2022 | 10272215 | 08/05/2022
Waterfurnace International, Inc. | 5 SERIES OUTDOOR SPLITS | NDS026H1 | SAH026* | Ground-Source | WBAHP-CB: Heat Pump Split Syst | Heat Pump | 230 | 1 | False |  |  | Dual-Speed |  |  |  | 23400 | 1337 | 17.5 |  | 18400 | 1457 | 3.7 |  | Non Federally-Regulated | 08/05/2022 | 10272215 | 08/05/2022
Waterfurnace International, Inc. | 5 SERIES OUTDOOR SPLITS | NDS026H1 | SAH026* | Ground-Water-Source | WBAHP-CB: Heat Pump Split Syst | Heat Pump | 208 | 1 | False |  |  | Dual-Speed |  |  |  | 25800 | 1121 | 23 |  | 23300 | 1484 | 4.6 |  | Non Federally-Regulated | 08/05/2022 | 10272215 | 08/05/2022
Waterfurnace International, Inc. | 5 SERIES OUTDOOR SPLITS | NDS064J1 | SAH060* | Water-Source | WBAHP-CB: Heat Pump Split Syst | Heat Pump | 208 | 1 | False |  |  | Dual-Speed |  |  |  | 54800 | 3653 | 15 |  | 66900 | 4084 | 4.8 |  | Federally-Regulated Commercial & Industrial Equipment | 08/05/2022 | 204100660 | 08/05/2022
Waterfurnace International, Inc. | 5 SERIES OUTDOOR SPLITS | NDS049H1 | SAH048* | Ground-Water-Source | WBAHP-CB: Heat Pump Split Syst | Heat Pump | 230 | 1 | False |  |  | Dual-Speed |  |  |  | 51000 | 2107 | 24.2 |  | 47100 | 3000 | 4.6 |  | Non Federally-Regulated | 08/05/2022 | 10272219 | 08/05/2022
Waterfurnace International, Inc. | 5 SERIES OUTDOOR SPLITS | NDS026H1 | SAH026* | Ground-Water-Source | WBAHP-CB: Heat Pump Split Syst | Heat Pump | 230 | 1 | False |  |  | Dual-Speed |  |  |  | 25800 | 1121 | 23 |  | 23300 | 1484 | 4.6 |  | Non Federally-Regulated | 08/05/2022 | 10272215 | 08/05/2022
Waterfurnace International, Inc. | 5 SERIES OUTDOOR SPLITS | NDS072H1 | SAH066* | Water-Source | WBAHP-CB: Heat Pump Split Syst | Heat Pump | 208 | 1 | False |  |  | Dual-Speed |  |  |  | 60400 | 4314 | 14 |  | 81000 | 5275 | 4.5 |  | Federally-Regulated Commercial & Industrial Equipment | 08/05/2022 | 10384621 | 08/05/2022
Waterfurnace International, Inc. | 5 SERIES OUTDOOR SPLITS | NDS049H1 | SAH048* | Ground-Source | WBAHP-CB: Heat Pump Split Syst | Heat Pump | 230 | 1 | False |  |  | Dual-Speed |  |  |  | 46300 | 2572 | 18 |  | 37700 | 2833 | 3.9 |  | Non Federally-Regulated | 08/05/2022 | 10272219 | 08/05/2022
Waterfurnace International, Inc. | 5 SERIES OUTDOOR SPLITS | NDS072H1 | SRAA060* | Ground-Source | WBAHP-C: Heat Pump Split Syste | Heat Pump | 230 | 1 | False |  |  | Dual-Speed |  |  |  | 62800 | 3925 | 16 |  | 53500 | 4479 | 3.5 |  | Non Federally-Regulated | 08/05/2022 | 10272228 | 08/05/2022
Waterfurnace International, Inc. | 5 SERIES OUTDOOR SPLITS | NDS064J1 | SAH060* | Ground-Water-Source | WBAHP-CB: Heat Pump Split Syst | Heat Pump | 208 | 1 | False |  |  | Dual-Speed |  |  |  | 63200 | 2808 | 22.5 |  | 56000 | 3730 | 4.4 |  | Non Federally-Regulated | 08/05/2022 | 204100660 | 08/05/2022
Waterfurnace International, Inc. | 5 SERIES OUTDOOR SPLITS | NDS049H1 | SAH048* | Water-Source | WBAHP-CB: Heat Pump Split Syst | Heat Pump | 230 | 1 | False |  |  | Dual-Speed |  |  |  | 43200 | 2805 | 15.4 |  | 56300 | 3235 | 5.1 |  | Federally-Regulated Commercial & Industrial Equipment | 08/05/2022 | 10272219 | 08/05/2022
Waterfurnace International, Inc. | 5 SERIES OUTDOOR SPLITS | NDS064H1 | SAH060* | Ground-Source | WBAHP-CB: Heat Pump Split Syst | Heat Pump | 230 | 1 | False |  |  | Dual-Speed |  |  |  | 57400 | 3376 | 17 |  | 45200 | 3580 | 3.7 |  | Non Federally-Regulated | 08/05/2022 | 10272221 | 08/05/2022
Waterfurnace International, Inc. | 5 SERIES OUTDOOR SPLITS | NDS049H1 | SAH048* | Ground-Source | WBAHP-CB: Heat Pump Split Syst | Heat Pump | 208 | 1 | False |  |  | Dual-Speed |  |  |  | 46300 | 2572 | 18 |  | 37700 | 2833 | 3.9 |  | Non Federally-Regulated | 08/05/2022 | 10272219 | 08/05/2022
Waterfurnace International, Inc. | 5 SERIES OUTDOOR SPLITS | NDS072H1 | SRAA060* | Ground-Source | WBAHP-C: Heat Pump Split Syste | Heat Pump | 208 | 1 | False |  |  | Dual-Speed |  |  |  | 62800 | 3925 | 16 |  | 53500 | 4479 | 3.5 |  | Non Federally-Regulated | 08/05/2022 | 10272228 | 08/05/2022
Waterfurnace International, Inc. | 5 SERIES OUTDOOR SPLITS | NDS072H1 | SRAA060* | Water-Source | WBAHP-C: Heat Pump Split Syste | Heat Pump | 208 | 1 | False |  |  | Dual-Speed |  |  |  | 60400 | 4314 | 14 |  | 81000 | 5275 | 4.5 |  | Federally-Regulated Commercial & Industrial Equipment | 08/05/2022 | 10272228 | 08/05/2022
Waterfurnace International, Inc. | 5 SERIES OUTDOOR SPLITS | NDS064H1 | SAH060* | Ground-Source | WBAHP-CB: Heat Pump Split Syst | Heat Pump | 208 | 1 | False |  |  | Dual-Speed |  |  |  | 57400 | 3376 | 17 |  | 45200 | 3580 | 3.7 |  | Non Federally-Regulated | 08/05/2022 | 10272221 | 08/05/2022
Waterfurnace International, Inc. | 5 SERIES OUTDOOR SPLITS | NDS064H1 | SRAA060* | Water-Source | WBAHP-C: Heat Pump Split Syste | Heat Pump | 230 | 1 | False |  |  | Dual-Speed |  |  |  | 54800 | 3653 | 15 |  | 66900 | 4084 | 4.8 |  | Federally-Regulated Commercial & Industrial Equipment | 08/05/2022 | 10272222 | 08/05/2022
Waterfurnace International, Inc. | 5 SERIES OUTDOOR SPLITS | NDS049H1 | SAH048* | Water-Source | WBAHP-CB: Heat Pump Split Syst | Heat Pump | 208 | 1 | False |  |  | Dual-Speed |  |  |  | 43200 | 2805 | 15.4 |  | 56300 | 3235 | 5.1 |  | Federally-Regulated Commercial & Industrial Equipment | 08/05/2022 | 10272219 | 08/05/2022
Waterfurnace International, Inc. | 5 SERIES OUTDOOR SPLITS | NDS064H1 | SRAA060* | Ground-Water-Source | WBAHP-C: Heat Pump Split Syste | Heat Pump | 208 | 1 | False |  |  | Dual-Speed |  |  |  | 63200 | 2808 | 22.5 |  | 56000 | 3730 | 4.4 |  | Non Federally-Regulated | 08/05/2022 | 10272222 | 08/05/2022
Waterfurnace International, Inc. | 5 SERIES OUTDOOR SPLITS | NDS064H1 | SAH060* | Ground-Water-Source | WBAHP-CB: Heat Pump Split Syst | Heat Pump | 230 | 1 | False |  |  | Dual-Speed |  |  |  | 63200 | 2808 | 22.5 |  | 56000 | 3730 | 4.4 |  | Non Federally-Regulated | 08/05/2022 | 10272221 | 08/05/2022
Waterfurnace International, Inc. | 5 SERIES OUTDOOR SPLITS | NDS064H1 | SAH060* | Ground-Water-Source | WBAHP-CB: Heat Pump Split Syst | Heat Pump | 208 | 1 | False |  |  | Dual-Speed |  |  |  | 63200 | 2808 | 22.5 |  | 56000 | 3730 | 4.4 |  | Non Federally-Regulated | 08/05/2022 | 10272221 | 08/05/2022
Waterfurnace International, Inc. | 5 SERIES OUTDOOR SPLITS | NDS026H1 | SAH026* | Ground-Source | WBAHP-CB: Heat Pump Split Syst | Heat Pump | 208 | 1 | False |  |  | Dual-Speed |  |  |  | 23400 | 1337 | 17.5 |  | 18400 | 1457 | 3.7 |  | Non Federally-Regulated | 08/05/2022 | 10272215 | 08/05/2022
Waterfurnace International, Inc. | 5 SERIES OUTDOOR SPLITS | NDS026H1 | SAH026* | Water-Source | WBAHP-CB: Heat Pump Split Syst | Heat Pump | 208 | 1 | False |  |  | Dual-Speed |  |  |  | 22500 | 1500 | 15 |  | 28100 | 1647 | 5 |  | Federally-Regulated Commercial & Industrial Equipment | 08/05/2022 | 10272215 | 08/05/2022
Waterfurnace International, Inc. | 5 SERIES OUTDOOR SPLITS | NDS064H1 | SRAA060* | Water-Source | WBAHP-C: Heat Pump Split Syste | Heat Pump | 208 | 1 | False |  |  | Dual-Speed |  |  |  | 54800 | 3653 | 15 |  | 66900 | 4084 | 4.8 |  | Federally-Regulated Commercial & Industrial Equipment | 08/05/2022 | 10272222 | 08/05/2022
Waterfurnace International, Inc. | 5 SERIES OUTDOOR SPLITS | NDS064J1 | SRAA060* | Ground-Water-Source | WBAHP-C: Heat Pump Split Syste | Heat Pump | 208 | 1 | False |  |  | Dual-Speed |  |  |  | 63200 | 2808 | 22.5 |  | 56000 | 3730 | 4.4 |  | Non Federally-Regulated | 08/05/2022 | 204100661 | 08/05/2022
Waterfurnace International, Inc. | 5 SERIES OUTDOOR SPLITS | NDS072H1 | SRAA060* | Water-Source | WBAHP-C: Heat Pump Split Syste | Heat Pump | 230 | 1 | False |  |  | Dual-Speed |  |  |  | 60400 | 4314 | 14 |  | 81000 | 5275 | 4.5 |  | Federally-Regulated Commercial & Industrial Equipment | 08/05/2022 | 10272228 | 08/05/2022
Waterfurnace International, Inc. | 5 SERIES OUTDOOR SPLITS | NDS064H1 | SRAA060* | Ground-Water-Source | WBAHP-C: Heat Pump Split Syste | Heat Pump | 230 | 1 | False |  |  | Dual-Speed |  |  |  | 63200 | 2808 | 22.5 |  | 56000 | 3730 | 4.4 |  | Non Federally-Regulated | 08/05/2022 | 10272222 | 08/05/2022
Waterfurnace International, Inc. | 5 SERIES OUTDOOR SPLITS | NDS049H1 | SAH048* | Ground-Water-Source | WBAHP-CB: Heat Pump Split Syst | Heat Pump | 208 | 1 | False |  |  | Dual-Speed |  |  |  | 51000 | 2107 | 24.2 |  | 47100 | 3000 | 4.6 |  | Non Federally-Regulated | 08/05/2022 | 10272219 | 08/05/2022
Waterfurnace International, Inc. | 5 SERIES OUTDOOR SPLITS | NDS064H1 | SRAA060* | Ground-Source | WBAHP-C: Heat Pump Split Syste | Heat Pump | 208 | 1 | False |  |  | Dual-Speed |  |  |  | 57400 | 3376 | 17 |  | 45200 | 3580 | 3.7 |  | Non Federally-Regulated | 08/05/2022 | 10272222 | 08/05/2022
Waterfurnace International, Inc. | 5 SERIES OUTDOOR SPLITS | NDS064J1 | SAH060* | Ground-Source | WBAHP-CB: Heat Pump Split Syst | Heat Pump | 208 | 1 | False |  |  | Dual-Speed |  |  |  | 57400 | 3376 | 17 |  | 45200 | 3580 | 3.7 |  | Non Federally-Regulated | 08/05/2022 | 204100660 | 08/05/2022
Waterfurnace International, Inc. | 5 SERIES OUTDOOR SPLITS | NDS064J1 | SRAA060* | Water-Source | WBAHP-C: Heat Pump Split Syste | Heat Pump | 208 | 1 | False |  |  | Dual-Speed |  |  |  | 54800 | 3653 | 15 |  | 66900 | 4084 | 4.8 |  | Federally-Regulated Commercial & Industrial Equipment | 08/05/2022 | 204100661 | 08/05/2022
Waterfurnace International, Inc. | 5 SERIES OUTDOOR SPLITS | NDS064H1 | SAH060* | Water-Source | WBAHP-CB: Heat Pump Split Syst | Heat Pump | 230 | 1 | False |  |  | Dual-Speed |  |  |  | 54800 | 3653 | 15 |  | 66900 | 4084 | 4.8 |  | Federally-Regulated Commercial & Industrial Equipment | 08/05/2022 | 10272221 | 08/05/2022
Waterfurnace International, Inc. | 5 SERIES OUTDOOR SPLITS | NDS064H1 | SAH060* | Water-Source | WBAHP-CB: Heat Pump Split Syst | Heat Pump | 208 | 1 | False |  |  | Dual-Speed |  |  |  | 54800 | 3653 | 15 |  | 66900 | 4084 | 4.8 |  | Federally-Regulated Commercial & Industrial Equipment | 08/05/2022 | 10272221 | 08/05/2022
Waterfurnace International, Inc. | 5 SERIES INDOOR SPLITS | NSZ060H1 | SRAA060* | Water-Source | WBAHP-C: Heat Pump Split Syste | Heat Pump | 230 | 1 | False |  |  | Single-Speed |  |  |  | 53500 | 3590 | 14.9 |  | 64500 | 3938 | 4.8 |  | Federally-Regulated Commercial & Industrial Equipment | 08/05/2022 | 10272014 | 08/05/2022
Waterfurnace International, Inc. | 5 SERIES INDOOR SPLITS | NDZ038J1 | SAH036* | Water-Source | WBAHP-CB: Heat Pump Split Syst | Heat Pump | 208 | 1 | False |  |  | Dual-Speed |  |  |  | 34400 | 2110 | 16.3 |  | 41600 | 2344 | 5.2 |  | Federally-Regulated Commercial & Industrial Equipment | 08/05/2022 | 202326797 | 08/05/2022
Waterfurnace International, Inc. | 5 SERIES INDOOR SPLITS | NSZ060H1 | SRAA060* | Water-Source | WBAHP-C: Heat Pump Split Syste | Heat Pump | 208 | 1 | False |  |  | Single-Speed |  |  |  | 53500 | 3590 | 14.9 |  | 64500 | 3938 | 4.8 |  | Federally-Regulated Commercial & Industrial Equipment | 08/05/2022 | 10272014 | 08/05/2022
Waterfurnace International, Inc. | 5 SERIES INDOOR SPLITS | NDZ038J1 | SAH036* | Ground-Water-Source | WBAHP-CB: Heat Pump Split Syst | Heat Pump | 208 | 1 | False |  |  | Dual-Speed |  |  |  | 38200 | 1578 | 24.2 |  | 35100 | 2188 | 4.7 |  | Non Federally-Regulated | 08/05/2022 | 202326797 | 08/05/2022
Waterfurnace International, Inc. | 5 SERIES INDOOR SPLITS | NSZ060H1 | SAH060* | Water-Source | WBAHP-CB: Heat Pump Split Syst | Heat Pump | 230 | 1 | False |  |  | Single-Speed |  |  |  | 53500 | 3590 | 14.9 |  | 64500 | 3938 | 4.8 |  | Federally-Regulated Commercial & Industrial Equipment | 08/05/2022 | 10272012 | 08/05/2022
Waterfurnace International, Inc. | 5 SERIES INDOOR SPLITS | NSZ060H1 | SAH060* | Ground-Source | WBAHP-CB: Heat Pump Split Syst | Heat Pump | 230 | 1 | False |  |  | Single-Speed |  |  |  | 56300 | 3180 | 17.7 |  | 44000 | 3485 | 3.7 |  | Non Federally-Regulated | 08/05/2022 | 10272012 | 08/05/2022
Waterfurnace International, Inc. | 5 SERIES INDOOR SPLITS | NSZ070H1 | SAH066* | Water-Source | WBAHP-CB: Heat Pump Split Syst | Heat Pump | 208 | 1 | False |  |  | Single-Speed |  |  |  | 57100 | 4137 | 13.8 |  | 74700 | 4759 | 4.6 |  | Federally-Regulated Commercial & Industrial Equipment | 08/05/2022 | 10384616 | 08/05/2022
Waterfurnace International, Inc. | 5 SERIES INDOOR SPLITS | NSZ070H1 | SAH066* | Ground-Source | WBAHP-CB: Heat Pump Split Syst | Heat Pump | 230 | 1 | False |  |  | Single-Speed |  |  |  | 60500 | 3538 | 17.1 |  | 50700 | 4127 | 3.6 |  | Non Federally-Regulated | 08/05/2022 | 10384616 | 08/05/2022
Waterfurnace International, Inc. | 5 SERIES INDOOR SPLITS | NSZ022H1 | SRAA026* | Ground-Water-Source | WBAHP-C: Heat Pump Split Syste | Heat Pump | 208 | 1 | False |  |  | Single-Speed |  |  |  | 20400 | 769 | 26.5 |  | 18100 | 1105 | 4.8 |  | Non Federally-Regulated | 08/05/2022 | 10271961 | 08/05/2022
Waterfurnace International, Inc. | 5 SERIES INDOOR SPLITS | NDZ064J1 | SAH060* | Water-Source | WBAHP-CB: Heat Pump Split Syst | Heat Pump | 208 | 1 | False |  |  | Dual-Speed |  |  |  | 54800 | 3653 | 15 |  | 66900 | 4084 | 4.8 |  | Federally-Regulated Commercial & Industrial Equipment | 08/05/2022 | 204100658 | 08/05/2022
Waterfurnace International, Inc. | 5 SERIES INDOOR SPLITS | NDZ049J1 | SRAA048* | Ground-Source | WBAHP-C: Heat Pump Split Syste | Heat Pump | 208 | 1 | False |  |  | Dual-Speed |  |  |  | 46300 | 2572 | 18 |  | 37700 | 2833 | 3.9 |  | Non Federally-Regulated | 08/05/2022 | 203471325 | 08/05/2022
Waterfurnace International, Inc. | 5 SERIES INDOOR SPLITS | NSZ048H1 | SRAA048* | Ground-Water-Source | WBAHP-C: Heat Pump Split Syste | Heat Pump | 230 | 1 | False |  |  | Single-Speed |  |  |  | 46900 | 1839 | 25.5 |  | 41900 | 2612 | 4.7 |  | Non Federally-Regulated | 08/05/2022 | 10272008 | 08/05/2022
Waterfurnace International, Inc. | 5 SERIES INDOOR SPLITS | NSZ042J1 | SAH042* | Water-Source | WBAHP-CB: Heat Pump Split Syst | Heat Pump | 208 | 1 | False |  |  | Single-Speed |  |  |  | 36000 | 2155 | 16.7 |  | 43100 | 2296 | 5.5 |  | Federally-Regulated Commercial & Industrial Equipment | 08/05/2022 | 202262238 | 08/05/2022
Waterfurnace International, Inc. | 5 SERIES INDOOR SPLITS | NDZ072H1 | SAH066* | Water-Source | WBAHP-CB: Heat Pump Split Syst | Heat Pump | 208 | 1 | False |  |  | Dual-Speed |  |  |  | 60400 | 4314 | 14 |  | 81000 | 5275 | 4.5 |  | Federally-Regulated Commercial & Industrial Equipment | 08/05/2022 | 10384620 | 08/05/2022
Waterfurnace International, Inc. | 5 SERIES INDOOR SPLITS | NSZ030H1 | SAH030* | Water-Source | WBAHP-CB: Heat Pump Split Syst | Heat Pump | 208 | 1 | False |  |  | Single-Speed |  |  |  | 23400 | 1471 | 15.9 |  | 30600 | 1573 | 5.7 |  | Federally-Regulated Commercial & Industrial Equipment | 08/05/2022 | 10271981 | 08/05/2022
Waterfurnace International, Inc. | 5 SERIES INDOOR SPLITS | NSZ030H1 | SAH030* | Ground-Source | WBAHP-CB: Heat Pump Split Syst | Heat Pump | 208 | 1 | False |  |  | Single-Speed |  |  |  | 24600 | 1301 | 18.9 |  | 19800 | 1487 | 3.9 |  | Non Federally-Regulated | 08/05/2022 | 10271981 | 08/05/2022
Waterfurnace International, Inc. | 5 SERIES INDOOR SPLITS | NDZ064J1 | SAH060* | Ground-Water-Source | WBAHP-CB: Heat Pump Split Syst | Heat Pump | 208 | 1 | False |  |  | Dual-Speed |  |  |  | 63200 | 2808 | 22.5 |  | 56000 | 3730 | 4.4 |  | Non Federally-Regulated | 08/05/2022 | 204100658 | 08/05/2022
Waterfurnace International, Inc. | 5 SERIES INDOOR SPLITS | NSZ060H1 | SAH060* | Water-Source | WBAHP-CB: Heat Pump Split Syst | Heat Pump | 208 | 1 | False |  |  | Single-Speed |  |  |  | 53500 | 3590 | 14.9 |  | 64500 | 3938 | 4.8 |  | Federally-Regulated Commercial & Industrial Equipment | 08/05/2022 | 10272012 | 08/05/2022
Waterfurnace International, Inc. | 5 SERIES INDOOR SPLITS | NSZ048H1 | SRAA048* | Water-Source | WBAHP-C: Heat Pump Split Syste | Heat Pump | 230 | 1 | False |  |  | Single-Speed |  |  |  | 39300 | 2568 | 15.3 |  | 50000 | 2764 | 5.3 |  | Federally-Regulated Commercial & Industrial Equipment | 08/05/2022 | 10272008 | 08/05/2022
Waterfurnace International, Inc. | 5 SERIES INDOOR SPLITS | NDZ026H1 | SRAA026* | Ground-Water-Source | WBAHP-C: Heat Pump Split Syste | Heat Pump | 230 | 1 | False |  |  | Dual-Speed |  |  |  | 25800 | 1121 | 23 |  | 23300 | 1484 | 4.6 |  | Non Federally-Regulated | 08/05/2022 | 10271930 | 08/05/2022
Waterfurnace International, Inc. | 5 SERIES INDOOR SPLITS | NDZ064J1 | SAH060* | Ground-Source | WBAHP-CB: Heat Pump Split Syst | Heat Pump | 208 | 1 | False |  |  | Dual-Speed |  |  |  | 57400 | 3376 | 17 |  | 45200 | 3580 | 3.7 |  | Non Federally-Regulated | 08/05/2022 | 204100658 | 08/05/2022
Waterfurnace International, Inc. | 5 SERIES INDOOR SPLITS | NSZ030H1 | SAH030* | Ground-Water-Source | WBAHP-CB: Heat Pump Split Syst | Heat Pump | 208 | 1 | False |  |  | Single-Speed |  |  |  | 26900 | 1050 | 25.6 |  | 24900 | 1520 | 4.8 |  | Non Federally-Regulated | 08/05/2022 | 10271981 | 08/05/2022
Waterfurnace International, Inc. | 5 SERIES INDOOR SPLITS | NSZ022H1 | SAH022* | Ground-Source | WBAHP-CB: Heat Pump Split Syst | Heat Pump | 208 | 1 | False |  |  | Single-Speed |  |  |  | 18700 | 979 | 19.1 |  | 14000 | 1079 | 3.8 |  | Non Federally-Regulated | 08/05/2022 | 10271959 | 08/05/2022
Waterfurnace International, Inc. | 5 SERIES INDOOR SPLITS | NDZ049J1 | SRAA048* | Water-Source | WBAHP-C: Heat Pump Split Syste | Heat Pump | 208 | 1 | False |  |  | Dual-Speed |  |  |  | 43200 | 2805 | 15.4 |  | 56300 | 3235 | 5.1 |  | Federally-Regulated Commercial & Industrial Equipment | 08/05/2022 | 203471325 | 08/05/2022
Waterfurnace International, Inc. | 5 SERIES INDOOR SPLITS | NDZ072H1 | SRAA060* | Water-Source | WBAHP-C: Heat Pump Split Syste | Heat Pump | 208 | 1 | False |  |  | Dual-Speed |  |  |  | 60400 | 4314 | 14 |  | 81000 | 5275 | 4.5 |  | Federally-Regulated Commercial & Industrial Equipment | 08/05/2022 | 10271926 | 08/05/2022
Waterfurnace International, Inc. | 5 SERIES INDOOR SPLITS | NDZ064J1 | SRAA060* | Ground-Water-Source | WBAHP-C: Heat Pump Split Syste | Heat Pump | 208 | 1 | False |  |  | Dual-Speed |  |  |  | 63200 | 2808 | 22.5 |  | 56000 | 3730 | 4.4 |  | Non Federally-Regulated | 08/05/2022 | 204100659 | 08/05/2022
Waterfurnace International, Inc. | 5 SERIES INDOOR SPLITS | NSZ060H1 | SAH060* | Ground-Water-Source | WBAHP-CB: Heat Pump Split Syst | Heat Pump | 230 | 1 | False |  |  | Single-Speed |  |  |  | 61700 | 2614 | 23.6 |  | 54500 | 3714 | 4.3 |  | Non Federally-Regulated | 08/05/2022 | 10272012 | 08/05/2022
Waterfurnace International, Inc. | 5 SERIES INDOOR SPLITS | NSZ048H1 | SRAA048* | Ground-Source | WBAHP-C: Heat Pump Split Syste | Heat Pump | 208 | 1 | False |  |  | Single-Speed |  |  |  | 42500 | 2272 | 18.7 |  | 33400 | 2447 | 4 |  | Non Federally-Regulated | 08/05/2022 | 10272008 | 08/05/2022
Waterfurnace International, Inc. | 5 SERIES INDOOR SPLITS | NDZ049J1 | SAH048* | Ground-Water-Source | WBAHP-CB: Heat Pump Split Syst | Heat Pump | 208 | 1 | False |  |  | Dual-Speed |  |  |  | 51000 | 2107 | 24.2 |  | 47100 | 3000 | 4.6 |  | Non Federally-Regulated | 08/05/2022 | 203466717 | 08/05/2022
Waterfurnace International, Inc. | 5 SERIES INDOOR SPLITS | NSZ048H1 | SRAA048* | Water-Source | WBAHP-C: Heat Pump Split Syste | Heat Pump | 208 | 1 | False |  |  | Single-Speed |  |  |  | 39300 | 2568 | 15.3 |  | 50000 | 2764 | 5.3 |  | Federally-Regulated Commercial & Industrial Equipment | 08/05/2022 | 10272008 | 08/05/2022
Waterfurnace International, Inc. | 5 SERIES INDOOR SPLITS | NDZ026H1 | SRAA026* | Ground-Water-Source | WBAHP-C: Heat Pump Split Syste | Heat Pump | 208 | 1 | False |  |  | Dual-Speed |  |  |  | 25800 | 1121 | 23 |  | 23300 | 1484 | 4.6 |  | Non Federally-Regulated | 08/05/2022 | 10271930 | 08/05/2022
Waterfurnace International, Inc. | 5 SERIES INDOOR SPLITS | NDZ038J1 | SAH036* | Ground-Source | WBAHP-CB: Heat Pump Split Syst | Heat Pump | 208 | 1 | False |  |  | Dual-Speed |  |  |  | 36000 | 1894 | 19 |  | 27900 | 2044 | 4 |  | Non Federally-Regulated | 08/05/2022 | 202326797 | 08/05/2022
Waterfurnace International, Inc. | 5 SERIES INDOOR SPLITS | NSZ022H1 | SAH022* | Water-Source | WBAHP-CB: Heat Pump Split Syst | Heat Pump | 208 | 1 | False |  |  | Single-Speed |  |  |  | 17800 | 1098 | 16.2 |  | 22100 | 1136 | 5.7 |  | Federally-Regulated Commercial & Industrial Equipment | 08/05/2022 | 10271959 | 08/05/2022
Waterfurnace International, Inc. | 5 SERIES INDOOR SPLITS | NDZ072H1 | SRAA060* | Ground-Source | WBAHP-C: Heat Pump Split Syste | Heat Pump | 208 | 1 | False |  |  | Dual-Speed |  |  |  | 62800 | 3925 | 16 |  | 53500 | 4479 | 3.5 |  | Non Federally-Regulated | 08/05/2022 | 10271926 | 08/05/2022
Waterfurnace International, Inc. | 5 SERIES INDOOR SPLITS | NSZ048H1 | SRAA048* | Ground-Source | WBAHP-C: Heat Pump Split Syste | Heat Pump | 230 | 1 | False |  |  | Single-Speed |  |  |  | 42500 | 2272 | 18.7 |  | 33400 | 2447 | 4 |  | Non Federally-Regulated | 08/05/2022 | 10272008 | 08/05/2022
Waterfurnace International, Inc. | 5 SERIES INDOOR SPLITS | NSZ060H1 | SRAA060* | Ground-Water-Source | WBAHP-C: Heat Pump Split Syste | Heat Pump | 230 | 1 | False |  |  | Single-Speed |  |  |  | 61700 | 2614 | 23.6 |  | 54500 | 3714 | 4.3 |  | Non Federally-Regulated | 08/05/2022 | 10272014 | 08/05/2022
Waterfurnace International, Inc. | 5 SERIES INDOOR SPLITS | NSZ060H1 | SAH060* | Ground-Source | WBAHP-CB: Heat Pump Split Syst | Heat Pump | 208 | 1 | False |  |  | Single-Speed |  |  |  | 56300 | 3180 | 17.7 |  | 44000 | 3485 | 3.7 |  | Non Federally-Regulated | 08/05/2022 | 10272012 | 08/05/2022
Waterfurnace International, Inc. | 5 SERIES INDOOR SPLITS | NSZ022H1 | SAH022* | Ground-Water-Source | WBAHP-CB: Heat Pump Split Syst | Heat Pump | 208 | 1 | False |  |  | Single-Speed |  |  |  | 20400 | 769 | 26.5 |  | 18100 | 1105 | 4.8 |  | Non Federally-Regulated | 08/05/2022 | 10271959 | 08/05/2022
Waterfurnace International, Inc. | 5 SERIES INDOOR SPLITS | NSZ070H1 | SAH066* | Ground-Source | WBAHP-CB: Heat Pump Split Syst | Heat Pump | 208 | 1 | False |  |  | Single-Speed |  |  |  | 60500 | 3538 | 17.1 |  | 50700 | 4127 | 3.6 |  | Non Federally-Regulated | 08/05/2022 | 10384616 | 08/05/2022
Waterfurnace International, Inc. | 5 SERIES INDOOR SPLITS | NSZ042J1 | SAH042* | Ground-Water-Source | WBAHP-CB: Heat Pump Split Syst | Heat Pump | 208 | 1 | False |  |  | Single-Speed |  |  |  | 41300 | 1613 | 25.6 |  | 36000 | 2198 | 4.8 |  | Non Federally-Regulated | 08/05/2022 | 202262238 | 08/05/2022
Waterfurnace International, Inc. | 5 SERIES INDOOR SPLITS | NSZ070H1 | SAH066* | Water-Source | WBAHP-CB: Heat Pump Split Syst | Heat Pump | 230 | 1 | False |  |  | Single-Speed |  |  |  | 57100 | 4137 | 13.8 |  | 74700 | 4759 | 4.6 |  | Federally-Regulated Commercial & Industrial Equipment | 08/05/2022 | 10384616 | 08/05/2022
Waterfurnace International, Inc. | 5 SERIES INDOOR SPLITS | NSZ060H1 | SRAA060* | Ground-Water-Source | WBAHP-C: Heat Pump Split Syste | Heat Pump | 208 | 1 | False |  |  | Single-Speed |  |  |  | 61700 | 2614 | 23.6 |  | 54500 | 3714 | 4.3 |  | Non Federally-Regulated | 08/05/2022 | 10272014 | 08/05/2022
Waterfurnace International, Inc. | 5 SERIES INDOOR SPLITS | NSZ042J1 | SAH042* | Ground-Source | WBAHP-CB: Heat Pump Split Syst | Heat Pump | 208 | 1 | False |  |  | Single-Speed |  |  |  | 37800 | 1938 | 19.5 |  | 27400 | 2059 | 3.9 |  | Non Federally-Regulated | 08/05/2022 | 202262238 | 08/05/2022
Waterfurnace International, Inc. | 5 SERIES INDOOR SPLITS | NSZ022H1 | SRAA026* | Ground-Water-Source | WBAHP-C: Heat Pump Split Syste | Heat Pump | 230 | 1 | False |  |  | Single-Speed |  |  |  | 20400 | 769 | 26.5 |  | 18100 | 1105 | 4.8 |  | Non Federally-Regulated | 08/05/2022 | 10271961 | 08/05/2022
Waterfurnace International, Inc. | 5 SERIES INDOOR SPLITS | NSZ048H1 | SRAA048* | Ground-Water-Source | WBAHP-C: Heat Pump Split Syste | Heat Pump | 208 | 1 | False |  |  | Single-Speed |  |  |  | 46900 | 1839 | 25.5 |  | 41900 | 2612 | 4.7 |  | Non Federally-Regulated | 08/05/2022 | 10272008 | 08/05/2022
Waterfurnace International, Inc. | 5 SERIES INDOOR SPLITS | NDZ049J1 | SRAA048* | Ground-Water-Source | WBAHP-C: Heat Pump Split Syste | Heat Pump | 208 | 1 | False |  |  | Dual-Speed |  |  |  | 51000 | 2107 | 24.2 |  | 47100 | 3000 | 4.6 |  | Non Federally-Regulated | 08/05/2022 | 203471325 | 08/05/2022
Waterfurnace International, Inc. | 5 SERIES INDOOR SPLITS | NSZ060H1 | SAH060* | Ground-Water-Source | WBAHP-CB: Heat Pump Split Syst | Heat Pump | 208 | 1 | False |  |  | Single-Speed |  |  |  | 61700 | 2614 | 23.6 |  | 54500 | 3714 | 4.3 |  | Non Federally-Regulated | 08/05/2022 | 10272012 | 08/05/2022
Waterfurnace International, Inc. | 5 SERIES INDOOR SPLITS | NSZ022H1 | SRAA026* | Water-Source | WBAHP-C: Heat Pump Split Syste | Heat Pump | 230 | 1 | False |  |  | Single-Speed |  |  |  | 17800 | 1098 | 16.2 |  | 22100 | 1136 | 5.7 |  | Federally-Regulated Commercial & Industrial Equipment | 08/05/2022 | 10271961 | 08/05/2022
Waterfurnace International, Inc. | 5 SERIES INDOOR SPLITS | NSZ022H1 | SRAA026* | Water-Source | WBAHP-C: Heat Pump Split Syste | Heat Pump | 208 | 1 | False |  |  | Single-Speed |  |  |  | 17800 | 1098 | 16.2 |  | 22100 | 1136 | 5.7 |  | Federally-Regulated Commercial & Industrial Equipment | 08/05/2022 | 10271961 | 08/05/2022
Waterfurnace International, Inc. | YORK BY JOHNSON CONTROLS | YAST064**1 | SAH060* | Water-Source | WBAHP-CB: Heat Pump Split Syst | Heat Pump | 208 | 1 | False |  |  | Dual-Speed |  |  |  | 54800 | 3653 | 15 |  | 66900 | 4084 | 4.8 |  | Federally-Regulated Commercial & Industrial Equipment | 08/05/2022 | 10316661 | 08/05/2022
Waterfurnace International, Inc. | YORK BY JOHNSON CONTROLS | YAZS070**1 | SRAA060* | Ground-Source | WBAHP-C: Heat Pump Split Syste | Heat Pump | 230 | 1 | False |  |  | Single-Speed |  |  |  | 60500 | 3538 | 17.1 |  | 50700 | 4127 | 3.6 |  | Non Federally-Regulated | 08/05/2022 | 10318060 | 08/05/2022
Waterfurnace International, Inc. | YORK BY JOHNSON CONTROLS | YAZT049**1*J | SAH048* | Water-Source | WBAHP-CB: Heat Pump Split Syst | Heat Pump | 208 | 1 | False |  |  | Dual-Speed |  |  |  | 43200 | 2805 | 15.4 |  | 56300 | 3235 | 5.1 |  | Federally-Regulated Commercial & Industrial Equipment | 08/05/2022 | 204031803 | 08/05/2022
Waterfurnace International, Inc. | YORK BY JOHNSON CONTROLS | YAZS036**1*J | SAH036* | Water-Source | WBAHP-CB: Heat Pump Split Syst | Heat Pump | 208 | 1 | False |  |  | Single-Speed |  |  |  | 29100 | 1672 | 17.4 |  | 35600 | 1798 | 5.8 |  | Federally-Regulated Commercial & Industrial Equipment | 08/05/2022 | 202443470 | 08/05/2022
Waterfurnace International, Inc. | YORK BY JOHNSON CONTROLS | YAZS022**1 | SAH022* | Ground-Source | WBAHP-CB: Heat Pump Split Syst | Heat Pump | 208 | 1 | False |  |  | Single-Speed |  |  |  | 18700 | 979 | 19.1 |  | 14000 | 1079 | 3.8 |  | Non Federally-Regulated | 08/05/2022 | 10318010 | 08/05/2022
Waterfurnace International, Inc. | YORK BY JOHNSON CONTROLS | YAZS022**1 | SAH022* | Ground-Water-Source | WBAHP-CB: Heat Pump Split Syst | Heat Pump | 230 | 1 | False |  |  | Single-Speed |  |  |  | 20400 | 769 | 26.5 |  | 18100 | 1105 | 4.8 |  | Non Federally-Regulated | 08/05/2022 | 10318010 | 08/05/2022
Waterfurnace International, Inc. | YORK BY JOHNSON CONTROLS | YAZS048**1 | SAH048* | Water-Source | WBAHP-CB: Heat Pump Split Syst | Heat Pump | 230 | 1 | False |  |  | Single-Speed |  |  |  | 39300 | 2568 | 15.3 |  | 50000 | 2764 | 5.3 |  | Federally-Regulated Commercial & Industrial Equipment | 08/05/2022 | 10318045 | 08/05/2022
Waterfurnace International, Inc. | YORK BY JOHNSON CONTROLS | YAZT064**1*J | SRAA060* | Ground-Water-Source | WBAHP-C: Heat Pump Split Syste | Heat Pump | 208 | 1 | False |  |  | Dual-Speed |  |  |  | 63200 | 2808 | 22.5 |  | 56000 | 3730 | 4.4 |  | Non Federally-Regulated | 08/05/2022 | 204272893 | 08/05/2022
Waterfurnace International, Inc. | YORK BY JOHNSON CONTROLS | YAZS042**1*J | SAH042* | Ground-Water-Source | WBAHP-CB: Heat Pump Split Syst | Heat Pump | 208 | 1 | False |  |  | Single-Speed |  |  |  | 41300 | 1613 | 25.6 |  | 36000 | 2198 | 4.8 |  | Non Federally-Regulated | 08/05/2022 | 202443471 | 08/05/2022
Waterfurnace International, Inc. | YORK BY JOHNSON CONTROLS | YAZS030**1 | SAH030* | Ground-Source | WBAHP-CB: Heat Pump Split Syst | Heat Pump | 208 | 1 | False |  |  | Single-Speed |  |  |  | 24600 | 1301 | 18.9 |  | 19800 | 1487 | 3.9 |  | Non Federally-Regulated | 08/05/2022 | 10318021 | 08/05/2022
Waterfurnace International, Inc. | YORK BY JOHNSON CONTROLS | YAZS042**1*J | SAH042* | Ground-Source | WBAHP-CB: Heat Pump Split Syst | Heat Pump | 208 | 1 | False |  |  | Single-Speed |  |  |  | 37800 | 1938 | 19.5 |  | 27400 | 2059 | 3.9 |  | Non Federally-Regulated | 08/05/2022 | 202443471 | 08/05/2022
Waterfurnace International, Inc. | YORK BY JOHNSON CONTROLS | YAZT064**1*J | SAH060* | Ground-Water-Source | WBAHP-CB: Heat Pump Split Syst | Heat Pump | 208 | 1 | False |  |  | Dual-Speed |  |  |  | 63200 | 2808 | 22.5 |  | 56000 | 3730 | 4.4 |  | Non Federally-Regulated | 08/05/2022 | 204272892 | 08/05/2022
Waterfurnace International, Inc. | YORK BY JOHNSON CONTROLS | YAZS060**1 | SRAA060* | Water-Source | WBAHP-C: Heat Pump Split Syste | Heat Pump | 230 | 1 | False |  |  | Single-Speed |  |  |  | 53500 | 3590 | 14.9 |  | 64500 | 3938 | 4.8 |  | Federally-Regulated Commercial & Industrial Equipment | 08/05/2022 | 10318054 | 08/05/2022
Waterfurnace International, Inc. | YORK BY JOHNSON CONTROLS | YAZS070**1 | SRAA060* | Water-Source | WBAHP-C: Heat Pump Split Syste | Heat Pump | 208 | 1 | False |  |  | Single-Speed |  |  |  | 57100 | 4137 | 13.8 |  | 74700 | 4759 | 4.6 |  | Federally-Regulated Commercial & Industrial Equipment | 08/05/2022 | 10318060 | 08/05/2022
Waterfurnace International, Inc. | YORK BY JOHNSON CONTROLS | YAZS030**1 | SAH030* | Ground-Water-Source | WBAHP-CB: Heat Pump Split Syst | Heat Pump | 208 | 1 | False |  |  | Single-Speed |  |  |  | 26900 | 1050 | 25.6 |  | 24900 | 1520 | 4.8 |  | Non Federally-Regulated | 08/05/2022 | 10318021 | 08/05/2022
Waterfurnace International, Inc. | YORK BY JOHNSON CONTROLS | YAZS030**1 | SAH030* | Ground-Source | WBAHP-CB: Heat Pump Split Syst | Heat Pump | 230 | 1 | False |  |  | Single-Speed |  |  |  | 24600 | 1301 | 18.9 |  | 19800 | 1487 | 3.9 |  | Non Federally-Regulated | 08/05/2022 | 10318021 | 08/05/2022
Waterfurnace International, Inc. | YORK BY JOHNSON CONTROLS | YAZS060**1 | SRAA060* | Ground-Water-Source | WBAHP-C: Heat Pump Split Syste | Heat Pump | 230 | 1 | False |  |  | Single-Speed |  |  |  | 61700 | 2614 | 23.6 |  | 54500 | 3714 | 4.3 |  | Non Federally-Regulated | 08/05/2022 | 10318054 | 08/05/2022
Waterfurnace International, Inc. | YORK BY JOHNSON CONTROLS | YAZS022**1 | SAH022* | Water-Source | WBAHP-CB: Heat Pump Split Syst | Heat Pump | 208 | 1 | False |  |  | Single-Speed |  |  |  | 17800 | 1098 | 16.2 |  | 22100 | 1136 | 5.7 |  | Federally-Regulated Commercial & Industrial Equipment | 08/05/2022 | 10318010 | 08/05/2022
Waterfurnace International, Inc. | YORK BY JOHNSON CONTROLS | YAZS048**1 | SRAA048* | Ground-Water-Source | WBAHP-C: Heat Pump Split Syste | Heat Pump | 230 | 1 | False |  |  | Single-Speed |  |  |  | 46900 | 1839 | 25.5 |  | 41900 | 2612 | 4.7 |  | Non Federally-Regulated | 08/05/2022 | 10318048 | 08/05/2022
Waterfurnace International, Inc. | YORK BY JOHNSON CONTROLS | YAZS060**1 | SAH060* | Water-Source | WBAHP-CB: Heat Pump Split Syst | Heat Pump | 230 | 1 | False |  |  | Single-Speed |  |  |  | 53500 | 3590 | 14.9 |  | 64500 | 3938 | 4.8 |  | Federally-Regulated Commercial & Industrial Equipment | 08/05/2022 | 10318051 | 08/05/2022
Waterfurnace International, Inc. | YORK BY JOHNSON CONTROLS | YAST064**1 | SAH060* | Ground-Water-Source | WBAHP-CB: Heat Pump Split Syst | Heat Pump | 230 | 1 | False |  |  | Dual-Speed |  |  |  | 63200 | 2808 | 22.5 |  | 56000 | 3730 | 4.4 |  | Non Federally-Regulated | 08/05/2022 | 10316661 | 08/05/2022
Waterfurnace International, Inc. | YORK BY JOHNSON CONTROLS | YAZT049**1*J | SRAA048* | Ground-Water-Source | WBAHP-C: Heat Pump Split Syste | Heat Pump | 208 | 1 | False |  |  | Dual-Speed |  |  |  | 51000 | 2107 | 24.2 |  | 47100 | 3000 | 4.6 |  | Non Federally-Regulated | 08/05/2022 | 204031812 | 08/05/2022
Waterfurnace International, Inc. | YORK BY JOHNSON CONTROLS | YAZT049**1*J | SAH048* | Ground-Water-Source | WBAHP-CB: Heat Pump Split Syst | Heat Pump | 208 | 1 | False |  |  | Dual-Speed |  |  |  | 51000 | 2107 | 24.2 |  | 47100 | 3000 | 4.6 |  | Non Federally-Regulated | 08/05/2022 | 204031803 | 08/05/2022
Waterfurnace International, Inc. | YORK BY JOHNSON CONTROLS | YAST049**1 | SAH048* | Ground-Water-Source | WBAHP-CB: Heat Pump Split Syst | Heat Pump | 230 | 1 | False |  |  | Dual-Speed |  |  |  | 51000 | 2107 | 24.2 |  | 47100 | 3000 | 4.6 |  | Non Federally-Regulated | 08/05/2022 | 10316654 | 08/05/2022
Waterfurnace International, Inc. | YORK BY JOHNSON CONTROLS | YAZT049**1*J | SAH048* | Ground-Source | WBAHP-CB: Heat Pump Split Syst | Heat Pump | 208 | 1 | False |  |  | Dual-Speed |  |  |  | 46300 | 2572 | 18 |  | 37700 | 2833 | 3.9 |  | Non Federally-Regulated | 08/05/2022 | 204031803 | 08/05/2022
Waterfurnace International, Inc. | YORK BY JOHNSON CONTROLS | YAZS022**1 | SAH022* | Water-Source | WBAHP-CB: Heat Pump Split Syst | Heat Pump | 230 | 1 | False |  |  | Single-Speed |  |  |  | 17800 | 1098 | 16.2 |  | 22100 | 1136 | 5.7 |  | Federally-Regulated Commercial & Industrial Equipment | 08/05/2022 | 10318010 | 08/05/2022
Waterfurnace International, Inc. | YORK BY JOHNSON CONTROLS | YAST064**1 | SAH060* | Water-Source | WBAHP-CB: Heat Pump Split Syst | Heat Pump | 230 | 1 | False |  |  | Dual-Speed |  |  |  | 54800 | 3653 | 15 |  | 66900 | 4084 | 4.8 |  | Federally-Regulated Commercial & Industrial Equipment | 08/05/2022 | 10316661 | 08/05/2022
Waterfurnace International, Inc. | YORK BY JOHNSON CONTROLS | YAZS070**1 | SRAA060* | Water-Source | WBAHP-C: Heat Pump Split Syste | Heat Pump | 230 | 1 | False |  |  | Single-Speed |  |  |  | 57100 | 4137 | 13.8 |  | 74700 | 4759 | 4.6 |  | Federally-Regulated Commercial & Industrial Equipment | 08/05/2022 | 10318060 | 08/05/2022
Waterfurnace International, Inc. | YORK BY JOHNSON CONTROLS | YAST064**1 | SAH060* | Ground-Source | WBAHP-CB: Heat Pump Split Syst | Heat Pump | 230 | 1 | False |  |  | Dual-Speed |  |  |  | 57400 | 3376 | 17 |  | 45200 | 3580 | 3.7 |  | Non Federally-Regulated | 08/05/2022 | 10316661 | 08/05/2022
Waterfurnace International, Inc. | YORK BY JOHNSON CONTROLS | YAZS030**1 | SAH030* | Water-Source | WBAHP-CB: Heat Pump Split Syst | Heat Pump | 208 | 1 | False |  |  | Single-Speed |  |  |  | 23400 | 1471 | 15.9 |  | 30600 | 1573 | 5.7 |  | Federally-Regulated Commercial & Industrial Equipment | 08/05/2022 | 10318021 | 08/05/2022
Waterfurnace International, Inc. | YORK BY JOHNSON CONTROLS | YAZT049**1*J | SRAA048* | Water-Source | WBAHP-C: Heat Pump Split Syste | Heat Pump | 208 | 1 | False |  |  | Dual-Speed |  |  |  | 43200 | 2805 | 15.4 |  | 56300 | 3235 | 5.1 |  | Federally-Regulated Commercial & Industrial Equipment | 08/05/2022 | 204031812 | 08/05/2022
Waterfurnace International, Inc. | YORK BY JOHNSON CONTROLS | YAZS070**1 | SRAA060* | Ground-Source | WBAHP-C: Heat Pump Split Syste | Heat Pump | 208 | 1 | False |  |  | Single-Speed |  |  |  | 60500 | 3538 | 17.1 |  | 50700 | 4127 | 3.6 |  | Non Federally-Regulated | 08/05/2022 | 10318060 | 08/05/2022
Waterfurnace International, Inc. | YORK BY JOHNSON CONTROLS | YAST049**1 | SAH048* | Water-Source | WBAHP-CB: Heat Pump Split Syst | Heat Pump | 230 | 1 | False |  |  | Dual-Speed |  |  |  | 43200 | 2805 | 15.4 |  | 56300 | 3235 | 5.1 |  | Federally-Regulated Commercial & Industrial Equipment | 08/05/2022 | 10316654 | 08/05/2022
Waterfurnace International, Inc. | YORK BY JOHNSON CONTROLS | YAZS030**1 | SAH030* | Ground-Water-Source | WBAHP-CB: Heat Pump Split Syst | Heat Pump | 230 | 1 | False |  |  | Single-Speed |  |  |  | 26900 | 1050 | 25.6 |  | 24900 | 1520 | 4.8 |  | Non Federally-Regulated | 08/05/2022 | 10318021 | 08/05/2022
Waterfurnace International, Inc. | YORK BY JOHNSON CONTROLS | YAST064**1 | SAH060* | Ground-Source | WBAHP-CB: Heat Pump Split Syst | Heat Pump | 208 | 1 | False |  |  | Dual-Speed |  |  |  | 57400 | 3376 | 17 |  | 45200 | 3580 | 3.7 |  | Non Federally-Regulated | 08/05/2022 | 10316661 | 08/05/2022
Waterfurnace International, Inc. | YORK BY JOHNSON CONTROLS | YAZS048**1 | SAH048* | Ground-Water-Source | WBAHP-CB: Heat Pump Split Syst | Heat Pump | 230 | 1 | False |  |  | Single-Speed |  |  |  | 46900 | 1839 | 25.5 |  | 41900 | 2612 | 4.7 |  | Non Federally-Regulated | 08/05/2022 | 10318045 | 08/05/2022
Waterfurnace International, Inc. | YORK BY JOHNSON CONTROLS | YAZT064**1*J | SAH060* | Water-Source | WBAHP-CB: Heat Pump Split Syst | Heat Pump | 208 | 1 | False |  |  | Dual-Speed |  |  |  | 54800 | 3653 | 15 |  | 66900 | 4084 | 4.8 |  | Federally-Regulated Commercial & Industrial Equipment | 08/05/2022 | 204272892 | 08/05/2022
Waterfurnace International, Inc. | YORK BY JOHNSON CONTROLS | YAZS060**1 | SAH060* | Ground-Water-Source | WBAHP-CB: Heat Pump Split Syst | Heat Pump | 230 | 1 | False |  |  | Single-Speed |  |  |  | 61700 | 2614 | 23.6 |  | 54500 | 3714 | 4.3 |  | Non Federally-Regulated | 08/05/2022 | 10318051 | 08/05/2022
Waterfurnace International, Inc. | YORK BY JOHNSON CONTROLS | YAZS048**1 | SAH048* | Ground-Source | WBAHP-CB: Heat Pump Split Syst | Heat Pump | 230 | 1 | False |  |  | Single-Speed |  |  |  | 42500 | 2272 | 18.7 |  | 33400 | 2447 | 4 |  | Non Federally-Regulated | 08/05/2022 | 10318045 | 08/05/2022
Waterfurnace International, Inc. | YORK BY JOHNSON CONTROLS | YAZT064**1*J | SAH060* | Ground-Source | WBAHP-CB: Heat Pump Split Syst | Heat Pump | 208 | 1 | False |  |  | Dual-Speed |  |  |  | 57400 | 3376 | 17 |  | 45200 | 3580 | 3.7 |  | Non Federally-Regulated | 08/05/2022 | 204272892 | 08/05/2022
Waterfurnace International, Inc. | YORK BY JOHNSON CONTROLS | YAZS060**1 | SAH060* | Ground-Source | WBAHP-CB: Heat Pump Split Syst | Heat Pump | 230 | 1 | False |  |  | Single-Speed |  |  |  | 56300 | 3180 | 17.7 |  | 44000 | 3485 | 3.7 |  | Non Federally-Regulated | 08/05/2022 | 10318051 | 08/05/2022
Waterfurnace International, Inc. | YORK BY JOHNSON CONTROLS | YAZS036**1*J | SAH036* | Ground-Water-Source | WBAHP-CB: Heat Pump Split Syst | Heat Pump | 208 | 1 | False |  |  | Single-Speed |  |  |  | 33200 | 1211 | 27.4 |  | 29600 | 1770 | 4.9 |  | Non Federally-Regulated | 08/05/2022 | 202443470 | 08/05/2022
Waterfurnace International, Inc. | YORK BY JOHNSON CONTROLS | YAZS022**1 | SAH022* | Ground-Water-Source | WBAHP-CB: Heat Pump Split Syst | Heat Pump | 208 | 1 | False |  |  | Single-Speed |  |  |  | 20400 | 769 | 26.5 |  | 18100 | 1105 | 4.8 |  | Non Federally-Regulated | 08/05/2022 | 10318010 | 08/05/2022
Waterfurnace International, Inc. | YORK BY JOHNSON CONTROLS | YAST064**1 | SAH060* | Ground-Water-Source | WBAHP-CB: Heat Pump Split Syst | Heat Pump | 208 | 1 | False |  |  | Dual-Speed |  |  |  | 63200 | 2808 | 22.5 |  | 56000 | 3730 | 4.4 |  | Non Federally-Regulated | 08/05/2022 | 10316661 | 08/05/2022
Waterfurnace International, Inc. | YORK BY JOHNSON CONTROLS | YAZS030**1 | SAH030* | Water-Source | WBAHP-CB: Heat Pump Split Syst | Heat Pump | 230 | 1 | False |  |  | Single-Speed |  |  |  | 23400 | 1471 | 15.9 |  | 30600 | 1573 | 5.7 |  | Federally-Regulated Commercial & Industrial Equipment | 08/05/2022 | 10318021 | 08/05/2022
Waterfurnace International, Inc. | YORK BY JOHNSON CONTROLS | YAZS022**1 | SAH022* | Ground-Source | WBAHP-CB: Heat Pump Split Syst | Heat Pump | 230 | 1 | False |  |  | Single-Speed |  |  |  | 18700 | 979 | 19.1 |  | 14000 | 1079 | 3.8 |  | Non Federally-Regulated | 08/05/2022 | 10318010 | 08/05/2022
Waterfurnace International, Inc. | YORK BY JOHNSON CONTROLS | YAZS042**1*J | SAH042* | Water-Source | WBAHP-CB: Heat Pump Split Syst | Heat Pump | 208 | 1 | False |  |  | Single-Speed |  |  |  | 36000 | 2155 | 16.7 |  | 43100 | 2296 | 5.5 |  | Federally-Regulated Commercial & Industrial Equipment | 08/05/2022 | 202443471 | 08/05/2022
Waterfurnace International, Inc. | 5 SERIES INDOOR SPLITS | NDZ026H1 | SAH026* | Ground-Source | WBAHP-CB: Heat Pump Split Syst | Heat Pump | 208 | 1 | False |  |  | Dual-Speed |  |  |  | 23400 | 1337 | 17.5 |  | 18400 | 1457 | 3.7 |  | Non Federally-Regulated | 08/05/2022 | 10271778 | 08/05/2022
Waterfurnace International, Inc. | 5 SERIES INDOOR SPLITS | NDZ026H1 | SAH026* | Ground-Water-Source | WBAHP-CB: Heat Pump Split Syst | Heat Pump | 208 | 1 | False |  |  | Dual-Speed |  |  |  | 25800 | 1121 | 23 |  | 23300 | 1484 | 4.6 |  | Non Federally-Regulated | 08/05/2022 | 10271778 | 08/05/2022
Waterfurnace International, Inc. | 5 SERIES INDOOR SPLITS | NDZ026H1 | SAH026* | Water-Source | WBAHP-CB: Heat Pump Split Syst | Heat Pump | 208 | 1 | False |  |  | Dual-Speed |  |  |  | 22500 | 1500 | 15 |  | 28100 | 1647 | 5 |  | Federally-Regulated Commercial & Industrial Equipment | 08/05/2022 | 10271778 | 08/05/2022
Waterfurnace International, Inc. | GeoSmart Energy | GTZ064*1*J | SAH060* | Ground-Water-Source | WBAHP-CB: Heat Pump Split Syst | Heat Pump | 208 | 1 | False |  |  | Dual-Speed |  |  |  | 63200 | 2808 | 22.5 |  | 56000 | 3730 | 4.4 |  | Non Federally-Regulated | 08/05/2022 | 204272859 | 08/05/2022
Waterfurnace International, Inc. | GeoSmart Energy | GTZ064*1*J | SAH060* | Ground-Source | WBAHP-CB: Heat Pump Split Syst | Heat Pump | 208 | 1 | False |  |  | Dual-Speed |  |  |  | 57400 | 3376 | 17 |  | 45200 | 3580 | 3.7 |  | Non Federally-Regulated | 08/05/2022 | 204272859 | 08/05/2022
Waterfurnace International, Inc. | GeoSmart Energy | GTZ064*1*J | SAH060* | Ground-Source | WBAHP-CB: Heat Pump Split Syst | Heat Pump | 230 | 1 | False |  |  | Dual-Speed |  |  |  | 57400 | 3376 | 17 |  | 45200 | 3580 | 3.7 |  | Non Federally-Regulated | 08/05/2022 | 204272859 | 08/05/2022
Waterfurnace International, Inc. | GeoSmart Energy | GTZ064*1*J | SAH060* | Water-Source | WBAHP-CB: Heat Pump Split Syst | Heat Pump | 208 | 1 | False |  |  | Dual-Speed |  |  |  | 54800 | 3653 | 15 |  | 66900 | 4084 | 4.8 |  | Federally-Regulated Commercial & Industrial Equipment | 08/05/2022 | 204272859 | 08/05/2022
Waterfurnace International, Inc. | GeoSmart Energy | GTZ064*1*J | SAH060* | Water-Source | WBAHP-CB: Heat Pump Split Syst | Heat Pump | 230 | 1 | False |  |  | Dual-Speed |  |  |  | 54800 | 3653 | 15 |  | 66900 | 4084 | 4.8 |  | Federally-Regulated Commercial & Industrial Equipment | 08/05/2022 | 204272859 | 08/05/2022
Waterfurnace International, Inc. | GeoSmart Energy | GTZ064*1*J | SAH060* | Ground-Water-Source | WBAHP-CB: Heat Pump Split Syst | Heat Pump | 230 | 1 | False |  |  | Dual-Speed |  |  |  | 63200 | 2808 | 22.5 |  | 56000 | 3730 | 4.4 |  | Non Federally-Regulated | 08/05/2022 | 204272859 | 08/05/2022
Waterfurnace International, Inc. | 5 SERIES OUTDOOR SPLITS | NDS064J1 | SAH060* | Water-Source | WBAHP-CB: Heat Pump Split Syst | Heat Pump | 208 | 1 | False |  |  | Dual-Speed |  |  |  | 54800 | 3653 | 15 |  | 66900 | 4084 | 4.8 |  | Federally-Regulated Commercial & Industrial Equipment | 08/05/2022 | 204100660 | 08/18/2022
Waterfurnace International, Inc. | 5 SERIES OUTDOOR SPLITS | NDS064J1 | SAH060* | Ground-Source | WBAHP-CB: Heat Pump Split Syst | Heat Pump | 208 | 1 | False |  |  | Dual-Speed |  |  |  | 57400 | 3376 | 17 |  | 45200 | 3580 | 3.7 |  | Non Federally-Regulated | 08/05/2022 | 204100660 | 08/18/2022
Waterfurnace International, Inc. | 5 SERIES OUTDOOR SPLITS | NDS064J1 | SAH060* | Ground-Water-Source | WBAHP-CB: Heat Pump Split Syst | Heat Pump | 208 | 1 | False |  |  | Dual-Speed |  |  |  | 63200 | 2808 | 22.5 |  | 56000 | 3730 | 4.4 |  | Non Federally-Regulated | 08/05/2022 | 204100660 | 08/18/2022
Waterfurnace International, Inc. | GeoSmart Energy | GTZ064*1*J | SAH060* | Ground-Water-Source | WBAHP-CB: Heat Pump Split Syst | Heat Pump | 208 | 1 | False |  |  | Dual-Speed |  |  |  | 63200 | 2808 | 22.5 |  | 56000 | 3730 | 4.4 |  | Non Federally-Regulated | 08/05/2022 | 204272859 | 08/18/2022
Waterfurnace International, Inc. | GeoSmart Energy | GTZ064*1*J | SAH060* | Ground-Water-Source | WBAHP-CB: Heat Pump Split Syst | Heat Pump | 230 | 1 | False |  |  | Dual-Speed |  |  |  | 63200 | 2808 | 22.5 |  | 56000 | 3730 | 4.4 |  | Non Federally-Regulated | 08/05/2022 | 204272859 | 08/18/2022
Waterfurnace International, Inc. | GeoSmart Energy | GTZ064*1*J | SAH060* | Ground-Source | WBAHP-CB: Heat Pump Split Syst | Heat Pump | 230 | 1 | False |  |  | Dual-Speed |  |  |  | 57400 | 3376 | 17 |  | 45200 | 3580 | 3.7 |  | Non Federally-Regulated | 08/05/2022 | 204272859 | 08/18/2022
Waterfurnace International, Inc. | GeoSmart Energy | GTZ064*1*J | SAH060* | Water-Source | WBAHP-CB: Heat Pump Split Syst | Heat Pump | 208 | 1 | False |  |  | Dual-Speed |  |  |  | 54800 | 3653 | 15 |  | 66900 | 4084 | 4.8 |  | Federally-Regulated Commercial & Industrial Equipment | 08/05/2022 | 204272859 | 08/18/2022
Waterfurnace International, Inc. | GeoSmart Energy | GTZ064*1*J | SAH060* | Ground-Source | WBAHP-CB: Heat Pump Split Syst | Heat Pump | 208 | 1 | False |  |  | Dual-Speed |  |  |  | 57400 | 3376 | 17 |  | 45200 | 3580 | 3.7 |  | Non Federally-Regulated | 08/05/2022 | 204272859 | 08/18/2022
Waterfurnace International, Inc. | GeoSmart Energy | GTZ064*1*J | SAH060* | Water-Source | WBAHP-CB: Heat Pump Split Syst | Heat Pump | 230 | 1 | False |  |  | Dual-Speed |  |  |  | 54800 | 3653 | 15 |  | 66900 | 4084 | 4.8 |  | Federally-Regulated Commercial & Industrial Equipment | 08/05/2022 | 204272859 | 08/18/2022
Waterfurnace International, Inc. | 5 SERIES OUTDOOR SPLITS | NDS064J1 | SAH060* | Water-Source | WBAHP-CB: Heat Pump Split Syst | Heat Pump | 208 | 1 | False |  |  | Dual-Speed |  |  |  | 54800 | 3653 | 15 |  | 66900 | 4084 | 4.8 |  | Federally-Regulated Commercial & Industrial Equipment | 08/18/2022 | 204100660 | 08/18/2022
Waterfurnace International, Inc. | 5 SERIES OUTDOOR SPLITS | NDS064J1 | SAH060* | Ground-Source | WBAHP-CB: Heat Pump Split Syst | Heat Pump | 208 | 1 | False |  |  | Dual-Speed |  |  |  | 57400 | 3376 | 17 |  | 45200 | 3580 | 3.7 |  | Non Federally-Regulated | 08/18/2022 | 204100660 | 08/18/2022
Waterfurnace International, Inc. | 5 SERIES OUTDOOR SPLITS | NDS064J1 | SAH060* | Ground-Water-Source | WBAHP-CB: Heat Pump Split Syst | Heat Pump | 208 | 1 | False |  |  | Dual-Speed |  |  |  | 63200 | 2808 | 22.5 |  | 56000 | 3730 | 4.4 |  | Non Federally-Regulated | 08/18/2022 | 204100660 | 08/18/2022
Waterfurnace International, Inc. | GeoSmart Energy | GTZ064*1*J | SAH060* | Ground-Water-Source | WBAHP-CB: Heat Pump Split Syst | Heat Pump | 208 | 1 | False |  |  | Dual-Speed |  |  |  | 63200 | 2808 | 22.5 |  | 56000 | 3730 | 4.4 |  | Non Federally-Regulated | 08/18/2022 | 204272859 | 08/18/2022
Waterfurnace International, Inc. | GeoSmart Energy | GTZ064*1*J | SAH060* | Ground-Water-Source | WBAHP-CB: Heat Pump Split Syst | Heat Pump | 230 | 1 | False |  |  | Dual-Speed |  |  |  | 63200 | 2808 | 22.5 |  | 56000 | 3730 | 4.4 |  | Non Federally-Regulated | 08/18/2022 | 204272859 | 08/18/2022
Waterfurnace International, Inc. | GeoSmart Energy | GTZ064*1*J | SAH060* | Ground-Source | WBAHP-CB: Heat Pump Split Syst | Heat Pump | 230 | 1 | False |  |  | Dual-Speed |  |  |  | 57400 | 3376 | 17 |  | 45200 | 3580 | 3.7 |  | Non Federally-Regulated | 08/18/2022 | 204272859 | 08/18/2022
Waterfurnace International, Inc. | GeoSmart Energy | GTZ064*1*J | SAH060* | Water-Source | WBAHP-CB: Heat Pump Split Syst | Heat Pump | 208 | 1 | False |  |  | Dual-Speed |  |  |  | 54800 | 3653 | 15 |  | 66900 | 4084 | 4.8 |  | Federally-Regulated Commercial & Industrial Equipment | 08/18/2022 | 204272859 | 08/18/2022
Waterfurnace International, Inc. | GeoSmart Energy | GTZ064*1*J | SAH060* | Ground-Source | WBAHP-CB: Heat Pump Split Syst | Heat Pump | 208 | 1 | False |  |  | Dual-Speed |  |  |  | 57400 | 3376 | 17 |  | 45200 | 3580 | 3.7 |  | Non Federally-Regulated | 08/18/2022 | 204272859 | 08/18/2022
Waterfurnace International, Inc. | GeoSmart Energy | GTZ064*1*J | SAH060* | Water-Source | WBAHP-CB: Heat Pump Split Syst | Heat Pump | 230 | 1 | False |  |  | Dual-Speed |  |  |  | 54800 | 3653 | 15 |  | 66900 | 4084 | 4.8 |  | Federally-Regulated Commercial & Industrial Equipment | 08/18/2022 | 204272859 | 08/18/2022
Enertech Global, LLC | Tetco | TBS018 | EED018 | Ground-Water-Source | WBAHP-C: Heat Pump Split Syste | Heat Pump | 208 | 1 | False |  |  | Single-Speed |  |  |  | 24200 | 793 | 30.5 |  | 18600 | 1090 | 5 |  | Non Federally-Regulated | 07/05/2022 | 206726816 | 09/06/2022
Enertech Global, LLC | Tetco | TBT024 | EED024 | Ground-Water-Source | WBAHP-C: Heat Pump Split Syste | Heat Pump | 208 | 1 | False |  |  | Dual-Speed |  |  |  | 28800 | 1138 | 25.3 |  | 24400 | 1489 | 4.8 |  | Non Federally-Regulated | 07/05/2022 | 206726858 | 09/06/2022
Enertech Global, LLC | Tetco | TBT024 | EED024 | Water-Source | WBAHP-C: Heat Pump Split Syste | Heat Pump | 230 | 1 | False |  |  | Dual-Speed |  |  |  | 25600 | 1523 | 16.8 |  | 30300 | 1675 | 5.3 |  | Federally-Regulated Commercial & Industrial Equipment | 07/05/2022 | 206726858 | 09/06/2022
Enertech Global, LLC | Tetco | TBS018 | EED018 | Ground-Source | WBAHP-C: Heat Pump Split Syste | Heat Pump | 230 | 1 | False |  |  | Single-Speed |  |  |  | 22100 | 1018 | 21.7 |  | 14500 | 1089 | 3.9 |  | Non Federally-Regulated | 07/05/2022 | 206726816 | 09/06/2022
Enertech Global, LLC | Tetco | TBT048 | EED048 | Ground-Source | WBAHP-C: Heat Pump Split Syste | Heat Pump | 230 | 1 | False |  |  | Single-Speed |  |  |  | 51300 | 2658 | 19.3 |  | 40700 | 2909 | 4.1 |  | Non Federally-Regulated | 07/05/2022 | 206726840 | 09/06/2022
Enertech Global, LLC | Tetco | TBT024 | EED024 | Water-Source | WBAHP-C: Heat Pump Split Syste | Heat Pump | 208 | 1 | False |  |  | Dual-Speed |  |  |  | 25600 | 1523 | 16.8 |  | 30300 | 1675 | 5.3 |  | Federally-Regulated Commercial & Industrial Equipment | 07/05/2022 | 206726858 | 09/06/2022
Enertech Global, LLC | Tetco | TBT036 | EAD036 | Ground-Water-Source | WBAHP-CB: Heat Pump Split Syst | Heat Pump | 208 | 1 | False |  |  | Single-Speed |  |  |  | 39700 | 1600 | 24.8 |  | 37200 | 2319 | 4.7 |  | Non Federally-Regulated | 07/05/2022 | 206726829 | 09/06/2022
Enertech Global, LLC | Tetco | TBT060 | EED060 | Ground-Source | WBAHP-C: Heat Pump Split Syste | Heat Pump | 208 | 1 | False |  |  | Single-Speed |  |  |  | 63400 | 3561 | 17.8 |  | 48100 | 3709 | 3.8 |  | Non Federally-Regulated | 07/05/2022 | 206726850 | 09/06/2022
Enertech Global, LLC | Tetco | TBT036 | EED036 | Ground-Water-Source | WBAHP-C: Heat Pump Split Syste | Heat Pump | 208 | 1 | False |  |  | Single-Speed |  |  |  | 40500 | 1646 | 24.6 |  | 36800 | 2294 | 4.7 |  | Non Federally-Regulated | 07/05/2022 | 206726828 | 09/06/2022
Enertech Global, LLC | Tetco | TBT024 | EAD024 | Ground-Water-Source | WBAHP-CB: Heat Pump Split Syst | Heat Pump | 230 | 1 | False |  |  | Dual-Speed |  |  |  | 28900 | 1074 | 26.9 |  | 23900 | 1490 | 4.7 |  | Non Federally-Regulated | 07/05/2022 | 206726859 | 09/06/2022
Enertech Global, LLC | Tetco | TBT024 | EAD024 | Ground-Source | WBAHP-CB: Heat Pump Split Syst | Heat Pump | 208 | 1 | False |  |  | Dual-Speed |  |  |  | 26300 | 1289 | 20.4 |  | 18800 | 1412 | 3.9 |  | Non Federally-Regulated | 07/05/2022 | 206726859 | 09/06/2022
Enertech Global, LLC | Tetco | TBS018 | EED018 | Water-Source | WBAHP-C: Heat Pump Split Syste | Heat Pump | 230 | 1 | False |  |  | Single-Speed |  |  |  | 20900 | 1161 | 18 |  | 23400 | 1142 | 6 |  | Federally-Regulated Commercial & Industrial Equipment | 07/05/2022 | 206726816 | 09/06/2022
Enertech Global, LLC | Tetco | TBT036 | EED036 | Ground-Source | WBAHP-C: Heat Pump Split Syste | Heat Pump | 230 | 1 | False |  |  | Single-Speed |  |  |  | 37600 | 1958 | 19.2 |  | 28800 | 2221 | 3.8 |  | Non Federally-Regulated | 07/05/2022 | 206726828 | 09/06/2022
Enertech Global, LLC | Tetco | TBT024 | EAD024 | Water-Source | WBAHP-CB: Heat Pump Split Syst | Heat Pump | 208 | 1 | False |  |  | Dual-Speed |  |  |  | 24100 | 1377 | 17.5 |  | 29400 | 1723 | 5 |  | Federally-Regulated Commercial & Industrial Equipment | 07/05/2022 | 206726859 | 09/06/2022
Enertech Global, LLC | Tetco | TBT036 | EED036 | Ground-Water-Source | WBAHP-C: Heat Pump Split Syste | Heat Pump | 230 | 1 | False |  |  | Single-Speed |  |  |  | 40500 | 1646 | 24.6 |  | 36800 | 2294 | 4.7 |  | Non Federally-Regulated | 07/05/2022 | 206726828 | 09/06/2022
Enertech Global, LLC | Tetco | TBT024 | EED024 | Ground-Source | WBAHP-C: Heat Pump Split Syste | Heat Pump | 208 | 1 | False |  |  | Dual-Speed |  |  |  | 26800 | 1374 | 19.5 |  | 19200 | 1372 | 4.1 |  | Non Federally-Regulated | 07/05/2022 | 206726858 | 09/06/2022
Enertech Global, LLC | Tetco | TBT048 | EED048 | Ground-Water-Source | WBAHP-C: Heat Pump Split Syste | Heat Pump | 230 | 1 | False |  |  | Single-Speed |  |  |  | 55000 | 2208 | 24.9 |  | 50800 | 3038 | 4.9 |  | Non Federally-Regulated | 07/05/2022 | 206726840 | 09/06/2022
Enertech Global, LLC | Tetco | TBT024 | EAD024 | Ground-Water-Source | WBAHP-CB: Heat Pump Split Syst | Heat Pump | 208 | 1 | False |  |  | Dual-Speed |  |  |  | 28900 | 1074 | 26.9 |  | 23900 | 1490 | 4.7 |  | Non Federally-Regulated | 07/05/2022 | 206726859 | 09/06/2022
Enertech Global, LLC | Tetco | TBT060 | EED060 | Water-Source | WBAHP-C: Heat Pump Split Syste | Heat Pump | 208 | 1 | False |  |  | Single-Speed |  |  |  | 60700 | 3891 | 15.6 |  | 73500 | 4308 | 5 |  | Federally-Regulated Commercial & Industrial Equipment | 07/05/2022 | 206726850 | 09/06/2022
Enertech Global, LLC | Tetco | TBT060 | EED060 | Ground-Water-Source | WBAHP-C: Heat Pump Split Syste | Heat Pump | 230 | 1 | False |  |  | Single-Speed |  |  |  | 63600 | 2904 | 21.9 |  | 60200 | 3920 | 4.5 |  | Non Federally-Regulated | 07/05/2022 | 206726850 | 09/06/2022
Enertech Global, LLC | Tetco | TBT036 | EED036 | Ground-Source | WBAHP-C: Heat Pump Split Syste | Heat Pump | 208 | 1 | False |  |  | Single-Speed |  |  |  | 37600 | 1958 | 19.2 |  | 28800 | 2221 | 3.8 |  | Non Federally-Regulated | 07/05/2022 | 206726828 | 09/06/2022
Enertech Global, LLC | Tetco | TBT060 | EED060 | Water-Source | WBAHP-C: Heat Pump Split Syste | Heat Pump | 230 | 1 | False |  |  | Single-Speed |  |  |  | 60700 | 3891 | 15.6 |  | 73500 | 4308 | 5 |  | Federally-Regulated Commercial & Industrial Equipment | 07/05/2022 | 206726850 | 09/06/2022
Enertech Global, LLC | Tetco | TBT024 | EAD024 | Water-Source | WBAHP-CB: Heat Pump Split Syst | Heat Pump | 230 | 1 | False |  |  | Dual-Speed |  |  |  | 24100 | 1377 | 17.5 |  | 29400 | 1723 | 5 |  | Federally-Regulated Commercial & Industrial Equipment | 07/05/2022 | 206726859 | 09/06/2022
Enertech Global, LLC | Tetco | TBT060 | EED060 | Ground-Water-Source | WBAHP-C: Heat Pump Split Syste | Heat Pump | 208 | 1 | False |  |  | Single-Speed |  |  |  | 63600 | 2904 | 21.9 |  | 60200 | 3920 | 4.5 |  | Non Federally-Regulated | 07/05/2022 | 206726850 | 09/06/2022
Enertech Global, LLC | Tetco | TBT036 | EED036 | Water-Source | WBAHP-C: Heat Pump Split Syste | Heat Pump | 230 | 1 | False |  |  | Single-Speed |  |  |  | 35800 | 2156 | 16.6 |  | 45200 | 2703 | 4.9 |  | Federally-Regulated Commercial & Industrial Equipment | 07/05/2022 | 206726828 | 09/06/2022
Enertech Global, LLC | Tetco | TBT048 | EED048 | Ground-Source | WBAHP-C: Heat Pump Split Syste | Heat Pump | 208 | 1 | False |  |  | Single-Speed |  |  |  | 51300 | 2658 | 19.3 |  | 40700 | 2909 | 4.1 |  | Non Federally-Regulated | 07/05/2022 | 206726840 | 09/06/2022
Enertech Global, LLC | Tetco | TBT048 | EED048 | Ground-Water-Source | WBAHP-C: Heat Pump Split Syste | Heat Pump | 208 | 1 | False |  |  | Single-Speed |  |  |  | 55000 | 2208 | 24.9 |  | 50800 | 3038 | 4.9 |  | Non Federally-Regulated | 07/05/2022 | 206726840 | 09/06/2022
Enertech Global, LLC | Tetco | TBT048 | EED048 | Water-Source | WBAHP-C: Heat Pump Split Syste | Heat Pump | 230 | 1 | False |  |  | Single-Speed |  |  |  | 49100 | 2940 | 16.7 |  | 61600 | 3223 | 5.6 |  | Federally-Regulated Commercial & Industrial Equipment | 07/05/2022 | 206726840 | 09/06/2022
Enertech Global, LLC | Tetco | TBT060 | EED060 | Ground-Source | WBAHP-C: Heat Pump Split Syste | Heat Pump | 230 | 1 | False |  |  | Single-Speed |  |  |  | 63400 | 3561 | 17.8 |  | 48100 | 3709 | 3.8 |  | Non Federally-Regulated | 07/05/2022 | 206726850 | 09/06/2022
Enertech Global, LLC | Tetco | TBT024 | EED024 | Ground-Water-Source | WBAHP-C: Heat Pump Split Syste | Heat Pump | 230 | 1 | False |  |  | Dual-Speed |  |  |  | 28800 | 1138 | 25.3 |  | 24400 | 1489 | 4.8 |  | Non Federally-Regulated | 07/05/2022 | 206726858 | 09/06/2022
Enertech Global, LLC | Tetco | TBT048 | EED048 | Water-Source | WBAHP-C: Heat Pump Split Syste | Heat Pump | 208 | 1 | False |  |  | Single-Speed |  |  |  | 49100 | 2940 | 16.7 |  | 61600 | 3223 | 5.6 |  | Federally-Regulated Commercial & Industrial Equipment | 07/05/2022 | 206726840 | 09/06/2022
Enertech Global, LLC | Tetco | TBS018 | EED018 | Ground-Water-Source | WBAHP-C: Heat Pump Split Syste | Heat Pump | 230 | 1 | False |  |  | Single-Speed |  |  |  | 24200 | 793 | 30.5 |  | 18600 | 1090 | 5 |  | Non Federally-Regulated | 07/05/2022 | 206726816 | 09/06/2022
Enertech Global, LLC | Tetco | TBS018 | EED018 | Ground-Source | WBAHP-C: Heat Pump Split Syste | Heat Pump | 208 | 1 | False |  |  | Single-Speed |  |  |  | 22100 | 1018 | 21.7 |  | 14500 | 1089 | 3.9 |  | Non Federally-Regulated | 07/05/2022 | 206726816 | 09/06/2022
Enertech Global, LLC | Tetco | TBT036 | EED036 | Water-Source | WBAHP-C: Heat Pump Split Syste | Heat Pump | 208 | 1 | False |  |  | Single-Speed |  |  |  | 35800 | 2156 | 16.6 |  | 45200 | 2703 | 4.9 |  | Federally-Regulated Commercial & Industrial Equipment | 07/05/2022 | 206726828 | 09/06/2022
Enertech Global, LLC | Tetco | TBS018 | EED018 | Water-Source | WBAHP-C: Heat Pump Split Syste | Heat Pump | 208 | 1 | False |  |  | Single-Speed |  |  |  | 20900 | 1161 | 18 |  | 23400 | 1142 | 6 |  | Federally-Regulated Commercial & Industrial Equipment | 07/05/2022 | 206726816 | 09/06/2022
Enertech Global, LLC | GEOCOMFORT | GBT036 | EED036 | Ground-Water-Source | WBAHP-C: Heat Pump Split Syste | Heat Pump | 230 | 1 | False |  |  | Single-Speed |  |  |  | 40500 | 1646 | 24.6 |  | 36800 | 2294 | 4.7 |  | Non Federally-Regulated | 07/05/2022 | 206726824 | 09/06/2022
Enertech Global, LLC | GEOCOMFORT | GBT024 | EED024 | Ground-Water-Source | WBAHP-C: Heat Pump Split Syste | Heat Pump | 230 | 1 | False |  |  | Dual-Speed |  |  |  | 28800 | 1138 | 25.3 |  | 24400 | 1489 | 4.8 |  | Non Federally-Regulated | 07/05/2022 | 206726854 | 09/06/2022
Enertech Global, LLC | GEOCOMFORT | GBT060 | EED060 | Ground-Water-Source | WBAHP-C: Heat Pump Split Syste | Heat Pump | 208 | 1 | False |  |  | Single-Speed |  |  |  | 63600 | 2904 | 21.9 |  | 60200 | 3920 | 4.5 |  | Non Federally-Regulated | 07/05/2022 | 206726848 | 09/06/2022
Enertech Global, LLC | GEOCOMFORT | GBS018 | EED018 | Ground-Water-Source | WBAHP-C: Heat Pump Split Syste | Heat Pump | 230 | 1 | False |  |  | Single-Speed |  |  |  | 24200 | 793 | 30.5 |  | 18600 | 1090 | 5 |  | Non Federally-Regulated | 07/05/2022 | 206726812 | 09/06/2022
Enertech Global, LLC | GEOCOMFORT | GBT024 | EED024 | Water-Source | WBAHP-C: Heat Pump Split Syste | Heat Pump | 208 | 1 | False |  |  | Dual-Speed |  |  |  | 25600 | 1523 | 16.8 |  | 30300 | 1675 | 5.3 |  | Federally-Regulated Commercial & Industrial Equipment | 07/05/2022 | 206726854 | 09/06/2022
Enertech Global, LLC | GEOCOMFORT | GBT036 | EED036 | Ground-Source | WBAHP-C: Heat Pump Split Syste | Heat Pump | 230 | 1 | False |  |  | Single-Speed |  |  |  | 37600 | 1958 | 19.2 |  | 28800 | 2221 | 3.8 |  | Non Federally-Regulated | 07/05/2022 | 206726824 | 09/06/2022
Enertech Global, LLC | GEOCOMFORT | GBT048 | EED048 | Water-Source | WBAHP-C: Heat Pump Split Syste | Heat Pump | 208 | 1 | False |  |  | Single-Speed |  |  |  | 49100 | 2940 | 16.7 |  | 61600 | 3223 | 5.6 |  | Federally-Regulated Commercial & Industrial Equipment | 07/05/2022 | 206726836 | 09/06/2022
Enertech Global, LLC | GEOCOMFORT | GBS018 | EED018 | Water-Source | WBAHP-C: Heat Pump Split Syste | Heat Pump | 208 | 1 | False |  |  | Single-Speed |  |  |  | 20900 | 1161 | 18 |  | 23400 | 1142 | 6 |  | Federally-Regulated Commercial & Industrial Equipment | 07/05/2022 | 206726812 | 09/06/2022
Enertech Global, LLC | GEOCOMFORT | GBT048 | EED048 | Ground-Source | WBAHP-C: Heat Pump Split Syste | Heat Pump | 208 | 1 | False |  |  | Single-Speed |  |  |  | 51300 | 2658 | 19.3 |  | 40700 | 2909 | 4.1 |  | Non Federally-Regulated | 07/05/2022 | 206726836 | 09/06/2022
Enertech Global, LLC | GEOCOMFORT | GBT060 | EED060 | Ground-Source | WBAHP-C: Heat Pump Split Syste | Heat Pump | 230 | 1 | False |  |  | Single-Speed |  |  |  | 63400 | 3561 | 17.8 |  | 48100 | 3709 | 3.8 |  | Non Federally-Regulated | 07/05/2022 | 206726848 | 09/06/2022
Enertech Global, LLC | GEOCOMFORT | GBT036 | EED036 | Ground-Water-Source | WBAHP-C: Heat Pump Split Syste | Heat Pump | 208 | 1 | False |  |  | Single-Speed |  |  |  | 40500 | 1646 | 24.6 |  | 36800 | 2294 | 4.7 |  | Non Federally-Regulated | 07/05/2022 | 206726824 | 09/06/2022
Enertech Global, LLC | GEOCOMFORT | GBS018 | EED018 | Ground-Source | WBAHP-C: Heat Pump Split Syste | Heat Pump | 230 | 1 | False |  |  | Single-Speed |  |  |  | 22100 | 1018 | 21.7 |  | 14500 | 1089 | 3.9 |  | Non Federally-Regulated | 07/05/2022 | 206726812 | 09/06/2022
Enertech Global, LLC | GEOCOMFORT | GBT036 | EED036 | Water-Source | WBAHP-C: Heat Pump Split Syste | Heat Pump | 208 | 1 | False |  |  | Single-Speed |  |  |  | 35800 | 2156 | 16.6 |  | 45200 | 2703 | 4.9 |  | Federally-Regulated Commercial & Industrial Equipment | 07/05/2022 | 206726824 | 09/06/2022
Enertech Global, LLC | GEOCOMFORT | GBT036 | EED036 | Ground-Source | WBAHP-C: Heat Pump Split Syste | Heat Pump | 208 | 1 | False |  |  | Single-Speed |  |  |  | 37600 | 1958 | 19.2 |  | 28800 | 2221 | 3.8 |  | Non Federally-Regulated | 07/05/2022 | 206726824 | 09/06/2022
Enertech Global, LLC | GEOCOMFORT | GBS018 | EED018 | Ground-Water-Source | WBAHP-C: Heat Pump Split Syste | Heat Pump | 208 | 1 | False |  |  | Single-Speed |  |  |  | 24200 | 793 | 30.5 |  | 18600 | 1090 | 5 |  | Non Federally-Regulated | 07/05/2022 | 206726812 | 09/06/2022
Enertech Global, LLC | GEOCOMFORT | GBT024 | EED024 | Water-Source | WBAHP-C: Heat Pump Split Syste | Heat Pump | 230 | 1 | False |  |  | Dual-Speed |  |  |  | 25600 | 1523 | 16.8 |  | 30300 | 1675 | 5.3 |  | Federally-Regulated Commercial & Industrial Equipment | 07/05/2022 | 206726854 | 09/06/2022
Enertech Global, LLC | GEOCOMFORT | GBT048 | EED048 | Ground-Water-Source | WBAHP-C: Heat Pump Split Syste | Heat Pump | 208 | 1 | False |  |  | Single-Speed |  |  |  | 55000 | 2208 | 24.9 |  | 50800 | 3038 | 4.9 |  | Non Federally-Regulated | 07/05/2022 | 206726836 | 09/06/2022
Enertech Global, LLC | GEOCOMFORT | GBT036 | EED036 | Water-Source | WBAHP-C: Heat Pump Split Syste | Heat Pump | 230 | 1 | False |  |  | Single-Speed |  |  |  | 35800 | 2156 | 16.6 |  | 45200 | 2703 | 4.9 |  | Federally-Regulated Commercial & Industrial Equipment | 07/05/2022 | 206726824 | 09/06/2022
Enertech Global, LLC | GEOCOMFORT | GBT060 | EED060 | Water-Source | WBAHP-C: Heat Pump Split Syste | Heat Pump | 230 | 1 | False |  |  | Single-Speed |  |  |  | 60700 | 3891 | 15.6 |  | 73500 | 4308 | 5 |  | Federally-Regulated Commercial & Industrial Equipment | 07/05/2022 | 206726848 | 09/06/2022
Enertech Global, LLC | GEOCOMFORT | GBT060 | EED060 | Ground-Water-Source | WBAHP-C: Heat Pump Split Syste | Heat Pump | 230 | 1 | False |  |  | Single-Speed |  |  |  | 63600 | 2904 | 21.9 |  | 60200 | 3920 | 4.5 |  | Non Federally-Regulated | 07/05/2022 | 206726848 | 09/06/2022
Enertech Global, LLC | GEOCOMFORT | GBT048 | EED048 | Ground-Water-Source | WBAHP-C: Heat Pump Split Syste | Heat Pump | 230 | 1 | False |  |  | Single-Speed |  |  |  | 55000 | 2208 | 24.9 |  | 50800 | 3038 | 4.9 |  | Non Federally-Regulated | 07/05/2022 | 206726836 | 09/06/2022
Enertech Global, LLC | GEOCOMFORT | GBT060 | EED060 | Ground-Source | WBAHP-C: Heat Pump Split Syste | Heat Pump | 208 | 1 | False |  |  | Single-Speed |  |  |  | 63400 | 3561 | 17.8 |  | 48100 | 3709 | 3.8 |  | Non Federally-Regulated | 07/05/2022 | 206726848 | 09/06/2022
Enertech Global, LLC | GEOCOMFORT | GBT024 | EED024 | Ground-Source | WBAHP-C: Heat Pump Split Syste | Heat Pump | 230 | 1 | False |  |  | Dual-Speed |  |  |  | 26800 | 1374 | 19.5 |  | 19200 | 1372 | 4.1 |  | Non Federally-Regulated | 07/05/2022 | 206726854 | 09/06/2022
Enertech Global, LLC | GEOCOMFORT | GBT048 | EED048 | Ground-Source | WBAHP-C: Heat Pump Split Syste | Heat Pump | 230 | 1 | False |  |  | Single-Speed |  |  |  | 51300 | 2658 | 19.3 |  | 40700 | 2909 | 4.1 |  | Non Federally-Regulated | 07/05/2022 | 206726836 | 09/06/2022
Enertech Global, LLC | GEOCOMFORT | GBS018 | EED018 | Water-Source | WBAHP-C: Heat Pump Split Syste | Heat Pump | 230 | 1 | False |  |  | Single-Speed |  |  |  | 20900 | 1161 | 18 |  | 23400 | 1142 | 6 |  | Federally-Regulated Commercial & Industrial Equipment | 07/05/2022 | 206726812 | 09/06/2022
Enertech Global, LLC | GEOCOMFORT | GBT024 | EED024 | Ground-Water-Source | WBAHP-C: Heat Pump Split Syste | Heat Pump | 208 | 1 | False |  |  | Dual-Speed |  |  |  | 28800 | 1138 | 25.3 |  | 24400 | 1489 | 4.8 |  | Non Federally-Regulated | 07/05/2022 | 206726854 | 09/06/2022
Enertech Global, LLC | GEOCOMFORT | GBS018 | EED018 | Ground-Source | WBAHP-C: Heat Pump Split Syste | Heat Pump | 208 | 1 | False |  |  | Single-Speed |  |  |  | 22100 | 1018 | 21.7 |  | 14500 | 1089 | 3.9 |  | Non Federally-Regulated | 07/05/2022 | 206726812 | 09/06/2022
Enertech Global, LLC | GEOCOMFORT | GBT024 | EED024 | Ground-Source | WBAHP-C: Heat Pump Split Syste | Heat Pump | 208 | 1 | False |  |  | Dual-Speed |  |  |  | 26800 | 1374 | 19.5 |  | 19200 | 1372 | 4.1 |  | Non Federally-Regulated | 07/05/2022 | 206726854 | 09/06/2022
Enertech Global, LLC | GEOCOMFORT | GBT048 | EED048 | Water-Source | WBAHP-C: Heat Pump Split Syste | Heat Pump | 230 | 1 | False |  |  | Single-Speed |  |  |  | 49100 | 2940 | 16.7 |  | 61600 | 3223 | 5.6 |  | Federally-Regulated Commercial & Industrial Equipment | 07/05/2022 | 206726836 | 09/06/2022
Enertech Global, LLC | GEOCOMFORT | GBT060 | EED060 | Water-Source | WBAHP-C: Heat Pump Split Syste | Heat Pump | 208 | 1 | False |  |  | Single-Speed |  |  |  | 60700 | 3891 | 15.6 |  | 73500 | 4308 | 5 |  | Federally-Regulated Commercial & Industrial Equipment | 07/05/2022 | 206726848 | 09/06/2022
Enertech Global, LLC | Hydron Module | HBS018 | EED018 | Ground-Water-Source | WBAHP-C: Heat Pump Split Syste | Heat Pump | 208 | 1 | False |  |  | Single-Speed |  |  |  | 24200 | 793 | 30.5 |  | 18600 | 1090 | 5 |  | Non Federally-Regulated | 07/05/2022 | 206726814 | 09/06/2022
Enertech Global, LLC | Hydron Module | HBT024 | EAD024 | Ground-Water-Source | WBAHP-CB: Heat Pump Split Syst | Heat Pump | 208 | 1 | False |  |  | Dual-Speed |  |  |  | 28900 | 1074 | 26.9 |  | 23900 | 1490 | 4.7 |  | Non Federally-Regulated | 07/05/2022 | 206726857 | 09/06/2022
Enertech Global, LLC | Hydron Module | HBT024 | EED024 | Ground-Source | WBAHP-C: Heat Pump Split Syste | Heat Pump | 230 | 1 | False |  |  | Dual-Speed |  |  |  | 26800 | 1374 | 19.5 |  | 19200 | 1372 | 4.1 |  | Non Federally-Regulated | 07/05/2022 | 206726856 | 09/06/2022
Enertech Global, LLC | Hydron Module | HBT036 | EED036 | Water-Source | WBAHP-C: Heat Pump Split Syste | Heat Pump | 230 | 1 | False |  |  | Single-Speed |  |  |  | 35800 | 2156 | 16.6 |  | 45200 | 2703 | 4.9 |  | Federally-Regulated Commercial & Industrial Equipment | 07/05/2022 | 206726826 | 09/06/2022
Enertech Global, LLC | Hydron Module | HBS018 | EED018 | Water-Source | WBAHP-C: Heat Pump Split Syste | Heat Pump | 230 | 1 | False |  |  | Single-Speed |  |  |  | 20900 | 1161 | 18 |  | 23400 | 1142 | 6 |  | Federally-Regulated Commercial & Industrial Equipment | 07/05/2022 | 206726814 | 09/06/2022
Enertech Global, LLC | Hydron Module | HBT036 | EED036 | Ground-Water-Source | WBAHP-C: Heat Pump Split Syste | Heat Pump | 230 | 1 | False |  |  | Single-Speed |  |  |  | 40500 | 1646 | 24.6 |  | 36800 | 2294 | 4.7 |  | Non Federally-Regulated | 07/05/2022 | 206726826 | 09/06/2022
Enertech Global, LLC | Hydron Module | HBT048 | EAD048 | Ground-Water-Source | WBAHP-CB: Heat Pump Split Syst | Heat Pump | 230 | 1 | False |  |  | Single-Speed |  |  |  | 54200 | 2133 | 25.4 |  | 50800 | 3101 | 4.8 |  | Non Federally-Regulated | 07/05/2022 | 206726839 | 09/06/2022
Enertech Global, LLC | Hydron Module | HBT024 | EED024 | Water-Source | WBAHP-C: Heat Pump Split Syste | Heat Pump | 208 | 1 | False |  |  | Dual-Speed |  |  |  | 25600 | 1523 | 16.8 |  | 30300 | 1675 | 5.3 |  | Federally-Regulated Commercial & Industrial Equipment | 07/05/2022 | 206726856 | 09/06/2022
Enertech Global, LLC | Hydron Module | HBT024 | EED024 | Ground-Source | WBAHP-C: Heat Pump Split Syste | Heat Pump | 208 | 1 | False |  |  | Dual-Speed |  |  |  | 26800 | 1374 | 19.5 |  | 19200 | 1372 | 4.1 |  | Non Federally-Regulated | 07/05/2022 | 206726856 | 09/06/2022
Enertech Global, LLC | Hydron Module | HBT060 | EED060 | Ground-Source | WBAHP-C: Heat Pump Split Syste | Heat Pump | 208 | 1 | False |  |  | Single-Speed |  |  |  | 63400 | 3561 | 17.8 |  | 48100 | 3709 | 3.8 |  | Non Federally-Regulated | 07/05/2022 | 206726849 | 09/06/2022
Enertech Global, LLC | Hydron Module | HBT036 | EED036 | Water-Source | WBAHP-C: Heat Pump Split Syste | Heat Pump | 208 | 1 | False |  |  | Single-Speed |  |  |  | 35800 | 2156 | 16.6 |  | 45200 | 2703 | 4.9 |  | Federally-Regulated Commercial & Industrial Equipment | 07/05/2022 | 206726826 | 09/06/2022
Enertech Global, LLC | Hydron Module | HBT060 | EED060 | Water-Source | WBAHP-C: Heat Pump Split Syste | Heat Pump | 208 | 1 | False |  |  | Single-Speed |  |  |  | 60700 | 3891 | 15.6 |  | 73500 | 4308 | 5 |  | Federally-Regulated Commercial & Industrial Equipment | 07/05/2022 | 206726849 | 09/06/2022
Enertech Global, LLC | Hydron Module | HBS018 | EED018 | Ground-Source | WBAHP-C: Heat Pump Split Syste | Heat Pump | 208 | 1 | False |  |  | Single-Speed |  |  |  | 22100 | 1018 | 21.7 |  | 14500 | 1089 | 3.9 |  | Non Federally-Regulated | 07/05/2022 | 206726814 | 09/06/2022
Enertech Global, LLC | Hydron Module | HBT024 | EAD024 | Water-Source | WBAHP-CB: Heat Pump Split Syst | Heat Pump | 208 | 1 | False |  |  | Dual-Speed |  |  |  | 24100 | 1377 | 17.5 |  | 29400 | 1723 | 5 |  | Federally-Regulated Commercial & Industrial Equipment | 07/05/2022 | 206726857 | 09/06/2022
Enertech Global, LLC | Hydron Module | HBT024 | EAD024 | Ground-Water-Source | WBAHP-CB: Heat Pump Split Syst | Heat Pump | 230 | 1 | False |  |  | Dual-Speed |  |  |  | 28900 | 1074 | 26.9 |  | 23900 | 1490 | 4.7 |  | Non Federally-Regulated | 07/05/2022 | 206726857 | 09/06/2022
Enertech Global, LLC | Hydron Module | HBT024 | EED024 | Ground-Water-Source | WBAHP-C: Heat Pump Split Syste | Heat Pump | 208 | 1 | False |  |  | Dual-Speed |  |  |  | 28800 | 1138 | 25.3 |  | 24400 | 1489 | 4.8 |  | Non Federally-Regulated | 07/05/2022 | 206726856 | 09/06/2022
Enertech Global, LLC | Hydron Module | HBT060 | EED060 | Ground-Water-Source | WBAHP-C: Heat Pump Split Syste | Heat Pump | 230 | 1 | False |  |  | Single-Speed |  |  |  | 63600 | 2904 | 21.9 |  | 60200 | 3920 | 4.5 |  | Non Federally-Regulated | 07/05/2022 | 206726849 | 09/06/2022
Enertech Global, LLC | Hydron Module | HBT060 | EED060 | Water-Source | WBAHP-C: Heat Pump Split Syste | Heat Pump | 230 | 1 | False |  |  | Single-Speed |  |  |  | 60700 | 3891 | 15.6 |  | 73500 | 4308 | 5 |  | Federally-Regulated Commercial & Industrial Equipment | 07/05/2022 | 206726849 | 09/06/2022
Enertech Global, LLC | Hydron Module | HBT048 | EED048 | Ground-Water-Source | WBAHP-C: Heat Pump Split Syste | Heat Pump | 208 | 1 | False |  |  | Single-Speed |  |  |  | 55000 | 2208 | 24.9 |  | 50800 | 3038 | 4.9 |  | Non Federally-Regulated | 07/05/2022 | 206726838 | 09/06/2022
Enertech Global, LLC | Hydron Module | HBT048 | EAD048 | Water-Source | WBAHP-CB: Heat Pump Split Syst | Heat Pump | 208 | 1 | False |  |  | Single-Speed |  |  |  | 47800 | 2879 | 16.6 |  | 62000 | 3364 | 5.4 |  | Federally-Regulated Commercial & Industrial Equipment | 07/05/2022 | 206726839 | 09/06/2022
Enertech Global, LLC | Hydron Module | HBT048 | EAD048 | Ground-Source | WBAHP-CB: Heat Pump Split Syst | Heat Pump | 208 | 1 | False |  |  | Single-Speed |  |  |  | 50300 | 2579 | 19.5 |  | 41000 | 3081 | 3.9 |  | Non Federally-Regulated | 07/05/2022 | 206726839 | 09/06/2022
Enertech Global, LLC | Hydron Module | HBT036 | EED036 | Ground-Water-Source | WBAHP-C: Heat Pump Split Syste | Heat Pump | 208 | 1 | False |  |  | Single-Speed |  |  |  | 40500 | 1646 | 24.6 |  | 36800 | 2294 | 4.7 |  | Non Federally-Regulated | 07/05/2022 | 206726826 | 09/06/2022
Enertech Global, LLC | Hydron Module | HBT048 | EAD048 | Ground-Water-Source | WBAHP-CB: Heat Pump Split Syst | Heat Pump | 208 | 1 | False |  |  | Single-Speed |  |  |  | 54200 | 2133 | 25.4 |  | 50800 | 3101 | 4.8 |  | Non Federally-Regulated | 07/05/2022 | 206726839 | 09/06/2022
Enertech Global, LLC | Hydron Module | HBT024 | EED024 | Ground-Water-Source | WBAHP-C: Heat Pump Split Syste | Heat Pump | 230 | 1 | False |  |  | Dual-Speed |  |  |  | 28800 | 1138 | 25.3 |  | 24400 | 1489 | 4.8 |  | Non Federally-Regulated | 07/05/2022 | 206726856 | 09/06/2022
Enertech Global, LLC | Hydron Module | HBT024 | EED024 | Water-Source | WBAHP-C: Heat Pump Split Syste | Heat Pump | 230 | 1 | False |  |  | Dual-Speed |  |  |  | 25600 | 1523 | 16.8 |  | 30300 | 1675 | 5.3 |  | Federally-Regulated Commercial & Industrial Equipment | 07/05/2022 | 206726856 | 09/06/2022
Enertech Global, LLC | Hydron Module | HBT060 | EED060 | Ground-Water-Source | WBAHP-C: Heat Pump Split Syste | Heat Pump | 208 | 1 | False |  |  | Single-Speed |  |  |  | 63600 | 2904 | 21.9 |  | 60200 | 3920 | 4.5 |  | Non Federally-Regulated | 07/05/2022 | 206726849 | 09/06/2022
Enertech Global, LLC | Hydron Module | HBS018 | EED018 | Water-Source | WBAHP-C: Heat Pump Split Syste | Heat Pump | 208 | 1 | False |  |  | Single-Speed |  |  |  | 20900 | 1161 | 18 |  | 23400 | 1142 | 6 |  | Federally-Regulated Commercial & Industrial Equipment | 07/05/2022 | 206726814 | 09/06/2022
Enertech Global, LLC | Hydron Module | HBT036 | EED036 | Ground-Source | WBAHP-C: Heat Pump Split Syste | Heat Pump | 208 | 1 | False |  |  | Single-Speed |  |  |  | 37600 | 1958 | 19.2 |  | 28800 | 2221 | 3.8 |  | Non Federally-Regulated | 07/05/2022 | 206726826 | 09/06/2022
Enertech Global, LLC | Hydron Module | HBT036 | EED036 | Ground-Source | WBAHP-C: Heat Pump Split Syste | Heat Pump | 230 | 1 | False |  |  | Single-Speed |  |  |  | 37600 | 1958 | 19.2 |  | 28800 | 2221 | 3.8 |  | Non Federally-Regulated | 07/05/2022 | 206726826 | 09/06/2022
Enertech Global, LLC | Hydron Module | HBS018 | EED018 | Ground-Water-Source | WBAHP-C: Heat Pump Split Syste | Heat Pump | 230 | 1 | False |  |  | Single-Speed |  |  |  | 24200 | 793 | 30.5 |  | 18600 | 1090 | 5 |  | Non Federally-Regulated | 07/05/2022 | 206726814 | 09/06/2022
Enertech Global, LLC | Hydron Module | HBT024 | EAD024 | Ground-Source | WBAHP-CB: Heat Pump Split Syst | Heat Pump | 208 | 1 | False |  |  | Dual-Speed |  |  |  | 26300 | 1289 | 20.4 |  | 18800 | 1412 | 3.9 |  | Non Federally-Regulated | 07/05/2022 | 206726857 | 09/06/2022
Enertech Global, LLC | Hydron Module | HBT060 | EED060 | Ground-Source | WBAHP-C: Heat Pump Split Syste | Heat Pump | 230 | 1 | False |  |  | Single-Speed |  |  |  | 63400 | 3561 | 17.8 |  | 48100 | 3709 | 3.8 |  | Non Federally-Regulated | 07/05/2022 | 206726849 | 09/06/2022
Enertech Global, LLC | GEOCOMFORT | GBT036 | EED036 | Ground-Water-Source | WBAHP-C: Heat Pump Split Syste | Heat Pump | 230 | 1 | False |  |  | Single-Speed |  |  |  | 40500 | 1646 | 24.6 |  | 36800 | 2294 | 4.7 |  | Non Federally-Regulated | 09/06/2022 | 206726824 | 09/06/2022
Enertech Global, LLC | GEOCOMFORT | GBT024 | EED024 | Ground-Water-Source | WBAHP-C: Heat Pump Split Syste | Heat Pump | 230 | 1 | False |  |  | Dual-Speed |  |  |  | 28800 | 1138 | 25.3 |  | 24400 | 1489 | 4.8 |  | Non Federally-Regulated | 09/06/2022 | 206726854 | 09/06/2022
Enertech Global, LLC | GEOCOMFORT | GBT060 | EED060 | Ground-Water-Source | WBAHP-C: Heat Pump Split Syste | Heat Pump | 208 | 1 | False |  |  | Single-Speed |  |  |  | 63600 | 2904 | 21.9 |  | 60200 | 3920 | 4.5 |  | Non Federally-Regulated | 09/06/2022 | 206726848 | 09/06/2022
Enertech Global, LLC | GEOCOMFORT | GBS018 | EED018 | Ground-Water-Source | WBAHP-C: Heat Pump Split Syste | Heat Pump | 230 | 1 | False |  |  | Single-Speed |  |  |  | 24200 | 793 | 30.5 |  | 18600 | 1090 | 5 |  | Non Federally-Regulated | 09/06/2022 | 206726812 | 09/06/2022
Enertech Global, LLC | GEOCOMFORT | GBT024 | EED024 | Water-Source | WBAHP-C: Heat Pump Split Syste | Heat Pump | 208 | 1 | False |  |  | Dual-Speed |  |  |  | 25600 | 1523 | 16.8 |  | 30300 | 1675 | 5.3 |  | Federally-Regulated Commercial & Industrial Equipment | 09/06/2022 | 206726854 | 09/06/2022
Enertech Global, LLC | GEOCOMFORT | GBT036 | EED036 | Ground-Source | WBAHP-C: Heat Pump Split Syste | Heat Pump | 230 | 1 | False |  |  | Single-Speed |  |  |  | 37600 | 1958 | 19.2 |  | 28800 | 2221 | 3.8 |  | Non Federally-Regulated | 09/06/2022 | 206726824 | 09/06/2022
Enertech Global, LLC | GEOCOMFORT | GBT048 | EED048 | Water-Source | WBAHP-C: Heat Pump Split Syste | Heat Pump | 208 | 1 | False |  |  | Single-Speed |  |  |  | 49100 | 2940 | 16.7 |  | 61600 | 3223 | 5.6 |  | Federally-Regulated Commercial & Industrial Equipment | 09/06/2022 | 206726836 | 09/06/2022
Enertech Global, LLC | GEOCOMFORT | GBS018 | EED018 | Water-Source | WBAHP-C: Heat Pump Split Syste | Heat Pump | 208 | 1 | False |  |  | Single-Speed |  |  |  | 20900 | 1161 | 18 |  | 23400 | 1142 | 6 |  | Federally-Regulated Commercial & Industrial Equipment | 09/06/2022 | 206726812 | 09/06/2022
Enertech Global, LLC | GEOCOMFORT | GBT048 | EED048 | Ground-Source | WBAHP-C: Heat Pump Split Syste | Heat Pump | 208 | 1 | False |  |  | Single-Speed |  |  |  | 51300 | 2658 | 19.3 |  | 40700 | 2909 | 4.1 |  | Non Federally-Regulated | 09/06/2022 | 206726836 | 09/06/2022
Enertech Global, LLC | GEOCOMFORT | GBT060 | EED060 | Ground-Source | WBAHP-C: Heat Pump Split Syste | Heat Pump | 230 | 1 | False |  |  | Single-Speed |  |  |  | 63400 | 3561 | 17.8 |  | 48100 | 3709 | 3.8 |  | Non Federally-Regulated | 09/06/2022 | 206726848 | 09/06/2022
Enertech Global, LLC | GEOCOMFORT | GBT036 | EED036 | Ground-Water-Source | WBAHP-C: Heat Pump Split Syste | Heat Pump | 208 | 1 | False |  |  | Single-Speed |  |  |  | 40500 | 1646 | 24.6 |  | 36800 | 2294 | 4.7 |  | Non Federally-Regulated | 09/06/2022 | 206726824 | 09/06/2022
Enertech Global, LLC | GEOCOMFORT | GBS018 | EED018 | Ground-Source | WBAHP-C: Heat Pump Split Syste | Heat Pump | 230 | 1 | False |  |  | Single-Speed |  |  |  | 22100 | 1018 | 21.7 |  | 14500 | 1089 | 3.9 |  | Non Federally-Regulated | 09/06/2022 | 206726812 | 09/06/2022
Enertech Global, LLC | GEOCOMFORT | GBT036 | EED036 | Water-Source | WBAHP-C: Heat Pump Split Syste | Heat Pump | 208 | 1 | False |  |  | Single-Speed |  |  |  | 35800 | 2156 | 16.6 |  | 45200 | 2703 | 4.9 |  | Federally-Regulated Commercial & Industrial Equipment | 09/06/2022 | 206726824 | 09/06/2022
Enertech Global, LLC | GEOCOMFORT | GBT036 | EED036 | Ground-Source | WBAHP-C: Heat Pump Split Syste | Heat Pump | 208 | 1 | False |  |  | Single-Speed |  |  |  | 37600 | 1958 | 19.2 |  | 28800 | 2221 | 3.8 |  | Non Federally-Regulated | 09/06/2022 | 206726824 | 09/06/2022
Enertech Global, LLC | GEOCOMFORT | GBS018 | EED018 | Ground-Water-Source | WBAHP-C: Heat Pump Split Syste | Heat Pump | 208 | 1 | False |  |  | Single-Speed |  |  |  | 24200 | 793 | 30.5 |  | 18600 | 1090 | 5 |  | Non Federally-Regulated | 09/06/2022 | 206726812 | 09/06/2022
Enertech Global, LLC | GEOCOMFORT | GBT024 | EED024 | Water-Source | WBAHP-C: Heat Pump Split Syste | Heat Pump | 230 | 1 | False |  |  | Dual-Speed |  |  |  | 25600 | 1523 | 16.8 |  | 30300 | 1675 | 5.3 |  | Federally-Regulated Commercial & Industrial Equipment | 09/06/2022 | 206726854 | 09/06/2022
Enertech Global, LLC | GEOCOMFORT | GBT048 | EED048 | Ground-Water-Source | WBAHP-C: Heat Pump Split Syste | Heat Pump | 208 | 1 | False |  |  | Single-Speed |  |  |  | 55000 | 2208 | 24.9 |  | 50800 | 3038 | 4.9 |  | Non Federally-Regulated | 09/06/2022 | 206726836 | 09/06/2022
Enertech Global, LLC | GEOCOMFORT | GBT036 | EED036 | Water-Source | WBAHP-C: Heat Pump Split Syste | Heat Pump | 230 | 1 | False |  |  | Single-Speed |  |  |  | 35800 | 2156 | 16.6 |  | 45200 | 2703 | 4.9 |  | Federally-Regulated Commercial & Industrial Equipment | 09/06/2022 | 206726824 | 09/06/2022
Enertech Global, LLC | GEOCOMFORT | GBT060 | EED060 | Water-Source | WBAHP-C: Heat Pump Split Syste | Heat Pump | 230 | 1 | False |  |  | Single-Speed |  |  |  | 60700 | 3891 | 15.6 |  | 73500 | 4308 | 5 |  | Federally-Regulated Commercial & Industrial Equipment | 09/06/2022 | 206726848 | 09/06/2022
Enertech Global, LLC | GEOCOMFORT | GBT060 | EED060 | Ground-Water-Source | WBAHP-C: Heat Pump Split Syste | Heat Pump | 230 | 1 | False |  |  | Single-Speed |  |  |  | 63600 | 2904 | 21.9 |  | 60200 | 3920 | 4.5 |  | Non Federally-Regulated | 09/06/2022 | 206726848 | 09/06/2022
Enertech Global, LLC | GEOCOMFORT | GBT048 | EED048 | Ground-Water-Source | WBAHP-C: Heat Pump Split Syste | Heat Pump | 230 | 1 | False |  |  | Single-Speed |  |  |  | 55000 | 2208 | 24.9 |  | 50800 | 3038 | 4.9 |  | Non Federally-Regulated | 09/06/2022 | 206726836 | 09/06/2022
Enertech Global, LLC | GEOCOMFORT | GBT060 | EED060 | Ground-Source | WBAHP-C: Heat Pump Split Syste | Heat Pump | 208 | 1 | False |  |  | Single-Speed |  |  |  | 63400 | 3561 | 17.8 |  | 48100 | 3709 | 3.8 |  | Non Federally-Regulated | 09/06/2022 | 206726848 | 09/06/2022
Enertech Global, LLC | GEOCOMFORT | GBT024 | EED024 | Ground-Source | WBAHP-C: Heat Pump Split Syste | Heat Pump | 230 | 1 | False |  |  | Dual-Speed |  |  |  | 26800 | 1374 | 19.5 |  | 19200 | 1372 | 4.1 |  | Non Federally-Regulated | 09/06/2022 | 206726854 | 09/06/2022
Enertech Global, LLC | GEOCOMFORT | GBT048 | EED048 | Ground-Source | WBAHP-C: Heat Pump Split Syste | Heat Pump | 230 | 1 | False |  |  | Single-Speed |  |  |  | 51300 | 2658 | 19.3 |  | 40700 | 2909 | 4.1 |  | Non Federally-Regulated | 09/06/2022 | 206726836 | 09/06/2022
Enertech Global, LLC | GEOCOMFORT | GBS018 | EED018 | Water-Source | WBAHP-C: Heat Pump Split Syste | Heat Pump | 230 | 1 | False |  |  | Single-Speed |  |  |  | 20900 | 1161 | 18 |  | 23400 | 1142 | 6 |  | Federally-Regulated Commercial & Industrial Equipment | 09/06/2022 | 206726812 | 09/06/2022
Enertech Global, LLC | GEOCOMFORT | GBT024 | EED024 | Ground-Water-Source | WBAHP-C: Heat Pump Split Syste | Heat Pump | 208 | 1 | False |  |  | Dual-Speed |  |  |  | 28800 | 1138 | 25.3 |  | 24400 | 1489 | 4.8 |  | Non Federally-Regulated | 09/06/2022 | 206726854 | 09/06/2022
Enertech Global, LLC | GEOCOMFORT | GBS018 | EED018 | Ground-Source | WBAHP-C: Heat Pump Split Syste | Heat Pump | 208 | 1 | False |  |  | Single-Speed |  |  |  | 22100 | 1018 | 21.7 |  | 14500 | 1089 | 3.9 |  | Non Federally-Regulated | 09/06/2022 | 206726812 | 09/06/2022
Enertech Global, LLC | GEOCOMFORT | GBT024 | EED024 | Ground-Source | WBAHP-C: Heat Pump Split Syste | Heat Pump | 208 | 1 | False |  |  | Dual-Speed |  |  |  | 26800 | 1374 | 19.5 |  | 19200 | 1372 | 4.1 |  | Non Federally-Regulated | 09/06/2022 | 206726854 | 09/06/2022
Enertech Global, LLC | GEOCOMFORT | GBT048 | EED048 | Water-Source | WBAHP-C: Heat Pump Split Syste | Heat Pump | 230 | 1 | False |  |  | Single-Speed |  |  |  | 49100 | 2940 | 16.7 |  | 61600 | 3223 | 5.6 |  | Federally-Regulated Commercial & Industrial Equipment | 09/06/2022 | 206726836 | 09/06/2022
Enertech Global, LLC | GEOCOMFORT | GBT060 | EED060 | Water-Source | WBAHP-C: Heat Pump Split Syste | Heat Pump | 208 | 1 | False |  |  | Single-Speed |  |  |  | 60700 | 3891 | 15.6 |  | 73500 | 4308 | 5 |  | Federally-Regulated Commercial & Industrial Equipment | 09/06/2022 | 206726848 | 09/06/2022
Enertech Global, LLC | Tetco | TBS018 | EED018 | Ground-Water-Source | WBAHP-C: Heat Pump Split Syste | Heat Pump | 208 | 1 | False |  |  | Single-Speed |  |  |  | 24200 | 793 | 30.5 | 16.2 | 18600 | 1090 | 5 | 3.6 | Non Federally-Regulated | 09/06/2022 | 206726816 | 09/06/2022
Enertech Global, LLC | Tetco | TBT024 | EED024 | Ground-Water-Source | WBAHP-C: Heat Pump Split Syste | Heat Pump | 208 | 1 | False |  |  | Dual-Speed |  |  |  | 28800 | 1138 | 25.3 | 16.2 | 24400 | 1489 | 4.8 | 3.6 | Non Federally-Regulated | 09/06/2022 | 206726858 | 09/06/2022
Enertech Global, LLC | Tetco | TBT024 | EED024 | Water-Source | WBAHP-C: Heat Pump Split Syste | Heat Pump | 230 | 1 | False |  |  | Dual-Speed |  |  |  | 25600 | 1523 | 16.8 | 12 | 30300 | 1675 | 5.3 | 4.2 | Federally-Regulated Commercial & Industrial Equipment | 09/06/2022 | 206726858 | 09/06/2022
Enertech Global, LLC | Tetco | TBS018 | EED018 | Ground-Source | WBAHP-C: Heat Pump Split Syste | Heat Pump | 230 | 1 | False |  |  | Single-Speed |  |  |  | 22100 | 1018 | 21.7 | 13.4 | 14500 | 1089 | 3.9 | 3.1 | Non Federally-Regulated | 09/06/2022 | 206726816 | 09/06/2022
Enertech Global, LLC | Tetco | TBT048 | EED048 | Ground-Source | WBAHP-C: Heat Pump Split Syste | Heat Pump | 230 | 1 | False |  |  | Single-Speed |  |  |  | 51300 | 2658 | 19.3 | 13.4 | 40700 | 2909 | 4.1 | 3.1 | Non Federally-Regulated | 09/06/2022 | 206726840 | 09/06/2022
Enertech Global, LLC | Tetco | TBT024 | EED024 | Water-Source | WBAHP-C: Heat Pump Split Syste | Heat Pump | 208 | 1 | False |  |  | Dual-Speed |  |  |  | 25600 | 1523 | 16.8 | 12 | 30300 | 1675 | 5.3 | 4.2 | Federally-Regulated Commercial & Industrial Equipment | 09/06/2022 | 206726858 | 09/06/2022
Enertech Global, LLC | Tetco | TBT036 | EAD036 | Ground-Water-Source | WBAHP-CB: Heat Pump Split Syst | Heat Pump | 208 | 1 | False |  |  | Single-Speed |  |  |  | 39700 | 1600 | 24.8 | 16.2 | 37200 | 2319 | 4.7 | 3.6 | Non Federally-Regulated | 09/06/2022 | 206726829 | 09/06/2022
Enertech Global, LLC | Tetco | TBT060 | EED060 | Ground-Source | WBAHP-C: Heat Pump Split Syste | Heat Pump | 208 | 1 | False |  |  | Single-Speed |  |  |  | 63400 | 3561 | 17.8 | 13.4 | 48100 | 3709 | 3.8 | 3.1 | Non Federally-Regulated | 09/06/2022 | 206726850 | 09/06/2022
Enertech Global, LLC | Tetco | TBT036 | EED036 | Ground-Water-Source | WBAHP-C: Heat Pump Split Syste | Heat Pump | 208 | 1 | False |  |  | Single-Speed |  |  |  | 40500 | 1646 | 24.6 | 16.2 | 36800 | 2294 | 4.7 | 3.6 | Non Federally-Regulated | 09/06/2022 | 206726828 | 09/06/2022
Enertech Global, LLC | Tetco | TBT024 | EAD024 | Ground-Water-Source | WBAHP-CB: Heat Pump Split Syst | Heat Pump | 230 | 1 | False |  |  | Dual-Speed |  |  |  | 28900 | 1074 | 26.9 | 16.2 | 23900 | 1490 | 4.7 | 3.6 | Non Federally-Regulated | 09/06/2022 | 206726859 | 09/06/2022
Enertech Global, LLC | Tetco | TBT024 | EAD024 | Ground-Source | WBAHP-CB: Heat Pump Split Syst | Heat Pump | 208 | 1 | False |  |  | Dual-Speed |  |  |  | 26300 | 1289 | 20.4 | 13.4 | 18800 | 1412 | 3.9 | 3.1 | Non Federally-Regulated | 09/06/2022 | 206726859 | 09/06/2022
Enertech Global, LLC | Tetco | TBS018 | EED018 | Water-Source | WBAHP-C: Heat Pump Split Syste | Heat Pump | 230 | 1 | False |  |  | Single-Speed |  |  |  | 20900 | 1161 | 18 | 12 | 23400 | 1142 | 6 | 4.2 | Federally-Regulated Commercial & Industrial Equipment | 09/06/2022 | 206726816 | 09/06/2022
Enertech Global, LLC | Tetco | TBT036 | EED036 | Ground-Source | WBAHP-C: Heat Pump Split Syste | Heat Pump | 230 | 1 | False |  |  | Single-Speed |  |  |  | 37600 | 1958 | 19.2 | 13.4 | 28800 | 2221 | 3.8 | 3.1 | Non Federally-Regulated | 09/06/2022 | 206726828 | 09/06/2022
Enertech Global, LLC | Tetco | TBT024 | EAD024 | Water-Source | WBAHP-CB: Heat Pump Split Syst | Heat Pump | 208 | 1 | False |  |  | Dual-Speed |  |  |  | 24100 | 1377 | 17.5 | 12 | 29400 | 1723 | 5 | 4.2 | Federally-Regulated Commercial & Industrial Equipment | 09/06/2022 | 206726859 | 09/06/2022
Enertech Global, LLC | Tetco | TBT036 | EED036 | Ground-Water-Source | WBAHP-C: Heat Pump Split Syste | Heat Pump | 230 | 1 | False |  |  | Single-Speed |  |  |  | 40500 | 1646 | 24.6 | 16.2 | 36800 | 2294 | 4.7 | 3.6 | Non Federally-Regulated | 09/06/2022 | 206726828 | 09/06/2022
Enertech Global, LLC | Tetco | TBT024 | EED024 | Ground-Source | WBAHP-C: Heat Pump Split Syste | Heat Pump | 208 | 1 | False |  |  | Dual-Speed |  |  |  | 26800 | 1374 | 19.5 | 13.4 | 19200 | 1372 | 4.1 | 3.1 | Non Federally-Regulated | 09/06/2022 | 206726858 | 09/06/2022
Enertech Global, LLC | Tetco | TBT048 | EED048 | Ground-Water-Source | WBAHP-C: Heat Pump Split Syste | Heat Pump | 230 | 1 | False |  |  | Single-Speed |  |  |  | 55000 | 2208 | 24.9 | 16.2 | 50800 | 3038 | 4.9 | 3.6 | Non Federally-Regulated | 09/06/2022 | 206726840 | 09/06/2022
Enertech Global, LLC | Tetco | TBT024 | EAD024 | Ground-Water-Source | WBAHP-CB: Heat Pump Split Syst | Heat Pump | 208 | 1 | False |  |  | Dual-Speed |  |  |  | 28900 | 1074 | 26.9 | 16.2 | 23900 | 1490 | 4.7 | 3.6 | Non Federally-Regulated | 09/06/2022 | 206726859 | 09/06/2022
Enertech Global, LLC | Tetco | TBT060 | EED060 | Water-Source | WBAHP-C: Heat Pump Split Syste | Heat Pump | 208 | 1 | False |  |  | Single-Speed |  |  |  | 60700 | 3891 | 15.6 | 12 | 73500 | 4308 | 5 | 4.2 | Federally-Regulated Commercial & Industrial Equipment | 09/06/2022 | 206726850 | 09/06/2022
Enertech Global, LLC | Tetco | TBT060 | EED060 | Ground-Water-Source | WBAHP-C: Heat Pump Split Syste | Heat Pump | 230 | 1 | False |  |  | Single-Speed |  |  |  | 63600 | 2904 | 21.9 | 16.2 | 60200 | 3920 | 4.5 | 3.6 | Non Federally-Regulated | 09/06/2022 | 206726850 | 09/06/2022
Enertech Global, LLC | Tetco | TBT036 | EED036 | Ground-Source | WBAHP-C: Heat Pump Split Syste | Heat Pump | 208 | 1 | False |  |  | Single-Speed |  |  |  | 37600 | 1958 | 19.2 | 13.4 | 28800 | 2221 | 3.8 | 3.1 | Non Federally-Regulated | 09/06/2022 | 206726828 | 09/06/2022
Enertech Global, LLC | Tetco | TBT060 | EED060 | Water-Source | WBAHP-C: Heat Pump Split Syste | Heat Pump | 230 | 1 | False |  |  | Single-Speed |  |  |  | 60700 | 3891 | 15.6 | 12 | 73500 | 4308 | 5 | 4.2 | Federally-Regulated Commercial & Industrial Equipment | 09/06/2022 | 206726850 | 09/06/2022
Enertech Global, LLC | Tetco | TBT024 | EAD024 | Water-Source | WBAHP-CB: Heat Pump Split Syst | Heat Pump | 230 | 1 | False |  |  | Dual-Speed |  |  |  | 24100 | 1377 | 17.5 | 12 | 29400 | 1723 | 5 | 4.2 | Federally-Regulated Commercial & Industrial Equipment | 09/06/2022 | 206726859 | 09/06/2022
Enertech Global, LLC | Tetco | TBT060 | EED060 | Ground-Water-Source | WBAHP-C: Heat Pump Split Syste | Heat Pump | 208 | 1 | False |  |  | Single-Speed |  |  |  | 63600 | 2904 | 21.9 | 16.2 | 60200 | 3920 | 4.5 | 3.6 | Non Federally-Regulated | 09/06/2022 | 206726850 | 09/06/2022
Enertech Global, LLC | Tetco | TBT036 | EED036 | Water-Source | WBAHP-C: Heat Pump Split Syste | Heat Pump | 230 | 1 | False |  |  | Single-Speed |  |  |  | 35800 | 2156 | 16.6 | 12 | 45200 | 2703 | 4.9 | 4.2 | Federally-Regulated Commercial & Industrial Equipment | 09/06/2022 | 206726828 | 09/06/2022
Enertech Global, LLC | Tetco | TBT048 | EED048 | Ground-Source | WBAHP-C: Heat Pump Split Syste | Heat Pump | 208 | 1 | False |  |  | Single-Speed |  |  |  | 51300 | 2658 | 19.3 | 13.4 | 40700 | 2909 | 4.1 | 3.1 | Non Federally-Regulated | 09/06/2022 | 206726840 | 09/06/2022
Enertech Global, LLC | Tetco | TBT048 | EED048 | Ground-Water-Source | WBAHP-C: Heat Pump Split Syste | Heat Pump | 208 | 1 | False |  |  | Single-Speed |  |  |  | 55000 | 2208 | 24.9 | 16.2 | 50800 | 3038 | 4.9 | 3.6 | Non Federally-Regulated | 09/06/2022 | 206726840 | 09/06/2022
Enertech Global, LLC | Tetco | TBT048 | EED048 | Water-Source | WBAHP-C: Heat Pump Split Syste | Heat Pump | 230 | 1 | False |  |  | Single-Speed |  |  |  | 49100 | 2940 | 16.7 | 12 | 61600 | 3223 | 5.6 | 4.2 | Federally-Regulated Commercial & Industrial Equipment | 09/06/2022 | 206726840 | 09/06/2022
Enertech Global, LLC | Tetco | TBT060 | EED060 | Ground-Source | WBAHP-C: Heat Pump Split Syste | Heat Pump | 230 | 1 | False |  |  | Single-Speed |  |  |  | 63400 | 3561 | 17.8 | 13.4 | 48100 | 3709 | 3.8 | 3.1 | Non Federally-Regulated | 09/06/2022 | 206726850 | 09/06/2022
Enertech Global, LLC | Tetco | TBT024 | EED024 | Ground-Water-Source | WBAHP-C: Heat Pump Split Syste | Heat Pump | 230 | 1 | False |  |  | Dual-Speed |  |  |  | 28800 | 1138 | 25.3 | 16.2 | 24400 | 1489 | 4.8 | 3.6 | Non Federally-Regulated | 09/06/2022 | 206726858 | 09/06/2022
Enertech Global, LLC | Tetco | TBT048 | EED048 | Water-Source | WBAHP-C: Heat Pump Split Syste | Heat Pump | 208 | 1 | False |  |  | Single-Speed |  |  |  | 49100 | 2940 | 16.7 | 12 | 61600 | 3223 | 5.6 | 4.2 | Federally-Regulated Commercial & Industrial Equipment | 09/06/2022 | 206726840 | 09/06/2022
Enertech Global, LLC | Tetco | TBS018 | EED018 | Ground-Water-Source | WBAHP-C: Heat Pump Split Syste | Heat Pump | 230 | 1 | False |  |  | Single-Speed |  |  |  | 24200 | 793 | 30.5 | 16.2 | 18600 | 1090 | 5 | 3.6 | Non Federally-Regulated | 09/06/2022 | 206726816 | 09/06/2022
Enertech Global, LLC | Tetco | TBS018 | EED018 | Ground-Source | WBAHP-C: Heat Pump Split Syste | Heat Pump | 208 | 1 | False |  |  | Single-Speed |  |  |  | 22100 | 1018 | 21.7 | 13.4 | 14500 | 1089 | 3.9 | 3.1 | Non Federally-Regulated | 09/06/2022 | 206726816 | 09/06/2022
Enertech Global, LLC | Tetco | TBT036 | EED036 | Water-Source | WBAHP-C: Heat Pump Split Syste | Heat Pump | 208 | 1 | False |  |  | Single-Speed |  |  |  | 35800 | 2156 | 16.6 | 12 | 45200 | 2703 | 4.9 | 4.2 | Federally-Regulated Commercial & Industrial Equipment | 09/06/2022 | 206726828 | 09/06/2022
Enertech Global, LLC | Tetco | TBS018 | EED018 | Water-Source | WBAHP-C: Heat Pump Split Syste | Heat Pump | 208 | 1 | False |  |  | Single-Speed |  |  |  | 20900 | 1161 | 18 | 12 | 23400 | 1142 | 6 | 4.2 | Federally-Regulated Commercial & Industrial Equipment | 09/06/2022 | 206726816 | 09/06/2022
Enertech Global, LLC | Hydron Module | HBS018 | EED018 | Ground-Water-Source | WBAHP-C: Heat Pump Split Syste | Heat Pump | 208 | 1 | False |  |  | Single-Speed |  |  |  | 24200 | 793 | 30.5 |  | 18600 | 1090 | 5 |  | Non Federally-Regulated | 09/06/2022 | 206726814 | 09/06/2022
Enertech Global, LLC | Hydron Module | HBT024 | EAD024 | Ground-Water-Source | WBAHP-CB: Heat Pump Split Syst | Heat Pump | 208 | 1 | False |  |  | Dual-Speed |  |  |  | 28900 | 1074 | 26.9 |  | 23900 | 1490 | 4.7 |  | Non Federally-Regulated | 09/06/2022 | 206726857 | 09/06/2022
Enertech Global, LLC | Hydron Module | HBT024 | EED024 | Ground-Source | WBAHP-C: Heat Pump Split Syste | Heat Pump | 230 | 1 | False |  |  | Dual-Speed |  |  |  | 26800 | 1374 | 19.5 |  | 19200 | 1372 | 4.1 |  | Non Federally-Regulated | 09/06/2022 | 206726856 | 09/06/2022
Enertech Global, LLC | Hydron Module | HBT036 | EED036 | Water-Source | WBAHP-C: Heat Pump Split Syste | Heat Pump | 230 | 1 | False |  |  | Single-Speed |  |  |  | 35800 | 2156 | 16.6 |  | 45200 | 2703 | 4.9 |  | Federally-Regulated Commercial & Industrial Equipment | 09/06/2022 | 206726826 | 09/06/2022
Enertech Global, LLC | Hydron Module | HBS018 | EED018 | Water-Source | WBAHP-C: Heat Pump Split Syste | Heat Pump | 230 | 1 | False |  |  | Single-Speed |  |  |  | 20900 | 1161 | 18 |  | 23400 | 1142 | 6 |  | Federally-Regulated Commercial & Industrial Equipment | 09/06/2022 | 206726814 | 09/06/2022
Enertech Global, LLC | Hydron Module | HBT036 | EED036 | Ground-Water-Source | WBAHP-C: Heat Pump Split Syste | Heat Pump | 230 | 1 | False |  |  | Single-Speed |  |  |  | 40500 | 1646 | 24.6 |  | 36800 | 2294 | 4.7 |  | Non Federally-Regulated | 09/06/2022 | 206726826 | 09/06/2022
Enertech Global, LLC | Hydron Module | HBT048 | EAD048 | Ground-Water-Source | WBAHP-CB: Heat Pump Split Syst | Heat Pump | 230 | 1 | False |  |  | Single-Speed |  |  |  | 54200 | 2133 | 25.4 |  | 50800 | 3101 | 4.8 |  | Non Federally-Regulated | 09/06/2022 | 206726839 | 09/06/2022
Enertech Global, LLC | Hydron Module | HBT024 | EED024 | Water-Source | WBAHP-C: Heat Pump Split Syste | Heat Pump | 208 | 1 | False |  |  | Dual-Speed |  |  |  | 25600 | 1523 | 16.8 |  | 30300 | 1675 | 5.3 |  | Federally-Regulated Commercial & Industrial Equipment | 09/06/2022 | 206726856 | 09/06/2022
Enertech Global, LLC | Hydron Module | HBT024 | EED024 | Ground-Source | WBAHP-C: Heat Pump Split Syste | Heat Pump | 208 | 1 | False |  |  | Dual-Speed |  |  |  | 26800 | 1374 | 19.5 |  | 19200 | 1372 | 4.1 |  | Non Federally-Regulated | 09/06/2022 | 206726856 | 09/06/2022
Enertech Global, LLC | Hydron Module | HBT060 | EED060 | Ground-Source | WBAHP-C: Heat Pump Split Syste | Heat Pump | 208 | 1 | False |  |  | Single-Speed |  |  |  | 63400 | 3561 | 17.8 |  | 48100 | 3709 | 3.8 |  | Non Federally-Regulated | 09/06/2022 | 206726849 | 09/06/2022
Enertech Global, LLC | Hydron Module | HBT036 | EED036 | Water-Source | WBAHP-C: Heat Pump Split Syste | Heat Pump | 208 | 1 | False |  |  | Single-Speed |  |  |  | 35800 | 2156 | 16.6 |  | 45200 | 2703 | 4.9 |  | Federally-Regulated Commercial & Industrial Equipment | 09/06/2022 | 206726826 | 09/06/2022
Enertech Global, LLC | Hydron Module | HBT060 | EED060 | Water-Source | WBAHP-C: Heat Pump Split Syste | Heat Pump | 208 | 1 | False |  |  | Single-Speed |  |  |  | 60700 | 3891 | 15.6 |  | 73500 | 4308 | 5 |  | Federally-Regulated Commercial & Industrial Equipment | 09/06/2022 | 206726849 | 09/06/2022
Enertech Global, LLC | Hydron Module | HBS018 | EED018 | Ground-Source | WBAHP-C: Heat Pump Split Syste | Heat Pump | 208 | 1 | False |  |  | Single-Speed |  |  |  | 22100 | 1018 | 21.7 |  | 14500 | 1089 | 3.9 |  | Non Federally-Regulated | 09/06/2022 | 206726814 | 09/06/2022
Enertech Global, LLC | Hydron Module | HBT024 | EAD024 | Water-Source | WBAHP-CB: Heat Pump Split Syst | Heat Pump | 208 | 1 | False |  |  | Dual-Speed |  |  |  | 24100 | 1377 | 17.5 |  | 29400 | 1723 | 5 |  | Federally-Regulated Commercial & Industrial Equipment | 09/06/2022 | 206726857 | 09/06/2022
Enertech Global, LLC | Hydron Module | HBT024 | EAD024 | Ground-Water-Source | WBAHP-CB: Heat Pump Split Syst | Heat Pump | 230 | 1 | False |  |  | Dual-Speed |  |  |  | 28900 | 1074 | 26.9 |  | 23900 | 1490 | 4.7 |  | Non Federally-Regulated | 09/06/2022 | 206726857 | 09/06/2022
Enertech Global, LLC | Hydron Module | HBT024 | EED024 | Ground-Water-Source | WBAHP-C: Heat Pump Split Syste | Heat Pump | 208 | 1 | False |  |  | Dual-Speed |  |  |  | 28800 | 1138 | 25.3 |  | 24400 | 1489 | 4.8 |  | Non Federally-Regulated | 09/06/2022 | 206726856 | 09/06/2022
Enertech Global, LLC | Hydron Module | HBT060 | EED060 | Ground-Water-Source | WBAHP-C: Heat Pump Split Syste | Heat Pump | 230 | 1 | False |  |  | Single-Speed |  |  |  | 63600 | 2904 | 21.9 |  | 60200 | 3920 | 4.5 |  | Non Federally-Regulated | 09/06/2022 | 206726849 | 09/06/2022
Enertech Global, LLC | Hydron Module | HBT060 | EED060 | Water-Source | WBAHP-C: Heat Pump Split Syste | Heat Pump | 230 | 1 | False |  |  | Single-Speed |  |  |  | 60700 | 3891 | 15.6 |  | 73500 | 4308 | 5 |  | Federally-Regulated Commercial & Industrial Equipment | 09/06/2022 | 206726849 | 09/06/2022
Enertech Global, LLC | Hydron Module | HBT048 | EED048 | Ground-Water-Source | WBAHP-C: Heat Pump Split Syste | Heat Pump | 208 | 1 | False |  |  | Single-Speed |  |  |  | 55000 | 2208 | 24.9 |  | 50800 | 3038 | 4.9 |  | Non Federally-Regulated | 09/06/2022 | 206726838 | 09/06/2022
Enertech Global, LLC | Hydron Module | HBT048 | EAD048 | Water-Source | WBAHP-CB: Heat Pump Split Syst | Heat Pump | 208 | 1 | False |  |  | Single-Speed |  |  |  | 47800 | 2879 | 16.6 |  | 62000 | 3364 | 5.4 |  | Federally-Regulated Commercial & Industrial Equipment | 09/06/2022 | 206726839 | 09/06/2022
Enertech Global, LLC | Hydron Module | HBT048 | EAD048 | Ground-Source | WBAHP-CB: Heat Pump Split Syst | Heat Pump | 208 | 1 | False |  |  | Single-Speed |  |  |  | 50300 | 2579 | 19.5 |  | 41000 | 3081 | 3.9 |  | Non Federally-Regulated | 09/06/2022 | 206726839 | 09/06/2022
Enertech Global, LLC | Hydron Module | HBT036 | EED036 | Ground-Water-Source | WBAHP-C: Heat Pump Split Syste | Heat Pump | 208 | 1 | False |  |  | Single-Speed |  |  |  | 40500 | 1646 | 24.6 |  | 36800 | 2294 | 4.7 |  | Non Federally-Regulated | 09/06/2022 | 206726826 | 09/06/2022
Enertech Global, LLC | Hydron Module | HBT048 | EAD048 | Ground-Water-Source | WBAHP-CB: Heat Pump Split Syst | Heat Pump | 208 | 1 | False |  |  | Single-Speed |  |  |  | 54200 | 2133 | 25.4 |  | 50800 | 3101 | 4.8 |  | Non Federally-Regulated | 09/06/2022 | 206726839 | 09/06/2022
Enertech Global, LLC | Hydron Module | HBT024 | EED024 | Ground-Water-Source | WBAHP-C: Heat Pump Split Syste | Heat Pump | 230 | 1 | False |  |  | Dual-Speed |  |  |  | 28800 | 1138 | 25.3 |  | 24400 | 1489 | 4.8 |  | Non Federally-Regulated | 09/06/2022 | 206726856 | 09/06/2022
Enertech Global, LLC | Hydron Module | HBT024 | EED024 | Water-Source | WBAHP-C: Heat Pump Split Syste | Heat Pump | 230 | 1 | False |  |  | Dual-Speed |  |  |  | 25600 | 1523 | 16.8 |  | 30300 | 1675 | 5.3 |  | Federally-Regulated Commercial & Industrial Equipment | 09/06/2022 | 206726856 | 09/06/2022
Enertech Global, LLC | Hydron Module | HBT060 | EED060 | Ground-Water-Source | WBAHP-C: Heat Pump Split Syste | Heat Pump | 208 | 1 | False |  |  | Single-Speed |  |  |  | 63600 | 2904 | 21.9 |  | 60200 | 3920 | 4.5 |  | Non Federally-Regulated | 09/06/2022 | 206726849 | 09/06/2022
Enertech Global, LLC | Hydron Module | HBS018 | EED018 | Water-Source | WBAHP-C: Heat Pump Split Syste | Heat Pump | 208 | 1 | False |  |  | Single-Speed |  |  |  | 20900 | 1161 | 18 |  | 23400 | 1142 | 6 |  | Federally-Regulated Commercial & Industrial Equipment | 09/06/2022 | 206726814 | 09/06/2022
Enertech Global, LLC | Hydron Module | HBT036 | EED036 | Ground-Source | WBAHP-C: Heat Pump Split Syste | Heat Pump | 208 | 1 | False |  |  | Single-Speed |  |  |  | 37600 | 1958 | 19.2 |  | 28800 | 2221 | 3.8 |  | Non Federally-Regulated | 09/06/2022 | 206726826 | 09/06/2022
Enertech Global, LLC | Hydron Module | HBT036 | EED036 | Ground-Source | WBAHP-C: Heat Pump Split Syste | Heat Pump | 230 | 1 | False |  |  | Single-Speed |  |  |  | 37600 | 1958 | 19.2 |  | 28800 | 2221 | 3.8 |  | Non Federally-Regulated | 09/06/2022 | 206726826 | 09/06/2022
Enertech Global, LLC | Hydron Module | HBS018 | EED018 | Ground-Water-Source | WBAHP-C: Heat Pump Split Syste | Heat Pump | 230 | 1 | False |  |  | Single-Speed |  |  |  | 24200 | 793 | 30.5 |  | 18600 | 1090 | 5 |  | Non Federally-Regulated | 09/06/2022 | 206726814 | 09/06/2022
Enertech Global, LLC | Hydron Module | HBT024 | EAD024 | Ground-Source | WBAHP-CB: Heat Pump Split Syst | Heat Pump | 208 | 1 | False |  |  | Dual-Speed |  |  |  | 26300 | 1289 | 20.4 |  | 18800 | 1412 | 3.9 |  | Non Federally-Regulated | 09/06/2022 | 206726857 | 09/06/2022
Enertech Global, LLC | Hydron Module | HBT060 | EED060 | Ground-Source | WBAHP-C: Heat Pump Split Syste | Heat Pump | 230 | 1 | False |  |  | Single-Speed |  |  |  | 63400 | 3561 | 17.8 |  | 48100 | 3709 | 3.8 |  | Non Federally-Regulated | 09/06/2022 | 206726849 | 09/06/2022
ClimateMaster Inc. | Century | HZS036B | WDG036***-*B | Ground-Water-Source | WBAHP-CB: Heat Pump Split Syst | Heat Pump | 208 | 1 | False |  |  | Single-Speed |  |  |  | 40500 | 1730 | 23.4 | 16.2 | 32700 | 2129 | 4.5 | 3.6 | Non Federally-Regulated | 05/10/2019 |  | 09/23/2022
ClimateMaster Inc. | Century | HZS036B | WDG036***-*B | Ground-Source | WBAHP-CB: Heat Pump Split Syst | Heat Pump | 208 | 1 | False |  |  | Single-Speed |  |  |  | 37700 | 2117 | 17.8 | 13.4 | 26200 | 2020 | 3.8 | 3.1 | Non Federally-Regulated | 05/10/2019 |  | 09/23/2022
ClimateMaster Inc. | Century | HZS048B | WDG048***-*B | Ground-Water-Source | WBAHP-CB: Heat Pump Split Syst | Heat Pump | 208 | 1 | False |  |  | Single-Speed |  |  |  | 52800 | 2295 | 23 | 16.2 | 45900 | 3202 | 4.2 | 3.6 | Non Federally-Regulated | 05/10/2019 |  | 09/23/2022
ClimateMaster Inc. | Century | HZS048B | WDG048***-*B | Ground-Source | WBAHP-CB: Heat Pump Split Syst | Heat Pump | 208 | 1 | False |  |  | Single-Speed |  |  |  | 48700 | 2881 | 16.9 | 13.4 | 35900 | 3006 | 3.5 | 3.1 | Non Federally-Regulated | 05/10/2019 |  | 09/23/2022
ClimateMaster Inc. | Century | HZS024B | WDG024**A-*B | Ground-Source | WBAHP-CB: Heat Pump Split Syst | Heat Pump | 208 | 1 | False |  |  | Single-Speed |  |  |  | 24700 | 1395 | 17.7 | 13.4 | 18800 | 1530 | 3.6 | 3.1 | Non Federally-Regulated | 05/10/2019 |  | 09/23/2022
ClimateMaster Inc. | Century | HZS060B | WDG060***-*B | Ground-Source | WBAHP-CB: Heat Pump Split Syst | Heat Pump | 208 | 1 | False |  |  | Single-Speed |  |  |  | 57300 | 3696 | 15.5 | 13.4 | 44300 | 3818 | 3.4 | 3.1 | Non Federally-Regulated | 05/10/2019 |  | 09/23/2022
ClimateMaster Inc. | Century | HZS060B | WDG060***-*B | Ground-Water-Source | WBAHP-CB: Heat Pump Split Syst | Heat Pump | 208 | 1 | False |  |  | Single-Speed |  |  |  | 62400 | 3073 | 20.3 | 16.2 | 56600 | 4147 | 4 | 3.6 | Non Federally-Regulated | 05/10/2019 |  | 09/23/2022
ClimateMaster Inc. | Century | HZS024B | WDG024**A-*B | Ground-Water-Source | WBAHP-CB: Heat Pump Split Syst | Heat Pump | 208 | 1 | False |  |  | Single-Speed |  |  |  | 25600 | 1142 | 22.4 | 16.2 | 24900 | 1621 | 4.5 | 3.6 | Non Federally-Regulated | 05/10/2019 |  | 09/23/2022
ClimateMaster Inc. | CLIMATEMASTER | TES/P038B | TAH038C | Ground-Source | WBAHP-CB: Heat Pump Split Syst | Heat Pump | 208 | 1 | False |  |  | Single-Speed |  |  |  | 37700 | 2117 | 17.8 |  | 26200 | 2020 | 3.8 |  | Non Federally-Regulated | 08/12/2020 | 205767582 | 09/23/2022
ClimateMaster Inc. | CLIMATEMASTER | TES/P049B | TAH049C | Ground-Source | WBAHP-CB: Heat Pump Split Syst | Heat Pump | 208 | 1 | False |  |  | Single-Speed |  |  |  | 48700 | 2881 | 16.9 |  | 35900 | 3006 | 3.5 |  | Non Federally-Regulated | 08/12/2020 | 205767583 | 09/23/2022
ClimateMaster Inc. | CLIMATEMASTER | TES/P049B | TAH049C | Ground-Water-Source | WBAHP-CB: Heat Pump Split Syst | Heat Pump | 208 | 1 | False |  |  | Single-Speed |  |  |  | 52800 | 2295 | 23 |  | 45900 | 3202 | 4.2 |  | Non Federally-Regulated | 08/12/2020 | 205767583 | 09/23/2022
ClimateMaster Inc. | CLIMATEMASTER | TES/P064B | TAH064C | Ground-Source | WBAHP-CB: Heat Pump Split Syst | Heat Pump | 208 | 1 | False |  |  | Single-Speed |  |  |  | 57300 | 3696 | 15.5 |  | 44300 | 3818 | 3.4 |  | Non Federally-Regulated | 08/12/2020 | 205767584 | 09/23/2022
ClimateMaster Inc. | CLIMATEMASTER | TES/P049B | TAH049C | Ground-Source | WBAHP-CB: Heat Pump Split Syst | Heat Pump | 230 | 1 | False |  |  | Single-Speed |  |  |  | 48700 | 2881 | 16.9 |  | 35900 | 3006 | 3.5 |  | Non Federally-Regulated | 08/12/2020 | 205767583 | 09/23/2022
ClimateMaster Inc. | CLIMATEMASTER | TES/P026B | TAH026C***A* | Ground-Water-Source | WBAHP-CB: Heat Pump Split Syst | Heat Pump | 230 | 1 | False |  |  | Single-Speed |  |  |  | 25600 | 1142 | 22.4 |  | 24900 | 1621 | 4.5 |  | Non Federally-Regulated | 08/12/2020 | 205767586 | 09/23/2022
ClimateMaster Inc. | CLIMATEMASTER | TES/P038B | TAH038C | Ground-Water-Source | WBAHP-CB: Heat Pump Split Syst | Heat Pump | 230 | 1 | False |  |  | Single-Speed |  |  |  | 40500 | 1730 | 23.4 |  | 32700 | 2129 | 4.5 |  | Non Federally-Regulated | 08/12/2020 | 205767582 | 09/23/2022
ClimateMaster Inc. | CLIMATEMASTER | TES/P026B | TAH026C***A* | Ground-Source | WBAHP-CB: Heat Pump Split Syst | Heat Pump | 208 | 1 | False |  |  | Single-Speed |  |  |  | 24700 | 1395 | 17.7 |  | 18800 | 1530 | 3.6 |  | Non Federally-Regulated | 08/12/2020 | 205767586 | 09/23/2022
ClimateMaster Inc. | CLIMATEMASTER | TES/P038B | TAH038C | Ground-Water-Source | WBAHP-CB: Heat Pump Split Syst | Heat Pump | 208 | 1 | False |  |  | Single-Speed |  |  |  | 40500 | 1730 | 23.4 |  | 32700 | 2129 | 4.5 |  | Non Federally-Regulated | 08/12/2020 | 205767582 | 09/23/2022
ClimateMaster Inc. | CLIMATEMASTER | TES/P064B | TAH064C | Ground-Source | WBAHP-CB: Heat Pump Split Syst | Heat Pump | 230 | 1 | False |  |  | Single-Speed |  |  |  | 57300 | 3696 | 15.5 |  | 44300 | 3818 | 3.4 |  | Non Federally-Regulated | 08/12/2020 | 205767584 | 09/23/2022
ClimateMaster Inc. | CLIMATEMASTER | TES/P026B | TAH026C***A* | Ground-Water-Source | WBAHP-CB: Heat Pump Split Syst | Heat Pump | 208 | 1 | False |  |  | Single-Speed |  |  |  | 25600 | 1142 | 22.4 |  | 24900 | 1621 | 4.5 |  | Non Federally-Regulated | 08/12/2020 | 205767586 | 09/23/2022
ClimateMaster Inc. | CLIMATEMASTER | TES/P064B | TAH064C | Ground-Water-Source | WBAHP-CB: Heat Pump Split Syst | Heat Pump | 208 | 1 | False |  |  | Single-Speed |  |  |  | 62400 | 3073 | 20.3 |  | 56600 | 4147 | 4 |  | Non Federally-Regulated | 08/12/2020 | 205767584 | 09/23/2022
ClimateMaster Inc. | CLIMATEMASTER | TES/P026B | TAH026C***A* | Ground-Source | WBAHP-CB: Heat Pump Split Syst | Heat Pump | 230 | 1 | False |  |  | Single-Speed |  |  |  | 24700 | 1395 | 17.7 |  | 18800 | 1530 | 3.6 |  | Non Federally-Regulated | 08/12/2020 | 205767586 | 09/23/2022
ClimateMaster Inc. | CLIMATEMASTER | TES/P038B | TAH038C | Ground-Source | WBAHP-CB: Heat Pump Split Syst | Heat Pump | 230 | 1 | False |  |  | Single-Speed |  |  |  | 37700 | 2117 | 17.8 |  | 26200 | 2020 | 3.8 |  | Non Federally-Regulated | 08/12/2020 | 205767582 | 09/23/2022
ClimateMaster Inc. | CLIMATEMASTER | TES/P049B | TAH049C | Ground-Water-Source | WBAHP-CB: Heat Pump Split Syst | Heat Pump | 230 | 1 | False |  |  | Single-Speed |  |  |  | 52800 | 2295 | 23 |  | 45900 | 3202 | 4.2 |  | Non Federally-Regulated | 08/12/2020 | 205767583 | 09/23/2022
ClimateMaster Inc. | CLIMATEMASTER | TES/P064B | TAH064C | Ground-Water-Source | WBAHP-CB: Heat Pump Split Syst | Heat Pump | 230 | 1 | False |  |  | Single-Speed |  |  |  | 62400 | 3073 | 20.3 |  | 56600 | 4147 | 4 |  | Non Federally-Regulated | 08/12/2020 | 205767584 | 09/23/2022
ClimateMaster Inc. | Rheem | RPVS/EC048 | RCFL-HM48** | Ground-Water-Source | WBAHP-C: Heat Pump Split Syste | Heat Pump | 208 | 1 | False |  |  | Single-Speed |  |  |  | 52000 | 2441 | 21.3 | 16.2 | 46100 | 3216 | 4.2 | 3.6 | Non Federally-Regulated | 05/10/2019 |  | 09/23/2022
ClimateMaster Inc. | Rheem | RPVS/EC048 | RCFL-HM48** | Ground-Source | WBAHP-C: Heat Pump Split Syste | Heat Pump | 208 | 1 | False |  |  | Single-Speed |  |  |  | 48400 | 2951 | 16.4 | 13.4 | 36000 | 3014 | 3.5 | 3.1 | Non Federally-Regulated | 05/10/2019 |  | 09/23/2022
ClimateMaster Inc. | Rheem | RPVS/EC036 | RCFL-HM38** | Ground-Water-Source | WBAHP-C: Heat Pump Split Syste | Heat Pump | 230 | 1 | False |  |  | Single-Speed |  |  |  | 40200 | 1802 | 22.3 |  | 32800 | 2184 | 4.4 |  | Non Federally-Regulated | 01/20/2022 | 10447662 | 09/23/2022
ClimateMaster Inc. | Rheem | RPVS/EC036 | RCFL-HM38** | Ground-Water-Source | WBAHP-C: Heat Pump Split Syste | Heat Pump | 208 | 1 | False |  |  | Single-Speed |  |  |  | 40200 | 1802 | 22.3 | 16.2 | 32800 | 2184 | 4.4 | 3.6 | Non Federally-Regulated | 05/10/2019 |  | 09/23/2022
ClimateMaster Inc. | Rheem | RPVS/EC062 | RCFL-HM60** | Ground-Source | WBAHP-C: Heat Pump Split Syste | Heat Pump | 208 | 1 | False |  |  | Single-Speed |  |  |  | 54500 | 3585 | 15.2 | 13.4 | 44000 | 3792 | 3.4 | 3.1 | Non Federally-Regulated | 05/10/2019 |  | 09/23/2022
ClimateMaster Inc. | Rheem | RPVS/EC036 | RCFL-HM38** | Ground-Source | WBAHP-C: Heat Pump Split Syste | Heat Pump | 230 | 1 | False |  |  | Single-Speed |  |  |  | 38000 | 2196 | 17.3 |  | 26600 | 2106 | 3.7 |  | Non Federally-Regulated | 01/20/2022 | 10447662 | 09/23/2022
ClimateMaster Inc. | Rheem | RPVS/EC025 | RCFL-HM2417 | Ground-Source | WBAHP-C: Heat Pump Split Syste | Heat Pump | 208 | 1 | False |  |  | Single-Speed |  |  |  | 24000 | 1379 | 17.4 | 13.4 | 18800 | 1412 | 3.9 | 3.1 | Non Federally-Regulated | 05/10/2019 |  | 09/23/2022
ClimateMaster Inc. | Rheem | RPVS/EC036 | RCFL-HM38** | Ground-Source | WBAHP-C: Heat Pump Split Syste | Heat Pump | 208 | 1 | False |  |  | Single-Speed |  |  |  | 38000 | 2196 | 17.3 | 13.4 | 26600 | 2106 | 3.7 | 3.1 | Non Federally-Regulated | 05/10/2019 |  | 09/23/2022
ClimateMaster Inc. | Rheem | RPVS/EC062 | RCFL-HM60** | Ground-Water-Source | WBAHP-C: Heat Pump Split Syste | Heat Pump | 208 | 1 | False |  |  | Single-Speed |  |  |  | 58700 | 3041 | 19.3 | 16.2 | 56400 | 4349 | 3.8 | 3.6 | Non Federally-Regulated | 05/10/2019 |  | 09/23/2022
ClimateMaster Inc. | Rheem | RPVS/EC048 | RCFL-HM48** | Ground-Source | WBAHP-C: Heat Pump Split Syste | Heat Pump | 230 | 1 | False |  |  | Single-Speed |  |  |  | 48400 | 2951 | 16.4 |  | 36000 | 3014 | 3.5 |  | Non Federally-Regulated | 01/20/2022 | 10447665 | 09/23/2022
ClimateMaster Inc. | Rheem | RPVS/EC048 | RCFL-HM48** | Ground-Water-Source | WBAHP-C: Heat Pump Split Syste | Heat Pump | 230 | 1 | False |  |  | Single-Speed |  |  |  | 52000 | 2441 | 21.3 |  | 46100 | 3216 | 4.2 |  | Non Federally-Regulated | 01/20/2022 | 10447665 | 09/23/2022
ClimateMaster Inc. | Rheem | RPVS/EC025 | RCFL-HM2417 | Ground-Water-Source | WBAHP-C: Heat Pump Split Syste | Heat Pump | 208 | 1 | False |  |  | Single-Speed |  |  |  | 25200 | 1125 | 22.4 | 16.2 | 22300 | 1452 | 4.5 | 3.6 | Non Federally-Regulated | 05/10/2019 |  | 09/23/2022
ClimateMaster Inc. | Comfort-Aire | HZS024B | WDG024**A-*B | Ground-Water-Source | WBAHP-CB: Heat Pump Split Syst | Heat Pump | 208 | 1 | False |  |  | Single-Speed |  |  |  | 25600 | 1142 | 22.4 | 16.2 | 24900 | 1621 | 4.5 | 3.6 | Non Federally-Regulated | 05/10/2019 |  | 09/23/2022
ClimateMaster Inc. | Comfort-Aire | HZS036B | WDG036***-*B | Ground-Source | WBAHP-CB: Heat Pump Split Syst | Heat Pump | 208 | 1 | False |  |  | Single-Speed |  |  |  | 37700 | 2117 | 17.8 | 13.4 | 26200 | 2020 | 3.8 | 3.1 | Non Federally-Regulated | 05/10/2019 |  | 09/23/2022
ClimateMaster Inc. | Comfort-Aire | HZS060B | WDG060***-*B | Ground-Source | WBAHP-CB: Heat Pump Split Syst | Heat Pump | 208 | 1 | False |  |  | Single-Speed |  |  |  | 57300 | 3696 | 15.5 | 13.4 | 44300 | 3818 | 3.4 | 3.1 | Non Federally-Regulated | 05/10/2019 |  | 09/23/2022
ClimateMaster Inc. | Comfort-Aire | HZS048B | WDG048***-*B | Ground-Source | WBAHP-CB: Heat Pump Split Syst | Heat Pump | 208 | 1 | False |  |  | Single-Speed |  |  |  | 48700 | 2881 | 16.9 | 13.4 | 35900 | 3006 | 3.5 | 3.1 | Non Federally-Regulated | 05/10/2019 |  | 09/23/2022
ClimateMaster Inc. | Comfort-Aire | HZS060B | WDG060***-*B | Ground-Water-Source | WBAHP-CB: Heat Pump Split Syst | Heat Pump | 208 | 1 | False |  |  | Single-Speed |  |  |  | 62400 | 3073 | 20.3 | 16.2 | 56600 | 4147 | 4 | 3.6 | Non Federally-Regulated | 05/10/2019 |  | 09/23/2022
ClimateMaster Inc. | Comfort-Aire | HZS048B | WDG048***-*B | Ground-Water-Source | WBAHP-CB: Heat Pump Split Syst | Heat Pump | 208 | 1 | False |  |  | Single-Speed |  |  |  | 52800 | 2295 | 23 | 16.2 | 45900 | 3202 | 4.2 | 3.6 | Non Federally-Regulated | 05/10/2019 |  | 09/23/2022
ClimateMaster Inc. | Comfort-Aire | HZS036B | WDG036***-*B | Ground-Water-Source | WBAHP-CB: Heat Pump Split Syst | Heat Pump | 208 | 1 | False |  |  | Single-Speed |  |  |  | 40500 | 1730 | 23.4 | 16.2 | 32700 | 2129 | 4.5 | 3.6 | Non Federally-Regulated | 05/10/2019 |  | 09/23/2022
ClimateMaster Inc. | Comfort-Aire | HZS024B | WDG024**A-*B | Ground-Source | WBAHP-CB: Heat Pump Split Syst | Heat Pump | 208 | 1 | False |  |  | Single-Speed |  |  |  | 24700 | 1395 | 17.7 | 13.4 | 18800 | 1530 | 3.6 | 3.1 | Non Federally-Regulated | 05/10/2019 |  | 09/23/2022
ClimateMaster Inc. | CLIMATEMASTER | TES/P038B | TAH038C | Ground-Source | WBAHP-CB: Heat Pump Split Syst | Heat Pump | 208 | 1 | False |  |  | Single-Speed |  |  |  | 37700 | 2117 | 17.8 |  | 26200 | 2020 | 3.8 |  | Non Federally-Regulated | 09/23/2022 | 205767582 | 09/23/2022
ClimateMaster Inc. | CLIMATEMASTER | TES/P049B | TAH049C | Ground-Source | WBAHP-CB: Heat Pump Split Syst | Heat Pump | 208 | 1 | False |  |  | Single-Speed |  |  |  | 48700 | 2881 | 16.9 |  | 35900 | 3006 | 3.5 |  | Non Federally-Regulated | 09/23/2022 | 205767583 | 09/23/2022
ClimateMaster Inc. | CLIMATEMASTER | TES/P049B | TAH049C | Ground-Water-Source | WBAHP-CB: Heat Pump Split Syst | Heat Pump | 208 | 1 | False |  |  | Single-Speed |  |  |  | 52800 | 2295 | 23 |  | 45900 | 3202 | 4.2 |  | Non Federally-Regulated | 09/23/2022 | 205767583 | 09/23/2022
ClimateMaster Inc. | CLIMATEMASTER | TES/P064B | TAH064C | Ground-Source | WBAHP-CB: Heat Pump Split Syst | Heat Pump | 208 | 1 | False |  |  | Single-Speed |  |  |  | 57300 | 3696 | 15.5 |  | 44300 | 3818 | 3.4 |  | Non Federally-Regulated | 09/23/2022 | 205767584 | 09/23/2022
ClimateMaster Inc. | CLIMATEMASTER | TES/P049B | TAH049C | Ground-Source | WBAHP-CB: Heat Pump Split Syst | Heat Pump | 230 | 1 | False |  |  | Single-Speed |  |  |  | 48700 | 2881 | 16.9 |  | 35900 | 3006 | 3.5 |  | Non Federally-Regulated | 09/23/2022 | 205767583 | 09/23/2022
ClimateMaster Inc. | CLIMATEMASTER | TES/P026B | TAH026C***A* | Ground-Water-Source | WBAHP-CB: Heat Pump Split Syst | Heat Pump | 230 | 1 | False |  |  | Single-Speed |  |  |  | 25600 | 1142 | 22.4 |  | 24900 | 1621 | 4.5 |  | Non Federally-Regulated | 09/23/2022 | 205767586 | 09/23/2022
ClimateMaster Inc. | CLIMATEMASTER | TES/P038B | TAH038C | Ground-Water-Source | WBAHP-CB: Heat Pump Split Syst | Heat Pump | 230 | 1 | False |  |  | Single-Speed |  |  |  | 40500 | 1730 | 23.4 |  | 32700 | 2129 | 4.5 |  | Non Federally-Regulated | 09/23/2022 | 205767582 | 09/23/2022
ClimateMaster Inc. | CLIMATEMASTER | TES/P026B | TAH026C***A* | Ground-Source | WBAHP-CB: Heat Pump Split Syst | Heat Pump | 208 | 1 | False |  |  | Single-Speed |  |  |  | 24700 | 1395 | 17.7 |  | 18800 | 1530 | 3.6 |  | Non Federally-Regulated | 09/23/2022 | 205767586 | 09/23/2022
ClimateMaster Inc. | CLIMATEMASTER | TES/P038B | TAH038C | Ground-Water-Source | WBAHP-CB: Heat Pump Split Syst | Heat Pump | 208 | 1 | False |  |  | Single-Speed |  |  |  | 40500 | 1730 | 23.4 |  | 32700 | 2129 | 4.5 |  | Non Federally-Regulated | 09/23/2022 | 205767582 | 09/23/2022
ClimateMaster Inc. | CLIMATEMASTER | TES/P064B | TAH064C | Ground-Source | WBAHP-CB: Heat Pump Split Syst | Heat Pump | 230 | 1 | False |  |  | Single-Speed |  |  |  | 57300 | 3696 | 15.5 |  | 44300 | 3818 | 3.4 |  | Non Federally-Regulated | 09/23/2022 | 205767584 | 09/23/2022
ClimateMaster Inc. | CLIMATEMASTER | TES/P026B | TAH026C***A* | Ground-Water-Source | WBAHP-CB: Heat Pump Split Syst | Heat Pump | 208 | 1 | False |  |  | Single-Speed |  |  |  | 25600 | 1142 | 22.4 |  | 24900 | 1621 | 4.5 |  | Non Federally-Regulated | 09/23/2022 | 205767586 | 09/23/2022
ClimateMaster Inc. | CLIMATEMASTER | TES/P064B | TAH064C | Ground-Water-Source | WBAHP-CB: Heat Pump Split Syst | Heat Pump | 208 | 1 | False |  |  | Single-Speed |  |  |  | 62400 | 3073 | 20.3 |  | 56600 | 4147 | 4 |  | Non Federally-Regulated | 09/23/2022 | 205767584 | 09/23/2022
ClimateMaster Inc. | CLIMATEMASTER | TES/P026B | TAH026C***A* | Ground-Source | WBAHP-CB: Heat Pump Split Syst | Heat Pump | 230 | 1 | False |  |  | Single-Speed |  |  |  | 24700 | 1395 | 17.7 |  | 18800 | 1530 | 3.6 |  | Non Federally-Regulated | 09/23/2022 | 205767586 | 09/23/2022
ClimateMaster Inc. | CLIMATEMASTER | TES/P038B | TAH038C | Ground-Source | WBAHP-CB: Heat Pump Split Syst | Heat Pump | 230 | 1 | False |  |  | Single-Speed |  |  |  | 37700 | 2117 | 17.8 |  | 26200 | 2020 | 3.8 |  | Non Federally-Regulated | 09/23/2022 | 205767582 | 09/23/2022
ClimateMaster Inc. | CLIMATEMASTER | TES/P049B | TAH049C | Ground-Water-Source | WBAHP-CB: Heat Pump Split Syst | Heat Pump | 230 | 1 | False |  |  | Single-Speed |  |  |  | 52800 | 2295 | 23 |  | 45900 | 3202 | 4.2 |  | Non Federally-Regulated | 09/23/2022 | 205767583 | 09/23/2022
ClimateMaster Inc. | CLIMATEMASTER | TES/P064B | TAH064C | Ground-Water-Source | WBAHP-CB: Heat Pump Split Syst | Heat Pump | 230 | 1 | False |  |  | Single-Speed |  |  |  | 62400 | 3073 | 20.3 |  | 56600 | 4147 | 4 |  | Non Federally-Regulated | 09/23/2022 | 205767584 | 09/23/2022
ClimateMaster Inc. | Century | HZS036B | WDG036***-*B | Ground-Water-Source | WBAHP-CB: Heat Pump Split Syst | Heat Pump | 208 | 1 | False |  |  | Single-Speed |  |  |  | 40500 | 1730 | 23.4 |  | 32700 | 2129 | 4.5 |  | Non Federally-Regulated | 09/23/2022 | 200083697 | 09/23/2022
ClimateMaster Inc. | Century | HZS036B | WDG036***-*B | Ground-Source | WBAHP-CB: Heat Pump Split Syst | Heat Pump | 208 | 1 | False |  |  | Single-Speed |  |  |  | 37700 | 2117 | 17.8 |  | 26200 | 2020 | 3.8 |  | Non Federally-Regulated | 09/23/2022 | 200083697 | 09/23/2022
ClimateMaster Inc. | Century | HZS048B | WDG048***-*B | Ground-Water-Source | WBAHP-CB: Heat Pump Split Syst | Heat Pump | 208 | 1 | False |  |  | Single-Speed |  |  |  | 52800 | 2295 | 23 |  | 45900 | 3202 | 4.2 |  | Non Federally-Regulated | 09/23/2022 | 200083701 | 09/23/2022
ClimateMaster Inc. | Century | HZS048B | WDG048***-*B | Ground-Source | WBAHP-CB: Heat Pump Split Syst | Heat Pump | 208 | 1 | False |  |  | Single-Speed |  |  |  | 48700 | 2881 | 16.9 |  | 35900 | 3006 | 3.5 |  | Non Federally-Regulated | 09/23/2022 | 200083701 | 09/23/2022
ClimateMaster Inc. | Century | HZS024B | WDG024**A-*B | Ground-Source | WBAHP-CB: Heat Pump Split Syst | Heat Pump | 208 | 1 | False |  |  | Single-Speed |  |  |  | 24700 | 1395 | 17.7 |  | 18800 | 1530 | 3.6 |  | Non Federally-Regulated | 09/23/2022 | 200083685 | 09/23/2022
ClimateMaster Inc. | Century | HZS060B | WDG060***-*B | Ground-Source | WBAHP-CB: Heat Pump Split Syst | Heat Pump | 208 | 1 | False |  |  | Single-Speed |  |  |  | 57300 | 3696 | 15.5 |  | 44300 | 3818 | 3.4 |  | Non Federally-Regulated | 09/23/2022 | 200083705 | 09/23/2022
ClimateMaster Inc. | Century | HZS060B | WDG060***-*B | Ground-Water-Source | WBAHP-CB: Heat Pump Split Syst | Heat Pump | 208 | 1 | False |  |  | Single-Speed |  |  |  | 62400 | 3073 | 20.3 |  | 56600 | 4147 | 4 |  | Non Federally-Regulated | 09/23/2022 | 200083705 | 09/23/2022
ClimateMaster Inc. | Century | HZS024B | WDG024**A-*B | Ground-Water-Source | WBAHP-CB: Heat Pump Split Syst | Heat Pump | 208 | 1 | False |  |  | Single-Speed |  |  |  | 25600 | 1142 | 22.4 |  | 24900 | 1621 | 4.5 |  | Non Federally-Regulated | 09/23/2022 | 200083685 | 09/23/2022
ClimateMaster Inc. | Rheem | RPVS/EC048 | RCFL-HM48** | Ground-Water-Source | WBAHP-C: Heat Pump Split Syste | Heat Pump | 208 | 1 | False |  |  | Single-Speed |  |  |  | 52000 | 2441 | 21.3 |  | 46100 | 3216 | 4.2 |  | Non Federally-Regulated | 09/23/2022 | 10447665 | 09/23/2022
ClimateMaster Inc. | Rheem | RPVS/EC048 | RCFL-HM48** | Ground-Source | WBAHP-C: Heat Pump Split Syste | Heat Pump | 208 | 1 | False |  |  | Single-Speed |  |  |  | 48400 | 2951 | 16.4 |  | 36000 | 3014 | 3.5 |  | Non Federally-Regulated | 09/23/2022 | 10447665 | 09/23/2022
ClimateMaster Inc. | Rheem | RPVS/EC036 | RCFL-HM38** | Ground-Water-Source | WBAHP-C: Heat Pump Split Syste | Heat Pump | 230 | 1 | False |  |  | Single-Speed |  |  |  | 40200 | 1802 | 22.3 |  | 32800 | 2184 | 4.4 |  | Non Federally-Regulated | 09/23/2022 | 10447662 | 09/23/2022
ClimateMaster Inc. | Rheem | RPVS/EC036 | RCFL-HM38** | Ground-Water-Source | WBAHP-C: Heat Pump Split Syste | Heat Pump | 208 | 1 | False |  |  | Single-Speed |  |  |  | 40200 | 1802 | 22.3 |  | 32800 | 2184 | 4.4 |  | Non Federally-Regulated | 09/23/2022 | 10447662 | 09/23/2022
ClimateMaster Inc. | Rheem | RPVS/EC062 | RCFL-HM60** | Ground-Source | WBAHP-C: Heat Pump Split Syste | Heat Pump | 208 | 1 | False |  |  | Single-Speed |  |  |  | 54500 | 3585 | 15.2 |  | 44000 | 3792 | 3.4 |  | Non Federally-Regulated | 09/23/2022 | 10447668 | 09/23/2022
ClimateMaster Inc. | Rheem | RPVS/EC036 | RCFL-HM38** | Ground-Source | WBAHP-C: Heat Pump Split Syste | Heat Pump | 230 | 1 | False |  |  | Single-Speed |  |  |  | 38000 | 2196 | 17.3 |  | 26600 | 2106 | 3.7 |  | Non Federally-Regulated | 09/23/2022 | 10447662 | 09/23/2022
ClimateMaster Inc. | Rheem | RPVS/EC025 | RCFL-HM2417 | Ground-Source | WBAHP-C: Heat Pump Split Syste | Heat Pump | 208 | 1 | False |  |  | Single-Speed |  |  |  | 24000 | 1379 | 17.4 |  | 18800 | 1412 | 3.9 |  | Non Federally-Regulated | 09/23/2022 | 10447649 | 09/23/2022
ClimateMaster Inc. | Rheem | RPVS/EC036 | RCFL-HM38** | Ground-Source | WBAHP-C: Heat Pump Split Syste | Heat Pump | 208 | 1 | False |  |  | Single-Speed |  |  |  | 38000 | 2196 | 17.3 |  | 26600 | 2106 | 3.7 |  | Non Federally-Regulated | 09/23/2022 | 10447662 | 09/23/2022
ClimateMaster Inc. | Rheem | RPVS/EC062 | RCFL-HM60** | Ground-Water-Source | WBAHP-C: Heat Pump Split Syste | Heat Pump | 208 | 1 | False |  |  | Single-Speed |  |  |  | 58700 | 3041 | 19.3 |  | 56400 | 4349 | 3.8 |  | Non Federally-Regulated | 09/23/2022 | 10447668 | 09/23/2022
ClimateMaster Inc. | Rheem | RPVS/EC048 | RCFL-HM48** | Ground-Source | WBAHP-C: Heat Pump Split Syste | Heat Pump | 230 | 1 | False |  |  | Single-Speed |  |  |  | 48400 | 2951 | 16.4 |  | 36000 | 3014 | 3.5 |  | Non Federally-Regulated | 09/23/2022 | 10447665 | 09/23/2022
ClimateMaster Inc. | Rheem | RPVS/EC048 | RCFL-HM48** | Ground-Water-Source | WBAHP-C: Heat Pump Split Syste | Heat Pump | 230 | 1 | False |  |  | Single-Speed |  |  |  | 52000 | 2441 | 21.3 |  | 46100 | 3216 | 4.2 |  | Non Federally-Regulated | 09/23/2022 | 10447665 | 09/23/2022
ClimateMaster Inc. | Rheem | RPVS/EC025 | RCFL-HM2417 | Ground-Water-Source | WBAHP-C: Heat Pump Split Syste | Heat Pump | 208 | 1 | False |  |  | Single-Speed |  |  |  | 25200 | 1125 | 22.4 |  | 22300 | 1452 | 4.5 |  | Non Federally-Regulated | 09/23/2022 | 10447649 | 09/23/2022
ClimateMaster Inc. | Comfort-Aire | HZS024B | WDG024**A-*B | Ground-Water-Source | WBAHP-CB: Heat Pump Split Syst | Heat Pump | 208 | 1 | False |  |  | Single-Speed |  |  |  | 25600 | 1142 | 22.4 |  | 24900 | 1621 | 4.5 |  | Non Federally-Regulated | 09/23/2022 | 200083684 | 09/23/2022
ClimateMaster Inc. | Comfort-Aire | HZS036B | WDG036***-*B | Ground-Source | WBAHP-CB: Heat Pump Split Syst | Heat Pump | 208 | 1 | False |  |  | Single-Speed |  |  |  | 37700 | 2117 | 17.8 |  | 26200 | 2020 | 3.8 |  | Non Federally-Regulated | 09/23/2022 | 200083696 | 09/23/2022
ClimateMaster Inc. | Comfort-Aire | HZS060B | WDG060***-*B | Ground-Source | WBAHP-CB: Heat Pump Split Syst | Heat Pump | 208 | 1 | False |  |  | Single-Speed |  |  |  | 57300 | 3696 | 15.5 |  | 44300 | 3818 | 3.4 |  | Non Federally-Regulated | 09/23/2022 | 200083704 | 09/23/2022
ClimateMaster Inc. | Comfort-Aire | HZS048B | WDG048***-*B | Ground-Source | WBAHP-CB: Heat Pump Split Syst | Heat Pump | 208 | 1 | False |  |  | Single-Speed |  |  |  | 48700 | 2881 | 16.9 |  | 35900 | 3006 | 3.5 |  | Non Federally-Regulated | 09/23/2022 | 200083700 | 09/23/2022
ClimateMaster Inc. | Comfort-Aire | HZS060B | WDG060***-*B | Ground-Water-Source | WBAHP-CB: Heat Pump Split Syst | Heat Pump | 208 | 1 | False |  |  | Single-Speed |  |  |  | 62400 | 3073 | 20.3 |  | 56600 | 4147 | 4 |  | Non Federally-Regulated | 09/23/2022 | 200083704 | 09/23/2022
ClimateMaster Inc. | Comfort-Aire | HZS048B | WDG048***-*B | Ground-Water-Source | WBAHP-CB: Heat Pump Split Syst | Heat Pump | 208 | 1 | False |  |  | Single-Speed |  |  |  | 52800 | 2295 | 23 |  | 45900 | 3202 | 4.2 |  | Non Federally-Regulated | 09/23/2022 | 200083700 | 09/23/2022
ClimateMaster Inc. | Comfort-Aire | HZS036B | WDG036***-*B | Ground-Water-Source | WBAHP-CB: Heat Pump Split Syst | Heat Pump | 208 | 1 | False |  |  | Single-Speed |  |  |  | 40500 | 1730 | 23.4 |  | 32700 | 2129 | 4.5 |  | Non Federally-Regulated | 09/23/2022 | 200083696 | 09/23/2022
ClimateMaster Inc. | Comfort-Aire | HZS024B | WDG024**A-*B | Ground-Source | WBAHP-CB: Heat Pump Split Syst | Heat Pump | 208 | 1 | False |  |  | Single-Speed |  |  |  | 24700 | 1395 | 17.7 |  | 18800 | 1530 | 3.6 |  | Non Federally-Regulated | 09/23/2022 | 200083684 | 09/23/2022
ClimateMaster Inc. | Rheem | RPVS/EC025 | RCFL-HM2621 | Ground-Water-Source | WBAHP-C: Heat Pump Split Syste | Heat Pump | 208 | 1 | False |  |  | Single-Speed |  |  |  | 26400 | 1173 | 22.5 | 16.2 | 22900 | 1491 | 4.5 | 3.6 | Non Federally-Regulated | 05/10/2019 |  | 09/27/2022
ClimateMaster Inc. | Rheem | RPVS/EC062 | RCFL-HM60** | Ground-Water-Source | WBAHP-C: Heat Pump Split Syste | Heat Pump | 208 | 1 | False |  |  | Single-Speed |  |  |  | 58700 | 3041 | 19.3 |  | 56400 | 4349 | 3.8 |  | Non Federally-Regulated | 09/23/2022 | 10447668 | 09/27/2022
ClimateMaster Inc. | Rheem | RPVS/EC025 | RCFL-HM2621 | Ground-Source | WBAHP-C: Heat Pump Split Syste | Heat Pump | 208 | 1 | False |  |  | Single-Speed |  |  |  | 26000 | 1444 | 18 | 13.4 | 18600 | 1434 | 3.8 | 3.1 | Non Federally-Regulated | 05/10/2019 |  | 09/27/2022
ClimateMaster Inc. | Rheem | RPVS/EC025 | RCFL-HM2417 | Ground-Source | WBAHP-C: Heat Pump Split Syste | Heat Pump | 208 | 1 | False |  |  | Single-Speed |  |  |  | 24000 | 1379 | 17.4 |  | 18800 | 1412 | 3.9 |  | Non Federally-Regulated | 09/23/2022 | 10447649 | 09/27/2022
ClimateMaster Inc. | Rheem | RPVS/EC036 | RCFL-HM38** | Ground-Source | WBAHP-C: Heat Pump Split Syste | Heat Pump | 230 | 1 | False |  |  | Single-Speed |  |  |  | 38000 | 2196 | 17.3 |  | 26600 | 2106 | 3.7 |  | Non Federally-Regulated | 09/23/2022 | 10447662 | 09/27/2022
ClimateMaster Inc. | Rheem | RPVS/EC048 | RCFL-HM48** | Ground-Source | WBAHP-C: Heat Pump Split Syste | Heat Pump | 230 | 1 | False |  |  | Single-Speed |  |  |  | 48400 | 2951 | 16.4 |  | 36000 | 3014 | 3.5 |  | Non Federally-Regulated | 09/23/2022 | 10447665 | 09/27/2022
ClimateMaster Inc. | Rheem | RPVS/EC036 | RCFL-HM38** | Ground-Water-Source | WBAHP-C: Heat Pump Split Syste | Heat Pump | 208 | 1 | False |  |  | Single-Speed |  |  |  | 40200 | 1802 | 22.3 |  | 32800 | 2184 | 4.4 |  | Non Federally-Regulated | 09/23/2022 | 10447662 | 09/27/2022
ClimateMaster Inc. | Rheem | RPVS/EC025 | RCFL-HM2621 | Ground-Source | WBAHP-C: Heat Pump Split Syste | Heat Pump | 230 | 1 | False |  |  | Single-Speed |  |  |  | 26000 | 1444 | 18 |  | 18600 | 1434 | 3.8 |  | Non Federally-Regulated | 01/20/2022 | 10447650 | 09/27/2022
ClimateMaster Inc. | Rheem | RPVS/EC025 | RCFL-HM2621 | Ground-Water-Source | WBAHP-C: Heat Pump Split Syste | Heat Pump | 230 | 1 | False |  |  | Single-Speed |  |  |  | 26400 | 1173 | 22.5 |  | 22900 | 1491 | 4.5 |  | Non Federally-Regulated | 01/20/2022 | 10447650 | 09/27/2022
ClimateMaster Inc. | Rheem | RPVS/EC036 | RCFL-HM38** | Ground-Water-Source | WBAHP-C: Heat Pump Split Syste | Heat Pump | 230 | 1 | False |  |  | Single-Speed |  |  |  | 40200 | 1802 | 22.3 |  | 32800 | 2184 | 4.4 |  | Non Federally-Regulated | 09/23/2022 | 10447662 | 09/27/2022
ClimateMaster Inc. | Rheem | RPVS/EC036 | RCFL-HM38** | Ground-Source | WBAHP-C: Heat Pump Split Syste | Heat Pump | 208 | 1 | False |  |  | Single-Speed |  |  |  | 38000 | 2196 | 17.3 |  | 26600 | 2106 | 3.7 |  | Non Federally-Regulated | 09/23/2022 | 10447662 | 09/27/2022
ClimateMaster Inc. | Rheem | RPVS/EC062 | RCFL-HM60** | Ground-Source | WBAHP-C: Heat Pump Split Syste | Heat Pump | 208 | 1 | False |  |  | Single-Speed |  |  |  | 54500 | 3585 | 15.2 |  | 44000 | 3792 | 3.4 |  | Non Federally-Regulated | 09/23/2022 | 10447668 | 09/27/2022
ClimateMaster Inc. | Rheem | RPVS/EC048 | RCFL-HM48** | Ground-Water-Source | WBAHP-C: Heat Pump Split Syste | Heat Pump | 208 | 1 | False |  |  | Single-Speed |  |  |  | 52000 | 2441 | 21.3 |  | 46100 | 3216 | 4.2 |  | Non Federally-Regulated | 09/23/2022 | 10447665 | 09/27/2022
ClimateMaster Inc. | Rheem | RPVS/EC048 | RCFL-HM48** | Ground-Water-Source | WBAHP-C: Heat Pump Split Syste | Heat Pump | 230 | 1 | False |  |  | Single-Speed |  |  |  | 52000 | 2441 | 21.3 |  | 46100 | 3216 | 4.2 |  | Non Federally-Regulated | 09/23/2022 | 10447665 | 09/27/2022
ClimateMaster Inc. | Rheem | RPVS/EC048 | RCFL-HM48** | Ground-Source | WBAHP-C: Heat Pump Split Syste | Heat Pump | 208 | 1 | False |  |  | Single-Speed |  |  |  | 48400 | 2951 | 16.4 |  | 36000 | 3014 | 3.5 |  | Non Federally-Regulated | 09/23/2022 | 10447665 | 09/27/2022
ClimateMaster Inc. | Rheem | RPVS/EC025 | RCFL-HM2417 | Ground-Water-Source | WBAHP-C: Heat Pump Split Syste | Heat Pump | 208 | 1 | False |  |  | Single-Speed |  |  |  | 25200 | 1125 | 22.4 |  | 22300 | 1452 | 4.5 |  | Non Federally-Regulated | 09/23/2022 | 10447649 | 09/27/2022
ClimateMaster Inc. | CLIMATEMASTER | TES/P049B | TAH049C | Ground-Water-Source | WBAHP-CB: Heat Pump Split Syst | Heat Pump | 230 | 1 | False |  |  | Single-Speed |  |  |  | 52800 | 2295 | 23 |  | 45900 | 3202 | 4.2 |  | Non Federally-Regulated | 09/23/2022 | 205767583 | 09/27/2022
ClimateMaster Inc. | CLIMATEMASTER | TES/P026B | TAH026C***A* | Ground-Water-Source | WBAHP-CB: Heat Pump Split Syst | Heat Pump | 230 | 1 | False |  |  | Single-Speed |  |  |  | 25600 | 1142 | 22.4 |  | 24900 | 1621 | 4.5 |  | Non Federally-Regulated | 09/23/2022 | 205767586 | 09/27/2022
ClimateMaster Inc. | CLIMATEMASTER | TES/P038B | TAH038C | Ground-Source | WBAHP-CB: Heat Pump Split Syst | Heat Pump | 208 | 1 | False |  |  | Single-Speed |  |  |  | 37700 | 2117 | 17.8 |  | 26200 | 2020 | 3.8 |  | Non Federally-Regulated | 09/23/2022 | 205767582 | 09/27/2022
ClimateMaster Inc. | CLIMATEMASTER | TES/P038B | TAH038C | Ground-Water-Source | WBAHP-CB: Heat Pump Split Syst | Heat Pump | 208 | 1 | False |  |  | Single-Speed |  |  |  | 40500 | 1730 | 23.4 |  | 32700 | 2129 | 4.5 |  | Non Federally-Regulated | 09/23/2022 | 205767582 | 09/27/2022
ClimateMaster Inc. | CLIMATEMASTER | TES/P049B | TAH049C | Ground-Water-Source | WBAHP-CB: Heat Pump Split Syst | Heat Pump | 208 | 1 | False |  |  | Single-Speed |  |  |  | 52800 | 2295 | 23 |  | 45900 | 3202 | 4.2 |  | Non Federally-Regulated | 09/23/2022 | 205767583 | 09/27/2022
ClimateMaster Inc. | CLIMATEMASTER | TES/P064B | TAH064C | Ground-Water-Source | WBAHP-CB: Heat Pump Split Syst | Heat Pump | 230 | 1 | False |  |  | Single-Speed |  |  |  | 62400 | 3073 | 20.3 |  | 56600 | 4147 | 4 |  | Non Federally-Regulated | 09/23/2022 | 205767584 | 09/27/2022
ClimateMaster Inc. | CLIMATEMASTER | TES/P038B | TAH038C | Ground-Source | WBAHP-CB: Heat Pump Split Syst | Heat Pump | 230 | 1 | False |  |  | Single-Speed |  |  |  | 37700 | 2117 | 17.8 |  | 26200 | 2020 | 3.8 |  | Non Federally-Regulated | 09/23/2022 | 205767582 | 09/27/2022
ClimateMaster Inc. | CLIMATEMASTER | TES/P038B | TAH038C | Ground-Water-Source | WBAHP-CB: Heat Pump Split Syst | Heat Pump | 230 | 1 | False |  |  | Single-Speed |  |  |  | 40500 | 1730 | 23.4 |  | 32700 | 2129 | 4.5 |  | Non Federally-Regulated | 09/23/2022 | 205767582 | 09/27/2022
ClimateMaster Inc. | CLIMATEMASTER | TES/P049B | TAH049C | Ground-Source | WBAHP-CB: Heat Pump Split Syst | Heat Pump | 208 | 1 | False |  |  | Single-Speed |  |  |  | 48700 | 2881 | 16.9 |  | 35900 | 3006 | 3.5 |  | Non Federally-Regulated | 09/23/2022 | 205767583 | 09/27/2022
ClimateMaster Inc. | CLIMATEMASTER | TES/P049B | TAH049C | Ground-Source | WBAHP-CB: Heat Pump Split Syst | Heat Pump | 230 | 1 | False |  |  | Single-Speed |  |  |  | 48700 | 2881 | 16.9 |  | 35900 | 3006 | 3.5 |  | Non Federally-Regulated | 09/23/2022 | 205767583 | 09/27/2022
ClimateMaster Inc. | CLIMATEMASTER | TES/P064B | TAH064C | Ground-Source | WBAHP-CB: Heat Pump Split Syst | Heat Pump | 208 | 1 | False |  |  | Single-Speed |  |  |  | 57300 | 3696 | 15.5 |  | 44300 | 3818 | 3.4 |  | Non Federally-Regulated | 09/23/2022 | 205767584 | 09/27/2022
ClimateMaster Inc. | CLIMATEMASTER | TES/P064B | TAH064C | Ground-Water-Source | WBAHP-CB: Heat Pump Split Syst | Heat Pump | 208 | 1 | False |  |  | Single-Speed |  |  |  | 62400 | 3073 | 20.3 |  | 56600 | 4147 | 4 |  | Non Federally-Regulated | 09/23/2022 | 205767584 | 09/27/2022
ClimateMaster Inc. | CLIMATEMASTER | TES/P026B | TAH026C***A* | Ground-Source | WBAHP-CB: Heat Pump Split Syst | Heat Pump | 230 | 1 | False |  |  | Single-Speed |  |  |  | 24700 | 1395 | 17.7 |  | 18800 | 1530 | 3.6 |  | Non Federally-Regulated | 09/23/2022 | 205767586 | 09/27/2022
ClimateMaster Inc. | CLIMATEMASTER | TES/P026B | TAH026C***A* | Ground-Source | WBAHP-CB: Heat Pump Split Syst | Heat Pump | 208 | 1 | False |  |  | Single-Speed |  |  |  | 24700 | 1395 | 17.7 |  | 18800 | 1530 | 3.6 |  | Non Federally-Regulated | 09/23/2022 | 205767586 | 09/27/2022
ClimateMaster Inc. | CLIMATEMASTER | TES/P026B | TAH026C***A* | Ground-Water-Source | WBAHP-CB: Heat Pump Split Syst | Heat Pump | 208 | 1 | False |  |  | Single-Speed |  |  |  | 25600 | 1142 | 22.4 |  | 24900 | 1621 | 4.5 |  | Non Federally-Regulated | 09/23/2022 | 205767586 | 09/27/2022
ClimateMaster Inc. | CLIMATEMASTER | TES/P064B | TAH064C | Ground-Source | WBAHP-CB: Heat Pump Split Syst | Heat Pump | 230 | 1 | False |  |  | Single-Speed |  |  |  | 57300 | 3696 | 15.5 |  | 44300 | 3818 | 3.4 |  | Non Federally-Regulated | 09/23/2022 | 205767584 | 09/27/2022
ClimateMaster Inc. | Century | HZS024B | WDG024**A-*B | Ground-Water-Source | WBAHP-CB: Heat Pump Split Syst | Heat Pump | 208 | 1 | False |  |  | Single-Speed |  |  |  | 25600 | 1142 | 22.4 |  | 24900 | 1621 | 4.5 |  | Non Federally-Regulated | 09/23/2022 | 200083685 | 09/27/2022
ClimateMaster Inc. | Century | HZS036B | WDG036***-*B | Ground-Water-Source | WBAHP-CB: Heat Pump Split Syst | Heat Pump | 208 | 1 | False |  |  | Single-Speed |  |  |  | 40500 | 1730 | 23.4 |  | 32700 | 2129 | 4.5 |  | Non Federally-Regulated | 09/23/2022 | 200083697 | 09/27/2022
ClimateMaster Inc. | Century | HZS060B | WDG060***-*B | Ground-Water-Source | WBAHP-CB: Heat Pump Split Syst | Heat Pump | 208 | 1 | False |  |  | Single-Speed |  |  |  | 62400 | 3073 | 20.3 |  | 56600 | 4147 | 4 |  | Non Federally-Regulated | 09/23/2022 | 200083705 | 09/27/2022
ClimateMaster Inc. | Century | HZS048B | WDG048***-*B | Ground-Water-Source | WBAHP-CB: Heat Pump Split Syst | Heat Pump | 208 | 1 | False |  |  | Single-Speed |  |  |  | 52800 | 2295 | 23 |  | 45900 | 3202 | 4.2 |  | Non Federally-Regulated | 09/23/2022 | 200083701 | 09/27/2022
ClimateMaster Inc. | Century | HZS048B | WDG048***-*B | Ground-Source | WBAHP-CB: Heat Pump Split Syst | Heat Pump | 208 | 1 | False |  |  | Single-Speed |  |  |  | 48700 | 2881 | 16.9 |  | 35900 | 3006 | 3.5 |  | Non Federally-Regulated | 09/23/2022 | 200083701 | 09/27/2022
ClimateMaster Inc. | Century | HZS024B | WDG024**A-*B | Ground-Source | WBAHP-CB: Heat Pump Split Syst | Heat Pump | 208 | 1 | False |  |  | Single-Speed |  |  |  | 24700 | 1395 | 17.7 |  | 18800 | 1530 | 3.6 |  | Non Federally-Regulated | 09/23/2022 | 200083685 | 09/27/2022
ClimateMaster Inc. | Century | HZS060B | WDG060***-*B | Ground-Source | WBAHP-CB: Heat Pump Split Syst | Heat Pump | 208 | 1 | False |  |  | Single-Speed |  |  |  | 57300 | 3696 | 15.5 |  | 44300 | 3818 | 3.4 |  | Non Federally-Regulated | 09/23/2022 | 200083705 | 09/27/2022
ClimateMaster Inc. | Century | HZS036B | WDG036***-*B | Ground-Source | WBAHP-CB: Heat Pump Split Syst | Heat Pump | 208 | 1 | False |  |  | Single-Speed |  |  |  | 37700 | 2117 | 17.8 |  | 26200 | 2020 | 3.8 |  | Non Federally-Regulated | 09/23/2022 | 200083697 | 09/27/2022
ClimateMaster Inc. | Comfort-Aire | HZS024B | WDG024**A-*B | Ground-Water-Source | WBAHP-CB: Heat Pump Split Syst | Heat Pump | 208 | 1 | False |  |  | Single-Speed |  |  |  | 25600 | 1142 | 22.4 |  | 24900 | 1621 | 4.5 |  | Non Federally-Regulated | 09/23/2022 | 200083684 | 09/27/2022
ClimateMaster Inc. | Comfort-Aire | HZS036B | WDG036***-*B | Ground-Source | WBAHP-CB: Heat Pump Split Syst | Heat Pump | 208 | 1 | False |  |  | Single-Speed |  |  |  | 37700 | 2117 | 17.8 |  | 26200 | 2020 | 3.8 |  | Non Federally-Regulated | 09/23/2022 | 200083696 | 09/27/2022
ClimateMaster Inc. | Comfort-Aire | HZS060B | WDG060***-*B | Ground-Water-Source | WBAHP-CB: Heat Pump Split Syst | Heat Pump | 208 | 1 | False |  |  | Single-Speed |  |  |  | 62400 | 3073 | 20.3 |  | 56600 | 4147 | 4 |  | Non Federally-Regulated | 09/23/2022 | 200083704 | 09/27/2022
ClimateMaster Inc. | Comfort-Aire | HZS048B | WDG048***-*B | Ground-Source | WBAHP-CB: Heat Pump Split Syst | Heat Pump | 208 | 1 | False |  |  | Single-Speed |  |  |  | 48700 | 2881 | 16.9 |  | 35900 | 3006 | 3.5 |  | Non Federally-Regulated | 09/23/2022 | 200083700 | 09/27/2022
ClimateMaster Inc. | Comfort-Aire | HZS036B | WDG036***-*B | Ground-Water-Source | WBAHP-CB: Heat Pump Split Syst | Heat Pump | 208 | 1 | False |  |  | Single-Speed |  |  |  | 40500 | 1730 | 23.4 |  | 32700 | 2129 | 4.5 |  | Non Federally-Regulated | 09/23/2022 | 200083696 | 09/27/2022
ClimateMaster Inc. | Comfort-Aire | HZS060B | WDG060***-*B | Ground-Source | WBAHP-CB: Heat Pump Split Syst | Heat Pump | 208 | 1 | False |  |  | Single-Speed |  |  |  | 57300 | 3696 | 15.5 |  | 44300 | 3818 | 3.4 |  | Non Federally-Regulated | 09/23/2022 | 200083704 | 09/27/2022
ClimateMaster Inc. | Comfort-Aire | HZS048B | WDG048***-*B | Ground-Water-Source | WBAHP-CB: Heat Pump Split Syst | Heat Pump | 208 | 1 | False |  |  | Single-Speed |  |  |  | 52800 | 2295 | 23 |  | 45900 | 3202 | 4.2 |  | Non Federally-Regulated | 09/23/2022 | 200083700 | 09/27/2022
ClimateMaster Inc. | Comfort-Aire | HZS024B | WDG024**A-*B | Ground-Source | WBAHP-CB: Heat Pump Split Syst | Heat Pump | 208 | 1 | False |  |  | Single-Speed |  |  |  | 24700 | 1395 | 17.7 |  | 18800 | 1530 | 3.6 |  | Non Federally-Regulated | 09/23/2022 | 200083684 | 09/27/2022
ClimateMaster Inc. | Century | HZS024B | WDG024**A-*B | Ground-Water-Source | WBAHP-CB: Heat Pump Split Syst | Heat Pump | 208 | 1 | False |  |  | Single-Speed |  |  |  | 25600 | 1142 | 22.4 |  | 24900 | 1621 | 4.5 |  | Non Federally-Regulated | 09/27/2022 | 200083685 | 09/27/2022
ClimateMaster Inc. | Century | HZS036B | WDG036***-*B | Ground-Water-Source | WBAHP-CB: Heat Pump Split Syst | Heat Pump | 208 | 1 | False |  |  | Single-Speed |  |  |  | 40500 | 1730 | 23.4 |  | 32700 | 2129 | 4.5 |  | Non Federally-Regulated | 09/27/2022 | 200083697 | 09/27/2022
ClimateMaster Inc. | Century | HZS060B | WDG060***-*B | Ground-Water-Source | WBAHP-CB: Heat Pump Split Syst | Heat Pump | 208 | 1 | False |  |  | Single-Speed |  |  |  | 62400 | 3073 | 20.3 |  | 56600 | 4147 | 4 |  | Non Federally-Regulated | 09/27/2022 | 200083705 | 09/27/2022
ClimateMaster Inc. | Century | HZS048B | WDG048***-*B | Ground-Water-Source | WBAHP-CB: Heat Pump Split Syst | Heat Pump | 208 | 1 | False |  |  | Single-Speed |  |  |  | 52800 | 2295 | 23 |  | 45900 | 3202 | 4.2 |  | Non Federally-Regulated | 09/27/2022 | 200083701 | 09/27/2022
ClimateMaster Inc. | Century | HZS048B | WDG048***-*B | Ground-Source | WBAHP-CB: Heat Pump Split Syst | Heat Pump | 208 | 1 | False |  |  | Single-Speed |  |  |  | 48700 | 2881 | 16.9 |  | 35900 | 3006 | 3.5 |  | Non Federally-Regulated | 09/27/2022 | 200083701 | 09/27/2022
ClimateMaster Inc. | Century | HZS024B | WDG024**A-*B | Ground-Source | WBAHP-CB: Heat Pump Split Syst | Heat Pump | 208 | 1 | False |  |  | Single-Speed |  |  |  | 24700 | 1395 | 17.7 |  | 18800 | 1530 | 3.6 |  | Non Federally-Regulated | 09/27/2022 | 200083685 | 09/27/2022
ClimateMaster Inc. | Century | HZS060B | WDG060***-*B | Ground-Source | WBAHP-CB: Heat Pump Split Syst | Heat Pump | 208 | 1 | False |  |  | Single-Speed |  |  |  | 57300 | 3696 | 15.5 |  | 44300 | 3818 | 3.4 |  | Non Federally-Regulated | 09/27/2022 | 200083705 | 09/27/2022
ClimateMaster Inc. | Century | HZS036B | WDG036***-*B | Ground-Source | WBAHP-CB: Heat Pump Split Syst | Heat Pump | 208 | 1 | False |  |  | Single-Speed |  |  |  | 37700 | 2117 | 17.8 |  | 26200 | 2020 | 3.8 |  | Non Federally-Regulated | 09/27/2022 | 200083697 | 09/27/2022
ClimateMaster Inc. | Rheem | RPVS/EC025 | RCFL-HM2621 | Ground-Water-Source | WBAHP-C: Heat Pump Split Syste | Heat Pump | 208 | 1 | False |  |  | Single-Speed |  |  |  | 26400 | 1173 | 22.5 | 16.2 | 22900 | 1491 | 4.5 | 3.6 | Non Federally-Regulated | 09/27/2022 | 10447650 | 09/27/2022
ClimateMaster Inc. | Rheem | RPVS/EC062 | RCFL-HM60** | Ground-Water-Source | WBAHP-C: Heat Pump Split Syste | Heat Pump | 208 | 1 | False |  |  | Single-Speed |  |  |  | 58700 | 3041 | 19.3 | 16.2 | 56400 | 4349 | 3.8 | 3.6 | Non Federally-Regulated | 09/27/2022 | 10447668 | 09/27/2022
ClimateMaster Inc. | Rheem | RPVS/EC025 | RCFL-HM2621 | Ground-Source | WBAHP-C: Heat Pump Split Syste | Heat Pump | 208 | 1 | False |  |  | Single-Speed |  |  |  | 26000 | 1444 | 18 | 13.4 | 18600 | 1434 | 3.8 | 3.1 | Non Federally-Regulated | 09/27/2022 | 10447650 | 09/27/2022
ClimateMaster Inc. | Rheem | RPVS/EC025 | RCFL-HM2417 | Ground-Source | WBAHP-C: Heat Pump Split Syste | Heat Pump | 208 | 1 | False |  |  | Single-Speed |  |  |  | 24000 | 1379 | 17.4 | 13.4 | 18800 | 1412 | 3.9 | 3.1 | Non Federally-Regulated | 09/27/2022 | 10447649 | 09/27/2022
ClimateMaster Inc. | Rheem | RPVS/EC036 | RCFL-HM38** | Ground-Source | WBAHP-C: Heat Pump Split Syste | Heat Pump | 230 | 1 | False |  |  | Single-Speed |  |  |  | 38000 | 2196 | 17.3 | 13.4 | 26600 | 2106 | 3.7 | 3.1 | Non Federally-Regulated | 09/27/2022 | 10447662 | 09/27/2022
ClimateMaster Inc. | Rheem | RPVS/EC048 | RCFL-HM48** | Ground-Source | WBAHP-C: Heat Pump Split Syste | Heat Pump | 230 | 1 | False |  |  | Single-Speed |  |  |  | 48400 | 2951 | 16.4 | 13.4 | 36000 | 3014 | 3.5 | 3.1 | Non Federally-Regulated | 09/27/2022 | 10447665 | 09/27/2022
ClimateMaster Inc. | Rheem | RPVS/EC036 | RCFL-HM38** | Ground-Water-Source | WBAHP-C: Heat Pump Split Syste | Heat Pump | 208 | 1 | False |  |  | Single-Speed |  |  |  | 40200 | 1802 | 22.3 | 16.2 | 32800 | 2184 | 4.4 | 3.6 | Non Federally-Regulated | 09/27/2022 | 10447662 | 09/27/2022
ClimateMaster Inc. | Rheem | RPVS/EC025 | RCFL-HM2621 | Ground-Source | WBAHP-C: Heat Pump Split Syste | Heat Pump | 230 | 1 | False |  |  | Single-Speed |  |  |  | 26000 | 1444 | 18 | 13.4 | 18600 | 1434 | 3.8 | 3.1 | Non Federally-Regulated | 09/27/2022 | 10447650 | 09/27/2022
ClimateMaster Inc. | Rheem | RPVS/EC025 | RCFL-HM2621 | Ground-Water-Source | WBAHP-C: Heat Pump Split Syste | Heat Pump | 230 | 1 | False |  |  | Single-Speed |  |  |  | 26400 | 1173 | 22.5 | 16.2 | 22900 | 1491 | 4.5 | 3.6 | Non Federally-Regulated | 09/27/2022 | 10447650 | 09/27/2022
ClimateMaster Inc. | Rheem | RPVS/EC036 | RCFL-HM38** | Ground-Water-Source | WBAHP-C: Heat Pump Split Syste | Heat Pump | 230 | 1 | False |  |  | Single-Speed |  |  |  | 40200 | 1802 | 22.3 | 16.2 | 32800 | 2184 | 4.4 | 3.6 | Non Federally-Regulated | 09/27/2022 | 10447662 | 09/27/2022
ClimateMaster Inc. | Rheem | RPVS/EC036 | RCFL-HM38** | Ground-Source | WBAHP-C: Heat Pump Split Syste | Heat Pump | 208 | 1 | False |  |  | Single-Speed |  |  |  | 38000 | 2196 | 17.3 | 13.4 | 26600 | 2106 | 3.7 | 3.1 | Non Federally-Regulated | 09/27/2022 | 10447662 | 09/27/2022
ClimateMaster Inc. | Rheem | RPVS/EC062 | RCFL-HM60** | Ground-Source | WBAHP-C: Heat Pump Split Syste | Heat Pump | 208 | 1 | False |  |  | Single-Speed |  |  |  | 54500 | 3585 | 15.2 | 13.4 | 44000 | 3792 | 3.4 | 3.1 | Non Federally-Regulated | 09/27/2022 | 10447668 | 09/27/2022
ClimateMaster Inc. | Rheem | RPVS/EC048 | RCFL-HM48** | Ground-Water-Source | WBAHP-C: Heat Pump Split Syste | Heat Pump | 208 | 1 | False |  |  | Single-Speed |  |  |  | 52000 | 2441 | 21.3 | 16.2 | 46100 | 3216 | 4.2 | 3.6 | Non Federally-Regulated | 09/27/2022 | 10447665 | 09/27/2022
ClimateMaster Inc. | Rheem | RPVS/EC048 | RCFL-HM48** | Ground-Water-Source | WBAHP-C: Heat Pump Split Syste | Heat Pump | 230 | 1 | False |  |  | Single-Speed |  |  |  | 52000 | 2441 | 21.3 | 16.2 | 46100 | 3216 | 4.2 | 3.6 | Non Federally-Regulated | 09/27/2022 | 10447665 | 09/27/2022
ClimateMaster Inc. | Rheem | RPVS/EC048 | RCFL-HM48** | Ground-Source | WBAHP-C: Heat Pump Split Syste | Heat Pump | 208 | 1 | False |  |  | Single-Speed |  |  |  | 48400 | 2951 | 16.4 | 13.4 | 36000 | 3014 | 3.5 | 3.1 | Non Federally-Regulated | 09/27/2022 | 10447665 | 09/27/2022
ClimateMaster Inc. | Rheem | RPVS/EC025 | RCFL-HM2417 | Ground-Water-Source | WBAHP-C: Heat Pump Split Syste | Heat Pump | 208 | 1 | False |  |  | Single-Speed |  |  |  | 25200 | 1125 | 22.4 | 16.2 | 22300 | 1452 | 4.5 | 3.6 | Non Federally-Regulated | 09/27/2022 | 10447649 | 09/27/2022
ClimateMaster Inc. | Comfort-Aire | HZS024B | WDG024**A-*B | Ground-Water-Source | WBAHP-CB: Heat Pump Split Syst | Heat Pump | 208 | 1 | False |  |  | Single-Speed |  |  |  | 25600 | 1142 | 22.4 |  | 24900 | 1621 | 4.5 |  | Non Federally-Regulated | 09/27/2022 | 200083684 | 09/27/2022
ClimateMaster Inc. | Comfort-Aire | HZS036B | WDG036***-*B | Ground-Source | WBAHP-CB: Heat Pump Split Syst | Heat Pump | 208 | 1 | False |  |  | Single-Speed |  |  |  | 37700 | 2117 | 17.8 |  | 26200 | 2020 | 3.8 |  | Non Federally-Regulated | 09/27/2022 | 200083696 | 09/27/2022
ClimateMaster Inc. | Comfort-Aire | HZS060B | WDG060***-*B | Ground-Water-Source | WBAHP-CB: Heat Pump Split Syst | Heat Pump | 208 | 1 | False |  |  | Single-Speed |  |  |  | 62400 | 3073 | 20.3 |  | 56600 | 4147 | 4 |  | Non Federally-Regulated | 09/27/2022 | 200083704 | 09/27/2022
ClimateMaster Inc. | Comfort-Aire | HZS048B | WDG048***-*B | Ground-Source | WBAHP-CB: Heat Pump Split Syst | Heat Pump | 208 | 1 | False |  |  | Single-Speed |  |  |  | 48700 | 2881 | 16.9 |  | 35900 | 3006 | 3.5 |  | Non Federally-Regulated | 09/27/2022 | 200083700 | 09/27/2022
ClimateMaster Inc. | Comfort-Aire | HZS036B | WDG036***-*B | Ground-Water-Source | WBAHP-CB: Heat Pump Split Syst | Heat Pump | 208 | 1 | False |  |  | Single-Speed |  |  |  | 40500 | 1730 | 23.4 |  | 32700 | 2129 | 4.5 |  | Non Federally-Regulated | 09/27/2022 | 200083696 | 09/27/2022
ClimateMaster Inc. | Comfort-Aire | HZS060B | WDG060***-*B | Ground-Source | WBAHP-CB: Heat Pump Split Syst | Heat Pump | 208 | 1 | False |  |  | Single-Speed |  |  |  | 57300 | 3696 | 15.5 |  | 44300 | 3818 | 3.4 |  | Non Federally-Regulated | 09/27/2022 | 200083704 | 09/27/2022
ClimateMaster Inc. | Comfort-Aire | HZS048B | WDG048***-*B | Ground-Water-Source | WBAHP-CB: Heat Pump Split Syst | Heat Pump | 208 | 1 | False |  |  | Single-Speed |  |  |  | 52800 | 2295 | 23 |  | 45900 | 3202 | 4.2 |  | Non Federally-Regulated | 09/27/2022 | 200083700 | 09/27/2022
ClimateMaster Inc. | Comfort-Aire | HZS024B | WDG024**A-*B | Ground-Source | WBAHP-CB: Heat Pump Split Syst | Heat Pump | 208 | 1 | False |  |  | Single-Speed |  |  |  | 24700 | 1395 | 17.7 |  | 18800 | 1530 | 3.6 |  | Non Federally-Regulated | 09/27/2022 | 200083684 | 09/27/2022
ClimateMaster Inc. | CLIMATEMASTER | TES/P049B | TAH049C | Ground-Water-Source | WBAHP-CB: Heat Pump Split Syst | Heat Pump | 230 | 1 | False |  |  | Single-Speed |  |  |  | 52800 | 2295 | 23 |  | 45900 | 3202 | 4.2 |  | Non Federally-Regulated | 09/27/2022 | 205767583 | 09/27/2022
ClimateMaster Inc. | CLIMATEMASTER | TES/P026B | TAH026C***A* | Ground-Water-Source | WBAHP-CB: Heat Pump Split Syst | Heat Pump | 230 | 1 | False |  |  | Single-Speed |  |  |  | 25600 | 1142 | 22.4 |  | 24900 | 1621 | 4.5 |  | Non Federally-Regulated | 09/27/2022 | 205767586 | 09/27/2022
ClimateMaster Inc. | CLIMATEMASTER | TES/P038B | TAH038C | Ground-Source | WBAHP-CB: Heat Pump Split Syst | Heat Pump | 208 | 1 | False |  |  | Single-Speed |  |  |  | 37700 | 2117 | 17.8 |  | 26200 | 2020 | 3.8 |  | Non Federally-Regulated | 09/27/2022 | 205767582 | 09/27/2022
ClimateMaster Inc. | CLIMATEMASTER | TES/P038B | TAH038C | Ground-Water-Source | WBAHP-CB: Heat Pump Split Syst | Heat Pump | 208 | 1 | False |  |  | Single-Speed |  |  |  | 40500 | 1730 | 23.4 |  | 32700 | 2129 | 4.5 |  | Non Federally-Regulated | 09/27/2022 | 205767582 | 09/27/2022
ClimateMaster Inc. | CLIMATEMASTER | TES/P049B | TAH049C | Ground-Water-Source | WBAHP-CB: Heat Pump Split Syst | Heat Pump | 208 | 1 | False |  |  | Single-Speed |  |  |  | 52800 | 2295 | 23 |  | 45900 | 3202 | 4.2 |  | Non Federally-Regulated | 09/27/2022 | 205767583 | 09/27/2022
ClimateMaster Inc. | CLIMATEMASTER | TES/P064B | TAH064C | Ground-Water-Source | WBAHP-CB: Heat Pump Split Syst | Heat Pump | 230 | 1 | False |  |  | Single-Speed |  |  |  | 62400 | 3073 | 20.3 |  | 56600 | 4147 | 4 |  | Non Federally-Regulated | 09/27/2022 | 205767584 | 09/27/2022
ClimateMaster Inc. | CLIMATEMASTER | TES/P038B | TAH038C | Ground-Source | WBAHP-CB: Heat Pump Split Syst | Heat Pump | 230 | 1 | False |  |  | Single-Speed |  |  |  | 37700 | 2117 | 17.8 |  | 26200 | 2020 | 3.8 |  | Non Federally-Regulated | 09/27/2022 | 205767582 | 09/27/2022
ClimateMaster Inc. | CLIMATEMASTER | TES/P038B | TAH038C | Ground-Water-Source | WBAHP-CB: Heat Pump Split Syst | Heat Pump | 230 | 1 | False |  |  | Single-Speed |  |  |  | 40500 | 1730 | 23.4 |  | 32700 | 2129 | 4.5 |  | Non Federally-Regulated | 09/27/2022 | 205767582 | 09/27/2022
ClimateMaster Inc. | CLIMATEMASTER | TES/P049B | TAH049C | Ground-Source | WBAHP-CB: Heat Pump Split Syst | Heat Pump | 208 | 1 | False |  |  | Single-Speed |  |  |  | 48700 | 2881 | 16.9 |  | 35900 | 3006 | 3.5 |  | Non Federally-Regulated | 09/27/2022 | 205767583 | 09/27/2022
ClimateMaster Inc. | CLIMATEMASTER | TES/P049B | TAH049C | Ground-Source | WBAHP-CB: Heat Pump Split Syst | Heat Pump | 230 | 1 | False |  |  | Single-Speed |  |  |  | 48700 | 2881 | 16.9 |  | 35900 | 3006 | 3.5 |  | Non Federally-Regulated | 09/27/2022 | 205767583 | 09/27/2022
ClimateMaster Inc. | CLIMATEMASTER | TES/P064B | TAH064C | Ground-Source | WBAHP-CB: Heat Pump Split Syst | Heat Pump | 208 | 1 | False |  |  | Single-Speed |  |  |  | 57300 | 3696 | 15.5 |  | 44300 | 3818 | 3.4 |  | Non Federally-Regulated | 09/27/2022 | 205767584 | 09/27/2022
ClimateMaster Inc. | CLIMATEMASTER | TES/P064B | TAH064C | Ground-Water-Source | WBAHP-CB: Heat Pump Split Syst | Heat Pump | 208 | 1 | False |  |  | Single-Speed |  |  |  | 62400 | 3073 | 20.3 |  | 56600 | 4147 | 4 |  | Non Federally-Regulated | 09/27/2022 | 205767584 | 09/27/2022
ClimateMaster Inc. | CLIMATEMASTER | TES/P026B | TAH026C***A* | Ground-Source | WBAHP-CB: Heat Pump Split Syst | Heat Pump | 230 | 1 | False |  |  | Single-Speed |  |  |  | 24700 | 1395 | 17.7 |  | 18800 | 1530 | 3.6 |  | Non Federally-Regulated | 09/27/2022 | 205767586 | 09/27/2022
ClimateMaster Inc. | CLIMATEMASTER | TES/P026B | TAH026C***A* | Ground-Source | WBAHP-CB: Heat Pump Split Syst | Heat Pump | 208 | 1 | False |  |  | Single-Speed |  |  |  | 24700 | 1395 | 17.7 |  | 18800 | 1530 | 3.6 |  | Non Federally-Regulated | 09/27/2022 | 205767586 | 09/27/2022
ClimateMaster Inc. | CLIMATEMASTER | TES/P026B | TAH026C***A* | Ground-Water-Source | WBAHP-CB: Heat Pump Split Syst | Heat Pump | 208 | 1 | False |  |  | Single-Speed |  |  |  | 25600 | 1142 | 22.4 |  | 24900 | 1621 | 4.5 |  | Non Federally-Regulated | 09/27/2022 | 205767586 | 09/27/2022
ClimateMaster Inc. | CLIMATEMASTER | TES/P064B | TAH064C | Ground-Source | WBAHP-CB: Heat Pump Split Syst | Heat Pump | 230 | 1 | False |  |  | Single-Speed |  |  |  | 57300 | 3696 | 15.5 |  | 44300 | 3818 | 3.4 |  | Non Federally-Regulated | 09/27/2022 | 205767584 | 09/27/2022
Enertech Global, LLC | GEOEXCEL | ART024A | MPD024 | Ground-Source | WBAHP-CB: Heat Pump Split Syst | Heat Pump | 230 | 1 | False |  |  | Single-Speed |  |  |  | 24600 | 1556 | 15.8 | 13.4 | 18000 | 1598 | 3.3 | 3.1 | Non Federally-Regulated | 02/23/2016 |  | 11/08/2022
Enertech Global, LLC | GEOEXCEL | ART060A | MPD060 | Ground-Source | WBAHP-CB: Heat Pump Split Syst | Heat Pump | 230 | 1 | False |  |  | Single-Speed |  |  |  | 61500 | 3575 | 17.2 | 13.4 | 45600 | 3818 | 3.5 | 3.1 | Non Federally-Regulated | 02/23/2016 |  | 11/08/2022
Enertech Global, LLC | GEOEXCEL | ART036A | MPD036 | Ground-Source | WBAHP-CB: Heat Pump Split Syst | Heat Pump | 230 | 1 | False |  |  | Single-Speed |  |  |  | 35500 | 2218 | 16 | 13.4 | 27400 | 2170 | 3.7 | 3.1 | Non Federally-Regulated | 02/23/2016 |  | 11/08/2022
Enertech Global, LLC | GEOEXCEL | ART036A | MPD036 | Ground-Source | WBAHP-CB: Heat Pump Split Syst | Heat Pump | 208 | 1 | False |  |  | Single-Speed |  |  |  | 35500 | 2218 | 16 | 13.4 | 27400 | 2170 | 3.7 | 3.1 | Non Federally-Regulated | 05/28/2019 |  | 11/08/2022
Enertech Global, LLC | GEOEXCEL | ART048A | MPD060 | Ground-Source | WBAHP-CB: Heat Pump Split Syst | Heat Pump | 230 | 1 | False |  |  | Single-Speed |  |  |  | 50700 | 2816 | 18 | 13.4 | 34200 | 2708 | 3.7 | 3.1 | Non Federally-Regulated | 02/23/2016 |  | 11/08/2022
Enertech Global, LLC | GEOEXCEL | ART024A | MPD024 | Ground-Source | WBAHP-CB: Heat Pump Split Syst | Heat Pump | 208 | 1 | False |  |  | Single-Speed |  |  |  | 24600 | 1556 | 15.8 | 13.4 | 18000 | 1598 | 3.3 | 3.1 | Non Federally-Regulated | 05/28/2019 |  | 11/08/2022
Enertech Global, LLC | GEOEXCEL | ART048A | MPD060 | Ground-Source | WBAHP-CB: Heat Pump Split Syst | Heat Pump | 208 | 1 | False |  |  | Single-Speed |  |  |  | 50700 | 2816 | 18 | 13.4 | 34200 | 2708 | 3.7 | 3.1 | Non Federally-Regulated | 05/28/2019 |  | 11/08/2022
Enertech Global, LLC | GEOEXCEL | ART060A | MPD060 | Ground-Source | WBAHP-CB: Heat Pump Split Syst | Heat Pump | 208 | 1 | False |  |  | Single-Speed |  |  |  | 61500 | 3575 | 17.2 | 13.4 | 45600 | 3818 | 3.5 | 3.1 | Non Federally-Regulated | 05/28/2019 |  | 11/08/2022
Waterfurnace International, Inc. | 7 SERIES INDOOR SPLITS | NVZ042A1 | SVH042 | Water-Source | WBAHP-CB: Heat Pump Split Syst | Heat Pump | 230 | 1 | False |  |  | Variable-Speed |  |  |  | 39500 | 2408 | 16.4 |  | 66100 | 3953 | 4.9 |  | Federally-Regulated Commercial & Industrial Equipment | 08/05/2022 | 205448525 | 02/10/2023
Waterfurnace International, Inc. | 7 SERIES INDOOR SPLITS | NVZ050A1 | SVH050 | Ground-Source | WBAHP-CB: Heat Pump Split Syst | Heat Pump | 208 | 1 | False |  |  | Variable-Speed |  |  |  | 49800 | 2912 | 17.1 |  | 50800 | 4652 | 3.2 |  | Non Federally-Regulated | 08/05/2022 | 205448526 | 02/10/2023
Waterfurnace International, Inc. | 7 SERIES INDOOR SPLITS | NVZ042A1 | SVH042 | Ground-Water-Source | WBAHP-CB: Heat Pump Split Syst | Heat Pump | 208 | 1 | False |  |  | Variable-Speed |  |  |  | 46200 | 1638 | 28.2 |  | 54100 | 3775 | 4.2 |  | Non Federally-Regulated | 08/05/2022 | 205448525 | 02/10/2023
Waterfurnace International, Inc. | 7 SERIES INDOOR SPLITS | NVZ042A1 | SVH042 | Water-Source | WBAHP-CB: Heat Pump Split Syst | Heat Pump | 208 | 1 | False |  |  | Variable-Speed |  |  |  | 39500 | 2408 | 16.4 |  | 66100 | 3953 | 4.9 |  | Federally-Regulated Commercial & Industrial Equipment | 08/05/2022 | 205448525 | 02/10/2023
Waterfurnace International, Inc. | 7 SERIES INDOOR SPLITS | NVZ042A1 | SVH042 | Ground-Source | WBAHP-CB: Heat Pump Split Syst | Heat Pump | 208 | 1 | False |  |  | Variable-Speed |  |  |  | 41600 | 2111 | 19.7 |  | 42700 | 3575 | 3.5 |  | Non Federally-Regulated | 08/05/2022 | 205448525 | 02/10/2023
Waterfurnace International, Inc. | 7 SERIES INDOOR SPLITS | NVZ050A1 | SVH050 | Water-Source | WBAHP-CB: Heat Pump Split Syst | Heat Pump | 230 | 1 | False |  |  | Variable-Speed |  |  |  | 46700 | 3243 | 14.4 |  | 77800 | 5302 | 4.3 |  | Federally-Regulated Commercial & Industrial Equipment | 08/05/2022 | 205448526 | 02/10/2023
Waterfurnace International, Inc. | 7 SERIES INDOOR SPLITS | NVZ050A1 | SVH050 | Water-Source | WBAHP-CB: Heat Pump Split Syst | Heat Pump | 208 | 1 | False |  |  | Variable-Speed |  |  |  | 46700 | 3243 | 14.4 |  | 77800 | 5302 | 4.3 |  | Federally-Regulated Commercial & Industrial Equipment | 08/05/2022 | 205448526 | 02/10/2023
Waterfurnace International, Inc. | 7 SERIES INDOOR SPLITS | NVZ033A1 | SVH033 | Ground-Water-Source | WBAHP-CB: Heat Pump Split Syst | Heat Pump | 230 | 1 | False |  |  | Variable-Speed |  |  |  | 37000 | 1267 | 29.2 |  | 40700 | 2650 | 4.5 |  | Non Federally-Regulated | 08/05/2022 | 205448524 | 02/10/2023
Waterfurnace International, Inc. | 7 SERIES INDOOR SPLITS | NVZ050A1 | SVH050 | Ground-Water-Source | WBAHP-CB: Heat Pump Split Syst | Heat Pump | 208 | 1 | False |  |  | Variable-Speed |  |  |  | 55200 | 2271 | 24.3 |  | 64900 | 5005 | 3.8 |  | Non Federally-Regulated | 08/05/2022 | 205448526 | 02/10/2023
Waterfurnace International, Inc. | 7 SERIES INDOOR SPLITS | NVZ033A1 | SVH033 | Water-Source | WBAHP-CB: Heat Pump Split Syst | Heat Pump | 230 | 1 | False |  |  | Variable-Speed |  |  |  | 31600 | 1880 | 16.8 |  | 49800 | 2806 | 5.2 |  | Federally-Regulated Commercial & Industrial Equipment | 08/05/2022 | 205448524 | 02/10/2023
Waterfurnace International, Inc. | 7 SERIES INDOOR SPLITS | NVZ050A1 | SVH050 | Ground-Source | WBAHP-CB: Heat Pump Split Syst | Heat Pump | 230 | 1 | False |  |  | Variable-Speed |  |  |  | 49800 | 2912 | 17.1 |  | 50800 | 4652 | 3.2 |  | Non Federally-Regulated | 08/05/2022 | 205448526 | 02/10/2023
Waterfurnace International, Inc. | 7 SERIES INDOOR SPLITS | NVZ033A1 | SVH033 | Ground-Source | WBAHP-CB: Heat Pump Split Syst | Heat Pump | 208 | 1 | False |  |  | Variable-Speed |  |  |  | 33300 | 1640 | 20.3 |  | 31700 | 2732 | 3.4 |  | Non Federally-Regulated | 08/05/2022 | 205448524 | 02/10/2023
Waterfurnace International, Inc. | 7 SERIES INDOOR SPLITS | NVZ042A1 | SVH042 | Ground-Source | WBAHP-CB: Heat Pump Split Syst | Heat Pump | 230 | 1 | False |  |  | Variable-Speed |  |  |  | 41600 | 2111 | 19.7 |  | 42700 | 3575 | 3.5 |  | Non Federally-Regulated | 08/05/2022 | 205448525 | 02/10/2023
Waterfurnace International, Inc. | 7 SERIES INDOOR SPLITS | NVZ033A1 | SVH033 | Ground-Water-Source | WBAHP-CB: Heat Pump Split Syst | Heat Pump | 208 | 1 | False |  |  | Variable-Speed |  |  |  | 37000 | 1267 | 29.2 |  | 40700 | 2650 | 4.5 |  | Non Federally-Regulated | 08/05/2022 | 205448524 | 02/10/2023
Waterfurnace International, Inc. | 7 SERIES INDOOR SPLITS | NVZ050A1 | SVH050 | Ground-Water-Source | WBAHP-CB: Heat Pump Split Syst | Heat Pump | 230 | 1 | False |  |  | Variable-Speed |  |  |  | 55200 | 2271 | 24.3 |  | 64900 | 5005 | 3.8 |  | Non Federally-Regulated | 08/05/2022 | 205448526 | 02/10/2023
Waterfurnace International, Inc. | 7 SERIES INDOOR SPLITS | NVZ042A1 | SVH042 | Ground-Water-Source | WBAHP-CB: Heat Pump Split Syst | Heat Pump | 230 | 1 | False |  |  | Variable-Speed |  |  |  | 46200 | 1638 | 28.2 |  | 54100 | 3775 | 4.2 |  | Non Federally-Regulated | 08/05/2022 | 205448525 | 02/10/2023
Waterfurnace International, Inc. | 7 SERIES INDOOR SPLITS | NVZ033A1 | SVH033 | Ground-Source | WBAHP-CB: Heat Pump Split Syst | Heat Pump | 230 | 1 | False |  |  | Variable-Speed |  |  |  | 33300 | 1640 | 20.3 |  | 31700 | 2732 | 3.4 |  | Non Federally-Regulated | 08/05/2022 | 205448524 | 02/10/2023
Waterfurnace International, Inc. | 7 SERIES INDOOR SPLITS | NVZ033A1 | SVH033 | Water-Source | WBAHP-CB: Heat Pump Split Syst | Heat Pump | 208 | 1 | False |  |  | Variable-Speed |  |  |  | 31600 | 1880 | 16.8 |  | 49800 | 2806 | 5.2 |  | Federally-Regulated Commercial & Industrial Equipment | 08/05/2022 | 205448524 | 02/10/2023
Waterfurnace International, Inc. | 7 SERIES INDOOR SPLITS | NVZ042A1 | SVH042 | Water-Source | WBAHP-CB: Heat Pump Split Syst | Heat Pump | 230 | 1 | False |  |  | Variable-Speed |  |  |  | 39500 | 2408 | 16.4 |  | 66100 | 3953 | 4.9 |  | Federally-Regulated Commercial & Industrial Equipment | 02/10/2023 | 205448525 | 02/10/2023
Waterfurnace International, Inc. | 7 SERIES INDOOR SPLITS | NVZ050A1 | SVH050 | Ground-Source | WBAHP-CB: Heat Pump Split Syst | Heat Pump | 208 | 1 | False |  |  | Variable-Speed |  |  |  | 49800 | 2912 | 17.1 |  | 50800 | 4652 | 3.2 |  | Non Federally-Regulated | 02/10/2023 | 205448526 | 02/10/2023
Waterfurnace International, Inc. | 7 SERIES INDOOR SPLITS | NVZ042A1 | SVH042 | Ground-Water-Source | WBAHP-CB: Heat Pump Split Syst | Heat Pump | 208 | 1 | False |  |  | Variable-Speed |  |  |  | 46200 | 1638 | 28.2 |  | 54100 | 3775 | 4.2 |  | Non Federally-Regulated | 02/10/2023 | 205448525 | 02/10/2023
Waterfurnace International, Inc. | 7 SERIES INDOOR SPLITS | NVZ042A1 | SVH042 | Water-Source | WBAHP-CB: Heat Pump Split Syst | Heat Pump | 208 | 1 | False |  |  | Variable-Speed |  |  |  | 39500 | 2408 | 16.4 |  | 66100 | 3953 | 4.9 |  | Federally-Regulated Commercial & Industrial Equipment | 02/10/2023 | 205448525 | 02/10/2023
Waterfurnace International, Inc. | 7 SERIES INDOOR SPLITS | NVZ042A1 | SVH042 | Ground-Source | WBAHP-CB: Heat Pump Split Syst | Heat Pump | 208 | 1 | False |  |  | Variable-Speed |  |  |  | 41600 | 2111 | 19.7 |  | 42700 | 3575 | 3.5 |  | Non Federally-Regulated | 02/10/2023 | 205448525 | 02/10/2023
Waterfurnace International, Inc. | 7 SERIES INDOOR SPLITS | NVZ050A1 | SVH050 | Water-Source | WBAHP-CB: Heat Pump Split Syst | Heat Pump | 230 | 1 | False |  |  | Variable-Speed |  |  |  | 46700 | 3243 | 14.4 |  | 77800 | 5302 | 4.3 |  | Federally-Regulated Commercial & Industrial Equipment | 02/10/2023 | 205448526 | 02/10/2023
Waterfurnace International, Inc. | 7 SERIES INDOOR SPLITS | NVZ050A1 | SVH050 | Water-Source | WBAHP-CB: Heat Pump Split Syst | Heat Pump | 208 | 1 | False |  |  | Variable-Speed |  |  |  | 46700 | 3243 | 14.4 |  | 77800 | 5302 | 4.3 |  | Federally-Regulated Commercial & Industrial Equipment | 02/10/2023 | 205448526 | 02/10/2023
Waterfurnace International, Inc. | 7 SERIES INDOOR SPLITS | NVZ033A1 | SVH033 | Ground-Water-Source | WBAHP-CB: Heat Pump Split Syst | Heat Pump | 230 | 1 | False |  |  | Variable-Speed |  |  |  | 37000 | 1267 | 29.2 |  | 40700 | 2650 | 4.5 |  | Non Federally-Regulated | 02/10/2023 | 205448524 | 02/10/2023
Waterfurnace International, Inc. | 7 SERIES INDOOR SPLITS | NVZ050A1 | SVH050 | Ground-Water-Source | WBAHP-CB: Heat Pump Split Syst | Heat Pump | 208 | 1 | False |  |  | Variable-Speed |  |  |  | 55200 | 2271 | 24.3 |  | 64900 | 5005 | 3.8 |  | Non Federally-Regulated | 02/10/2023 | 205448526 | 02/10/2023
Waterfurnace International, Inc. | 7 SERIES INDOOR SPLITS | NVZ033A1 | SVH033 | Water-Source | WBAHP-CB: Heat Pump Split Syst | Heat Pump | 230 | 1 | False |  |  | Variable-Speed |  |  |  | 31600 | 1880 | 16.8 |  | 49800 | 2806 | 5.2 |  | Federally-Regulated Commercial & Industrial Equipment | 02/10/2023 | 205448524 | 02/10/2023
Waterfurnace International, Inc. | 7 SERIES INDOOR SPLITS | NVZ050A1 | SVH050 | Ground-Source | WBAHP-CB: Heat Pump Split Syst | Heat Pump | 230 | 1 | False |  |  | Variable-Speed |  |  |  | 49800 | 2912 | 17.1 |  | 50800 | 4652 | 3.2 |  | Non Federally-Regulated | 02/10/2023 | 205448526 | 02/10/2023
Waterfurnace International, Inc. | 7 SERIES INDOOR SPLITS | NVZ033A1 | SVH033 | Ground-Source | WBAHP-CB: Heat Pump Split Syst | Heat Pump | 208 | 1 | False |  |  | Variable-Speed |  |  |  | 33300 | 1640 | 20.3 |  | 31700 | 2732 | 3.4 |  | Non Federally-Regulated | 02/10/2023 | 205448524 | 02/10/2023
Waterfurnace International, Inc. | 7 SERIES INDOOR SPLITS | NVZ042A1 | SVH042 | Ground-Source | WBAHP-CB: Heat Pump Split Syst | Heat Pump | 230 | 1 | False |  |  | Variable-Speed |  |  |  | 41600 | 2111 | 19.7 |  | 42700 | 3575 | 3.5 |  | Non Federally-Regulated | 02/10/2023 | 205448525 | 02/10/2023
Waterfurnace International, Inc. | 7 SERIES INDOOR SPLITS | NVZ033A1 | SVH033 | Ground-Water-Source | WBAHP-CB: Heat Pump Split Syst | Heat Pump | 208 | 1 | False |  |  | Variable-Speed |  |  |  | 37000 | 1267 | 29.2 |  | 40700 | 2650 | 4.5 |  | Non Federally-Regulated | 02/10/2023 | 205448524 | 02/10/2023
Waterfurnace International, Inc. | 7 SERIES INDOOR SPLITS | NVZ050A1 | SVH050 | Ground-Water-Source | WBAHP-CB: Heat Pump Split Syst | Heat Pump | 230 | 1 | False |  |  | Variable-Speed |  |  |  | 55200 | 2271 | 24.3 |  | 64900 | 5005 | 3.8 |  | Non Federally-Regulated | 02/10/2023 | 205448526 | 02/10/2023
Waterfurnace International, Inc. | 7 SERIES INDOOR SPLITS | NVZ042A1 | SVH042 | Ground-Water-Source | WBAHP-CB: Heat Pump Split Syst | Heat Pump | 230 | 1 | False |  |  | Variable-Speed |  |  |  | 46200 | 1638 | 28.2 |  | 54100 | 3775 | 4.2 |  | Non Federally-Regulated | 02/10/2023 | 205448525 | 02/10/2023
Waterfurnace International, Inc. | 7 SERIES INDOOR SPLITS | NVZ033A1 | SVH033 | Ground-Source | WBAHP-CB: Heat Pump Split Syst | Heat Pump | 230 | 1 | False |  |  | Variable-Speed |  |  |  | 33300 | 1640 | 20.3 |  | 31700 | 2732 | 3.4 |  | Non Federally-Regulated | 02/10/2023 | 205448524 | 02/10/2023
Waterfurnace International, Inc. | 7 SERIES INDOOR SPLITS | NVZ033A1 | SVH033 | Water-Source | WBAHP-CB: Heat Pump Split Syst | Heat Pump | 208 | 1 | False |  |  | Variable-Speed |  |  |  | 31600 | 1880 | 16.8 |  | 49800 | 2806 | 5.2 |  | Federally-Regulated Commercial & Industrial Equipment | 02/10/2023 | 205448524 | 02/10/2023
Waterfurnace International, Inc. | 5 SERIES OUTDOOR SPLITS | NDS026H1 | SAH026* | Ground-Water-Source | WBAHP-CB: Heat Pump Split Syst | Heat Pump | 230 | 1 | False |  |  | Dual-Speed |  |  |  | 25800 | 1121 | 23 |  | 23300 | 1484 | 4.6 |  | Non Federally-Regulated | 08/05/2022 | 10272215 | 03/24/2023
Waterfurnace International, Inc. | 5 SERIES OUTDOOR SPLITS | NDS026H1 | SAH026* | Ground-Source | WBAHP-CB: Heat Pump Split Syst | Heat Pump | 230 | 1 | False |  |  | Dual-Speed |  |  |  | 23400 | 1337 | 17.5 |  | 18400 | 1457 | 3.7 |  | Non Federally-Regulated | 08/05/2022 | 10272215 | 03/24/2023
Waterfurnace International, Inc. | 5 SERIES OUTDOOR SPLITS | NDS064H1 | SAH060* | Ground-Source | WBAHP-CB: Heat Pump Split Syst | Heat Pump | 230 | 1 | False |  |  | Dual-Speed |  |  |  | 57400 | 3376 | 17 |  | 45200 | 3580 | 3.7 |  | Non Federally-Regulated | 08/05/2022 | 10272221 | 03/24/2023
Waterfurnace International, Inc. | 5 SERIES OUTDOOR SPLITS | NDS064H1 | SAH060* | Water-Source | WBAHP-CB: Heat Pump Split Syst | Heat Pump | 208 | 1 | False |  |  | Dual-Speed |  |  |  | 54800 | 3653 | 15 |  | 66900 | 4084 | 4.8 |  | Federally-Regulated Commercial & Industrial Equipment | 08/05/2022 | 10272221 | 03/24/2023
Waterfurnace International, Inc. | 5 SERIES OUTDOOR SPLITS | NDS026H1 | SAH026* | Ground-Source | WBAHP-CB: Heat Pump Split Syst | Heat Pump | 208 | 1 | False |  |  | Dual-Speed |  |  |  | 23400 | 1337 | 17.5 |  | 18400 | 1457 | 3.7 |  | Non Federally-Regulated | 08/05/2022 | 10272215 | 03/24/2023
Waterfurnace International, Inc. | 5 SERIES OUTDOOR SPLITS | NDS064H1 | SAH060* | Ground-Water-Source | WBAHP-CB: Heat Pump Split Syst | Heat Pump | 230 | 1 | False |  |  | Dual-Speed |  |  |  | 63200 | 2808 | 22.5 |  | 56000 | 3730 | 4.4 |  | Non Federally-Regulated | 08/05/2022 | 10272221 | 03/24/2023
Waterfurnace International, Inc. | 5 SERIES OUTDOOR SPLITS | NDS072H1 | SRAA060* | Water-Source | WBAHP-C: Heat Pump Split Syste | Heat Pump | 208 | 1 | False |  |  | Dual-Speed |  |  |  | 60400 | 4314 | 14 |  | 81000 | 5275 | 4.5 |  | Federally-Regulated Commercial & Industrial Equipment | 08/05/2022 | 10272228 | 03/24/2023
Waterfurnace International, Inc. | 5 SERIES OUTDOOR SPLITS | NDS026H1 | SAH026* | Water-Source | WBAHP-CB: Heat Pump Split Syst | Heat Pump | 208 | 1 | False |  |  | Dual-Speed |  |  |  | 22500 | 1500 | 15 |  | 28100 | 1647 | 5 |  | Federally-Regulated Commercial & Industrial Equipment | 08/05/2022 | 10272215 | 03/24/2023
Waterfurnace International, Inc. | 5 SERIES OUTDOOR SPLITS | NDS072H1 | SRAA060* | Water-Source | WBAHP-C: Heat Pump Split Syste | Heat Pump | 230 | 1 | False |  |  | Dual-Speed |  |  |  | 60400 | 4314 | 14 |  | 81000 | 5275 | 4.5 |  | Federally-Regulated Commercial & Industrial Equipment | 08/05/2022 | 10272228 | 03/24/2023
Waterfurnace International, Inc. | 5 SERIES OUTDOOR SPLITS | NDS026H1 | SAH026* | Water-Source | WBAHP-CB: Heat Pump Split Syst | Heat Pump | 230 | 1 | False |  |  | Dual-Speed |  |  |  | 22500 | 1500 | 15 |  | 28100 | 1647 | 5 |  | Federally-Regulated Commercial & Industrial Equipment | 08/05/2022 | 10272215 | 03/24/2023
Waterfurnace International, Inc. | 5 SERIES OUTDOOR SPLITS | NDS049H1 | SAH048* | Water-Source | WBAHP-CB: Heat Pump Split Syst | Heat Pump | 208 | 1 | False |  |  | Dual-Speed |  |  |  | 43200 | 2805 | 15.4 |  | 56300 | 3235 | 5.1 |  | Federally-Regulated Commercial & Industrial Equipment | 08/05/2022 | 10272219 | 03/24/2023
Waterfurnace International, Inc. | 5 SERIES OUTDOOR SPLITS | NDS026H1 | SAH026* | Ground-Water-Source | WBAHP-CB: Heat Pump Split Syst | Heat Pump | 208 | 1 | False |  |  | Dual-Speed |  |  |  | 25800 | 1121 | 23 |  | 23300 | 1484 | 4.6 |  | Non Federally-Regulated | 08/05/2022 | 10272215 | 03/24/2023
Waterfurnace International, Inc. | 5 SERIES OUTDOOR SPLITS | NDS049H1 | SAH048* | Ground-Water-Source | WBAHP-CB: Heat Pump Split Syst | Heat Pump | 208 | 1 | False |  |  | Dual-Speed |  |  |  | 51000 | 2107 | 24.2 |  | 47100 | 3000 | 4.6 |  | Non Federally-Regulated | 08/05/2022 | 10272219 | 03/24/2023
Waterfurnace International, Inc. | 5 SERIES OUTDOOR SPLITS | NDS049H1 | SAH048* | Water-Source | WBAHP-CB: Heat Pump Split Syst | Heat Pump | 230 | 1 | False |  |  | Dual-Speed |  |  |  | 43200 | 2805 | 15.4 |  | 56300 | 3235 | 5.1 |  | Federally-Regulated Commercial & Industrial Equipment | 08/05/2022 | 10272219 | 03/24/2023
Waterfurnace International, Inc. | 5 SERIES OUTDOOR SPLITS | NDS064H1 | SAH060* | Ground-Water-Source | WBAHP-CB: Heat Pump Split Syst | Heat Pump | 208 | 1 | False |  |  | Dual-Speed |  |  |  | 63200 | 2808 | 22.5 |  | 56000 | 3730 | 4.4 |  | Non Federally-Regulated | 08/05/2022 | 10272221 | 03/24/2023
Waterfurnace International, Inc. | 5 SERIES OUTDOOR SPLITS | NDS064H1 | SAH060* | Ground-Source | WBAHP-CB: Heat Pump Split Syst | Heat Pump | 208 | 1 | False |  |  | Dual-Speed |  |  |  | 57400 | 3376 | 17 |  | 45200 | 3580 | 3.7 |  | Non Federally-Regulated | 08/05/2022 | 10272221 | 03/24/2023
Waterfurnace International, Inc. | 5 SERIES OUTDOOR SPLITS | NDS049H1 | SAH048* | Ground-Source | WBAHP-CB: Heat Pump Split Syst | Heat Pump | 208 | 1 | False |  |  | Dual-Speed |  |  |  | 46300 | 2572 | 18 |  | 37700 | 2833 | 3.9 |  | Non Federally-Regulated | 08/05/2022 | 10272219 | 03/24/2023
Waterfurnace International, Inc. | 5 SERIES OUTDOOR SPLITS | NDS049H1 | SAH048* | Ground-Water-Source | WBAHP-CB: Heat Pump Split Syst | Heat Pump | 230 | 1 | False |  |  | Dual-Speed |  |  |  | 51000 | 2107 | 24.2 |  | 47100 | 3000 | 4.6 |  | Non Federally-Regulated | 08/05/2022 | 10272219 | 03/24/2023
Waterfurnace International, Inc. | 5 SERIES OUTDOOR SPLITS | NDS049H1 | SAH048* | Ground-Source | WBAHP-CB: Heat Pump Split Syst | Heat Pump | 230 | 1 | False |  |  | Dual-Speed |  |  |  | 46300 | 2572 | 18 |  | 37700 | 2833 | 3.9 |  | Non Federally-Regulated | 08/05/2022 | 10272219 | 03/24/2023
Waterfurnace International, Inc. | 5 SERIES OUTDOOR SPLITS | NDS072H1 | SRAA060* | Ground-Source | WBAHP-C: Heat Pump Split Syste | Heat Pump | 230 | 1 | False |  |  | Dual-Speed |  |  |  | 62800 | 3925 | 16 |  | 53500 | 4479 | 3.5 |  | Non Federally-Regulated | 08/05/2022 | 10272228 | 03/24/2023
Waterfurnace International, Inc. | 5 SERIES OUTDOOR SPLITS | NDS064H1 | SAH060* | Water-Source | WBAHP-CB: Heat Pump Split Syst | Heat Pump | 230 | 1 | False |  |  | Dual-Speed |  |  |  | 54800 | 3653 | 15 |  | 66900 | 4084 | 4.8 |  | Federally-Regulated Commercial & Industrial Equipment | 08/05/2022 | 10272221 | 03/24/2023
Waterfurnace International, Inc. | 5 SERIES OUTDOOR SPLITS | NDS072H1 | SRAA060* | Ground-Source | WBAHP-C: Heat Pump Split Syste | Heat Pump | 208 | 1 | False |  |  | Dual-Speed |  |  |  | 62800 | 3925 | 16 |  | 53500 | 4479 | 3.5 |  | Non Federally-Regulated | 08/05/2022 | 10272228 | 03/24/2023
Waterfurnace International, Inc. | YORK BY JOHNSON CONTROLS | YAZT049**1*J | SAH048* | Water-Source | WBAHP-CB: Heat Pump Split Syst | Heat Pump | 208 | 1 | False |  |  | Dual-Speed |  |  |  | 43200 | 2805 | 15.4 |  | 56300 | 3235 | 5.1 |  | Federally-Regulated Commercial & Industrial Equipment | 08/05/2022 | 204031803 | 03/24/2023
Waterfurnace International, Inc. | YORK BY JOHNSON CONTROLS | YAST064**1 | SAH060* | Ground-Water-Source | WBAHP-CB: Heat Pump Split Syst | Heat Pump | 230 | 1 | False |  |  | Dual-Speed |  |  |  | 63200 | 2808 | 22.5 |  | 56000 | 3730 | 4.4 |  | Non Federally-Regulated | 08/05/2022 | 10316661 | 03/24/2023
Waterfurnace International, Inc. | YORK BY JOHNSON CONTROLS | YAST064**1 | SAH060* | Ground-Source | WBAHP-CB: Heat Pump Split Syst | Heat Pump | 230 | 1 | False |  |  | Dual-Speed |  |  |  | 57400 | 3376 | 17 |  | 45200 | 3580 | 3.7 |  | Non Federally-Regulated | 08/05/2022 | 10316661 | 03/24/2023
Waterfurnace International, Inc. | YORK BY JOHNSON CONTROLS | YAST072**1 | SRAA060* | Ground-Source | WBAHP-C: Heat Pump Split Syste | Heat Pump | 230 | 1 | False |  |  | Dual-Speed |  |  |  | 62800 | 3925 | 16 | 13.4 | 53500 | 4479 | 3.5 | 3.1 | Non Federally-Regulated | 06/26/2017 |  | 03/24/2023
Waterfurnace International, Inc. | YORK BY JOHNSON CONTROLS | YAST026**1 | SAH026* | Ground-Water-Source | WBAHP-CB: Heat Pump Split Syst | Heat Pump | 230 | 1 | False |  |  | Dual-Speed |  |  |  | 25800 | 1121 | 23 | 16.2 | 23300 | 1484 | 4.6 | 3.6 | Non Federally-Regulated | 06/26/2017 |  | 03/24/2023
Waterfurnace International, Inc. | YORK BY JOHNSON CONTROLS | YAST026**1 | SAH026* | Water-Source | WBAHP-CB: Heat Pump Split Syst | Heat Pump | 230 | 1 | False |  |  | Dual-Speed |  |  |  | 22500 | 1500 | 15 | 12 | 28100 | 1647 | 5 | 4.2 | Federally-Regulated Commercial & Industrial Equipment | 06/26/2017 |  | 03/24/2023
Waterfurnace International, Inc. | YORK BY JOHNSON CONTROLS | YAST064**1 | SAH060* | Ground-Water-Source | WBAHP-CB: Heat Pump Split Syst | Heat Pump | 208 | 1 | False |  |  | Dual-Speed |  |  |  | 63200 | 2808 | 22.5 |  | 56000 | 3730 | 4.4 |  | Non Federally-Regulated | 08/05/2022 | 10316661 | 03/24/2023
Waterfurnace International, Inc. | YORK BY JOHNSON CONTROLS | YAZT049**1*J | SAH048* | Ground-Source | WBAHP-CB: Heat Pump Split Syst | Heat Pump | 208 | 1 | False |  |  | Dual-Speed |  |  |  | 46300 | 2572 | 18 |  | 37700 | 2833 | 3.9 |  | Non Federally-Regulated | 08/05/2022 | 204031803 | 03/24/2023
Waterfurnace International, Inc. | YORK BY JOHNSON CONTROLS | YAST026**1 | SAH026* | Ground-Water-Source | WBAHP-CB: Heat Pump Split Syst | Heat Pump | 208 | 1 | False |  |  | Dual-Speed |  |  |  | 25800 | 1121 | 23 | 16.2 | 23300 | 1484 | 4.6 | 3.6 | Non Federally-Regulated | 06/26/2017 |  | 03/24/2023
Waterfurnace International, Inc. | YORK BY JOHNSON CONTROLS | YAST026**1 | SAH026* | Water-Source | WBAHP-CB: Heat Pump Split Syst | Heat Pump | 208 | 1 | False |  |  | Dual-Speed |  |  |  | 22500 | 1500 | 15 | 12 | 28100 | 1647 | 5 | 4.2 | Federally-Regulated Commercial & Industrial Equipment | 06/26/2017 |  | 03/24/2023
Waterfurnace International, Inc. | YORK BY JOHNSON CONTROLS | YAST026**1 | SAH026* | Ground-Source | WBAHP-CB: Heat Pump Split Syst | Heat Pump | 208 | 1 | False |  |  | Dual-Speed |  |  |  | 23400 | 1337 | 17.5 | 13.4 | 18400 | 1457 | 3.7 | 3.1 | Non Federally-Regulated | 06/26/2017 |  | 03/24/2023
Waterfurnace International, Inc. | YORK BY JOHNSON CONTROLS | YAZT049**1*J | SAH048* | Ground-Water-Source | WBAHP-CB: Heat Pump Split Syst | Heat Pump | 208 | 1 | False |  |  | Dual-Speed |  |  |  | 51000 | 2107 | 24.2 |  | 47100 | 3000 | 4.6 |  | Non Federally-Regulated | 08/05/2022 | 204031803 | 03/24/2023
Waterfurnace International, Inc. | YORK BY JOHNSON CONTROLS | YAST072**1 | SRAA060* | Ground-Source | WBAHP-C: Heat Pump Split Syste | Heat Pump | 208 | 1 | False |  |  | Dual-Speed |  |  |  | 62800 | 3925 | 16 | 13.4 | 53500 | 4479 | 3.5 | 3.1 | Non Federally-Regulated | 06/26/2017 |  | 03/24/2023
Waterfurnace International, Inc. | YORK BY JOHNSON CONTROLS | YAST064**1 | SAH060* | Water-Source | WBAHP-CB: Heat Pump Split Syst | Heat Pump | 230 | 1 | False |  |  | Dual-Speed |  |  |  | 54800 | 3653 | 15 |  | 66900 | 4084 | 4.8 |  | Federally-Regulated Commercial & Industrial Equipment | 08/05/2022 | 10316661 | 03/24/2023
Waterfurnace International, Inc. | YORK BY JOHNSON CONTROLS | YAST064**1 | SAH060* | Water-Source | WBAHP-CB: Heat Pump Split Syst | Heat Pump | 208 | 1 | False |  |  | Dual-Speed |  |  |  | 54800 | 3653 | 15 |  | 66900 | 4084 | 4.8 |  | Federally-Regulated Commercial & Industrial Equipment | 08/05/2022 | 10316661 | 03/24/2023
Waterfurnace International, Inc. | YORK BY JOHNSON CONTROLS | YAST049**1 | SAH048* | Ground-Water-Source | WBAHP-CB: Heat Pump Split Syst | Heat Pump | 230 | 1 | False |  |  | Dual-Speed |  |  |  | 51000 | 2107 | 24.2 |  | 47100 | 3000 | 4.6 |  | Non Federally-Regulated | 08/05/2022 | 10316654 | 03/24/2023
Waterfurnace International, Inc. | YORK BY JOHNSON CONTROLS | YAST064**1 | SAH060* | Ground-Source | WBAHP-CB: Heat Pump Split Syst | Heat Pump | 208 | 1 | False |  |  | Dual-Speed |  |  |  | 57400 | 3376 | 17 |  | 45200 | 3580 | 3.7 |  | Non Federally-Regulated | 08/05/2022 | 10316661 | 03/24/2023
Waterfurnace International, Inc. | YORK BY JOHNSON CONTROLS | YAST049**1 | SAH048* | Water-Source | WBAHP-CB: Heat Pump Split Syst | Heat Pump | 230 | 1 | False |  |  | Dual-Speed |  |  |  | 43200 | 2805 | 15.4 |  | 56300 | 3235 | 5.1 |  | Federally-Regulated Commercial & Industrial Equipment | 08/05/2022 | 10316654 | 03/24/2023
Waterfurnace International, Inc. | YORK BY JOHNSON CONTROLS | YAST072**1 | SRAA060* | Water-Source | WBAHP-C: Heat Pump Split Syste | Heat Pump | 230 | 1 | False |  |  | Dual-Speed |  |  |  | 60400 | 4314 | 14 | 12 | 81000 | 5275 | 4.5 | 4.2 | Federally-Regulated Commercial & Industrial Equipment | 06/26/2017 |  | 03/24/2023
Waterfurnace International, Inc. | YORK BY JOHNSON CONTROLS | YAST072**1 | SRAA060* | Water-Source | WBAHP-C: Heat Pump Split Syste | Heat Pump | 208 | 1 | False |  |  | Dual-Speed |  |  |  | 60400 | 4314 | 14 | 12 | 81000 | 5275 | 4.5 | 4.2 | Federally-Regulated Commercial & Industrial Equipment | 06/26/2017 |  | 03/24/2023
Waterfurnace International, Inc. | YORK BY JOHNSON CONTROLS | YAST026**1 | SAH026* | Ground-Source | WBAHP-CB: Heat Pump Split Syst | Heat Pump | 230 | 1 | False |  |  | Dual-Speed |  |  |  | 23400 | 1337 | 17.5 | 13.4 | 18400 | 1457 | 3.7 | 3.1 | Non Federally-Regulated | 06/26/2017 |  | 03/24/2023
Waterfurnace International, Inc. | 5 SERIES INDOOR SPLITS | NDZ049J1 | SAH048* | Ground-Water-Source | WBAHP-CB: Heat Pump Split Syst | Heat Pump | 208 | 1 | False |  |  | Dual-Speed |  |  |  | 51000 | 2107 | 24.2 |  | 47100 | 3000 | 4.6 |  | Non Federally-Regulated | 08/05/2022 | 203466717 | 03/24/2023
Waterfurnace International, Inc. | 5 SERIES INDOOR SPLITS | NDZ049J1 | SAH048* | Ground-Source | WBAHP-CB: Heat Pump Split Syst | Heat Pump | 208 | 1 | False |  |  | Dual-Speed |  |  |  | 46300 | 2572 | 18 | 13.4 | 37700 | 2833 | 3.9 | 3.1 | Non Federally-Regulated | 06/10/2019 |  | 03/24/2023
Waterfurnace International, Inc. | 5 SERIES INDOOR SPLITS | NDZ049J1 | SAH048* | Water-Source | WBAHP-CB: Heat Pump Split Syst | Heat Pump | 208 | 1 | False |  |  | Dual-Speed |  |  |  | 43200 | 2805 | 15.4 | 12 | 56300 | 3235 | 5.1 | 4.2 | Federally-Regulated Commercial & Industrial Equipment | 06/10/2019 |  | 03/24/2023
Waterfurnace International, Inc. | 5 SERIES OUTDOOR SPLITS | NDS026H1 | SAH026* | Ground-Water-Source | WBAHP-CB: Heat Pump Split Syst | Heat Pump | 230 | 1 | False |  |  | Dual-Speed |  |  |  | 25800 | 1121 | 23 |  | 23300 | 1484 | 4.6 |  | Non Federally-Regulated | 03/24/2023 | 10272215 | 03/24/2023
Waterfurnace International, Inc. | 5 SERIES OUTDOOR SPLITS | NDS026H1 | SAH026* | Ground-Source | WBAHP-CB: Heat Pump Split Syst | Heat Pump | 230 | 1 | False |  |  | Dual-Speed |  |  |  | 23400 | 1337 | 17.5 |  | 18400 | 1457 | 3.7 |  | Non Federally-Regulated | 03/24/2023 | 10272215 | 03/24/2023
Waterfurnace International, Inc. | 5 SERIES OUTDOOR SPLITS | NDS064H1 | SAH060* | Ground-Source | WBAHP-CB: Heat Pump Split Syst | Heat Pump | 230 | 1 | False |  |  | Dual-Speed |  |  |  | 57400 | 3376 | 17 |  | 45200 | 3580 | 3.7 |  | Non Federally-Regulated | 03/24/2023 | 10272221 | 03/24/2023
Waterfurnace International, Inc. | 5 SERIES OUTDOOR SPLITS | NDS064H1 | SAH060* | Water-Source | WBAHP-CB: Heat Pump Split Syst | Heat Pump | 208 | 1 | False |  |  | Dual-Speed |  |  |  | 54800 | 3653 | 15 |  | 66900 | 4084 | 4.8 |  | Federally-Regulated Commercial & Industrial Equipment | 03/24/2023 | 10272221 | 03/24/2023
Waterfurnace International, Inc. | 5 SERIES OUTDOOR SPLITS | NDS026H1 | SAH026* | Ground-Source | WBAHP-CB: Heat Pump Split Syst | Heat Pump | 208 | 1 | False |  |  | Dual-Speed |  |  |  | 23400 | 1337 | 17.5 |  | 18400 | 1457 | 3.7 |  | Non Federally-Regulated | 03/24/2023 | 10272215 | 03/24/2023
Waterfurnace International, Inc. | 5 SERIES OUTDOOR SPLITS | NDS064H1 | SAH060* | Ground-Water-Source | WBAHP-CB: Heat Pump Split Syst | Heat Pump | 230 | 1 | False |  |  | Dual-Speed |  |  |  | 63200 | 2808 | 22.5 |  | 56000 | 3730 | 4.4 |  | Non Federally-Regulated | 03/24/2023 | 10272221 | 03/24/2023
Waterfurnace International, Inc. | 5 SERIES OUTDOOR SPLITS | NDS072H1 | SRAA060* | Water-Source | WBAHP-C: Heat Pump Split Syste | Heat Pump | 208 | 1 | False |  |  | Dual-Speed |  |  |  | 60400 | 4314 | 14 |  | 81000 | 5275 | 4.5 |  | Federally-Regulated Commercial & Industrial Equipment | 03/24/2023 | 10272228 | 03/24/2023
Waterfurnace International, Inc. | 5 SERIES OUTDOOR SPLITS | NDS026H1 | SAH026* | Water-Source | WBAHP-CB: Heat Pump Split Syst | Heat Pump | 208 | 1 | False |  |  | Dual-Speed |  |  |  | 22500 | 1500 | 15 |  | 28100 | 1647 | 5 |  | Federally-Regulated Commercial & Industrial Equipment | 03/24/2023 | 10272215 | 03/24/2023
Waterfurnace International, Inc. | 5 SERIES OUTDOOR SPLITS | NDS072H1 | SRAA060* | Water-Source | WBAHP-C: Heat Pump Split Syste | Heat Pump | 230 | 1 | False |  |  | Dual-Speed |  |  |  | 60400 | 4314 | 14 |  | 81000 | 5275 | 4.5 |  | Federally-Regulated Commercial & Industrial Equipment | 03/24/2023 | 10272228 | 03/24/2023
Waterfurnace International, Inc. | 5 SERIES OUTDOOR SPLITS | NDS026H1 | SAH026* | Water-Source | WBAHP-CB: Heat Pump Split Syst | Heat Pump | 230 | 1 | False |  |  | Dual-Speed |  |  |  | 22500 | 1500 | 15 |  | 28100 | 1647 | 5 |  | Federally-Regulated Commercial & Industrial Equipment | 03/24/2023 | 10272215 | 03/24/2023
Waterfurnace International, Inc. | 5 SERIES OUTDOOR SPLITS | NDS049H1 | SAH048* | Water-Source | WBAHP-CB: Heat Pump Split Syst | Heat Pump | 208 | 1 | False |  |  | Dual-Speed |  |  |  | 43200 | 2805 | 15.4 |  | 56300 | 3235 | 5.1 |  | Federally-Regulated Commercial & Industrial Equipment | 03/24/2023 | 10272219 | 03/24/2023
Waterfurnace International, Inc. | 5 SERIES OUTDOOR SPLITS | NDS026H1 | SAH026* | Ground-Water-Source | WBAHP-CB: Heat Pump Split Syst | Heat Pump | 208 | 1 | False |  |  | Dual-Speed |  |  |  | 25800 | 1121 | 23 |  | 23300 | 1484 | 4.6 |  | Non Federally-Regulated | 03/24/2023 | 10272215 | 03/24/2023
Waterfurnace International, Inc. | 5 SERIES OUTDOOR SPLITS | NDS049H1 | SAH048* | Ground-Water-Source | WBAHP-CB: Heat Pump Split Syst | Heat Pump | 208 | 1 | False |  |  | Dual-Speed |  |  |  | 51000 | 2107 | 24.2 |  | 47100 | 3000 | 4.6 |  | Non Federally-Regulated | 03/24/2023 | 10272219 | 03/24/2023
Waterfurnace International, Inc. | 5 SERIES OUTDOOR SPLITS | NDS049H1 | SAH048* | Water-Source | WBAHP-CB: Heat Pump Split Syst | Heat Pump | 230 | 1 | False |  |  | Dual-Speed |  |  |  | 43200 | 2805 | 15.4 |  | 56300 | 3235 | 5.1 |  | Federally-Regulated Commercial & Industrial Equipment | 03/24/2023 | 10272219 | 03/24/2023
Waterfurnace International, Inc. | 5 SERIES OUTDOOR SPLITS | NDS064H1 | SAH060* | Ground-Water-Source | WBAHP-CB: Heat Pump Split Syst | Heat Pump | 208 | 1 | False |  |  | Dual-Speed |  |  |  | 63200 | 2808 | 22.5 |  | 56000 | 3730 | 4.4 |  | Non Federally-Regulated | 03/24/2023 | 10272221 | 03/24/2023
Waterfurnace International, Inc. | 5 SERIES OUTDOOR SPLITS | NDS064H1 | SAH060* | Ground-Source | WBAHP-CB: Heat Pump Split Syst | Heat Pump | 208 | 1 | False |  |  | Dual-Speed |  |  |  | 57400 | 3376 | 17 |  | 45200 | 3580 | 3.7 |  | Non Federally-Regulated | 03/24/2023 | 10272221 | 03/24/2023
Waterfurnace International, Inc. | 5 SERIES OUTDOOR SPLITS | NDS049H1 | SAH048* | Ground-Source | WBAHP-CB: Heat Pump Split Syst | Heat Pump | 208 | 1 | False |  |  | Dual-Speed |  |  |  | 46300 | 2572 | 18 |  | 37700 | 2833 | 3.9 |  | Non Federally-Regulated | 03/24/2023 | 10272219 | 03/24/2023
Waterfurnace International, Inc. | 5 SERIES OUTDOOR SPLITS | NDS049H1 | SAH048* | Ground-Water-Source | WBAHP-CB: Heat Pump Split Syst | Heat Pump | 230 | 1 | False |  |  | Dual-Speed |  |  |  | 51000 | 2107 | 24.2 |  | 47100 | 3000 | 4.6 |  | Non Federally-Regulated | 03/24/2023 | 10272219 | 03/24/2023
Waterfurnace International, Inc. | 5 SERIES OUTDOOR SPLITS | NDS049H1 | SAH048* | Ground-Source | WBAHP-CB: Heat Pump Split Syst | Heat Pump | 230 | 1 | False |  |  | Dual-Speed |  |  |  | 46300 | 2572 | 18 |  | 37700 | 2833 | 3.9 |  | Non Federally-Regulated | 03/24/2023 | 10272219 | 03/24/2023
Waterfurnace International, Inc. | 5 SERIES OUTDOOR SPLITS | NDS072H1 | SRAA060* | Ground-Source | WBAHP-C: Heat Pump Split Syste | Heat Pump | 230 | 1 | False |  |  | Dual-Speed |  |  |  | 62800 | 3925 | 16 |  | 53500 | 4479 | 3.5 |  | Non Federally-Regulated | 03/24/2023 | 10272228 | 03/24/2023
Waterfurnace International, Inc. | 5 SERIES OUTDOOR SPLITS | NDS064H1 | SAH060* | Water-Source | WBAHP-CB: Heat Pump Split Syst | Heat Pump | 230 | 1 | False |  |  | Dual-Speed |  |  |  | 54800 | 3653 | 15 |  | 66900 | 4084 | 4.8 |  | Federally-Regulated Commercial & Industrial Equipment | 03/24/2023 | 10272221 | 03/24/2023
Waterfurnace International, Inc. | 5 SERIES OUTDOOR SPLITS | NDS072H1 | SRAA060* | Ground-Source | WBAHP-C: Heat Pump Split Syste | Heat Pump | 208 | 1 | False |  |  | Dual-Speed |  |  |  | 62800 | 3925 | 16 |  | 53500 | 4479 | 3.5 |  | Non Federally-Regulated | 03/24/2023 | 10272228 | 03/24/2023
Waterfurnace International, Inc. | YORK BY JOHNSON CONTROLS | YAZT049**1*J | SAH048* | Water-Source | WBAHP-CB: Heat Pump Split Syst | Heat Pump | 208 | 1 | False |  |  | Dual-Speed |  |  |  | 43200 | 2805 | 15.4 |  | 56300 | 3235 | 5.1 |  | Federally-Regulated Commercial & Industrial Equipment | 03/24/2023 | 204031803 | 03/24/2023
Waterfurnace International, Inc. | YORK BY JOHNSON CONTROLS | YAST064**1 | SAH060* | Ground-Water-Source | WBAHP-CB: Heat Pump Split Syst | Heat Pump | 230 | 1 | False |  |  | Dual-Speed |  |  |  | 63200 | 2808 | 22.5 |  | 56000 | 3730 | 4.4 |  | Non Federally-Regulated | 03/24/2023 | 10316661 | 03/24/2023
Waterfurnace International, Inc. | YORK BY JOHNSON CONTROLS | YAST064**1 | SAH060* | Ground-Source | WBAHP-CB: Heat Pump Split Syst | Heat Pump | 230 | 1 | False |  |  | Dual-Speed |  |  |  | 57400 | 3376 | 17 |  | 45200 | 3580 | 3.7 |  | Non Federally-Regulated | 03/24/2023 | 10316661 | 03/24/2023
Waterfurnace International, Inc. | YORK BY JOHNSON CONTROLS | YAST072**1 | SRAA060* | Ground-Source | WBAHP-C: Heat Pump Split Syste | Heat Pump | 230 | 1 | False |  |  | Dual-Speed |  |  |  | 62800 | 3925 | 16 |  | 53500 | 4479 | 3.5 |  | Non Federally-Regulated | 03/24/2023 | 10316674 | 03/24/2023
Waterfurnace International, Inc. | YORK BY JOHNSON CONTROLS | YAST026**1 | SAH026* | Ground-Water-Source | WBAHP-CB: Heat Pump Split Syst | Heat Pump | 230 | 1 | False |  |  | Dual-Speed |  |  |  | 25800 | 1121 | 23 |  | 23300 | 1484 | 4.6 |  | Non Federally-Regulated | 03/24/2023 | 10316642 | 03/24/2023
Waterfurnace International, Inc. | YORK BY JOHNSON CONTROLS | YAST026**1 | SAH026* | Water-Source | WBAHP-CB: Heat Pump Split Syst | Heat Pump | 230 | 1 | False |  |  | Dual-Speed |  |  |  | 22500 | 1500 | 15 |  | 28100 | 1647 | 5 |  | Federally-Regulated Commercial & Industrial Equipment | 03/24/2023 | 10316642 | 03/24/2023
Waterfurnace International, Inc. | YORK BY JOHNSON CONTROLS | YAST064**1 | SAH060* | Ground-Water-Source | WBAHP-CB: Heat Pump Split Syst | Heat Pump | 208 | 1 | False |  |  | Dual-Speed |  |  |  | 63200 | 2808 | 22.5 |  | 56000 | 3730 | 4.4 |  | Non Federally-Regulated | 03/24/2023 | 10316661 | 03/24/2023
Waterfurnace International, Inc. | YORK BY JOHNSON CONTROLS | YAZT049**1*J | SAH048* | Ground-Source | WBAHP-CB: Heat Pump Split Syst | Heat Pump | 208 | 1 | False |  |  | Dual-Speed |  |  |  | 46300 | 2572 | 18 |  | 37700 | 2833 | 3.9 |  | Non Federally-Regulated | 03/24/2023 | 204031803 | 03/24/2023
Waterfurnace International, Inc. | YORK BY JOHNSON CONTROLS | YAST026**1 | SAH026* | Ground-Water-Source | WBAHP-CB: Heat Pump Split Syst | Heat Pump | 208 | 1 | False |  |  | Dual-Speed |  |  |  | 25800 | 1121 | 23 |  | 23300 | 1484 | 4.6 |  | Non Federally-Regulated | 03/24/2023 | 10316642 | 03/24/2023
Waterfurnace International, Inc. | YORK BY JOHNSON CONTROLS | YAST026**1 | SAH026* | Water-Source | WBAHP-CB: Heat Pump Split Syst | Heat Pump | 208 | 1 | False |  |  | Dual-Speed |  |  |  | 22500 | 1500 | 15 |  | 28100 | 1647 | 5 |  | Federally-Regulated Commercial & Industrial Equipment | 03/24/2023 | 10316642 | 03/24/2023
Waterfurnace International, Inc. | YORK BY JOHNSON CONTROLS | YAST026**1 | SAH026* | Ground-Source | WBAHP-CB: Heat Pump Split Syst | Heat Pump | 208 | 1 | False |  |  | Dual-Speed |  |  |  | 23400 | 1337 | 17.5 |  | 18400 | 1457 | 3.7 |  | Non Federally-Regulated | 03/24/2023 | 10316642 | 03/24/2023
Waterfurnace International, Inc. | YORK BY JOHNSON CONTROLS | YAZT049**1*J | SAH048* | Ground-Water-Source | WBAHP-CB: Heat Pump Split Syst | Heat Pump | 208 | 1 | False |  |  | Dual-Speed |  |  |  | 51000 | 2107 | 24.2 |  | 47100 | 3000 | 4.6 |  | Non Federally-Regulated | 03/24/2023 | 204031803 | 03/24/2023
Waterfurnace International, Inc. | YORK BY JOHNSON CONTROLS | YAST072**1 | SRAA060* | Ground-Source | WBAHP-C: Heat Pump Split Syste | Heat Pump | 208 | 1 | False |  |  | Dual-Speed |  |  |  | 62800 | 3925 | 16 |  | 53500 | 4479 | 3.5 |  | Non Federally-Regulated | 03/24/2023 | 10316674 | 03/24/2023
Waterfurnace International, Inc. | YORK BY JOHNSON CONTROLS | YAST064**1 | SAH060* | Water-Source | WBAHP-CB: Heat Pump Split Syst | Heat Pump | 230 | 1 | False |  |  | Dual-Speed |  |  |  | 54800 | 3653 | 15 |  | 66900 | 4084 | 4.8 |  | Federally-Regulated Commercial & Industrial Equipment | 03/24/2023 | 10316661 | 03/24/2023
Waterfurnace International, Inc. | YORK BY JOHNSON CONTROLS | YAST064**1 | SAH060* | Water-Source | WBAHP-CB: Heat Pump Split Syst | Heat Pump | 208 | 1 | False |  |  | Dual-Speed |  |  |  | 54800 | 3653 | 15 |  | 66900 | 4084 | 4.8 |  | Federally-Regulated Commercial & Industrial Equipment | 03/24/2023 | 10316661 | 03/24/2023
Waterfurnace International, Inc. | YORK BY JOHNSON CONTROLS | YAST049**1 | SAH048* | Ground-Water-Source | WBAHP-CB: Heat Pump Split Syst | Heat Pump | 230 | 1 | False |  |  | Dual-Speed |  |  |  | 51000 | 2107 | 24.2 |  | 47100 | 3000 | 4.6 |  | Non Federally-Regulated | 03/24/2023 | 10316654 | 03/24/2023
Waterfurnace International, Inc. | YORK BY JOHNSON CONTROLS | YAST064**1 | SAH060* | Ground-Source | WBAHP-CB: Heat Pump Split Syst | Heat Pump | 208 | 1 | False |  |  | Dual-Speed |  |  |  | 57400 | 3376 | 17 |  | 45200 | 3580 | 3.7 |  | Non Federally-Regulated | 03/24/2023 | 10316661 | 03/24/2023
Waterfurnace International, Inc. | YORK BY JOHNSON CONTROLS | YAST049**1 | SAH048* | Water-Source | WBAHP-CB: Heat Pump Split Syst | Heat Pump | 230 | 1 | False |  |  | Dual-Speed |  |  |  | 43200 | 2805 | 15.4 |  | 56300 | 3235 | 5.1 |  | Federally-Regulated Commercial & Industrial Equipment | 03/24/2023 | 10316654 | 03/24/2023
Waterfurnace International, Inc. | YORK BY JOHNSON CONTROLS | YAST072**1 | SRAA060* | Water-Source | WBAHP-C: Heat Pump Split Syste | Heat Pump | 230 | 1 | False |  |  | Dual-Speed |  |  |  | 60400 | 4314 | 14 |  | 81000 | 5275 | 4.5 |  | Federally-Regulated Commercial & Industrial Equipment | 03/24/2023 | 10316674 | 03/24/2023
Waterfurnace International, Inc. | YORK BY JOHNSON CONTROLS | YAST072**1 | SRAA060* | Water-Source | WBAHP-C: Heat Pump Split Syste | Heat Pump | 208 | 1 | False |  |  | Dual-Speed |  |  |  | 60400 | 4314 | 14 |  | 81000 | 5275 | 4.5 |  | Federally-Regulated Commercial & Industrial Equipment | 03/24/2023 | 10316674 | 03/24/2023
Waterfurnace International, Inc. | YORK BY JOHNSON CONTROLS | YAST026**1 | SAH026* | Ground-Source | WBAHP-CB: Heat Pump Split Syst | Heat Pump | 230 | 1 | False |  |  | Dual-Speed |  |  |  | 23400 | 1337 | 17.5 |  | 18400 | 1457 | 3.7 |  | Non Federally-Regulated | 03/24/2023 | 10316642 | 03/24/2023
Waterfurnace International, Inc. | 5 SERIES INDOOR SPLITS | NDZ049J1 | SAH048* | Ground-Water-Source | WBAHP-CB: Heat Pump Split Syst | Heat Pump | 208 | 1 | False |  |  | Dual-Speed |  |  |  | 51000 | 2107 | 24.2 |  | 47100 | 3000 | 4.6 |  | Non Federally-Regulated | 03/24/2023 | 203466717 | 03/24/2023
Waterfurnace International, Inc. | 5 SERIES INDOOR SPLITS | NDZ049J1 | SAH048* | Ground-Source | WBAHP-CB: Heat Pump Split Syst | Heat Pump | 208 | 1 | False |  |  | Dual-Speed |  |  |  | 46300 | 2572 | 18 |  | 37700 | 2833 | 3.9 |  | Non Federally-Regulated | 03/24/2023 | 203466717 | 03/24/2023
Waterfurnace International, Inc. | 5 SERIES INDOOR SPLITS | NDZ049J1 | SAH048* | Water-Source | WBAHP-CB: Heat Pump Split Syst | Heat Pump | 208 | 1 | False |  |  | Dual-Speed |  |  |  | 43200 | 2805 | 15.4 |  | 56300 | 3235 | 5.1 |  | Federally-Regulated Commercial & Industrial Equipment | 03/24/2023 | 203466717 | 03/24/2023
Waterfurnace International, Inc. | 5 SERIES OUTDOOR SPLITS | NDS049H1 | SAH048* | Ground-Source | WBAHP-CB: Heat Pump Split Syst | Heat Pump | 208 | 1 | False |  |  | Dual-Speed |  |  |  | 46300 | 2572 | 18 |  | 37700 | 2833 | 3.9 |  | Non Federally-Regulated | 03/24/2023 | 10272219 | 04/04/2023
Waterfurnace International, Inc. | 5 SERIES OUTDOOR SPLITS | NDS049H1 | SRAA048* | Ground-Water-Source | WBAHP-C: Heat Pump Split Syste | Heat Pump | 208 | 1 | False |  |  | Dual-Speed |  |  |  | 51000 | 2107 | 24.2 |  | 47100 | 3000 | 4.6 |  | Non Federally-Regulated | 03/17/2021 | 10272220 | 04/04/2023
Waterfurnace International, Inc. | 5 SERIES OUTDOOR SPLITS | NDS064H1 | SAH060* | Ground-Source | WBAHP-CB: Heat Pump Split Syst | Heat Pump | 230 | 1 | False |  |  | Dual-Speed |  |  |  | 57400 | 3376 | 17 |  | 45200 | 3580 | 3.7 |  | Non Federally-Regulated | 03/24/2023 | 10272221 | 04/04/2023
Waterfurnace International, Inc. | 5 SERIES OUTDOOR SPLITS | NDS064H1 | SAH060* | Ground-Water-Source | WBAHP-CB: Heat Pump Split Syst | Heat Pump | 230 | 1 | False |  |  | Dual-Speed |  |  |  | 63200 | 2808 | 22.5 |  | 56000 | 3730 | 4.4 |  | Non Federally-Regulated | 03/24/2023 | 10272221 | 04/04/2023
Waterfurnace International, Inc. | 5 SERIES OUTDOOR SPLITS | NDS049H1 | SAH048* | Ground-Source | WBAHP-CB: Heat Pump Split Syst | Heat Pump | 230 | 1 | False |  |  | Dual-Speed |  |  |  | 46300 | 2572 | 18 |  | 37700 | 2833 | 3.9 |  | Non Federally-Regulated | 03/24/2023 | 10272219 | 04/04/2023
Waterfurnace International, Inc. | 5 SERIES OUTDOOR SPLITS | NDS049H1 | SAH048* | Ground-Water-Source | WBAHP-CB: Heat Pump Split Syst | Heat Pump | 230 | 1 | False |  |  | Dual-Speed |  |  |  | 51000 | 2107 | 24.2 |  | 47100 | 3000 | 4.6 |  | Non Federally-Regulated | 03/24/2023 | 10272219 | 04/04/2023
Waterfurnace International, Inc. | 5 SERIES OUTDOOR SPLITS | NDS064H1 | SAH060* | Water-Source | WBAHP-CB: Heat Pump Split Syst | Heat Pump | 230 | 1 | False |  |  | Dual-Speed |  |  |  | 54800 | 3653 | 15 |  | 66900 | 4084 | 4.8 |  | Federally-Regulated Commercial & Industrial Equipment | 03/24/2023 | 10272221 | 04/04/2023
Waterfurnace International, Inc. | 5 SERIES OUTDOOR SPLITS | NDS026H1 | SRAA026* | Ground-Source | WBAHP-C: Heat Pump Split Syste | Heat Pump | 230 | 1 | False |  |  | Dual-Speed |  |  |  | 23400 | 1337 | 17.5 | 13.4 | 18400 | 1457 | 3.7 | 3.1 | Non Federally-Regulated | 05/10/2017 |  | 04/04/2023
Waterfurnace International, Inc. | 5 SERIES OUTDOOR SPLITS | NDS064J1 | SAH060* | Water-Source | WBAHP-CB: Heat Pump Split Syst | Heat Pump | 208 | 1 | False |  |  | Dual-Speed |  |  |  | 54800 | 3653 | 15 |  | 66900 | 4084 | 4.8 |  | Federally-Regulated Commercial & Industrial Equipment | 08/18/2022 | 204100660 | 04/04/2023
Waterfurnace International, Inc. | 5 SERIES OUTDOOR SPLITS | NDS026H1 | SRAA026* | Water-Source | WBAHP-C: Heat Pump Split Syste | Heat Pump | 208 | 1 | False |  |  | Dual-Speed |  |  |  | 22500 | 1500 | 15 |  | 28100 | 1647 | 5 |  | Federally-Regulated Commercial & Industrial Equipment | 12/06/2019 |  | 04/04/2023
Waterfurnace International, Inc. | 5 SERIES OUTDOOR SPLITS | NDS064H1 | SAH060* | Ground-Source | WBAHP-CB: Heat Pump Split Syst | Heat Pump | 208 | 1 | False |  |  | Dual-Speed |  |  |  | 57400 | 3376 | 17 |  | 45200 | 3580 | 3.7 |  | Non Federally-Regulated | 03/24/2023 | 10272221 | 04/04/2023
Waterfurnace International, Inc. | 5 SERIES OUTDOOR SPLITS | NDS049H1 | SAH048* | Ground-Water-Source | WBAHP-CB: Heat Pump Split Syst | Heat Pump | 208 | 1 | False |  |  | Dual-Speed |  |  |  | 51000 | 2107 | 24.2 |  | 47100 | 3000 | 4.6 |  | Non Federally-Regulated | 03/24/2023 | 10272219 | 04/04/2023
Waterfurnace International, Inc. | 5 SERIES OUTDOOR SPLITS | NDS064H1 | SRAA060* | Ground-Water-Source | WBAHP-C: Heat Pump Split Syste | Heat Pump | 230 | 1 | False |  |  | Dual-Speed |  |  |  | 63200 | 2808 | 22.5 |  | 56000 | 3730 | 4.4 |  | Non Federally-Regulated | 08/05/2022 | 10272222 | 04/04/2023
Waterfurnace International, Inc. | 5 SERIES OUTDOOR SPLITS | NDS049H1 | SRAA048* | Ground-Source | WBAHP-C: Heat Pump Split Syste | Heat Pump | 208 | 1 | False |  |  | Dual-Speed |  |  |  | 46300 | 2572 | 18 |  | 37700 | 2833 | 3.9 |  | Non Federally-Regulated | 07/16/2020 | 10272220 | 04/04/2023
Waterfurnace International, Inc. | 5 SERIES OUTDOOR SPLITS | NDS026H1 | SAH026* | Ground-Water-Source | WBAHP-CB: Heat Pump Split Syst | Heat Pump | 208 | 1 | False |  |  | Dual-Speed |  |  |  | 25800 | 1121 | 23 |  | 23300 | 1484 | 4.6 |  | Non Federally-Regulated | 03/24/2023 | 10272215 | 04/04/2023
Waterfurnace International, Inc. | 5 SERIES OUTDOOR SPLITS | NDS064H1 | SRAA060* | Water-Source | WBAHP-C: Heat Pump Split Syste | Heat Pump | 208 | 1 | False |  |  | Dual-Speed |  |  |  | 54800 | 3653 | 15 |  | 66900 | 4084 | 4.8 |  | Federally-Regulated Commercial & Industrial Equipment | 08/05/2022 | 10272222 | 04/04/2023
Waterfurnace International, Inc. | 5 SERIES OUTDOOR SPLITS | NDS049H1 | SAH048* | Water-Source | WBAHP-CB: Heat Pump Split Syst | Heat Pump | 208 | 1 | False |  |  | Dual-Speed |  |  |  | 43200 | 2805 | 15.4 |  | 56300 | 3235 | 5.1 |  | Federally-Regulated Commercial & Industrial Equipment | 03/24/2023 | 10272219 | 04/04/2023
Waterfurnace International, Inc. | 5 SERIES OUTDOOR SPLITS | NDS064H1 | SRAA060* | Water-Source | WBAHP-C: Heat Pump Split Syste | Heat Pump | 230 | 1 | False |  |  | Dual-Speed |  |  |  | 54800 | 3653 | 15 |  | 66900 | 4084 | 4.8 |  | Federally-Regulated Commercial & Industrial Equipment | 08/05/2022 | 10272222 | 04/04/2023
Waterfurnace International, Inc. | 5 SERIES OUTDOOR SPLITS | NDS072H1 | SRAA060* | Water-Source | WBAHP-C: Heat Pump Split Syste | Heat Pump | 230 | 1 | False |  |  | Dual-Speed |  |  |  | 60400 | 4314 | 14 |  | 81000 | 5275 | 4.5 |  | Federally-Regulated Commercial & Industrial Equipment | 03/24/2023 | 10272228 | 04/04/2023
Waterfurnace International, Inc. | 5 SERIES OUTDOOR SPLITS | NDS064H1 | SAH060* | Ground-Water-Source | WBAHP-CB: Heat Pump Split Syst | Heat Pump | 208 | 1 | False |  |  | Dual-Speed |  |  |  | 63200 | 2808 | 22.5 |  | 56000 | 3730 | 4.4 |  | Non Federally-Regulated | 03/24/2023 | 10272221 | 04/04/2023
Waterfurnace International, Inc. | 5 SERIES OUTDOOR SPLITS | NDS064J1 | SRAA060* | Water-Source | WBAHP-C: Heat Pump Split Syste | Heat Pump | 208 | 1 | False |  |  | Dual-Speed |  |  |  | 54800 | 3653 | 15 |  | 66900 | 4084 | 4.8 |  | Federally-Regulated Commercial & Industrial Equipment | 08/05/2022 | 204100661 | 04/04/2023
Waterfurnace International, Inc. | 5 SERIES OUTDOOR SPLITS | NDS026H1 | SRAA026* | Ground-Source | WBAHP-C: Heat Pump Split Syste | Heat Pump | 208 | 1 | False |  |  | Dual-Speed |  |  |  | 23400 | 1337 | 17.5 |  | 18400 | 1457 | 3.7 |  | Non Federally-Regulated | 12/06/2019 |  | 04/04/2023
Waterfurnace International, Inc. | 5 SERIES OUTDOOR SPLITS | NDS026H1 | SAH026* | Ground-Source | WBAHP-CB: Heat Pump Split Syst | Heat Pump | 208 | 1 | False |  |  | Dual-Speed |  |  |  | 23400 | 1337 | 17.5 |  | 18400 | 1457 | 3.7 |  | Non Federally-Regulated | 03/24/2023 | 10272215 | 04/04/2023
Waterfurnace International, Inc. | 5 SERIES OUTDOOR SPLITS | NDS064J1 | SAH060* | Ground-Water-Source | WBAHP-CB: Heat Pump Split Syst | Heat Pump | 208 | 1 | False |  |  | Dual-Speed |  |  |  | 63200 | 2808 | 22.5 |  | 56000 | 3730 | 4.4 |  | Non Federally-Regulated | 08/18/2022 | 204100660 | 04/04/2023
Waterfurnace International, Inc. | 5 SERIES OUTDOOR SPLITS | NDS026H1 | SAH026* | Water-Source | WBAHP-CB: Heat Pump Split Syst | Heat Pump | 208 | 1 | False |  |  | Dual-Speed |  |  |  | 22500 | 1500 | 15 |  | 28100 | 1647 | 5 |  | Federally-Regulated Commercial & Industrial Equipment | 03/24/2023 | 10272215 | 04/04/2023
Waterfurnace International, Inc. | 5 SERIES OUTDOOR SPLITS | NDS064J1 | SAH060* | Ground-Source | WBAHP-CB: Heat Pump Split Syst | Heat Pump | 208 | 1 | False |  |  | Dual-Speed |  |  |  | 57400 | 3376 | 17 |  | 45200 | 3580 | 3.7 |  | Non Federally-Regulated | 08/18/2022 | 204100660 | 04/04/2023
Waterfurnace International, Inc. | 5 SERIES OUTDOOR SPLITS | NDS064H1 | SAH060* | Water-Source | WBAHP-CB: Heat Pump Split Syst | Heat Pump | 208 | 1 | False |  |  | Dual-Speed |  |  |  | 54800 | 3653 | 15 |  | 66900 | 4084 | 4.8 |  | Federally-Regulated Commercial & Industrial Equipment | 03/24/2023 | 10272221 | 04/04/2023
Waterfurnace International, Inc. | 5 SERIES OUTDOOR SPLITS | NDS072H1 | SRAA060* | Ground-Source | WBAHP-C: Heat Pump Split Syste | Heat Pump | 208 | 1 | False |  |  | Dual-Speed |  |  |  | 62800 | 3925 | 16 |  | 53500 | 4479 | 3.5 |  | Non Federally-Regulated | 03/24/2023 | 10272228 | 04/04/2023
Waterfurnace International, Inc. | 5 SERIES OUTDOOR SPLITS | NDS064J1 | SRAA060* | Ground-Source | WBAHP-C: Heat Pump Split Syste | Heat Pump | 208 | 1 | False |  |  | Dual-Speed |  |  |  | 57400 | 3376 | 17 |  | 45200 | 3580 | 3.7 |  | Non Federally-Regulated | 04/07/2022 | 204100661 | 04/04/2023
Waterfurnace International, Inc. | 5 SERIES OUTDOOR SPLITS | NDS049H1 | SRAA048* | Ground-Water-Source | WBAHP-C: Heat Pump Split Syste | Heat Pump | 230 | 1 | False |  |  | Dual-Speed |  |  |  | 51000 | 2107 | 24.2 |  | 47100 | 3000 | 4.6 |  | Non Federally-Regulated | 03/17/2021 | 10272220 | 04/04/2023
Waterfurnace International, Inc. | 5 SERIES OUTDOOR SPLITS | NDS064J1 | SRAA060* | Ground-Water-Source | WBAHP-C: Heat Pump Split Syste | Heat Pump | 208 | 1 | False |  |  | Dual-Speed |  |  |  | 63200 | 2808 | 22.5 |  | 56000 | 3730 | 4.4 |  | Non Federally-Regulated | 08/05/2022 | 204100661 | 04/04/2023
Waterfurnace International, Inc. | 5 SERIES OUTDOOR SPLITS | NDS049H1 | SRAA048* | Water-Source | WBAHP-C: Heat Pump Split Syste | Heat Pump | 230 | 1 | False |  |  | Dual-Speed |  |  |  | 43200 | 2805 | 15.4 |  | 56300 | 3235 | 5.1 |  | Federally-Regulated Commercial & Industrial Equipment | 03/17/2021 | 10272220 | 04/04/2023
Waterfurnace International, Inc. | 5 SERIES OUTDOOR SPLITS | NDS049H1 | SRAA048* | Water-Source | WBAHP-C: Heat Pump Split Syste | Heat Pump | 208 | 1 | False |  |  | Dual-Speed |  |  |  | 43200 | 2805 | 15.4 |  | 56300 | 3235 | 5.1 |  | Federally-Regulated Commercial & Industrial Equipment | 03/17/2021 | 10272220 | 04/04/2023
Waterfurnace International, Inc. | 5 SERIES OUTDOOR SPLITS | NDS064H1 | SRAA060* | Ground-Water-Source | WBAHP-C: Heat Pump Split Syste | Heat Pump | 208 | 1 | False |  |  | Dual-Speed |  |  |  | 63200 | 2808 | 22.5 |  | 56000 | 3730 | 4.4 |  | Non Federally-Regulated | 08/05/2022 | 10272222 | 04/04/2023
Waterfurnace International, Inc. | 5 SERIES OUTDOOR SPLITS | NDS072H1 | SRAA060* | Water-Source | WBAHP-C: Heat Pump Split Syste | Heat Pump | 208 | 1 | False |  |  | Dual-Speed |  |  |  | 60400 | 4314 | 14 |  | 81000 | 5275 | 4.5 |  | Federally-Regulated Commercial & Industrial Equipment | 03/24/2023 | 10272228 | 04/04/2023
Waterfurnace International, Inc. | 5 SERIES OUTDOOR SPLITS | NDS026H1 | SRAA026* | Ground-Water-Source | WBAHP-C: Heat Pump Split Syste | Heat Pump | 208 | 1 | False |  |  | Dual-Speed |  |  |  | 25800 | 1121 | 23 |  | 23300 | 1484 | 4.6 |  | Non Federally-Regulated | 12/06/2019 |  | 04/04/2023
Waterfurnace International, Inc. | 5 SERIES OUTDOOR SPLITS | NDS072H1 | SRAA060* | Ground-Source | WBAHP-C: Heat Pump Split Syste | Heat Pump | 230 | 1 | False |  |  | Dual-Speed |  |  |  | 62800 | 3925 | 16 |  | 53500 | 4479 | 3.5 |  | Non Federally-Regulated | 03/24/2023 | 10272228 | 04/04/2023
Waterfurnace International, Inc. | 5 SERIES OUTDOOR SPLITS | NDS064H1 | SRAA060* | Ground-Source | WBAHP-C: Heat Pump Split Syste | Heat Pump | 208 | 1 | False |  |  | Dual-Speed |  |  |  | 57400 | 3376 | 17 |  | 45200 | 3580 | 3.7 |  | Non Federally-Regulated | 08/05/2022 | 10272222 | 04/04/2023
Waterfurnace International, Inc. | 5 SERIES OUTDOOR SPLITS | NDS026H1 | SRAA026* | Water-Source | WBAHP-C: Heat Pump Split Syste | Heat Pump | 230 | 1 | False |  |  | Dual-Speed |  |  |  | 22500 | 1500 | 15 | 12 | 28100 | 1647 | 5 | 4.2 | Federally-Regulated Commercial & Industrial Equipment | 05/10/2017 |  | 04/04/2023
Waterfurnace International, Inc. | 5 SERIES OUTDOOR SPLITS | NDS049H1 | SAH048* | Water-Source | WBAHP-CB: Heat Pump Split Syst | Heat Pump | 230 | 1 | False |  |  | Dual-Speed |  |  |  | 43200 | 2805 | 15.4 |  | 56300 | 3235 | 5.1 |  | Federally-Regulated Commercial & Industrial Equipment | 03/24/2023 | 10272219 | 04/04/2023
Waterfurnace International, Inc. | 5 SERIES OUTDOOR SPLITS | NDS026H1 | SRAA026* | Ground-Water-Source | WBAHP-C: Heat Pump Split Syste | Heat Pump | 230 | 1 | False |  |  | Dual-Speed |  |  |  | 25800 | 1121 | 23 | 16.2 | 23300 | 1484 | 4.6 | 3.6 | Non Federally-Regulated | 05/10/2017 |  | 04/04/2023
Waterfurnace International, Inc. | 7 SERIES INDOOR SPLITS | NVZ033A1 | SVH033 | Ground-Water-Source | WBAHP-CB: Heat Pump Split Syst | Heat Pump | 208 | 1 | False |  |  | Variable-Speed |  |  |  | 37000 | 1267 | 29.2 |  | 40700 | 2650 | 4.5 |  | Non Federally-Regulated | 02/10/2023 | 205448524 | 04/04/2023
Waterfurnace International, Inc. | 7 SERIES INDOOR SPLITS | NVZ042A1 | SVH042 | Water-Source | WBAHP-CB: Heat Pump Split Syst | Heat Pump | 208 | 1 | False |  |  | Variable-Speed |  |  |  | 39500 | 2408 | 16.4 |  | 66100 | 3953 | 4.9 |  | Federally-Regulated Commercial & Industrial Equipment | 02/10/2023 | 205448525 | 04/04/2023
Waterfurnace International, Inc. | 7 SERIES INDOOR SPLITS | NVZ050A1 | SVH050 | Ground-Water-Source | WBAHP-CB: Heat Pump Split Syst | Heat Pump | 230 | 1 | False |  |  | Variable-Speed |  |  |  | 55200 | 2271 | 24.3 |  | 64900 | 5005 | 3.8 |  | Non Federally-Regulated | 02/10/2023 | 205448526 | 04/04/2023
Waterfurnace International, Inc. | 7 SERIES INDOOR SPLITS | NVZ050A1 | SVH050 | Water-Source | WBAHP-CB: Heat Pump Split Syst | Heat Pump | 230 | 1 | False |  |  | Variable-Speed |  |  |  | 46700 | 3243 | 14.4 |  | 77800 | 5302 | 4.3 |  | Federally-Regulated Commercial & Industrial Equipment | 02/10/2023 | 205448526 | 04/04/2023
Waterfurnace International, Inc. | 7 SERIES INDOOR SPLITS | NVZ033A1 | SVH033 | Water-Source | WBAHP-CB: Heat Pump Split Syst | Heat Pump | 230 | 1 | False |  |  | Variable-Speed |  |  |  | 31600 | 1880 | 16.8 |  | 49800 | 2806 | 5.2 |  | Federally-Regulated Commercial & Industrial Equipment | 02/10/2023 | 205448524 | 04/04/2023
Waterfurnace International, Inc. | 7 SERIES INDOOR SPLITS | NVZ050A1 | SVH050 | Ground-Source | WBAHP-CB: Heat Pump Split Syst | Heat Pump | 230 | 1 | False |  |  | Variable-Speed |  |  |  | 49800 | 2912 | 17.1 |  | 50800 | 4652 | 3.2 |  | Non Federally-Regulated | 02/10/2023 | 205448526 | 04/04/2023
Waterfurnace International, Inc. | 7 SERIES INDOOR SPLITS | NVZ033A1 | SVH033 | Ground-Source | WBAHP-CB: Heat Pump Split Syst | Heat Pump | 230 | 1 | False |  |  | Variable-Speed |  |  |  | 33300 | 1640 | 20.3 |  | 31700 | 2732 | 3.4 |  | Non Federally-Regulated | 02/10/2023 | 205448524 | 04/04/2023
Waterfurnace International, Inc. | 7 SERIES INDOOR SPLITS | NVZ050A1 | SVH050 | Ground-Source | WBAHP-CB: Heat Pump Split Syst | Heat Pump | 208 | 1 | False |  |  | Variable-Speed |  |  |  | 49800 | 2912 | 17.1 |  | 50800 | 4652 | 3.2 |  | Non Federally-Regulated | 02/10/2023 | 205448526 | 04/04/2023
Waterfurnace International, Inc. | 7 SERIES INDOOR SPLITS | NVZ050A1 | SVH050 | Ground-Water-Source | WBAHP-CB: Heat Pump Split Syst | Heat Pump | 208 | 1 | False |  |  | Variable-Speed |  |  |  | 55200 | 2271 | 24.3 |  | 64900 | 5005 | 3.8 |  | Non Federally-Regulated | 02/10/2023 | 205448526 | 04/04/2023
Waterfurnace International, Inc. | 7 SERIES INDOOR SPLITS | NVZ033A1 | SVH033 | Water-Source | WBAHP-CB: Heat Pump Split Syst | Heat Pump | 208 | 1 | False |  |  | Variable-Speed |  |  |  | 31600 | 1880 | 16.8 |  | 49800 | 2806 | 5.2 |  | Federally-Regulated Commercial & Industrial Equipment | 02/10/2023 | 205448524 | 04/04/2023
Waterfurnace International, Inc. | 7 SERIES INDOOR SPLITS | NVZ042A1 | SVH042 | Ground-Source | WBAHP-CB: Heat Pump Split Syst | Heat Pump | 230 | 1 | False |  |  | Variable-Speed |  |  |  | 41600 | 2111 | 19.7 |  | 42700 | 3575 | 3.5 |  | Non Federally-Regulated | 02/10/2023 | 205448525 | 04/04/2023
Waterfurnace International, Inc. | 7 SERIES INDOOR SPLITS | NVZ042A1 | SVH042 | Ground-Water-Source | WBAHP-CB: Heat Pump Split Syst | Heat Pump | 208 | 1 | False |  |  | Variable-Speed |  |  |  | 46200 | 1638 | 28.2 |  | 54100 | 3775 | 4.2 |  | Non Federally-Regulated | 02/10/2023 | 205448525 | 04/04/2023
Waterfurnace International, Inc. | 7 SERIES INDOOR SPLITS | NVZ042A1 | SVH042 | Ground-Source | WBAHP-CB: Heat Pump Split Syst | Heat Pump | 208 | 1 | False |  |  | Variable-Speed |  |  |  | 41600 | 2111 | 19.7 |  | 42700 | 3575 | 3.5 |  | Non Federally-Regulated | 02/10/2023 | 205448525 | 04/04/2023
Waterfurnace International, Inc. | 7 SERIES INDOOR SPLITS | NVZ042A1 | SVH042 | Ground-Water-Source | WBAHP-CB: Heat Pump Split Syst | Heat Pump | 230 | 1 | False |  |  | Variable-Speed |  |  |  | 46200 | 1638 | 28.2 |  | 54100 | 3775 | 4.2 |  | Non Federally-Regulated | 02/10/2023 | 205448525 | 04/04/2023
Waterfurnace International, Inc. | 7 SERIES INDOOR SPLITS | NVZ050A1 | SVH050 | Water-Source | WBAHP-CB: Heat Pump Split Syst | Heat Pump | 208 | 1 | False |  |  | Variable-Speed |  |  |  | 46700 | 3243 | 14.4 |  | 77800 | 5302 | 4.3 |  | Federally-Regulated Commercial & Industrial Equipment | 02/10/2023 | 205448526 | 04/04/2023
Waterfurnace International, Inc. | 7 SERIES INDOOR SPLITS | NVZ033A1 | SVH033 | Ground-Water-Source | WBAHP-CB: Heat Pump Split Syst | Heat Pump | 230 | 1 | False |  |  | Variable-Speed |  |  |  | 37000 | 1267 | 29.2 |  | 40700 | 2650 | 4.5 |  | Non Federally-Regulated | 02/10/2023 | 205448524 | 04/04/2023
Waterfurnace International, Inc. | 7 SERIES INDOOR SPLITS | NVZ033A1 | SVH033 | Ground-Source | WBAHP-CB: Heat Pump Split Syst | Heat Pump | 208 | 1 | False |  |  | Variable-Speed |  |  |  | 33300 | 1640 | 20.3 |  | 31700 | 2732 | 3.4 |  | Non Federally-Regulated | 02/10/2023 | 205448524 | 04/04/2023
Waterfurnace International, Inc. | 7 SERIES INDOOR SPLITS | NVZ042A1 | SVH042 | Water-Source | WBAHP-CB: Heat Pump Split Syst | Heat Pump | 230 | 1 | False |  |  | Variable-Speed |  |  |  | 39500 | 2408 | 16.4 |  | 66100 | 3953 | 4.9 |  | Federally-Regulated Commercial & Industrial Equipment | 02/10/2023 | 205448525 | 04/04/2023
FHP Manufacturing Company | GEO-THERMAL SPLIT | GZ060*******1**1 | CAP**60**AL* | Water-Source | WBAHP-C: Heat Pump Split Syste | Heat Pump | 208 | 1 | False |  |  | Dual-Speed |  |  |  | 60000 | 4316 | 13.9 |  | 71800 | 4574 | 4.6 |  | Federally-Regulated Commercial & Industrial Equipment | 01/20/2022 | 204433710 | 04/04/2023
FHP Manufacturing Company | GEO-THERMAL SPLIT | GZ036*******1**2 | CAP**36**AL* | Ground-Water-Source | WBAHP-C: Heat Pump Split Syste | Heat Pump | 208 | 1 | False |  |  | Dual-Speed |  |  |  | 40400 | 1951 | 20.7 |  | 36500 | 2459 | 4.4 |  | Non Federally-Regulated | 01/20/2022 | 204595317 | 04/04/2023
FHP Manufacturing Company | GEO-THERMAL SPLIT | GS024**1**1 | FE/V****003*** | Ground-Water-Source | WBAHP-CB: Heat Pump Split Syst | Both Heat Pump and Electric Re | 208 | 1 | False |  |  | Dual-Speed |  |  |  | 28200 | 1281 | 22 |  | 23500 | 1547 | 4.5 |  | Non Federally-Regulated | 01/20/2022 | 7137597 | 04/04/2023
FHP Manufacturing Company | GEO-THERMAL SPLIT | GZ048*******1**1 | CAP**48**AL* | Water-Source | WBAHP-C: Heat Pump Split Syste | Heat Pump | 208 | 1 | False |  |  | Dual-Speed |  |  |  | 46900 | 3500 | 13.4 |  | 56500 | 3523 | 4.7 |  | Federally-Regulated Commercial & Industrial Equipment | 01/20/2022 | 203817317 | 04/04/2023
FHP Manufacturing Company | GEO-THERMAL SPLIT | GZ048*******1**1 | CAP**48**AL* | Ground-Water-Source | WBAHP-C: Heat Pump Split Syste | Heat Pump | 208 | 1 | False |  |  | Dual-Speed |  |  |  | 52000 | 2561 | 20.3 |  | 46600 | 3251 | 4.2 |  | Non Federally-Regulated | 01/20/2022 | 203817317 | 04/04/2023
FHP Manufacturing Company | GEO-THERMAL SPLIT | GZ036*******1**2 | CAP**36**AL* | Ground-Source | WBAHP-C: Heat Pump Split Syste | Heat Pump | 208 | 1 | False |  |  | Dual-Speed |  |  |  | 37400 | 2213 | 16.9 |  | 27700 | 2224 | 3.7 |  | Non Federally-Regulated | 01/20/2022 | 204595317 | 04/04/2023
FHP Manufacturing Company | GEO-THERMAL SPLIT | GZ024*******1**1 | CAP**24**AL* | Water-Source | WBAHP-C: Heat Pump Split Syste | Heat Pump | 208 | 1 | False |  |  | Dual-Speed |  |  |  | 24900 | 1784 | 13.95 |  | 28900 | 1764 | 4.8 |  | Federally-Regulated Commercial & Industrial Equipment | 01/20/2022 | 204140569 | 04/04/2023
FHP Manufacturing Company | GEO-THERMAL SPLIT | GS024**1**1 | FE/V****003*** | Water-Source | WBAHP-CB: Heat Pump Split Syst | Both Heat Pump and Electric Re | 208 | 1 | False |  |  | Dual-Speed |  |  |  | 25000 | 1712 | 14.6 |  | 28000 | 1609 | 5.1 |  | Federally-Regulated Commercial & Industrial Equipment | 01/20/2022 | 7137597 | 04/04/2023
FHP Manufacturing Company | GEO-THERMAL SPLIT | GZ024*******1**1 | CAP**24**AL* | Ground-Water-Source | WBAHP-C: Heat Pump Split Syste | Heat Pump | 230 | 1 | False |  |  | Dual-Speed |  |  |  | 28000 | 1244 | 22.5 |  | 23900 | 1628 | 4.3 |  | Non Federally-Regulated | 01/20/2022 | 204140569 | 04/04/2023
FHP Manufacturing Company | GEO-THERMAL SPLIT | GZ048*******1**1 | CAP**48**AL* | Ground-Source | WBAHP-C: Heat Pump Split Syste | Heat Pump | 208 | 1 | False |  |  | Dual-Speed |  |  |  | 49000 | 3161 | 15.5 |  | 36100 | 2980 | 3.6 |  | Non Federally-Regulated | 01/20/2022 | 203817317 | 04/04/2023
FHP Manufacturing Company | GEO-THERMAL SPLIT | GZ036***N***1**2 | FE/V****003*** | Ground-Water-Source | WBAHP-CB: Heat Pump Split Syst | Both Heat Pump and Electric Re | 230 | 1 | False |  |  | Dual-Speed |  |  |  | 40300 | 2040 | 19.75 |  | 36700 | 2560 | 4.2 |  | Non Federally-Regulated | 01/20/2022 | 203324560 | 04/04/2023
FHP Manufacturing Company | GEO-THERMAL SPLIT | GZ060*******1**1 | CAP**60**AL* | Ground-Source | WBAHP-C: Heat Pump Split Syste | Heat Pump | 208 | 1 | False |  |  | Dual-Speed |  |  |  | 63900 | 3981 | 16.05 |  | 46000 | 3744 | 3.6 |  | Non Federally-Regulated | 01/20/2022 | 204433710 | 04/04/2023
FHP Manufacturing Company | GEO-THERMAL SPLIT | GZ036***N***1**2 | FE/V****003*** | Ground-Source | WBAHP-CB: Heat Pump Split Syst | Both Heat Pump and Electric Re | 230 | 1 | False |  |  | Dual-Speed |  |  |  | 36800 | 2389 | 15.4 |  | 26900 | 2318 | 3.4 |  | Non Federally-Regulated | 01/20/2022 | 203324560 | 04/04/2023
FHP Manufacturing Company | GEO-THERMAL SPLIT | GZ024*******1**1 | CAP**24**AL* | Ground-Source | WBAHP-C: Heat Pump Split Syste | Heat Pump | 230 | 1 | False |  |  | Dual-Speed |  |  |  | 26100 | 1641 | 15.9 |  | 19000 | 1614 | 3.5 |  | Non Federally-Regulated | 01/20/2022 | 204140569 | 04/04/2023
FHP Manufacturing Company | GEO-THERMAL SPLIT | GZ036***N***1**2 | FE/V****003*** | Water-Source | WBAHP-CB: Heat Pump Split Syst | Both Heat Pump and Electric Re | 230 | 1 | False |  |  | Dual-Speed |  |  |  | 35000 | 2611 | 13.4 |  | 45700 | 2849 | 4.7 |  | Federally-Regulated Commercial & Industrial Equipment | 01/20/2022 | 203324560 | 04/04/2023
FHP Manufacturing Company | GEO-THERMAL SPLIT | GZ036***N***1**2 | FE/V****003*** | Ground-Source | WBAHP-CB: Heat Pump Split Syst | Both Heat Pump and Electric Re | 208 | 1 | False |  |  | Dual-Speed |  |  |  | 36800 | 2389 | 15.4 |  | 26900 | 2318 | 3.4 |  | Non Federally-Regulated | 01/20/2022 | 203324560 | 04/04/2023
FHP Manufacturing Company | GEO-THERMAL SPLIT | GZ036***N***1**2 | FE/V****003*** | Ground-Water-Source | WBAHP-CB: Heat Pump Split Syst | Both Heat Pump and Electric Re | 208 | 1 | False |  |  | Dual-Speed |  |  |  | 40300 | 2040 | 19.75 |  | 36700 | 2560 | 4.2 |  | Non Federally-Regulated | 01/20/2022 | 203324560 | 04/04/2023
FHP Manufacturing Company | GEO-THERMAL SPLIT | GZ024*******1**1 | CAP**24**AL* | Ground-Water-Source | WBAHP-C: Heat Pump Split Syste | Heat Pump | 208 | 1 | False |  |  | Dual-Speed |  |  |  | 28000 | 1244 | 22.5 |  | 23900 | 1628 | 4.3 |  | Non Federally-Regulated | 01/20/2022 | 204140569 | 04/04/2023
FHP Manufacturing Company | GEO-THERMAL SPLIT | GZ024*******1**1 | CAP**24**AL* | Water-Source | WBAHP-C: Heat Pump Split Syste | Heat Pump | 230 | 1 | False |  |  | Dual-Speed |  |  |  | 24900 | 1784 | 13.95 |  | 28900 | 1764 | 4.8 |  | Federally-Regulated Commercial & Industrial Equipment | 01/20/2022 | 204140569 | 04/04/2023
FHP Manufacturing Company | GEO-THERMAL SPLIT | GZ036***N***1**2 | FE/V****003*** | Water-Source | WBAHP-CB: Heat Pump Split Syst | Both Heat Pump and Electric Re | 208 | 1 | False |  |  | Dual-Speed |  |  |  | 35000 | 2611 | 13.4 |  | 45700 | 2849 | 4.7 |  | Federally-Regulated Commercial & Industrial Equipment | 01/20/2022 | 203324560 | 04/04/2023
FHP Manufacturing Company | GEO-THERMAL SPLIT | GZ036*******1**2 | CAP**36**AL* | Water-Source | WBAHP-C: Heat Pump Split Syste | Heat Pump | 208 | 1 | False |  |  | Dual-Speed |  |  |  | 35600 | 2472 | 14.4 |  | 44600 | 2723 | 4.8 |  | Federally-Regulated Commercial & Industrial Equipment | 01/20/2022 | 204595317 | 04/04/2023
FHP Manufacturing Company | GEO-THERMAL SPLIT | GS024**1**1 | FE/V****003*** | Ground-Source | WBAHP-CB: Heat Pump Split Syst | Both Heat Pump and Electric Re | 208 | 1 | False |  |  | Dual-Speed |  |  |  | 26000 | 1547 | 16.8 |  | 18900 | 1477 | 3.8 |  | Non Federally-Regulated | 01/20/2022 | 7137597 | 04/04/2023
FHP Manufacturing Company | GEO-THERMAL SPLIT | GZ024*******1**1 | CAP**24**AL* | Ground-Source | WBAHP-C: Heat Pump Split Syste | Heat Pump | 208 | 1 | False |  |  | Dual-Speed |  |  |  | 26100 | 1641 | 15.9 |  | 19000 | 1614 | 3.5 |  | Non Federally-Regulated | 01/20/2022 | 204140569 | 04/04/2023
Waterfurnace International, Inc. | 5 SERIES INDOOR SPLITS | NSZ022H1 | SRAA026* | Ground-Water-Source | WBAHP-C: Heat Pump Split Syste | Heat Pump | 230 | 1 | False |  |  | Single-Speed |  |  |  | 20400 | 769 | 26.5 |  | 18100 | 1105 | 4.8 |  | Non Federally-Regulated | 08/05/2022 | 10271961 | 04/04/2023
Waterfurnace International, Inc. | 5 SERIES INDOOR SPLITS | NSZ022H1 | SRAA026* | Ground-Source | WBAHP-C: Heat Pump Split Syste | Heat Pump | 208 | 1 | False |  |  | Single-Speed |  |  |  | 18700 | 979 | 19.1 |  | 14000 | 1079 | 3.8 |  | Non Federally-Regulated | 01/20/2022 | 10271961 | 04/04/2023
Waterfurnace International, Inc. | 5 SERIES INDOOR SPLITS | NDZ026H1 | SAH026* | Ground-Source | WBAHP-CB: Heat Pump Split Syst | Heat Pump | 208 | 1 | False |  |  | Dual-Speed |  |  |  | 23400 | 1337 | 17.5 |  | 18400 | 1457 | 3.7 |  | Non Federally-Regulated | 08/05/2022 | 10271778 | 04/04/2023
Waterfurnace International, Inc. | 5 SERIES INDOOR SPLITS | NSZ022H1 | SRAA026* | Ground-Water-Source | WBAHP-C: Heat Pump Split Syste | Heat Pump | 208 | 1 | False |  |  | Single-Speed |  |  |  | 20400 | 769 | 26.5 |  | 18100 | 1105 | 4.8 |  | Non Federally-Regulated | 08/05/2022 | 10271961 | 04/04/2023
Waterfurnace International, Inc. | 5 SERIES INDOOR SPLITS | NSZ022H1 | SAH022* | Water-Source | WBAHP-CB: Heat Pump Split Syst | Heat Pump | 208 | 1 | False |  |  | Single-Speed |  |  |  | 17800 | 1098 | 16.2 |  | 22100 | 1136 | 5.7 |  | Federally-Regulated Commercial & Industrial Equipment | 08/05/2022 | 10271959 | 04/04/2023
Waterfurnace International, Inc. | 5 SERIES INDOOR SPLITS | NSZ022H1 | SAH022* | Ground-Source | WBAHP-CB: Heat Pump Split Syst | Heat Pump | 208 | 1 | False |  |  | Single-Speed |  |  |  | 18700 | 979 | 19.1 |  | 14000 | 1079 | 3.8 |  | Non Federally-Regulated | 08/05/2022 | 10271959 | 04/04/2023
Waterfurnace International, Inc. | 5 SERIES INDOOR SPLITS | NDZ072H1 | SRAA060* | Ground-Source | WBAHP-C: Heat Pump Split Syste | Heat Pump | 208 | 1 | False |  |  | Dual-Speed |  |  |  | 62800 | 3925 | 16 |  | 53500 | 4479 | 3.5 |  | Non Federally-Regulated | 08/05/2022 | 10271926 | 04/04/2023
Waterfurnace International, Inc. | 5 SERIES INDOOR SPLITS | NSZ022H1 | SRAA026* | Water-Source | WBAHP-C: Heat Pump Split Syste | Heat Pump | 208 | 1 | False |  |  | Single-Speed |  |  |  | 17800 | 1098 | 16.2 |  | 22100 | 1136 | 5.7 |  | Federally-Regulated Commercial & Industrial Equipment | 08/05/2022 | 10271961 | 04/04/2023
Waterfurnace International, Inc. | 5 SERIES INDOOR SPLITS | NDZ072H1 | SRAA060* | Water-Source | WBAHP-C: Heat Pump Split Syste | Heat Pump | 208 | 1 | False |  |  | Dual-Speed |  |  |  | 60400 | 4314 | 14 |  | 81000 | 5275 | 4.5 |  | Federally-Regulated Commercial & Industrial Equipment | 08/05/2022 | 10271926 | 04/04/2023
Waterfurnace International, Inc. | 5 SERIES INDOOR SPLITS | NSZ030H1 | SAH030* | Ground-Water-Source | WBAHP-CB: Heat Pump Split Syst | Heat Pump | 208 | 1 | False |  |  | Single-Speed |  |  |  | 26900 | 1050 | 25.6 |  | 24900 | 1520 | 4.8 |  | Non Federally-Regulated | 08/05/2022 | 10271981 | 04/04/2023
Waterfurnace International, Inc. | 5 SERIES INDOOR SPLITS | NDZ026H1 | SAH026* | Ground-Water-Source | WBAHP-CB: Heat Pump Split Syst | Heat Pump | 208 | 1 | False |  |  | Dual-Speed |  |  |  | 25800 | 1121 | 23 |  | 23300 | 1484 | 4.6 |  | Non Federally-Regulated | 08/05/2022 | 10271778 | 04/04/2023
Waterfurnace International, Inc. | 5 SERIES INDOOR SPLITS | NSZ022H1 | SAH022* | Ground-Water-Source | WBAHP-CB: Heat Pump Split Syst | Heat Pump | 208 | 1 | False |  |  | Single-Speed |  |  |  | 20400 | 769 | 26.5 |  | 18100 | 1105 | 4.8 |  | Non Federally-Regulated | 08/05/2022 | 10271959 | 04/04/2023
Waterfurnace International, Inc. | 5 SERIES INDOOR SPLITS | NDZ026H1 | SAH026* | Water-Source | WBAHP-CB: Heat Pump Split Syst | Heat Pump | 208 | 1 | False |  |  | Dual-Speed |  |  |  | 22500 | 1500 | 15 |  | 28100 | 1647 | 5 |  | Federally-Regulated Commercial & Industrial Equipment | 08/05/2022 | 10271778 | 04/04/2023
Waterfurnace International, Inc. | 5 SERIES INDOOR SPLITS | NSZ022H1 | SRAA026* | Ground-Water-Source | WBAHP-C: Heat Pump Split Syste | Heat Pump | 230 | 1 | False |  |  | Single-Speed |  |  |  | 20400 | 769 | 26.5 |  | 18100 | 1105 | 4.8 |  | Non Federally-Regulated | 04/04/2023 | 10271961 | 04/04/2023
Waterfurnace International, Inc. | 5 SERIES INDOOR SPLITS | NSZ022H1 | SRAA026* | Ground-Source | WBAHP-C: Heat Pump Split Syste | Heat Pump | 208 | 1 | False |  |  | Single-Speed |  |  |  | 18700 | 979 | 19.1 |  | 14000 | 1079 | 3.8 |  | Non Federally-Regulated | 04/04/2023 | 10271961 | 04/04/2023
Waterfurnace International, Inc. | 5 SERIES INDOOR SPLITS | NDZ026H1 | SAH026* | Ground-Source | WBAHP-CB: Heat Pump Split Syst | Heat Pump | 208 | 1 | False |  |  | Dual-Speed |  |  |  | 23400 | 1337 | 17.5 |  | 18400 | 1457 | 3.7 |  | Non Federally-Regulated | 04/04/2023 | 10271778 | 04/04/2023
Waterfurnace International, Inc. | 5 SERIES INDOOR SPLITS | NSZ022H1 | SRAA026* | Ground-Water-Source | WBAHP-C: Heat Pump Split Syste | Heat Pump | 208 | 1 | False |  |  | Single-Speed |  |  |  | 20400 | 769 | 26.5 |  | 18100 | 1105 | 4.8 |  | Non Federally-Regulated | 04/04/2023 | 10271961 | 04/04/2023
Waterfurnace International, Inc. | 5 SERIES INDOOR SPLITS | NSZ022H1 | SAH022* | Water-Source | WBAHP-CB: Heat Pump Split Syst | Heat Pump | 208 | 1 | False |  |  | Single-Speed |  |  |  | 17800 | 1098 | 16.2 |  | 22100 | 1136 | 5.7 |  | Federally-Regulated Commercial & Industrial Equipment | 04/04/2023 | 10271959 | 04/04/2023
Waterfurnace International, Inc. | 5 SERIES INDOOR SPLITS | NSZ022H1 | SAH022* | Ground-Source | WBAHP-CB: Heat Pump Split Syst | Heat Pump | 208 | 1 | False |  |  | Single-Speed |  |  |  | 18700 | 979 | 19.1 |  | 14000 | 1079 | 3.8 |  | Non Federally-Regulated | 04/04/2023 | 10271959 | 04/04/2023
Waterfurnace International, Inc. | 5 SERIES INDOOR SPLITS | NDZ072H1 | SRAA060* | Ground-Source | WBAHP-C: Heat Pump Split Syste | Heat Pump | 208 | 1 | False |  |  | Dual-Speed |  |  |  | 62800 | 3925 | 16 |  | 53500 | 4479 | 3.5 |  | Non Federally-Regulated | 04/04/2023 | 10271926 | 04/04/2023
Waterfurnace International, Inc. | 5 SERIES INDOOR SPLITS | NSZ022H1 | SRAA026* | Water-Source | WBAHP-C: Heat Pump Split Syste | Heat Pump | 208 | 1 | False |  |  | Single-Speed |  |  |  | 17800 | 1098 | 16.2 |  | 22100 | 1136 | 5.7 |  | Federally-Regulated Commercial & Industrial Equipment | 04/04/2023 | 10271961 | 04/04/2023
Waterfurnace International, Inc. | 5 SERIES INDOOR SPLITS | NDZ072H1 | SRAA060* | Water-Source | WBAHP-C: Heat Pump Split Syste | Heat Pump | 208 | 1 | False |  |  | Dual-Speed |  |  |  | 60400 | 4314 | 14 |  | 81000 | 5275 | 4.5 |  | Federally-Regulated Commercial & Industrial Equipment | 04/04/2023 | 10271926 | 04/04/2023
Waterfurnace International, Inc. | 5 SERIES INDOOR SPLITS | NSZ030H1 | SAH030* | Ground-Water-Source | WBAHP-CB: Heat Pump Split Syst | Heat Pump | 208 | 1 | False |  |  | Single-Speed |  |  |  | 26900 | 1050 | 25.6 |  | 24900 | 1520 | 4.8 |  | Non Federally-Regulated | 04/04/2023 | 10271981 | 04/04/2023
Waterfurnace International, Inc. | 5 SERIES INDOOR SPLITS | NDZ026H1 | SAH026* | Ground-Water-Source | WBAHP-CB: Heat Pump Split Syst | Heat Pump | 208 | 1 | False |  |  | Dual-Speed |  |  |  | 25800 | 1121 | 23 |  | 23300 | 1484 | 4.6 |  | Non Federally-Regulated | 04/04/2023 | 10271778 | 04/04/2023
Waterfurnace International, Inc. | 5 SERIES INDOOR SPLITS | NSZ022H1 | SAH022* | Ground-Water-Source | WBAHP-CB: Heat Pump Split Syst | Heat Pump | 208 | 1 | False |  |  | Single-Speed |  |  |  | 20400 | 769 | 26.5 |  | 18100 | 1105 | 4.8 |  | Non Federally-Regulated | 04/04/2023 | 10271959 | 04/04/2023
Waterfurnace International, Inc. | 5 SERIES INDOOR SPLITS | NDZ026H1 | SAH026* | Water-Source | WBAHP-CB: Heat Pump Split Syst | Heat Pump | 208 | 1 | False |  |  | Dual-Speed |  |  |  | 22500 | 1500 | 15 |  | 28100 | 1647 | 5 |  | Federally-Regulated Commercial & Industrial Equipment | 04/04/2023 | 10271778 | 04/04/2023
FHP Manufacturing Company | GEO-THERMAL SPLIT | GZ060*******1**1 | CAP**60**AL* | Water-Source | WBAHP-C: Heat Pump Split Syste | Heat Pump | 208 | 1 | False |  |  | Dual-Speed |  |  |  | 60000 | 4316 | 13.9 |  | 71800 | 4574 | 4.6 |  | Federally-Regulated Commercial & Industrial Equipment | 04/04/2023 | 204433710 | 04/04/2023
FHP Manufacturing Company | GEO-THERMAL SPLIT | GZ036*******1**2 | CAP**36**AL* | Ground-Water-Source | WBAHP-C: Heat Pump Split Syste | Heat Pump | 208 | 1 | False |  |  | Dual-Speed |  |  |  | 40400 | 1951 | 20.7 |  | 36500 | 2459 | 4.4 |  | Non Federally-Regulated | 04/04/2023 | 204595317 | 04/04/2023
FHP Manufacturing Company | GEO-THERMAL SPLIT | GS024**1**1 | FE/V****003*** | Ground-Water-Source | WBAHP-CB: Heat Pump Split Syst | Both Heat Pump and Electric Re | 208 | 1 | False |  |  | Dual-Speed |  |  |  | 28200 | 1281 | 22 |  | 23500 | 1547 | 4.5 |  | Non Federally-Regulated | 04/04/2023 | 7137597 | 04/04/2023
FHP Manufacturing Company | GEO-THERMAL SPLIT | GZ048*******1**1 | CAP**48**AL* | Water-Source | WBAHP-C: Heat Pump Split Syste | Heat Pump | 208 | 1 | False |  |  | Dual-Speed |  |  |  | 46900 | 3500 | 13.4 |  | 56500 | 3523 | 4.7 |  | Federally-Regulated Commercial & Industrial Equipment | 04/04/2023 | 203817317 | 04/04/2023
FHP Manufacturing Company | GEO-THERMAL SPLIT | GZ048*******1**1 | CAP**48**AL* | Ground-Water-Source | WBAHP-C: Heat Pump Split Syste | Heat Pump | 208 | 1 | False |  |  | Dual-Speed |  |  |  | 52000 | 2561 | 20.3 |  | 46600 | 3251 | 4.2 |  | Non Federally-Regulated | 04/04/2023 | 203817317 | 04/04/2023
FHP Manufacturing Company | GEO-THERMAL SPLIT | GZ036*******1**2 | CAP**36**AL* | Ground-Source | WBAHP-C: Heat Pump Split Syste | Heat Pump | 208 | 1 | False |  |  | Dual-Speed |  |  |  | 37400 | 2213 | 16.9 |  | 27700 | 2224 | 3.7 |  | Non Federally-Regulated | 04/04/2023 | 204595317 | 04/04/2023
FHP Manufacturing Company | GEO-THERMAL SPLIT | GZ024*******1**1 | CAP**24**AL* | Water-Source | WBAHP-C: Heat Pump Split Syste | Heat Pump | 208 | 1 | False |  |  | Dual-Speed |  |  |  | 24900 | 1784 | 13.95 |  | 28900 | 1764 | 4.8 |  | Federally-Regulated Commercial & Industrial Equipment | 04/04/2023 | 204140569 | 04/04/2023
FHP Manufacturing Company | GEO-THERMAL SPLIT | GS024**1**1 | FE/V****003*** | Water-Source | WBAHP-CB: Heat Pump Split Syst | Both Heat Pump and Electric Re | 208 | 1 | False |  |  | Dual-Speed |  |  |  | 25000 | 1712 | 14.6 |  | 28000 | 1609 | 5.1 |  | Federally-Regulated Commercial & Industrial Equipment | 04/04/2023 | 7137597 | 04/04/2023
FHP Manufacturing Company | GEO-THERMAL SPLIT | GZ024*******1**1 | CAP**24**AL* | Ground-Water-Source | WBAHP-C: Heat Pump Split Syste | Heat Pump | 230 | 1 | False |  |  | Dual-Speed |  |  |  | 28000 | 1244 | 22.5 |  | 23900 | 1628 | 4.3 |  | Non Federally-Regulated | 04/04/2023 | 204140569 | 04/04/2023
FHP Manufacturing Company | GEO-THERMAL SPLIT | GZ048*******1**1 | CAP**48**AL* | Ground-Source | WBAHP-C: Heat Pump Split Syste | Heat Pump | 208 | 1 | False |  |  | Dual-Speed |  |  |  | 49000 | 3161 | 15.5 |  | 36100 | 2980 | 3.6 |  | Non Federally-Regulated | 04/04/2023 | 203817317 | 04/04/2023
FHP Manufacturing Company | GEO-THERMAL SPLIT | GZ036***N***1**2 | FE/V****003*** | Ground-Water-Source | WBAHP-CB: Heat Pump Split Syst | Both Heat Pump and Electric Re | 230 | 1 | False |  |  | Dual-Speed |  |  |  | 40300 | 2040 | 19.75 |  | 36700 | 2560 | 4.2 |  | Non Federally-Regulated | 04/04/2023 | 203324560 | 04/04/2023
FHP Manufacturing Company | GEO-THERMAL SPLIT | GZ060*******1**1 | CAP**60**AL* | Ground-Source | WBAHP-C: Heat Pump Split Syste | Heat Pump | 208 | 1 | False |  |  | Dual-Speed |  |  |  | 63900 | 3981 | 16.05 |  | 46000 | 3744 | 3.6 |  | Non Federally-Regulated | 04/04/2023 | 204433710 | 04/04/2023
FHP Manufacturing Company | GEO-THERMAL SPLIT | GZ036***N***1**2 | FE/V****003*** | Ground-Source | WBAHP-CB: Heat Pump Split Syst | Both Heat Pump and Electric Re | 230 | 1 | False |  |  | Dual-Speed |  |  |  | 36800 | 2389 | 15.4 |  | 26900 | 2318 | 3.4 |  | Non Federally-Regulated | 04/04/2023 | 203324560 | 04/04/2023
FHP Manufacturing Company | GEO-THERMAL SPLIT | GZ024*******1**1 | CAP**24**AL* | Ground-Source | WBAHP-C: Heat Pump Split Syste | Heat Pump | 230 | 1 | False |  |  | Dual-Speed |  |  |  | 26100 | 1641 | 15.9 |  | 19000 | 1614 | 3.5 |  | Non Federally-Regulated | 04/04/2023 | 204140569 | 04/04/2023
FHP Manufacturing Company | GEO-THERMAL SPLIT | GZ036***N***1**2 | FE/V****003*** | Water-Source | WBAHP-CB: Heat Pump Split Syst | Both Heat Pump and Electric Re | 230 | 1 | False |  |  | Dual-Speed |  |  |  | 35000 | 2611 | 13.4 |  | 45700 | 2849 | 4.7 |  | Federally-Regulated Commercial & Industrial Equipment | 04/04/2023 | 203324560 | 04/04/2023
FHP Manufacturing Company | GEO-THERMAL SPLIT | GZ036***N***1**2 | FE/V****003*** | Ground-Source | WBAHP-CB: Heat Pump Split Syst | Both Heat Pump and Electric Re | 208 | 1 | False |  |  | Dual-Speed |  |  |  | 36800 | 2389 | 15.4 |  | 26900 | 2318 | 3.4 |  | Non Federally-Regulated | 04/04/2023 | 203324560 | 04/04/2023
FHP Manufacturing Company | GEO-THERMAL SPLIT | GZ036***N***1**2 | FE/V****003*** | Ground-Water-Source | WBAHP-CB: Heat Pump Split Syst | Both Heat Pump and Electric Re | 208 | 1 | False |  |  | Dual-Speed |  |  |  | 40300 | 2040 | 19.75 |  | 36700 | 2560 | 4.2 |  | Non Federally-Regulated | 04/04/2023 | 203324560 | 04/04/2023
FHP Manufacturing Company | GEO-THERMAL SPLIT | GZ024*******1**1 | CAP**24**AL* | Ground-Water-Source | WBAHP-C: Heat Pump Split Syste | Heat Pump | 208 | 1 | False |  |  | Dual-Speed |  |  |  | 28000 | 1244 | 22.5 |  | 23900 | 1628 | 4.3 |  | Non Federally-Regulated | 04/04/2023 | 204140569 | 04/04/2023
FHP Manufacturing Company | GEO-THERMAL SPLIT | GZ024*******1**1 | CAP**24**AL* | Water-Source | WBAHP-C: Heat Pump Split Syste | Heat Pump | 230 | 1 | False |  |  | Dual-Speed |  |  |  | 24900 | 1784 | 13.95 |  | 28900 | 1764 | 4.8 |  | Federally-Regulated Commercial & Industrial Equipment | 04/04/2023 | 204140569 | 04/04/2023
FHP Manufacturing Company | GEO-THERMAL SPLIT | GZ036***N***1**2 | FE/V****003*** | Water-Source | WBAHP-CB: Heat Pump Split Syst | Both Heat Pump and Electric Re | 208 | 1 | False |  |  | Dual-Speed |  |  |  | 35000 | 2611 | 13.4 |  | 45700 | 2849 | 4.7 |  | Federally-Regulated Commercial & Industrial Equipment | 04/04/2023 | 203324560 | 04/04/2023
FHP Manufacturing Company | GEO-THERMAL SPLIT | GZ036*******1**2 | CAP**36**AL* | Water-Source | WBAHP-C: Heat Pump Split Syste | Heat Pump | 208 | 1 | False |  |  | Dual-Speed |  |  |  | 35600 | 2472 | 14.4 |  | 44600 | 2723 | 4.8 |  | Federally-Regulated Commercial & Industrial Equipment | 04/04/2023 | 204595317 | 04/04/2023
FHP Manufacturing Company | GEO-THERMAL SPLIT | GS024**1**1 | FE/V****003*** | Ground-Source | WBAHP-CB: Heat Pump Split Syst | Both Heat Pump and Electric Re | 208 | 1 | False |  |  | Dual-Speed |  |  |  | 26000 | 1547 | 16.8 |  | 18900 | 1477 | 3.8 |  | Non Federally-Regulated | 04/04/2023 | 7137597 | 04/04/2023
FHP Manufacturing Company | GEO-THERMAL SPLIT | GZ024*******1**1 | CAP**24**AL* | Ground-Source | WBAHP-C: Heat Pump Split Syste | Heat Pump | 208 | 1 | False |  |  | Dual-Speed |  |  |  | 26100 | 1641 | 15.9 |  | 19000 | 1614 | 3.5 |  | Non Federally-Regulated | 04/04/2023 | 204140569 | 04/04/2023
Waterfurnace International, Inc. | 5 SERIES OUTDOOR SPLITS | NDS049H1 | SAH048* | Ground-Source | WBAHP-CB: Heat Pump Split Syst | Heat Pump | 208 | 1 | False |  |  | Dual-Speed |  |  |  | 46300 | 2572 | 18 |  | 37700 | 2833 | 3.9 |  | Non Federally-Regulated | 04/04/2023 | 10272219 | 04/04/2023
Waterfurnace International, Inc. | 5 SERIES OUTDOOR SPLITS | NDS049H1 | SRAA048* | Ground-Water-Source | WBAHP-C: Heat Pump Split Syste | Heat Pump | 208 | 1 | False |  |  | Dual-Speed |  |  |  | 51000 | 2107 | 24.2 |  | 47100 | 3000 | 4.6 |  | Non Federally-Regulated | 04/04/2023 | 10272220 | 04/04/2023
Waterfurnace International, Inc. | 5 SERIES OUTDOOR SPLITS | NDS064H1 | SAH060* | Ground-Source | WBAHP-CB: Heat Pump Split Syst | Heat Pump | 230 | 1 | False |  |  | Dual-Speed |  |  |  | 57400 | 3376 | 17 |  | 45200 | 3580 | 3.7 |  | Non Federally-Regulated | 04/04/2023 | 10272221 | 04/04/2023
Waterfurnace International, Inc. | 5 SERIES OUTDOOR SPLITS | NDS064H1 | SAH060* | Ground-Water-Source | WBAHP-CB: Heat Pump Split Syst | Heat Pump | 230 | 1 | False |  |  | Dual-Speed |  |  |  | 63200 | 2808 | 22.5 |  | 56000 | 3730 | 4.4 |  | Non Federally-Regulated | 04/04/2023 | 10272221 | 04/04/2023
Waterfurnace International, Inc. | 5 SERIES OUTDOOR SPLITS | NDS049H1 | SAH048* | Ground-Source | WBAHP-CB: Heat Pump Split Syst | Heat Pump | 230 | 1 | False |  |  | Dual-Speed |  |  |  | 46300 | 2572 | 18 |  | 37700 | 2833 | 3.9 |  | Non Federally-Regulated | 04/04/2023 | 10272219 | 04/04/2023
Waterfurnace International, Inc. | 5 SERIES OUTDOOR SPLITS | NDS049H1 | SAH048* | Ground-Water-Source | WBAHP-CB: Heat Pump Split Syst | Heat Pump | 230 | 1 | False |  |  | Dual-Speed |  |  |  | 51000 | 2107 | 24.2 |  | 47100 | 3000 | 4.6 |  | Non Federally-Regulated | 04/04/2023 | 10272219 | 04/04/2023
Waterfurnace International, Inc. | 5 SERIES OUTDOOR SPLITS | NDS064H1 | SAH060* | Water-Source | WBAHP-CB: Heat Pump Split Syst | Heat Pump | 230 | 1 | False |  |  | Dual-Speed |  |  |  | 54800 | 3653 | 15 |  | 66900 | 4084 | 4.8 |  | Federally-Regulated Commercial & Industrial Equipment | 04/04/2023 | 10272221 | 04/04/2023
Waterfurnace International, Inc. | 5 SERIES OUTDOOR SPLITS | NDS026H1 | SRAA026* | Ground-Source | WBAHP-C: Heat Pump Split Syste | Heat Pump | 230 | 1 | False |  |  | Dual-Speed |  |  |  | 23400 | 1337 | 17.5 |  | 18400 | 1457 | 3.7 |  | Non Federally-Regulated | 04/04/2023 | 10272216 | 04/04/2023
Waterfurnace International, Inc. | 5 SERIES OUTDOOR SPLITS | NDS064J1 | SAH060* | Water-Source | WBAHP-CB: Heat Pump Split Syst | Heat Pump | 208 | 1 | False |  |  | Dual-Speed |  |  |  | 54800 | 3653 | 15 |  | 66900 | 4084 | 4.8 |  | Federally-Regulated Commercial & Industrial Equipment | 04/04/2023 | 204100660 | 04/04/2023
Waterfurnace International, Inc. | 5 SERIES OUTDOOR SPLITS | NDS026H1 | SRAA026* | Water-Source | WBAHP-C: Heat Pump Split Syste | Heat Pump | 208 | 1 | False |  |  | Dual-Speed |  |  |  | 22500 | 1500 | 15 |  | 28100 | 1647 | 5 |  | Federally-Regulated Commercial & Industrial Equipment | 04/04/2023 | 10272216 | 04/04/2023
Waterfurnace International, Inc. | 5 SERIES OUTDOOR SPLITS | NDS064H1 | SAH060* | Ground-Source | WBAHP-CB: Heat Pump Split Syst | Heat Pump | 208 | 1 | False |  |  | Dual-Speed |  |  |  | 57400 | 3376 | 17 |  | 45200 | 3580 | 3.7 |  | Non Federally-Regulated | 04/04/2023 | 10272221 | 04/04/2023
Waterfurnace International, Inc. | 5 SERIES OUTDOOR SPLITS | NDS049H1 | SAH048* | Ground-Water-Source | WBAHP-CB: Heat Pump Split Syst | Heat Pump | 208 | 1 | False |  |  | Dual-Speed |  |  |  | 51000 | 2107 | 24.2 |  | 47100 | 3000 | 4.6 |  | Non Federally-Regulated | 04/04/2023 | 10272219 | 04/04/2023
Waterfurnace International, Inc. | 5 SERIES OUTDOOR SPLITS | NDS064H1 | SRAA060* | Ground-Water-Source | WBAHP-C: Heat Pump Split Syste | Heat Pump | 230 | 1 | False |  |  | Dual-Speed |  |  |  | 63200 | 2808 | 22.5 |  | 56000 | 3730 | 4.4 |  | Non Federally-Regulated | 04/04/2023 | 10272222 | 04/04/2023
Waterfurnace International, Inc. | 5 SERIES OUTDOOR SPLITS | NDS049H1 | SRAA048* | Ground-Source | WBAHP-C: Heat Pump Split Syste | Heat Pump | 208 | 1 | False |  |  | Dual-Speed |  |  |  | 46300 | 2572 | 18 |  | 37700 | 2833 | 3.9 |  | Non Federally-Regulated | 04/04/2023 | 10272220 | 04/04/2023
Waterfurnace International, Inc. | 5 SERIES OUTDOOR SPLITS | NDS026H1 | SAH026* | Ground-Water-Source | WBAHP-CB: Heat Pump Split Syst | Heat Pump | 208 | 1 | False |  |  | Dual-Speed |  |  |  | 25800 | 1121 | 23 |  | 23300 | 1484 | 4.6 |  | Non Federally-Regulated | 04/04/2023 | 10272215 | 04/04/2023
Waterfurnace International, Inc. | 5 SERIES OUTDOOR SPLITS | NDS064H1 | SRAA060* | Water-Source | WBAHP-C: Heat Pump Split Syste | Heat Pump | 208 | 1 | False |  |  | Dual-Speed |  |  |  | 54800 | 3653 | 15 |  | 66900 | 4084 | 4.8 |  | Federally-Regulated Commercial & Industrial Equipment | 04/04/2023 | 10272222 | 04/04/2023
Waterfurnace International, Inc. | 5 SERIES OUTDOOR SPLITS | NDS049H1 | SAH048* | Water-Source | WBAHP-CB: Heat Pump Split Syst | Heat Pump | 208 | 1 | False |  |  | Dual-Speed |  |  |  | 43200 | 2805 | 15.4 |  | 56300 | 3235 | 5.1 |  | Federally-Regulated Commercial & Industrial Equipment | 04/04/2023 | 10272219 | 04/04/2023
Waterfurnace International, Inc. | 5 SERIES OUTDOOR SPLITS | NDS064H1 | SRAA060* | Water-Source | WBAHP-C: Heat Pump Split Syste | Heat Pump | 230 | 1 | False |  |  | Dual-Speed |  |  |  | 54800 | 3653 | 15 |  | 66900 | 4084 | 4.8 |  | Federally-Regulated Commercial & Industrial Equipment | 04/04/2023 | 10272222 | 04/04/2023
Waterfurnace International, Inc. | 5 SERIES OUTDOOR SPLITS | NDS072H1 | SRAA060* | Water-Source | WBAHP-C: Heat Pump Split Syste | Heat Pump | 230 | 1 | False |  |  | Dual-Speed |  |  |  | 60400 | 4314 | 14 |  | 81000 | 5275 | 4.5 |  | Federally-Regulated Commercial & Industrial Equipment | 04/04/2023 | 10272228 | 04/04/2023
Waterfurnace International, Inc. | 5 SERIES OUTDOOR SPLITS | NDS064H1 | SAH060* | Ground-Water-Source | WBAHP-CB: Heat Pump Split Syst | Heat Pump | 208 | 1 | False |  |  | Dual-Speed |  |  |  | 63200 | 2808 | 22.5 |  | 56000 | 3730 | 4.4 |  | Non Federally-Regulated | 04/04/2023 | 10272221 | 04/04/2023
Waterfurnace International, Inc. | 5 SERIES OUTDOOR SPLITS | NDS064J1 | SRAA060* | Water-Source | WBAHP-C: Heat Pump Split Syste | Heat Pump | 208 | 1 | False |  |  | Dual-Speed |  |  |  | 54800 | 3653 | 15 |  | 66900 | 4084 | 4.8 |  | Federally-Regulated Commercial & Industrial Equipment | 04/04/2023 | 204100661 | 04/04/2023
Waterfurnace International, Inc. | 5 SERIES OUTDOOR SPLITS | NDS026H1 | SRAA026* | Ground-Source | WBAHP-C: Heat Pump Split Syste | Heat Pump | 208 | 1 | False |  |  | Dual-Speed |  |  |  | 23400 | 1337 | 17.5 |  | 18400 | 1457 | 3.7 |  | Non Federally-Regulated | 04/04/2023 | 10272216 | 04/04/2023
Waterfurnace International, Inc. | 5 SERIES OUTDOOR SPLITS | NDS026H1 | SAH026* | Ground-Source | WBAHP-CB: Heat Pump Split Syst | Heat Pump | 208 | 1 | False |  |  | Dual-Speed |  |  |  | 23400 | 1337 | 17.5 |  | 18400 | 1457 | 3.7 |  | Non Federally-Regulated | 04/04/2023 | 10272215 | 04/04/2023
Waterfurnace International, Inc. | 5 SERIES OUTDOOR SPLITS | NDS064J1 | SAH060* | Ground-Water-Source | WBAHP-CB: Heat Pump Split Syst | Heat Pump | 208 | 1 | False |  |  | Dual-Speed |  |  |  | 63200 | 2808 | 22.5 |  | 56000 | 3730 | 4.4 |  | Non Federally-Regulated | 04/04/2023 | 204100660 | 04/04/2023
Waterfurnace International, Inc. | 5 SERIES OUTDOOR SPLITS | NDS026H1 | SAH026* | Water-Source | WBAHP-CB: Heat Pump Split Syst | Heat Pump | 208 | 1 | False |  |  | Dual-Speed |  |  |  | 22500 | 1500 | 15 |  | 28100 | 1647 | 5 |  | Federally-Regulated Commercial & Industrial Equipment | 04/04/2023 | 10272215 | 04/04/2023
Waterfurnace International, Inc. | 5 SERIES OUTDOOR SPLITS | NDS064J1 | SAH060* | Ground-Source | WBAHP-CB: Heat Pump Split Syst | Heat Pump | 208 | 1 | False |  |  | Dual-Speed |  |  |  | 57400 | 3376 | 17 |  | 45200 | 3580 | 3.7 |  | Non Federally-Regulated | 04/04/2023 | 204100660 | 04/04/2023
Waterfurnace International, Inc. | 5 SERIES OUTDOOR SPLITS | NDS064H1 | SAH060* | Water-Source | WBAHP-CB: Heat Pump Split Syst | Heat Pump | 208 | 1 | False |  |  | Dual-Speed |  |  |  | 54800 | 3653 | 15 |  | 66900 | 4084 | 4.8 |  | Federally-Regulated Commercial & Industrial Equipment | 04/04/2023 | 10272221 | 04/04/2023
Waterfurnace International, Inc. | 5 SERIES OUTDOOR SPLITS | NDS072H1 | SRAA060* | Ground-Source | WBAHP-C: Heat Pump Split Syste | Heat Pump | 208 | 1 | False |  |  | Dual-Speed |  |  |  | 62800 | 3925 | 16 |  | 53500 | 4479 | 3.5 |  | Non Federally-Regulated | 04/04/2023 | 10272228 | 04/04/2023
Waterfurnace International, Inc. | 5 SERIES OUTDOOR SPLITS | NDS064J1 | SRAA060* | Ground-Source | WBAHP-C: Heat Pump Split Syste | Heat Pump | 208 | 1 | False |  |  | Dual-Speed |  |  |  | 57400 | 3376 | 17 |  | 45200 | 3580 | 3.7 |  | Non Federally-Regulated | 04/04/2023 | 204100661 | 04/04/2023
Waterfurnace International, Inc. | 5 SERIES OUTDOOR SPLITS | NDS049H1 | SRAA048* | Ground-Water-Source | WBAHP-C: Heat Pump Split Syste | Heat Pump | 230 | 1 | False |  |  | Dual-Speed |  |  |  | 51000 | 2107 | 24.2 |  | 47100 | 3000 | 4.6 |  | Non Federally-Regulated | 04/04/2023 | 10272220 | 04/04/2023
Waterfurnace International, Inc. | 5 SERIES OUTDOOR SPLITS | NDS064J1 | SRAA060* | Ground-Water-Source | WBAHP-C: Heat Pump Split Syste | Heat Pump | 208 | 1 | False |  |  | Dual-Speed |  |  |  | 63200 | 2808 | 22.5 |  | 56000 | 3730 | 4.4 |  | Non Federally-Regulated | 04/04/2023 | 204100661 | 04/04/2023
Waterfurnace International, Inc. | 5 SERIES OUTDOOR SPLITS | NDS049H1 | SRAA048* | Water-Source | WBAHP-C: Heat Pump Split Syste | Heat Pump | 230 | 1 | False |  |  | Dual-Speed |  |  |  | 43200 | 2805 | 15.4 |  | 56300 | 3235 | 5.1 |  | Federally-Regulated Commercial & Industrial Equipment | 04/04/2023 | 10272220 | 04/04/2023
Waterfurnace International, Inc. | 5 SERIES OUTDOOR SPLITS | NDS049H1 | SRAA048* | Water-Source | WBAHP-C: Heat Pump Split Syste | Heat Pump | 208 | 1 | False |  |  | Dual-Speed |  |  |  | 43200 | 2805 | 15.4 |  | 56300 | 3235 | 5.1 |  | Federally-Regulated Commercial & Industrial Equipment | 04/04/2023 | 10272220 | 04/04/2023
Waterfurnace International, Inc. | 5 SERIES OUTDOOR SPLITS | NDS064H1 | SRAA060* | Ground-Water-Source | WBAHP-C: Heat Pump Split Syste | Heat Pump | 208 | 1 | False |  |  | Dual-Speed |  |  |  | 63200 | 2808 | 22.5 |  | 56000 | 3730 | 4.4 |  | Non Federally-Regulated | 04/04/2023 | 10272222 | 04/04/2023
Waterfurnace International, Inc. | 5 SERIES OUTDOOR SPLITS | NDS072H1 | SRAA060* | Water-Source | WBAHP-C: Heat Pump Split Syste | Heat Pump | 208 | 1 | False |  |  | Dual-Speed |  |  |  | 60400 | 4314 | 14 |  | 81000 | 5275 | 4.5 |  | Federally-Regulated Commercial & Industrial Equipment | 04/04/2023 | 10272228 | 04/04/2023
Waterfurnace International, Inc. | 5 SERIES OUTDOOR SPLITS | NDS026H1 | SRAA026* | Ground-Water-Source | WBAHP-C: Heat Pump Split Syste | Heat Pump | 208 | 1 | False |  |  | Dual-Speed |  |  |  | 25800 | 1121 | 23 |  | 23300 | 1484 | 4.6 |  | Non Federally-Regulated | 04/04/2023 | 10272216 | 04/04/2023
Waterfurnace International, Inc. | 5 SERIES OUTDOOR SPLITS | NDS072H1 | SRAA060* | Ground-Source | WBAHP-C: Heat Pump Split Syste | Heat Pump | 230 | 1 | False |  |  | Dual-Speed |  |  |  | 62800 | 3925 | 16 |  | 53500 | 4479 | 3.5 |  | Non Federally-Regulated | 04/04/2023 | 10272228 | 04/04/2023
Waterfurnace International, Inc. | 5 SERIES OUTDOOR SPLITS | NDS064H1 | SRAA060* | Ground-Source | WBAHP-C: Heat Pump Split Syste | Heat Pump | 208 | 1 | False |  |  | Dual-Speed |  |  |  | 57400 | 3376 | 17 |  | 45200 | 3580 | 3.7 |  | Non Federally-Regulated | 04/04/2023 | 10272222 | 04/04/2023
Waterfurnace International, Inc. | 5 SERIES OUTDOOR SPLITS | NDS026H1 | SRAA026* | Water-Source | WBAHP-C: Heat Pump Split Syste | Heat Pump | 230 | 1 | False |  |  | Dual-Speed |  |  |  | 22500 | 1500 | 15 |  | 28100 | 1647 | 5 |  | Federally-Regulated Commercial & Industrial Equipment | 04/04/2023 | 10272216 | 04/04/2023
Waterfurnace International, Inc. | 5 SERIES OUTDOOR SPLITS | NDS049H1 | SAH048* | Water-Source | WBAHP-CB: Heat Pump Split Syst | Heat Pump | 230 | 1 | False |  |  | Dual-Speed |  |  |  | 43200 | 2805 | 15.4 |  | 56300 | 3235 | 5.1 |  | Federally-Regulated Commercial & Industrial Equipment | 04/04/2023 | 10272219 | 04/04/2023
Waterfurnace International, Inc. | 5 SERIES OUTDOOR SPLITS | NDS026H1 | SRAA026* | Ground-Water-Source | WBAHP-C: Heat Pump Split Syste | Heat Pump | 230 | 1 | False |  |  | Dual-Speed |  |  |  | 25800 | 1121 | 23 |  | 23300 | 1484 | 4.6 |  | Non Federally-Regulated | 04/04/2023 | 10272216 | 04/04/2023
Waterfurnace International, Inc. | 7 SERIES INDOOR SPLITS | NVZ033A1 | SVH033 | Ground-Water-Source | WBAHP-CB: Heat Pump Split Syst | Heat Pump | 208 | 1 | False |  |  | Variable-Speed |  |  |  | 37000 | 1267 | 29.2 |  | 40700 | 2650 | 4.5 |  | Non Federally-Regulated | 04/04/2023 | 205448524 | 04/04/2023
Waterfurnace International, Inc. | 7 SERIES INDOOR SPLITS | NVZ042A1 | SVH042 | Water-Source | WBAHP-CB: Heat Pump Split Syst | Heat Pump | 208 | 1 | False |  |  | Variable-Speed |  |  |  | 39500 | 2408 | 16.4 |  | 66100 | 3953 | 4.9 |  | Federally-Regulated Commercial & Industrial Equipment | 04/04/2023 | 205448525 | 04/04/2023
Waterfurnace International, Inc. | 7 SERIES INDOOR SPLITS | NVZ050A1 | SVH050 | Ground-Water-Source | WBAHP-CB: Heat Pump Split Syst | Heat Pump | 230 | 1 | False |  |  | Variable-Speed |  |  |  | 55200 | 2271 | 24.3 |  | 64900 | 5005 | 3.8 |  | Non Federally-Regulated | 04/04/2023 | 205448526 | 04/04/2023
Waterfurnace International, Inc. | 7 SERIES INDOOR SPLITS | NVZ050A1 | SVH050 | Water-Source | WBAHP-CB: Heat Pump Split Syst | Heat Pump | 230 | 1 | False |  |  | Variable-Speed |  |  |  | 46700 | 3243 | 14.4 |  | 77800 | 5302 | 4.3 |  | Federally-Regulated Commercial & Industrial Equipment | 04/04/2023 | 205448526 | 04/04/2023
Waterfurnace International, Inc. | 7 SERIES INDOOR SPLITS | NVZ033A1 | SVH033 | Water-Source | WBAHP-CB: Heat Pump Split Syst | Heat Pump | 230 | 1 | False |  |  | Variable-Speed |  |  |  | 31600 | 1880 | 16.8 |  | 49800 | 2806 | 5.2 |  | Federally-Regulated Commercial & Industrial Equipment | 04/04/2023 | 205448524 | 04/04/2023
Waterfurnace International, Inc. | 7 SERIES INDOOR SPLITS | NVZ050A1 | SVH050 | Ground-Source | WBAHP-CB: Heat Pump Split Syst | Heat Pump | 230 | 1 | False |  |  | Variable-Speed |  |  |  | 49800 | 2912 | 17.1 |  | 50800 | 4652 | 3.2 |  | Non Federally-Regulated | 04/04/2023 | 205448526 | 04/04/2023
Waterfurnace International, Inc. | 7 SERIES INDOOR SPLITS | NVZ033A1 | SVH033 | Ground-Source | WBAHP-CB: Heat Pump Split Syst | Heat Pump | 230 | 1 | False |  |  | Variable-Speed |  |  |  | 33300 | 1640 | 20.3 |  | 31700 | 2732 | 3.4 |  | Non Federally-Regulated | 04/04/2023 | 205448524 | 04/04/2023
Waterfurnace International, Inc. | 7 SERIES INDOOR SPLITS | NVZ050A1 | SVH050 | Ground-Source | WBAHP-CB: Heat Pump Split Syst | Heat Pump | 208 | 1 | False |  |  | Variable-Speed |  |  |  | 49800 | 2912 | 17.1 |  | 50800 | 4652 | 3.2 |  | Non Federally-Regulated | 04/04/2023 | 205448526 | 04/04/2023
Waterfurnace International, Inc. | 7 SERIES INDOOR SPLITS | NVZ050A1 | SVH050 | Ground-Water-Source | WBAHP-CB: Heat Pump Split Syst | Heat Pump | 208 | 1 | False |  |  | Variable-Speed |  |  |  | 55200 | 2271 | 24.3 |  | 64900 | 5005 | 3.8 |  | Non Federally-Regulated | 04/04/2023 | 205448526 | 04/04/2023
Waterfurnace International, Inc. | 7 SERIES INDOOR SPLITS | NVZ033A1 | SVH033 | Water-Source | WBAHP-CB: Heat Pump Split Syst | Heat Pump | 208 | 1 | False |  |  | Variable-Speed |  |  |  | 31600 | 1880 | 16.8 |  | 49800 | 2806 | 5.2 |  | Federally-Regulated Commercial & Industrial Equipment | 04/04/2023 | 205448524 | 04/04/2023
Waterfurnace International, Inc. | 7 SERIES INDOOR SPLITS | NVZ042A1 | SVH042 | Ground-Source | WBAHP-CB: Heat Pump Split Syst | Heat Pump | 230 | 1 | False |  |  | Variable-Speed |  |  |  | 41600 | 2111 | 19.7 |  | 42700 | 3575 | 3.5 |  | Non Federally-Regulated | 04/04/2023 | 205448525 | 04/04/2023
Waterfurnace International, Inc. | 7 SERIES INDOOR SPLITS | NVZ042A1 | SVH042 | Ground-Water-Source | WBAHP-CB: Heat Pump Split Syst | Heat Pump | 208 | 1 | False |  |  | Variable-Speed |  |  |  | 46200 | 1638 | 28.2 |  | 54100 | 3775 | 4.2 |  | Non Federally-Regulated | 04/04/2023 | 205448525 | 04/04/2023
Waterfurnace International, Inc. | 7 SERIES INDOOR SPLITS | NVZ042A1 | SVH042 | Ground-Source | WBAHP-CB: Heat Pump Split Syst | Heat Pump | 208 | 1 | False |  |  | Variable-Speed |  |  |  | 41600 | 2111 | 19.7 |  | 42700 | 3575 | 3.5 |  | Non Federally-Regulated | 04/04/2023 | 205448525 | 04/04/2023
Waterfurnace International, Inc. | 7 SERIES INDOOR SPLITS | NVZ042A1 | SVH042 | Ground-Water-Source | WBAHP-CB: Heat Pump Split Syst | Heat Pump | 230 | 1 | False |  |  | Variable-Speed |  |  |  | 46200 | 1638 | 28.2 |  | 54100 | 3775 | 4.2 |  | Non Federally-Regulated | 04/04/2023 | 205448525 | 04/04/2023
Waterfurnace International, Inc. | 7 SERIES INDOOR SPLITS | NVZ050A1 | SVH050 | Water-Source | WBAHP-CB: Heat Pump Split Syst | Heat Pump | 208 | 1 | False |  |  | Variable-Speed |  |  |  | 46700 | 3243 | 14.4 |  | 77800 | 5302 | 4.3 |  | Federally-Regulated Commercial & Industrial Equipment | 04/04/2023 | 205448526 | 04/04/2023
Waterfurnace International, Inc. | 7 SERIES INDOOR SPLITS | NVZ033A1 | SVH033 | Ground-Water-Source | WBAHP-CB: Heat Pump Split Syst | Heat Pump | 230 | 1 | False |  |  | Variable-Speed |  |  |  | 37000 | 1267 | 29.2 |  | 40700 | 2650 | 4.5 |  | Non Federally-Regulated | 04/04/2023 | 205448524 | 04/04/2023
Waterfurnace International, Inc. | 7 SERIES INDOOR SPLITS | NVZ033A1 | SVH033 | Ground-Source | WBAHP-CB: Heat Pump Split Syst | Heat Pump | 208 | 1 | False |  |  | Variable-Speed |  |  |  | 33300 | 1640 | 20.3 |  | 31700 | 2732 | 3.4 |  | Non Federally-Regulated | 04/04/2023 | 205448524 | 04/04/2023
Waterfurnace International, Inc. | 7 SERIES INDOOR SPLITS | NVZ042A1 | SVH042 | Water-Source | WBAHP-CB: Heat Pump Split Syst | Heat Pump | 230 | 1 | False |  |  | Variable-Speed |  |  |  | 39500 | 2408 | 16.4 |  | 66100 | 3953 | 4.9 |  | Federally-Regulated Commercial & Industrial Equipment | 04/04/2023 | 205448525 | 04/04/2023
Waterfurnace International, Inc. | 5 SERIES INDOOR SPLITS | NDZ026H1 | SRAA026* | Water-Source | WBAHP-C: Heat Pump Split Syste | Heat Pump | 208 | 1 | False |  |  | Dual-Speed |  |  |  | 22500 | 1500 | 15 |  | 28100 | 1647 | 5 |  | Federally-Regulated Commercial & Industrial Equipment | 01/20/2022 | 10271930 | 04/04/2023
Waterfurnace International, Inc. | 5 SERIES INDOOR SPLITS | NSZ060H1 | SAH060* | Water-Source | WBAHP-CB: Heat Pump Split Syst | Heat Pump | 208 | 1 | False |  |  | Single-Speed |  |  |  | 53500 | 3590 | 14.9 |  | 64500 | 3938 | 4.8 |  | Federally-Regulated Commercial & Industrial Equipment | 08/05/2022 | 10272012 | 04/04/2023
Waterfurnace International, Inc. | 5 SERIES INDOOR SPLITS | NSZ048H1 | SRAA048* | Water-Source | WBAHP-C: Heat Pump Split Syste | Heat Pump | 230 | 1 | False |  |  | Single-Speed |  |  |  | 39300 | 2568 | 15.3 |  | 50000 | 2764 | 5.3 |  | Federally-Regulated Commercial & Industrial Equipment | 08/05/2022 | 10272008 | 04/04/2023
Waterfurnace International, Inc. | 5 SERIES INDOOR SPLITS | NSZ030H1 | SAH030* | Water-Source | WBAHP-CB: Heat Pump Split Syst | Heat Pump | 208 | 1 | False |  |  | Single-Speed |  |  |  | 23400 | 1471 | 15.9 |  | 30600 | 1573 | 5.7 |  | Federally-Regulated Commercial & Industrial Equipment | 08/05/2022 | 10271981 | 04/04/2023
Waterfurnace International, Inc. | 5 SERIES INDOOR SPLITS | NDZ049J1 | SRAA048* | Ground-Source | WBAHP-C: Heat Pump Split Syste | Heat Pump | 208 | 1 | False |  |  | Dual-Speed |  |  |  | 46300 | 2572 | 18 |  | 37700 | 2833 | 3.9 |  | Non Federally-Regulated | 08/05/2022 | 203471325 | 04/04/2023
Waterfurnace International, Inc. | 5 SERIES INDOOR SPLITS | NDZ026H1 | SRAA026* | Ground-Water-Source | WBAHP-C: Heat Pump Split Syste | Heat Pump | 208 | 1 | False |  |  | Dual-Speed |  |  |  | 25800 | 1121 | 23 |  | 23300 | 1484 | 4.6 |  | Non Federally-Regulated | 08/05/2022 | 10271930 | 04/04/2023
Waterfurnace International, Inc. | 5 SERIES INDOOR SPLITS | NSZ060H1 | SRAA060* | Water-Source | WBAHP-C: Heat Pump Split Syste | Heat Pump | 208 | 1 | False |  |  | Single-Speed |  |  |  | 53500 | 3590 | 14.9 |  | 64500 | 3938 | 4.8 |  | Federally-Regulated Commercial & Industrial Equipment | 08/05/2022 | 10272014 | 04/04/2023
Waterfurnace International, Inc. | 5 SERIES INDOOR SPLITS | NSZ030H1 | SRAA026* | Ground-Source | WBAHP-C: Heat Pump Split Syste | Heat Pump | 208 | 1 | False |  |  | Single-Speed |  |  |  | 24600 | 1301 | 18.9 |  | 19800 | 1487 | 3.9 |  | Non Federally-Regulated | 01/20/2022 | 10271985 | 04/04/2023
Waterfurnace International, Inc. | 5 SERIES INDOOR SPLITS | NDZ064J1 | SRAA060* | Water-Source | WBAHP-C: Heat Pump Split Syste | Heat Pump | 208 | 1 | False |  |  | Dual-Speed |  |  |  | 54800 | 3653 | 15 |  | 66900 | 4084 | 4.8 |  | Federally-Regulated Commercial & Industrial Equipment | 01/20/2022 | 204100659 | 04/04/2023
Waterfurnace International, Inc. | 5 SERIES INDOOR SPLITS | NSZ030H1 | SAH030* | Ground-Source | WBAHP-CB: Heat Pump Split Syst | Heat Pump | 208 | 1 | False |  |  | Single-Speed |  |  |  | 24600 | 1301 | 18.9 |  | 19800 | 1487 | 3.9 |  | Non Federally-Regulated | 08/05/2022 | 10271981 | 04/04/2023
Waterfurnace International, Inc. | 5 SERIES INDOOR SPLITS | NSZ060H1 | SRAA060* | Ground-Water-Source | WBAHP-C: Heat Pump Split Syste | Heat Pump | 208 | 1 | False |  |  | Single-Speed |  |  |  | 61700 | 2614 | 23.6 |  | 54500 | 3714 | 4.3 |  | Non Federally-Regulated | 08/05/2022 | 10272014 | 04/04/2023
Waterfurnace International, Inc. | 5 SERIES INDOOR SPLITS | NDZ049J1 | SAH048* | Water-Source | WBAHP-CB: Heat Pump Split Syst | Heat Pump | 208 | 1 | False |  |  | Dual-Speed |  |  |  | 43200 | 2805 | 15.4 |  | 56300 | 3235 | 5.1 |  | Federally-Regulated Commercial & Industrial Equipment | 03/24/2023 | 203466717 | 04/04/2023
Waterfurnace International, Inc. | 5 SERIES INDOOR SPLITS | NDZ064J1 | SAH060* | Ground-Water-Source | WBAHP-CB: Heat Pump Split Syst | Heat Pump | 208 | 1 | False |  |  | Dual-Speed |  |  |  | 63200 | 2808 | 22.5 |  | 56000 | 3730 | 4.4 |  | Non Federally-Regulated | 08/05/2022 | 204100658 | 04/04/2023
Waterfurnace International, Inc. | 5 SERIES INDOOR SPLITS | NSZ060H1 | SAH060* | Ground-Source | WBAHP-CB: Heat Pump Split Syst | Heat Pump | 208 | 1 | False |  |  | Single-Speed |  |  |  | 56300 | 3180 | 17.7 |  | 44000 | 3485 | 3.7 |  | Non Federally-Regulated | 08/05/2022 | 10272012 | 04/04/2023
Waterfurnace International, Inc. | 5 SERIES INDOOR SPLITS | NDZ026H1 | SRAA026* | Ground-Source | WBAHP-C: Heat Pump Split Syste | Heat Pump | 208 | 1 | False |  |  | Dual-Speed |  |  |  | 23400 | 1337 | 17.5 |  | 18400 | 1457 | 3.7 |  | Non Federally-Regulated | 01/20/2022 | 10271930 | 04/04/2023
Waterfurnace International, Inc. | 5 SERIES INDOOR SPLITS | NSZ036J1 | SAH036* | Ground-Source | WBAHP-CB: Heat Pump Split Syst | Heat Pump | 208 | 1 | False |  |  | Single-Speed |  |  |  | 30600 | 1500 | 20.4 | 13.4 | 23100 | 1692 | 4 | 3.1 | Non Federally-Regulated | 04/24/2019 |  | 04/04/2023
Waterfurnace International, Inc. | 5 SERIES INDOOR SPLITS | NSZ042J1 | SAH042* | Water-Source | WBAHP-CB: Heat Pump Split Syst | Heat Pump | 208 | 1 | False |  |  | Single-Speed |  |  |  | 36000 | 2155 | 16.7 |  | 43100 | 2296 | 5.5 |  | Federally-Regulated Commercial & Industrial Equipment | 08/05/2022 | 202262238 | 04/04/2023
Waterfurnace International, Inc. | 5 SERIES INDOOR SPLITS | NDZ026H1 | SRAA026* | Ground-Water-Source | WBAHP-C: Heat Pump Split Syste | Heat Pump | 230 | 1 | False |  |  | Dual-Speed |  |  |  | 25800 | 1121 | 23 |  | 23300 | 1484 | 4.6 |  | Non Federally-Regulated | 08/05/2022 | 10271930 | 04/04/2023
Waterfurnace International, Inc. | 5 SERIES INDOOR SPLITS | NSZ048H1 | SRAA048* | Ground-Source | WBAHP-C: Heat Pump Split Syste | Heat Pump | 230 | 1 | False |  |  | Single-Speed |  |  |  | 42500 | 2272 | 18.7 |  | 33400 | 2447 | 4 |  | Non Federally-Regulated | 08/05/2022 | 10272008 | 04/04/2023
Waterfurnace International, Inc. | 5 SERIES INDOOR SPLITS | NDZ038J1 | SAH036* | Ground-Water-Source | WBAHP-CB: Heat Pump Split Syst | Heat Pump | 208 | 1 | False |  |  | Dual-Speed |  |  |  | 38200 | 1578 | 24.2 |  | 35100 | 2188 | 4.7 |  | Non Federally-Regulated | 08/05/2022 | 202326797 | 04/04/2023
Waterfurnace International, Inc. | 5 SERIES INDOOR SPLITS | NSZ036J1 | SAH036* | Ground-Water-Source | WBAHP-CB: Heat Pump Split Syst | Heat Pump | 208 | 1 | False |  |  | Single-Speed |  |  |  | 33200 | 1211 | 27.4 | 16.2 | 29600 | 1770 | 4.9 | 3.6 | Non Federally-Regulated | 04/24/2019 |  | 04/04/2023
Waterfurnace International, Inc. | 5 SERIES INDOOR SPLITS | NDZ049J1 | SRAA048* | Ground-Water-Source | WBAHP-C: Heat Pump Split Syste | Heat Pump | 208 | 1 | False |  |  | Dual-Speed |  |  |  | 51000 | 2107 | 24.2 |  | 47100 | 3000 | 4.6 |  | Non Federally-Regulated | 08/05/2022 | 203471325 | 04/04/2023
Waterfurnace International, Inc. | 5 SERIES INDOOR SPLITS | NSZ048H1 | SRAA048* | Ground-Water-Source | WBAHP-C: Heat Pump Split Syste | Heat Pump | 208 | 1 | False |  |  | Single-Speed |  |  |  | 46900 | 1839 | 25.5 |  | 41900 | 2612 | 4.7 |  | Non Federally-Regulated | 08/05/2022 | 10272008 | 04/04/2023
Waterfurnace International, Inc. | 5 SERIES INDOOR SPLITS | NSZ048H1 | SAH048* | Ground-Water-Source | WBAHP-CB: Heat Pump Split Syst | Heat Pump | 230 | 1 | False |  |  | Single-Speed |  |  |  | 46900 | 1839 | 25.5 |  | 41900 | 2612 | 4.7 |  | Non Federally-Regulated | 03/17/2021 | 10272006 | 04/04/2023
Waterfurnace International, Inc. | 5 SERIES INDOOR SPLITS | NSZ048H1 | SAH048* | Water-Source | WBAHP-CB: Heat Pump Split Syst | Heat Pump | 208 | 1 | False |  |  | Single-Speed |  |  |  | 39300 | 2568 | 15.3 |  | 50000 | 2764 | 5.3 |  | Federally-Regulated Commercial & Industrial Equipment | 03/17/2021 | 10272006 | 04/04/2023
Waterfurnace International, Inc. | 5 SERIES INDOOR SPLITS | NDZ049J1 | SRAA048* | Water-Source | WBAHP-C: Heat Pump Split Syste | Heat Pump | 208 | 1 | False |  |  | Dual-Speed |  |  |  | 43200 | 2805 | 15.4 |  | 56300 | 3235 | 5.1 |  | Federally-Regulated Commercial & Industrial Equipment | 08/05/2022 | 203471325 | 04/04/2023
Waterfurnace International, Inc. | 5 SERIES INDOOR SPLITS | NDZ064J1 | SRAA060* | Ground-Source | WBAHP-C: Heat Pump Split Syste | Heat Pump | 208 | 1 | False |  |  | Dual-Speed |  |  |  | 57400 | 3376 | 17 |  | 45200 | 3580 | 3.7 |  | Non Federally-Regulated | 01/20/2022 | 204100659 | 04/04/2023
Waterfurnace International, Inc. | 5 SERIES INDOOR SPLITS | NDZ064J1 | SAH060* | Ground-Source | WBAHP-CB: Heat Pump Split Syst | Heat Pump | 208 | 1 | False |  |  | Dual-Speed |  |  |  | 57400 | 3376 | 17 |  | 45200 | 3580 | 3.7 |  | Non Federally-Regulated | 08/05/2022 | 204100658 | 04/04/2023
Waterfurnace International, Inc. | 5 SERIES INDOOR SPLITS | NSZ060H1 | SAH060* | Ground-Water-Source | WBAHP-CB: Heat Pump Split Syst | Heat Pump | 208 | 1 | False |  |  | Single-Speed |  |  |  | 61700 | 2614 | 23.6 |  | 54500 | 3714 | 4.3 |  | Non Federally-Regulated | 08/05/2022 | 10272012 | 04/04/2023
Waterfurnace International, Inc. | 5 SERIES INDOOR SPLITS | NDZ064J1 | SRAA060* | Ground-Water-Source | WBAHP-C: Heat Pump Split Syste | Heat Pump | 208 | 1 | False |  |  | Dual-Speed |  |  |  | 63200 | 2808 | 22.5 |  | 56000 | 3730 | 4.4 |  | Non Federally-Regulated | 08/05/2022 | 204100659 | 04/04/2023
Waterfurnace International, Inc. | 5 SERIES INDOOR SPLITS | NDZ049J1 | SAH048* | Ground-Source | WBAHP-CB: Heat Pump Split Syst | Heat Pump | 208 | 1 | False |  |  | Dual-Speed |  |  |  | 46300 | 2572 | 18 |  | 37700 | 2833 | 3.9 |  | Non Federally-Regulated | 03/24/2023 | 203466717 | 04/04/2023
Waterfurnace International, Inc. | 5 SERIES INDOOR SPLITS | NSZ060H1 | SRAA060* | Ground-Source | WBAHP-C: Heat Pump Split Syste | Heat Pump | 208 | 1 | False |  |  | Single-Speed |  |  |  | 56300 | 3180 | 17.7 |  | 44000 | 3485 | 3.7 |  | Non Federally-Regulated | 01/20/2022 | 10272014 | 04/04/2023
Waterfurnace International, Inc. | 5 SERIES INDOOR SPLITS | NDZ038J1 | SAH036* | Water-Source | WBAHP-CB: Heat Pump Split Syst | Heat Pump | 208 | 1 | False |  |  | Dual-Speed |  |  |  | 34400 | 2110 | 16.3 |  | 41600 | 2344 | 5.2 |  | Federally-Regulated Commercial & Industrial Equipment | 08/05/2022 | 202326797 | 04/04/2023
Waterfurnace International, Inc. | 5 SERIES INDOOR SPLITS | NSZ022H1 | SRAA026* | Water-Source | WBAHP-C: Heat Pump Split Syste | Heat Pump | 230 | 1 | False |  |  | Single-Speed |  |  |  | 17800 | 1098 | 16.2 |  | 22100 | 1136 | 5.7 |  | Federally-Regulated Commercial & Industrial Equipment | 08/05/2022 | 10271961 | 04/04/2023
Waterfurnace International, Inc. | 5 SERIES INDOOR SPLITS | NSZ030H1 | SRAA026* | Water-Source | WBAHP-C: Heat Pump Split Syste | Heat Pump | 230 | 1 | False |  |  | Single-Speed |  |  |  | 23400 | 1471 | 15.9 |  | 30600 | 1573 | 5.7 |  | Federally-Regulated Commercial & Industrial Equipment | 01/20/2022 | 10271985 | 04/04/2023
Waterfurnace International, Inc. | 5 SERIES INDOOR SPLITS | NSZ070H1 | SRAA060* | Water-Source | WBAHP-C: Heat Pump Split Syste | Heat Pump | 208 | 1 | False |  |  | Single-Speed |  |  |  | 57100 | 4137 | 13.8 | 12 | 74700 | 4759 | 4.6 | 4.2 | Federally-Regulated Commercial & Industrial Equipment | 07/17/2019 |  | 04/04/2023
Waterfurnace International, Inc. | 5 SERIES INDOOR SPLITS | NSZ036J1 | SAH036* | Water-Source | WBAHP-CB: Heat Pump Split Syst | Heat Pump | 208 | 1 | False |  |  | Single-Speed |  |  |  | 29100 | 1672 | 17.4 | 12 | 35600 | 1798 | 5.8 | 4.2 | Federally-Regulated Commercial & Industrial Equipment | 04/24/2019 |  | 04/04/2023
Waterfurnace International, Inc. | 5 SERIES INDOOR SPLITS | NDZ049J1 | SAH048* | Ground-Water-Source | WBAHP-CB: Heat Pump Split Syst | Heat Pump | 208 | 1 | False |  |  | Dual-Speed |  |  |  | 51000 | 2107 | 24.2 |  | 47100 | 3000 | 4.6 |  | Non Federally-Regulated | 03/24/2023 | 203466717 | 04/04/2023
Waterfurnace International, Inc. | 5 SERIES INDOOR SPLITS | NSZ060H1 | SAH060* | Ground-Water-Source | WBAHP-CB: Heat Pump Split Syst | Heat Pump | 230 | 1 | False |  |  | Single-Speed |  |  |  | 61700 | 2614 | 23.6 |  | 54500 | 3714 | 4.3 |  | Non Federally-Regulated | 08/05/2022 | 10272012 | 04/04/2023
Waterfurnace International, Inc. | 5 SERIES INDOOR SPLITS | NSZ048H1 | SRAA048* | Ground-Water-Source | WBAHP-C: Heat Pump Split Syste | Heat Pump | 230 | 1 | False |  |  | Single-Speed |  |  |  | 46900 | 1839 | 25.5 |  | 41900 | 2612 | 4.7 |  | Non Federally-Regulated | 08/05/2022 | 10272008 | 04/04/2023
Waterfurnace International, Inc. | 5 SERIES INDOOR SPLITS | NSZ030H1 | SRAA026* | Ground-Water-Source | WBAHP-C: Heat Pump Split Syste | Heat Pump | 230 | 1 | False |  |  | Single-Speed |  |  |  | 26900 | 1050 | 25.6 |  | 24900 | 1520 | 4.8 |  | Non Federally-Regulated | 01/20/2022 | 10271985 | 04/04/2023
Waterfurnace International, Inc. | 5 SERIES INDOOR SPLITS | NDZ064J1 | SAH060* | Water-Source | WBAHP-CB: Heat Pump Split Syst | Heat Pump | 208 | 1 | False |  |  | Dual-Speed |  |  |  | 54800 | 3653 | 15 |  | 66900 | 4084 | 4.8 |  | Federally-Regulated Commercial & Industrial Equipment | 08/05/2022 | 204100658 | 04/04/2023
Waterfurnace International, Inc. | 5 SERIES INDOOR SPLITS | NSZ060H1 | SAH060* | Ground-Source | WBAHP-CB: Heat Pump Split Syst | Heat Pump | 230 | 1 | False |  |  | Single-Speed |  |  |  | 56300 | 3180 | 17.7 |  | 44000 | 3485 | 3.7 |  | Non Federally-Regulated | 08/05/2022 | 10272012 | 04/04/2023
Waterfurnace International, Inc. | 5 SERIES INDOOR SPLITS | NSZ042J1 | SAH042* | Ground-Water-Source | WBAHP-CB: Heat Pump Split Syst | Heat Pump | 208 | 1 | False |  |  | Single-Speed |  |  |  | 41300 | 1613 | 25.6 |  | 36000 | 2198 | 4.8 |  | Non Federally-Regulated | 08/05/2022 | 202262238 | 04/04/2023
Waterfurnace International, Inc. | 5 SERIES INDOOR SPLITS | NSZ060H1 | SAH060* | Water-Source | WBAHP-CB: Heat Pump Split Syst | Heat Pump | 230 | 1 | False |  |  | Single-Speed |  |  |  | 53500 | 3590 | 14.9 |  | 64500 | 3938 | 4.8 |  | Federally-Regulated Commercial & Industrial Equipment | 08/05/2022 | 10272012 | 04/04/2023
Waterfurnace International, Inc. | 5 SERIES INDOOR SPLITS | NSZ048H1 | SAH048* | Ground-Source | WBAHP-CB: Heat Pump Split Syst | Heat Pump | 208 | 1 | False |  |  | Single-Speed |  |  |  | 42500 | 2272 | 18.7 |  | 33400 | 2447 | 4 |  | Non Federally-Regulated | 03/17/2021 | 10272006 | 04/04/2023
Waterfurnace International, Inc. | 5 SERIES INDOOR SPLITS | NSZ060H1 | SRAA060* | Ground-Water-Source | WBAHP-C: Heat Pump Split Syste | Heat Pump | 230 | 1 | False |  |  | Single-Speed |  |  |  | 61700 | 2614 | 23.6 |  | 54500 | 3714 | 4.3 |  | Non Federally-Regulated | 08/05/2022 | 10272014 | 04/04/2023
Waterfurnace International, Inc. | 5 SERIES INDOOR SPLITS | NSZ042J1 | SAH042* | Ground-Source | WBAHP-CB: Heat Pump Split Syst | Heat Pump | 208 | 1 | False |  |  | Single-Speed |  |  |  | 37800 | 1938 | 19.5 |  | 27400 | 2059 | 3.9 |  | Non Federally-Regulated | 08/05/2022 | 202262238 | 04/04/2023
Waterfurnace International, Inc. | 5 SERIES INDOOR SPLITS | NSZ048H1 | SAH048* | Ground-Water-Source | WBAHP-CB: Heat Pump Split Syst | Heat Pump | 208 | 1 | False |  |  | Single-Speed |  |  |  | 46900 | 1839 | 25.5 |  | 41900 | 2612 | 4.7 |  | Non Federally-Regulated | 03/17/2021 | 10272006 | 04/04/2023
Waterfurnace International, Inc. | 5 SERIES INDOOR SPLITS | NDZ038J1 | SAH036* | Ground-Source | WBAHP-CB: Heat Pump Split Syst | Heat Pump | 208 | 1 | False |  |  | Dual-Speed |  |  |  | 36000 | 1894 | 19 |  | 27900 | 2044 | 4 |  | Non Federally-Regulated | 08/05/2022 | 202326797 | 04/04/2023
Waterfurnace International, Inc. | 5 SERIES INDOOR SPLITS | NSZ030H1 | SRAA026* | Ground-Water-Source | WBAHP-C: Heat Pump Split Syste | Heat Pump | 208 | 1 | False |  |  | Single-Speed |  |  |  | 26900 | 1050 | 25.6 |  | 24900 | 1520 | 4.8 |  | Non Federally-Regulated | 01/20/2022 | 10271985 | 04/04/2023
Waterfurnace International, Inc. | 5 SERIES INDOOR SPLITS | NSZ048H1 | SRAA048* | Water-Source | WBAHP-C: Heat Pump Split Syste | Heat Pump | 208 | 1 | False |  |  | Single-Speed |  |  |  | 39300 | 2568 | 15.3 |  | 50000 | 2764 | 5.3 |  | Federally-Regulated Commercial & Industrial Equipment | 08/05/2022 | 10272008 | 04/04/2023
Waterfurnace International, Inc. | 5 SERIES INDOOR SPLITS | NSZ048H1 | SRAA048* | Ground-Source | WBAHP-C: Heat Pump Split Syste | Heat Pump | 208 | 1 | False |  |  | Single-Speed |  |  |  | 42500 | 2272 | 18.7 |  | 33400 | 2447 | 4 |  | Non Federally-Regulated | 08/05/2022 | 10272008 | 04/04/2023
Waterfurnace International, Inc. | 5 SERIES INDOOR SPLITS | NSZ070H1 | SRAA060* | Ground-Source | WBAHP-C: Heat Pump Split Syste | Heat Pump | 208 | 1 | False |  |  | Single-Speed |  |  |  | 60500 | 3538 | 17.1 | 13.4 | 50700 | 4127 | 3.6 | 3.1 | Non Federally-Regulated | 07/17/2019 |  | 04/04/2023
Waterfurnace International, Inc. | 5 SERIES INDOOR SPLITS | NSZ030H1 | SRAA026* | Water-Source | WBAHP-C: Heat Pump Split Syste | Heat Pump | 208 | 1 | False |  |  | Single-Speed |  |  |  | 23400 | 1471 | 15.9 |  | 30600 | 1573 | 5.7 |  | Federally-Regulated Commercial & Industrial Equipment | 01/20/2022 | 10271985 | 04/04/2023
Waterfurnace International, Inc. | 5 SERIES INDOOR SPLITS | NDZ026H1 | SRAA026* | Water-Source | WBAHP-C: Heat Pump Split Syste | Heat Pump | 208 | 1 | False |  |  | Dual-Speed |  |  |  | 22500 | 1500 | 15 |  | 28100 | 1647 | 5 |  | Federally-Regulated Commercial & Industrial Equipment | 04/04/2023 | 10271930 | 04/04/2023
Waterfurnace International, Inc. | 5 SERIES INDOOR SPLITS | NSZ060H1 | SAH060* | Water-Source | WBAHP-CB: Heat Pump Split Syst | Heat Pump | 208 | 1 | False |  |  | Single-Speed |  |  |  | 53500 | 3590 | 14.9 |  | 64500 | 3938 | 4.8 |  | Federally-Regulated Commercial & Industrial Equipment | 04/04/2023 | 10272012 | 04/04/2023
Waterfurnace International, Inc. | 5 SERIES INDOOR SPLITS | NSZ048H1 | SRAA048* | Water-Source | WBAHP-C: Heat Pump Split Syste | Heat Pump | 230 | 1 | False |  |  | Single-Speed |  |  |  | 39300 | 2568 | 15.3 |  | 50000 | 2764 | 5.3 |  | Federally-Regulated Commercial & Industrial Equipment | 04/04/2023 | 10272008 | 04/04/2023
Waterfurnace International, Inc. | 5 SERIES INDOOR SPLITS | NSZ030H1 | SAH030* | Water-Source | WBAHP-CB: Heat Pump Split Syst | Heat Pump | 208 | 1 | False |  |  | Single-Speed |  |  |  | 23400 | 1471 | 15.9 |  | 30600 | 1573 | 5.7 |  | Federally-Regulated Commercial & Industrial Equipment | 04/04/2023 | 10271981 | 04/04/2023
Waterfurnace International, Inc. | 5 SERIES INDOOR SPLITS | NDZ049J1 | SRAA048* | Ground-Source | WBAHP-C: Heat Pump Split Syste | Heat Pump | 208 | 1 | False |  |  | Dual-Speed |  |  |  | 46300 | 2572 | 18 |  | 37700 | 2833 | 3.9 |  | Non Federally-Regulated | 04/04/2023 | 203471325 | 04/04/2023
Waterfurnace International, Inc. | 5 SERIES INDOOR SPLITS | NDZ026H1 | SRAA026* | Ground-Water-Source | WBAHP-C: Heat Pump Split Syste | Heat Pump | 208 | 1 | False |  |  | Dual-Speed |  |  |  | 25800 | 1121 | 23 |  | 23300 | 1484 | 4.6 |  | Non Federally-Regulated | 04/04/2023 | 10271930 | 04/04/2023
Waterfurnace International, Inc. | 5 SERIES INDOOR SPLITS | NSZ060H1 | SRAA060* | Water-Source | WBAHP-C: Heat Pump Split Syste | Heat Pump | 208 | 1 | False |  |  | Single-Speed |  |  |  | 53500 | 3590 | 14.9 |  | 64500 | 3938 | 4.8 |  | Federally-Regulated Commercial & Industrial Equipment | 04/04/2023 | 10272014 | 04/04/2023
Waterfurnace International, Inc. | 5 SERIES INDOOR SPLITS | NSZ030H1 | SRAA026* | Ground-Source | WBAHP-C: Heat Pump Split Syste | Heat Pump | 208 | 1 | False |  |  | Single-Speed |  |  |  | 24600 | 1301 | 18.9 |  | 19800 | 1487 | 3.9 |  | Non Federally-Regulated | 04/04/2023 | 10271985 | 04/04/2023
Waterfurnace International, Inc. | 5 SERIES INDOOR SPLITS | NDZ064J1 | SRAA060* | Water-Source | WBAHP-C: Heat Pump Split Syste | Heat Pump | 208 | 1 | False |  |  | Dual-Speed |  |  |  | 54800 | 3653 | 15 |  | 66900 | 4084 | 4.8 |  | Federally-Regulated Commercial & Industrial Equipment | 04/04/2023 | 204100659 | 04/04/2023
Waterfurnace International, Inc. | 5 SERIES INDOOR SPLITS | NSZ030H1 | SAH030* | Ground-Source | WBAHP-CB: Heat Pump Split Syst | Heat Pump | 208 | 1 | False |  |  | Single-Speed |  |  |  | 24600 | 1301 | 18.9 |  | 19800 | 1487 | 3.9 |  | Non Federally-Regulated | 04/04/2023 | 10271981 | 04/04/2023
Waterfurnace International, Inc. | 5 SERIES INDOOR SPLITS | NSZ060H1 | SRAA060* | Ground-Water-Source | WBAHP-C: Heat Pump Split Syste | Heat Pump | 208 | 1 | False |  |  | Single-Speed |  |  |  | 61700 | 2614 | 23.6 |  | 54500 | 3714 | 4.3 |  | Non Federally-Regulated | 04/04/2023 | 10272014 | 04/04/2023
Waterfurnace International, Inc. | 5 SERIES INDOOR SPLITS | NDZ049J1 | SAH048* | Water-Source | WBAHP-CB: Heat Pump Split Syst | Heat Pump | 208 | 1 | False |  |  | Dual-Speed |  |  |  | 43200 | 2805 | 15.4 |  | 56300 | 3235 | 5.1 |  | Federally-Regulated Commercial & Industrial Equipment | 04/04/2023 | 203466717 | 04/04/2023
Waterfurnace International, Inc. | 5 SERIES INDOOR SPLITS | NDZ064J1 | SAH060* | Ground-Water-Source | WBAHP-CB: Heat Pump Split Syst | Heat Pump | 208 | 1 | False |  |  | Dual-Speed |  |  |  | 63200 | 2808 | 22.5 |  | 56000 | 3730 | 4.4 |  | Non Federally-Regulated | 04/04/2023 | 204100658 | 04/04/2023
Waterfurnace International, Inc. | 5 SERIES INDOOR SPLITS | NSZ060H1 | SAH060* | Ground-Source | WBAHP-CB: Heat Pump Split Syst | Heat Pump | 208 | 1 | False |  |  | Single-Speed |  |  |  | 56300 | 3180 | 17.7 |  | 44000 | 3485 | 3.7 |  | Non Federally-Regulated | 04/04/2023 | 10272012 | 04/04/2023
Waterfurnace International, Inc. | 5 SERIES INDOOR SPLITS | NDZ026H1 | SRAA026* | Ground-Source | WBAHP-C: Heat Pump Split Syste | Heat Pump | 208 | 1 | False |  |  | Dual-Speed |  |  |  | 23400 | 1337 | 17.5 |  | 18400 | 1457 | 3.7 |  | Non Federally-Regulated | 04/04/2023 | 10271930 | 04/04/2023
Waterfurnace International, Inc. | 5 SERIES INDOOR SPLITS | NSZ036J1 | SAH036* | Ground-Source | WBAHP-CB: Heat Pump Split Syst | Heat Pump | 208 | 1 | False |  |  | Single-Speed |  |  |  | 30600 | 1500 | 20.4 |  | 23100 | 1692 | 4 |  | Non Federally-Regulated | 04/04/2023 | 202262237 | 04/04/2023
Waterfurnace International, Inc. | 5 SERIES INDOOR SPLITS | NSZ042J1 | SAH042* | Water-Source | WBAHP-CB: Heat Pump Split Syst | Heat Pump | 208 | 1 | False |  |  | Single-Speed |  |  |  | 36000 | 2155 | 16.7 |  | 43100 | 2296 | 5.5 |  | Federally-Regulated Commercial & Industrial Equipment | 04/04/2023 | 202262238 | 04/04/2023
Waterfurnace International, Inc. | 5 SERIES INDOOR SPLITS | NDZ026H1 | SRAA026* | Ground-Water-Source | WBAHP-C: Heat Pump Split Syste | Heat Pump | 230 | 1 | False |  |  | Dual-Speed |  |  |  | 25800 | 1121 | 23 |  | 23300 | 1484 | 4.6 |  | Non Federally-Regulated | 04/04/2023 | 10271930 | 04/04/2023
Waterfurnace International, Inc. | 5 SERIES INDOOR SPLITS | NSZ048H1 | SRAA048* | Ground-Source | WBAHP-C: Heat Pump Split Syste | Heat Pump | 230 | 1 | False |  |  | Single-Speed |  |  |  | 42500 | 2272 | 18.7 |  | 33400 | 2447 | 4 |  | Non Federally-Regulated | 04/04/2023 | 10272008 | 04/04/2023
Waterfurnace International, Inc. | 5 SERIES INDOOR SPLITS | NDZ038J1 | SAH036* | Ground-Water-Source | WBAHP-CB: Heat Pump Split Syst | Heat Pump | 208 | 1 | False |  |  | Dual-Speed |  |  |  | 38200 | 1578 | 24.2 |  | 35100 | 2188 | 4.7 |  | Non Federally-Regulated | 04/04/2023 | 202326797 | 04/04/2023
Waterfurnace International, Inc. | 5 SERIES INDOOR SPLITS | NSZ036J1 | SAH036* | Ground-Water-Source | WBAHP-CB: Heat Pump Split Syst | Heat Pump | 208 | 1 | False |  |  | Single-Speed |  |  |  | 33200 | 1211 | 27.4 |  | 29600 | 1770 | 4.9 |  | Non Federally-Regulated | 04/04/2023 | 202262237 | 04/04/2023
Waterfurnace International, Inc. | 5 SERIES INDOOR SPLITS | NDZ049J1 | SRAA048* | Ground-Water-Source | WBAHP-C: Heat Pump Split Syste | Heat Pump | 208 | 1 | False |  |  | Dual-Speed |  |  |  | 51000 | 2107 | 24.2 |  | 47100 | 3000 | 4.6 |  | Non Federally-Regulated | 04/04/2023 | 203471325 | 04/04/2023
Waterfurnace International, Inc. | 5 SERIES INDOOR SPLITS | NSZ048H1 | SRAA048* | Ground-Water-Source | WBAHP-C: Heat Pump Split Syste | Heat Pump | 208 | 1 | False |  |  | Single-Speed |  |  |  | 46900 | 1839 | 25.5 |  | 41900 | 2612 | 4.7 |  | Non Federally-Regulated | 04/04/2023 | 10272008 | 04/04/2023
Waterfurnace International, Inc. | 5 SERIES INDOOR SPLITS | NSZ048H1 | SAH048* | Ground-Water-Source | WBAHP-CB: Heat Pump Split Syst | Heat Pump | 230 | 1 | False |  |  | Single-Speed |  |  |  | 46900 | 1839 | 25.5 |  | 41900 | 2612 | 4.7 |  | Non Federally-Regulated | 04/04/2023 | 10272006 | 04/04/2023
Waterfurnace International, Inc. | 5 SERIES INDOOR SPLITS | NSZ048H1 | SAH048* | Water-Source | WBAHP-CB: Heat Pump Split Syst | Heat Pump | 208 | 1 | False |  |  | Single-Speed |  |  |  | 39300 | 2568 | 15.3 |  | 50000 | 2764 | 5.3 |  | Federally-Regulated Commercial & Industrial Equipment | 04/04/2023 | 10272006 | 04/04/2023
Waterfurnace International, Inc. | 5 SERIES INDOOR SPLITS | NDZ049J1 | SRAA048* | Water-Source | WBAHP-C: Heat Pump Split Syste | Heat Pump | 208 | 1 | False |  |  | Dual-Speed |  |  |  | 43200 | 2805 | 15.4 |  | 56300 | 3235 | 5.1 |  | Federally-Regulated Commercial & Industrial Equipment | 04/04/2023 | 203471325 | 04/04/2023
Waterfurnace International, Inc. | 5 SERIES INDOOR SPLITS | NDZ064J1 | SRAA060* | Ground-Source | WBAHP-C: Heat Pump Split Syste | Heat Pump | 208 | 1 | False |  |  | Dual-Speed |  |  |  | 57400 | 3376 | 17 |  | 45200 | 3580 | 3.7 |  | Non Federally-Regulated | 04/04/2023 | 204100659 | 04/04/2023
Waterfurnace International, Inc. | 5 SERIES INDOOR SPLITS | NDZ064J1 | SAH060* | Ground-Source | WBAHP-CB: Heat Pump Split Syst | Heat Pump | 208 | 1 | False |  |  | Dual-Speed |  |  |  | 57400 | 3376 | 17 |  | 45200 | 3580 | 3.7 |  | Non Federally-Regulated | 04/04/2023 | 204100658 | 04/04/2023
Waterfurnace International, Inc. | 5 SERIES INDOOR SPLITS | NSZ060H1 | SAH060* | Ground-Water-Source | WBAHP-CB: Heat Pump Split Syst | Heat Pump | 208 | 1 | False |  |  | Single-Speed |  |  |  | 61700 | 2614 | 23.6 |  | 54500 | 3714 | 4.3 |  | Non Federally-Regulated | 04/04/2023 | 10272012 | 04/04/2023
Waterfurnace International, Inc. | 5 SERIES INDOOR SPLITS | NDZ064J1 | SRAA060* | Ground-Water-Source | WBAHP-C: Heat Pump Split Syste | Heat Pump | 208 | 1 | False |  |  | Dual-Speed |  |  |  | 63200 | 2808 | 22.5 |  | 56000 | 3730 | 4.4 |  | Non Federally-Regulated | 04/04/2023 | 204100659 | 04/04/2023
Waterfurnace International, Inc. | 5 SERIES INDOOR SPLITS | NDZ049J1 | SAH048* | Ground-Source | WBAHP-CB: Heat Pump Split Syst | Heat Pump | 208 | 1 | False |  |  | Dual-Speed |  |  |  | 46300 | 2572 | 18 |  | 37700 | 2833 | 3.9 |  | Non Federally-Regulated | 04/04/2023 | 203466717 | 04/04/2023
Waterfurnace International, Inc. | 5 SERIES INDOOR SPLITS | NSZ060H1 | SRAA060* | Ground-Source | WBAHP-C: Heat Pump Split Syste | Heat Pump | 208 | 1 | False |  |  | Single-Speed |  |  |  | 56300 | 3180 | 17.7 |  | 44000 | 3485 | 3.7 |  | Non Federally-Regulated | 04/04/2023 | 10272014 | 04/04/2023
Waterfurnace International, Inc. | 5 SERIES INDOOR SPLITS | NDZ038J1 | SAH036* | Water-Source | WBAHP-CB: Heat Pump Split Syst | Heat Pump | 208 | 1 | False |  |  | Dual-Speed |  |  |  | 34400 | 2110 | 16.3 |  | 41600 | 2344 | 5.2 |  | Federally-Regulated Commercial & Industrial Equipment | 04/04/2023 | 202326797 | 04/04/2023
Waterfurnace International, Inc. | 5 SERIES INDOOR SPLITS | NSZ022H1 | SRAA026* | Water-Source | WBAHP-C: Heat Pump Split Syste | Heat Pump | 230 | 1 | False |  |  | Single-Speed |  |  |  | 17800 | 1098 | 16.2 |  | 22100 | 1136 | 5.7 |  | Federally-Regulated Commercial & Industrial Equipment | 04/04/2023 | 10271961 | 04/04/2023
Waterfurnace International, Inc. | 5 SERIES INDOOR SPLITS | NSZ030H1 | SRAA026* | Water-Source | WBAHP-C: Heat Pump Split Syste | Heat Pump | 230 | 1 | False |  |  | Single-Speed |  |  |  | 23400 | 1471 | 15.9 |  | 30600 | 1573 | 5.7 |  | Federally-Regulated Commercial & Industrial Equipment | 04/04/2023 | 10271985 | 04/04/2023
Waterfurnace International, Inc. | 5 SERIES INDOOR SPLITS | NSZ070H1 | SRAA060* | Water-Source | WBAHP-C: Heat Pump Split Syste | Heat Pump | 208 | 1 | False |  |  | Single-Speed |  |  |  | 57100 | 4137 | 13.8 |  | 74700 | 4759 | 4.6 |  | Federally-Regulated Commercial & Industrial Equipment | 04/04/2023 | 10272021 | 04/04/2023
Waterfurnace International, Inc. | 5 SERIES INDOOR SPLITS | NSZ036J1 | SAH036* | Water-Source | WBAHP-CB: Heat Pump Split Syst | Heat Pump | 208 | 1 | False |  |  | Single-Speed |  |  |  | 29100 | 1672 | 17.4 |  | 35600 | 1798 | 5.8 |  | Federally-Regulated Commercial & Industrial Equipment | 04/04/2023 | 202262237 | 04/04/2023
Waterfurnace International, Inc. | 5 SERIES INDOOR SPLITS | NDZ049J1 | SAH048* | Ground-Water-Source | WBAHP-CB: Heat Pump Split Syst | Heat Pump | 208 | 1 | False |  |  | Dual-Speed |  |  |  | 51000 | 2107 | 24.2 |  | 47100 | 3000 | 4.6 |  | Non Federally-Regulated | 04/04/2023 | 203466717 | 04/04/2023
Waterfurnace International, Inc. | 5 SERIES INDOOR SPLITS | NSZ060H1 | SAH060* | Ground-Water-Source | WBAHP-CB: Heat Pump Split Syst | Heat Pump | 230 | 1 | False |  |  | Single-Speed |  |  |  | 61700 | 2614 | 23.6 |  | 54500 | 3714 | 4.3 |  | Non Federally-Regulated | 04/04/2023 | 10272012 | 04/04/2023
Waterfurnace International, Inc. | 5 SERIES INDOOR SPLITS | NSZ048H1 | SRAA048* | Ground-Water-Source | WBAHP-C: Heat Pump Split Syste | Heat Pump | 230 | 1 | False |  |  | Single-Speed |  |  |  | 46900 | 1839 | 25.5 |  | 41900 | 2612 | 4.7 |  | Non Federally-Regulated | 04/04/2023 | 10272008 | 04/04/2023
Waterfurnace International, Inc. | 5 SERIES INDOOR SPLITS | NSZ030H1 | SRAA026* | Ground-Water-Source | WBAHP-C: Heat Pump Split Syste | Heat Pump | 230 | 1 | False |  |  | Single-Speed |  |  |  | 26900 | 1050 | 25.6 |  | 24900 | 1520 | 4.8 |  | Non Federally-Regulated | 04/04/2023 | 10271985 | 04/04/2023
Waterfurnace International, Inc. | 5 SERIES INDOOR SPLITS | NDZ064J1 | SAH060* | Water-Source | WBAHP-CB: Heat Pump Split Syst | Heat Pump | 208 | 1 | False |  |  | Dual-Speed |  |  |  | 54800 | 3653 | 15 |  | 66900 | 4084 | 4.8 |  | Federally-Regulated Commercial & Industrial Equipment | 04/04/2023 | 204100658 | 04/04/2023
Waterfurnace International, Inc. | 5 SERIES INDOOR SPLITS | NSZ060H1 | SAH060* | Ground-Source | WBAHP-CB: Heat Pump Split Syst | Heat Pump | 230 | 1 | False |  |  | Single-Speed |  |  |  | 56300 | 3180 | 17.7 |  | 44000 | 3485 | 3.7 |  | Non Federally-Regulated | 04/04/2023 | 10272012 | 04/04/2023
Waterfurnace International, Inc. | 5 SERIES INDOOR SPLITS | NSZ042J1 | SAH042* | Ground-Water-Source | WBAHP-CB: Heat Pump Split Syst | Heat Pump | 208 | 1 | False |  |  | Single-Speed |  |  |  | 41300 | 1613 | 25.6 |  | 36000 | 2198 | 4.8 |  | Non Federally-Regulated | 04/04/2023 | 202262238 | 04/04/2023
Waterfurnace International, Inc. | 5 SERIES INDOOR SPLITS | NSZ060H1 | SAH060* | Water-Source | WBAHP-CB: Heat Pump Split Syst | Heat Pump | 230 | 1 | False |  |  | Single-Speed |  |  |  | 53500 | 3590 | 14.9 |  | 64500 | 3938 | 4.8 |  | Federally-Regulated Commercial & Industrial Equipment | 04/04/2023 | 10272012 | 04/04/2023
Waterfurnace International, Inc. | 5 SERIES INDOOR SPLITS | NSZ048H1 | SAH048* | Ground-Source | WBAHP-CB: Heat Pump Split Syst | Heat Pump | 208 | 1 | False |  |  | Single-Speed |  |  |  | 42500 | 2272 | 18.7 |  | 33400 | 2447 | 4 |  | Non Federally-Regulated | 04/04/2023 | 10272006 | 04/04/2023
Waterfurnace International, Inc. | 5 SERIES INDOOR SPLITS | NSZ060H1 | SRAA060* | Ground-Water-Source | WBAHP-C: Heat Pump Split Syste | Heat Pump | 230 | 1 | False |  |  | Single-Speed |  |  |  | 61700 | 2614 | 23.6 |  | 54500 | 3714 | 4.3 |  | Non Federally-Regulated | 04/04/2023 | 10272014 | 04/04/2023
Waterfurnace International, Inc. | 5 SERIES INDOOR SPLITS | NSZ042J1 | SAH042* | Ground-Source | WBAHP-CB: Heat Pump Split Syst | Heat Pump | 208 | 1 | False |  |  | Single-Speed |  |  |  | 37800 | 1938 | 19.5 |  | 27400 | 2059 | 3.9 |  | Non Federally-Regulated | 04/04/2023 | 202262238 | 04/04/2023
Waterfurnace International, Inc. | 5 SERIES INDOOR SPLITS | NSZ048H1 | SAH048* | Ground-Water-Source | WBAHP-CB: Heat Pump Split Syst | Heat Pump | 208 | 1 | False |  |  | Single-Speed |  |  |  | 46900 | 1839 | 25.5 |  | 41900 | 2612 | 4.7 |  | Non Federally-Regulated | 04/04/2023 | 10272006 | 04/04/2023
Waterfurnace International, Inc. | 5 SERIES INDOOR SPLITS | NDZ038J1 | SAH036* | Ground-Source | WBAHP-CB: Heat Pump Split Syst | Heat Pump | 208 | 1 | False |  |  | Dual-Speed |  |  |  | 36000 | 1894 | 19 |  | 27900 | 2044 | 4 |  | Non Federally-Regulated | 04/04/2023 | 202326797 | 04/04/2023
Waterfurnace International, Inc. | 5 SERIES INDOOR SPLITS | NSZ030H1 | SRAA026* | Ground-Water-Source | WBAHP-C: Heat Pump Split Syste | Heat Pump | 208 | 1 | False |  |  | Single-Speed |  |  |  | 26900 | 1050 | 25.6 |  | 24900 | 1520 | 4.8 |  | Non Federally-Regulated | 04/04/2023 | 10271985 | 04/04/2023
Waterfurnace International, Inc. | 5 SERIES INDOOR SPLITS | NSZ048H1 | SRAA048* | Water-Source | WBAHP-C: Heat Pump Split Syste | Heat Pump | 208 | 1 | False |  |  | Single-Speed |  |  |  | 39300 | 2568 | 15.3 |  | 50000 | 2764 | 5.3 |  | Federally-Regulated Commercial & Industrial Equipment | 04/04/2023 | 10272008 | 04/04/2023
Waterfurnace International, Inc. | 5 SERIES INDOOR SPLITS | NSZ048H1 | SRAA048* | Ground-Source | WBAHP-C: Heat Pump Split Syste | Heat Pump | 208 | 1 | False |  |  | Single-Speed |  |  |  | 42500 | 2272 | 18.7 |  | 33400 | 2447 | 4 |  | Non Federally-Regulated | 04/04/2023 | 10272008 | 04/04/2023
Waterfurnace International, Inc. | 5 SERIES INDOOR SPLITS | NSZ070H1 | SRAA060* | Ground-Source | WBAHP-C: Heat Pump Split Syste | Heat Pump | 208 | 1 | False |  |  | Single-Speed |  |  |  | 60500 | 3538 | 17.1 |  | 50700 | 4127 | 3.6 |  | Non Federally-Regulated | 04/04/2023 | 10272021 | 04/04/2023
Waterfurnace International, Inc. | 5 SERIES INDOOR SPLITS | NSZ030H1 | SRAA026* | Water-Source | WBAHP-C: Heat Pump Split Syste | Heat Pump | 208 | 1 | False |  |  | Single-Speed |  |  |  | 23400 | 1471 | 15.9 |  | 30600 | 1573 | 5.7 |  | Federally-Regulated Commercial & Industrial Equipment | 04/04/2023 | 10271985 | 04/04/2023
Daikin U.S. Corp. | Daikin | WVHC1009*A |  | Water-Source | WBAHP-O: Heat Pump Packaged Un | Heat Pump | 115 | 1 |  |  |  | Single-Speed |  |  |  | 9800 | 680 | 14.4 | 11.2 | 11000 | 644 | 5 | 4.2 | Federally-Regulated Commercial & Industrial Equipment | 02/16/2016 |  | 04/10/2023
Daikin U.S. Corp. | Daikin | WVHC1009*E |  | Water-Source | WBAHP-O: Heat Pump Packaged Un | Heat Pump | 208 | 1 |  |  |  | Single-Speed |  |  |  | 9800 | 680 | 14.4 | 11.2 | 11000 | 644 | 5 | 4.2 | Federally-Regulated Commercial & Industrial Equipment | 02/16/2016 |  | 04/10/2023
Daikin U.S. Corp. | Daikin | WVHC1009*E |  | Water-Source | WBAHP-O: Heat Pump Packaged Un | Heat Pump | 230 | 1 |  |  |  | Single-Speed |  |  |  | 9800 | 680 | 14.4 | 11.2 | 11000 | 644 | 5 | 4.2 | Federally-Regulated Commercial & Industrial Equipment | 02/16/2016 |  | 04/10/2023
Daikin U.S. Corp. | Daikin | WVHC1009*J |  | Water-Source | WBAHP-O: Heat Pump Packaged Un | Heat Pump | 265 | 1 |  |  |  | Single-Speed |  |  |  | 9800 | 710 | 13.8 | 11.2 | 11000 | 671 | 4.8 | 4.2 | Federally-Regulated Commercial & Industrial Equipment | 02/16/2016 |  | 04/10/2023
Daikin U.S. Corp. | Daikin | WVHC1012*E |  | Water-Source | WBAHP-O: Heat Pump Packaged Un | Heat Pump | 208 | 1 |  |  |  | Single-Speed |  |  |  | 11700 | 860 | 13.6 | 11.2 | 14700 | 828 | 5.2 | 4.2 | Federally-Regulated Commercial & Industrial Equipment | 02/16/2016 |  | 04/10/2023
Daikin U.S. Corp. | Daikin | WVHC1012*E |  | Water-Source | WBAHP-O: Heat Pump Packaged Un | Heat Pump | 230 | 1 |  |  |  | Single-Speed |  |  |  | 11700 | 860 | 13.6 | 11.2 | 14700 | 828 | 5.2 | 4.2 | Federally-Regulated Commercial & Industrial Equipment | 02/16/2016 |  | 04/10/2023
Daikin U.S. Corp. | Daikin | WVHC1012*J |  | Water-Source | WBAHP-O: Heat Pump Packaged Un | Heat Pump | 265 | 1 |  |  |  | Single-Speed |  |  |  | 11700 | 860 | 13.6 | 11.2 | 14700 | 828 | 5.2 | 4.2 | Federally-Regulated Commercial & Industrial Equipment | 02/16/2016 |  | 04/10/2023
Daikin U.S. Corp. | Daikin | WVHC1015*E |  | Water-Source | WBAHP-O: Heat Pump Packaged Un | Heat Pump | 208 | 1 |  |  |  | Single-Speed |  |  |  | 14000 | 965 | 14.5 | 11.2 | 18100 | 1060 | 5 | 4.2 | Federally-Regulated Commercial & Industrial Equipment | 02/16/2016 |  | 04/10/2023
Daikin U.S. Corp. | Daikin | WVHC1015*E |  | Water-Source | WBAHP-O: Heat Pump Packaged Un | Heat Pump | 230 | 1 |  |  |  | Single-Speed |  |  |  | 14000 | 965 | 14.5 | 11.2 | 18100 | 1060 | 5 | 4.2 | Federally-Regulated Commercial & Industrial Equipment | 02/16/2016 |  | 04/10/2023
Daikin U.S. Corp. | Daikin | WVHC1015*J |  | Water-Source | WBAHP-O: Heat Pump Packaged Un | Heat Pump | 265 | 1 |  |  |  | Single-Speed |  |  |  | 13400 | 924 | 14.5 | 11.2 | 17300 | 1014 | 5 | 4.2 | Federally-Regulated Commercial & Industrial Equipment | 02/16/2016 |  | 04/10/2023
Daikin U.S. Corp. | Daikin | WVHC1018*E |  | Water-Source | WBAHP-O: Heat Pump Packaged Un | Heat Pump | 208 | 1 |  |  |  | Single-Speed |  |  |  | 16800 | 1235 | 13.6 | 11.2 | 21200 | 1444 | 4.3 | 4.2 | Federally-Regulated Commercial & Industrial Equipment | 02/16/2016 |  | 04/10/2023
Daikin U.S. Corp. | Daikin | WVHC1018*E |  | Water-Source | WBAHP-O: Heat Pump Packaged Un | Heat Pump | 230 | 1 |  |  |  | Single-Speed |  |  |  | 16800 | 1235 | 13.6 | 11.2 | 21200 | 1444 | 4.3 | 4.2 | Federally-Regulated Commercial & Industrial Equipment | 02/16/2016 |  | 04/10/2023
Daikin U.S. Corp. | Daikin | WVHC1018*J |  | Water-Source | WBAHP-O: Heat Pump Packaged Un | Heat Pump | 265 | 1 |  |  |  | Single-Speed |  |  |  | 16000 | 1240 | 12.9 | 11.2 | 20100 | 1402 | 4.2 | 4.2 | Federally-Regulated Commercial & Industrial Equipment | 02/16/2016 |  | 04/10/2023
Daikin U.S. Corp. | Daikin | WVHC1021*E |  | Water-Source | WBAHP-O: Heat Pump Packaged Un | Heat Pump | 208 | 1 |  |  |  | Single-Speed |  |  |  | 21500 | 1514 | 14.2 | 11.2 | 26700 | 1534 | 5.1 | 4.2 | Federally-Regulated Commercial & Industrial Equipment | 02/16/2016 |  | 04/10/2023
Daikin U.S. Corp. | Daikin | WVHC1021*E |  | Water-Source | WBAHP-O: Heat Pump Packaged Un | Heat Pump | 230 | 1 |  |  |  | Single-Speed |  |  |  | 21500 | 1514 | 14.2 | 11.2 | 26700 | 1534 | 5.1 | 4.2 | Federally-Regulated Commercial & Industrial Equipment | 02/16/2016 |  | 04/10/2023
Daikin U.S. Corp. | Daikin | WVHC1021*J |  | Water-Source | WBAHP-O: Heat Pump Packaged Un | Heat Pump | 265 | 1 |  |  |  | Single-Speed |  |  |  | 20400 | 1511 | 13.5 | 11.2 | 25400 | 1550 | 4.8 | 4.2 | Federally-Regulated Commercial & Industrial Equipment | 02/16/2016 |  | 04/10/2023
Daikin U.S. Corp. | Daikin | WVHC1024*E |  | Water-Source | WBAHP-O: Heat Pump Packaged Un | Heat Pump | 208 | 1 |  |  |  | Single-Speed |  |  |  | 24400 | 1615 | 15.1 | 11.2 | 29000 | 1734 | 4.9 | 4.2 | Federally-Regulated Commercial & Industrial Equipment | 02/16/2016 |  | 04/10/2023
Daikin U.S. Corp. | Daikin | WVHC1024*E |  | Water-Source | WBAHP-O: Heat Pump Packaged Un | Heat Pump | 230 | 1 |  |  |  | Single-Speed |  |  |  | 24400 | 1615 | 15.1 | 11.2 | 29000 | 1734 | 4.9 | 4.2 | Federally-Regulated Commercial & Industrial Equipment | 02/16/2016 |  | 04/10/2023
Daikin U.S. Corp. | Daikin | WVHC1024*J |  | Water-Source | WBAHP-O: Heat Pump Packaged Un | Heat Pump | 265 | 1 |  |  |  | Single-Speed |  |  |  | 24400 | 1615 | 15.1 | 11.2 | 29000 | 1734 | 4.9 | 4.2 | Federally-Regulated Commercial & Industrial Equipment | 02/16/2016 |  | 04/10/2023
Daikin U.S. Corp. | Daikin | WVHC1030*E |  | Water-Source | WBAHP-O: Heat Pump Packaged Un | Heat Pump | 208 | 1 |  |  |  | Single-Speed |  |  |  | 29100 | 1914 | 15.2 | 11.2 | 35700 | 2135 | 4.9 | 4.2 | Federally-Regulated Commercial & Industrial Equipment | 02/16/2016 |  | 04/10/2023
Daikin U.S. Corp. | Daikin | WVHC1030*E |  | Water-Source | WBAHP-O: Heat Pump Packaged Un | Heat Pump | 230 | 1 |  |  |  | Single-Speed |  |  |  | 29100 | 1914 | 15.2 | 11.2 | 35700 | 2135 | 4.9 | 4.2 | Federally-Regulated Commercial & Industrial Equipment | 02/16/2016 |  | 04/10/2023
Daikin U.S. Corp. | Daikin | WVHC1030*J |  | Water-Source | WBAHP-O: Heat Pump Packaged Un | Heat Pump | 265 | 1 |  |  |  | Single-Speed |  |  |  | 29100 | 1914 | 15.2 | 11.2 | 35700 | 2135 | 4.9 | 4.2 | Federally-Regulated Commercial & Industrial Equipment | 02/16/2016 |  | 04/10/2023
Daikin U.S. Corp. | Daikin | WVHC2036*E |  | Water-Source | WBAHP-O: Heat Pump Packaged Un | Heat Pump | 208 | 1 |  |  |  | Single-Speed |  |  |  | 35400 | 2510 | 14.1 | 11.2 | 44900 | 3060 | 4.3 | 4.2 | Federally-Regulated Commercial & Industrial Equipment | 02/16/2016 |  | 04/10/2023
Daikin U.S. Corp. | Daikin | WVHC2036*E |  | Water-Source | WBAHP-O: Heat Pump Packaged Un | Heat Pump | 230 | 1 |  |  |  | Single-Speed |  |  |  | 35400 | 2510 | 14.1 | 11.2 | 44900 | 3060 | 4.3 | 4.2 | Federally-Regulated Commercial & Industrial Equipment | 02/16/2016 |  | 04/10/2023
Daikin U.S. Corp. | Daikin | WVHC2036*J |  | Water-Source | WBAHP-O: Heat Pump Packaged Un | Heat Pump | 265 | 1 |  |  |  | Single-Speed |  |  |  | 35400 | 2510 | 14.1 | 11.2 | 44900 | 3060 | 4.3 | 4.2 | Federally-Regulated Commercial & Industrial Equipment | 02/16/2016 |  | 04/10/2023
Waterfurnace International, Inc. | Geotility Geothermal Installations | ZS015**0*1 |  | Ground-Water-Source | WBAHP: Heat Pump Packaged Unit | Heat Pump | 208 | 1 |  |  | No Match | Single-Speed |  |  |  | 16000 | 658 | 24.3 | 16.2 | 15000 | 999 | 4.4 | 3.6 | Non Federally-Regulated | 01/24/2011 |  | 04/19/2013
Command-Aire | Command-Aire | SWP-1044 |  | Water-Source | WBAHP: Heat Pump Packaged Unit | Heat Pump | 460 | 3 |  |  | No Match | No Match |  |  |  | 115000 | 11900 | 9.6 | 7.5 | 156000 | 12100 | 3.8 | 2.2 | Non Federally-Regulated | 08/30/1983 |  | 05/16/1984
Waterfurnace International, Inc. | Waterfurnace International, Inc. | SXV080A3 |  | Water-Source | WBAHP: Heat Pump Packaged Unit | Heat Pump | 230 | 3 |  |  | No Match | No Match |  |  |  | 84000 | 5600 | 15 | 9 | 99000 | 5803 | 5 | 3.8 | Federally-Regulated Commercial & Industrial Equipment | 12/14/1998 |  | 10/05/1999
Climate Control / Snyder General | Trane | WPVA26XB* |  | Water-Source | WBAHP: Heat Pump Packaged Unit | Heat Pump | 208 | 1 |  |  | No Match | No Match |  |  |  | 26000 | 2453 | 10.6 | 7.5 | 31600 | 2503 | 3.7 | 2.5 | Non Federally-Regulated | 05/16/1984 |  | 06/11/1985
Carrier Corp. | Carrier | 50QXV0483 |  | Water-Source | WBAHP: Heat Pump Packaged Unit | Heat Pump | 208 | 1 |  |  | No Match | No Match |  |  |  | 48000 | 4365 | 11 | 9 | 58000 | 4440 | 3.8 | 3.2 | Non Federally-Regulated | 03/15/1989 |  | 09/25/1989
McQuay / Snyder General | Electro-Hydronics | CW1000FK |  | Water-Source | WBAHP: Heat Pump Packaged Unit | Heat Pump | 208 | 3 |  |  | No Match | No Match |  |  |  | 97500 | 10156 | 9.6 | 9.2 | 136000 | 10400 | 3.8 |  | Non Federally-Regulated | 05/11/1988 |  | 03/15/1989
Waterfurnace International, Inc. | Geotility Geothermal Installations | ZS048**3*1 |  | Water-Source | WBAHP: Heat Pump Packaged Unit | Heat Pump | 230 | 3 |  |  | No Match | Single-Speed |  |  |  | 47700 | 3077 | 15.5 | 12 | 56000 | 3419 | 4.8 | 4.2 | Federally-Regulated Commercial & Industrial Equipment | 01/24/2011 |  | 04/19/2013
Addison Products | Addison Products | WRH064-1JC | HRH064-1J/1JB | Water-Source | WBAHP-C: Heat Pump Split Syste | Heat Pump | 230 | 1 |  |  | No Match | No Match |  |  |  | 58000 | 4715 | 12.3 | 9.3 | 76000 | 5861 | 3.8 | 3.8 | Federally-Regulated Commercial & Industrial Equipment | 03/31/1998 |  | 05/10/1998
American Air Filter | Enercon | VW36 |  | Water-Source | WBAHP: Heat Pump Packaged Unit | Heat Pump | 230 | 3 |  |  | No Match | No Match |  |  |  | 36000 | 3280 | 11 | 7.5 | 43000 | 3525 | 3.6 | 2.5 | Non Federally-Regulated | 06/11/1985 |  | 05/11/1988
Addison Products | Heat Controller | DWPG024-1B-XL |  | Ground-Water-Source | WBAHP: Heat Pump Packaged Unit | Heat Pump | 230 | 1 |  |  | No Match | No Match |  |  |  | 22000 | 1560 | 14.1 | 9 | 16000 | 1512 | 3.1 |  | Non Federally-Regulated | 10/06/1999 |  | 04/10/2000
Addison Products | Addison Products | VPY060-3A |  | Water-Source | WBAHP-CB: Heat Pump Split Syst | Heat Pump | 208 | 3 |  |  | No Match | No Match |  |  |  | 68000 | 5354 | 12.7 | 9 | 77200 | 6113 | 3.7 | 3.5 | Non Federally-Regulated | 07/22/2002 |  | 03/12/2009
Singer | Electro-Hydronics | FV260B33 |  | Water-Source | WBAHP: Heat Pump Packaged Unit | Heat Pump | 230 | 3 |  |  | No Match | No Match |  |  |  | 24000 | 2850 | 8.4 | 7.5 | 28500 | 2900 | 2.9 | 2.5 | Non Federally-Regulated | 01/05/1982 |  | 09/08/1982
Mammoth | Hydrobank II | D045VLF/HLF/DLF |  | Ground-Water-Source | WBAHP: Heat Pump Packaged Unit | Heat Pump | 230 | 1 |  |  | No Match | No Match |  |  |  | 44500 | 3320 | 13.4 | 9 | 34500 | 3370 | 3 |  | Non Federally-Regulated | 12/14/1998 |  | 04/10/2000
Florida Heat Pump | Florida Heat Pump | BP048-1HZ/VT |  | Ground-Source | WBAHP: Heat Pump Packaged Unit | Heat Pump | 208 | 1 |  |  | No Match | Single-Speed |  |  |  | 50200 | 2535 | 19.8 | 13.4 | 33400 | 2645 | 3.7 | 3.1 | Non Federally-Regulated | 06/14/2011 |  | 04/21/2014
McQuay International | McQuay | W-LDD/LDS/LMH/LMS-1-07 |  | Water-Source | WBAHP: Heat Pump Packaged Unit | Heat Pump | 208 | 3 |  |  | No Match | No Match |  |  |  | 70000 | 6194 | 11.3 | 9 | 83000 | 6235 | 3.9 | 3.8 | Federally-Regulated Commercial & Industrial Equipment | 11/14/2000 |  | 01/18/2001
Waterfurnace International, Inc. | Waterfurnace International, Inc. | SXH036*0 |  | Ground-Water-Source | WBAHP: Heat Pump Packaged Unit | Heat Pump | 230 | 1 |  |  | No Match | No Match |  |  |  | 36400 | 2676 | 13.6 | 9 | 26000 | 2380 | 3.2 |  | Non Federally-Regulated | 10/06/1999 |  | 05/19/2000
Trane U.S. Inc. | Trane | GSHC0481B |  | Ground-Water-Source | WBAHP: Heat Pump Packaged Unit | Heat Pump | 208 | 1 |  |  | No Match | No Match |  |  |  | 48000 | 3076 | 15.6 | 9 | 36000 | 3296 | 3.2 |  | Non Federally-Regulated | 07/22/2002 |  | 03/12/2009
Mammoth | Hydrobank II | E020HHS/VHS |  | Water-Source | WBAHP: Heat Pump Packaged Unit | Heat Pump | 265 | 1 |  |  | No Match | No Match |  |  |  | 19500 | 1477 | 13.2 | 10 | 26500 | 1688 | 4.6 |  | Federally-Regulated Commercial & Industrial Equipment | 02/02/1998 |  | 03/31/1998
California Heat Pump | Aqua-Matic | 61-H**-32-** |  | Water-Source | WBAHP: Heat Pump Packaged Unit | Heat Pump | 208 | 3 |  |  | No Match | No Match |  |  |  | 60000 | 6000 | 10 | 7.5 | 77000 | 6450 | 3.5 | 2.5 | Non Federally-Regulated | 06/11/1985 |  | 05/11/1988
Trane U.S. Inc. | Trane | GXUB026 |  | Water-Source | WBAHP: Heat Pump Packaged Unit | Heat Pump | 208 | 1 |  |  | No Match | No Match |  |  |  | 23416 | 1436 | 16.3 | 10 | 27690 | 1563 | 5.2 |  | Federally-Regulated Commercial & Industrial Equipment | 04/12/2000 |  | 11/14/2000
Geoflex Systems, Inc. | Geoflex Systems, Inc. | GF1S-V/H/D/M-048WAABE |  | Ground-Source | WBAHP: Heat Pump Packaged Unit | Both Heat Pump and Electric Re | 208 | 1 |  |  | No Match | Single-Speed |  |  |  | 50300 | 2634 | 19.1 | 13.4 | 37300 | 2803 | 3.9 | 3.1 | Non Federally-Regulated | 03/02/2012 |  | 01/09/2014
Climate Control / Snyder General | Electro-Hydronics | UC420GP |  | Water-Source | WBAHP: Heat Pump Packaged Unit | Heat Pump | 460 | 3 |  |  | No Match | No Match |  |  |  | 42000 | 3850 | 10.9 | 7.5 | 52000 | 4100 | 3.7 | 2.5 | Non Federally-Regulated | 05/16/1984 |  | 08/29/1986
Mammoth | Hydrobank II | D064VHG |  | Water-Source | WBAHP: Heat Pump Packaged Unit | Heat Pump | 230 | 1 |  |  | No Match | No Match |  |  |  | 64000 | 4776 | 13.4 | 10 | 82000 | 5859 | 4.1 |  | Federally-Regulated Commercial & Industrial Equipment | 05/23/2000 |  | 01/18/2001
Waterfurnace International, Inc. | Geosmart Energy, Inc. | YS048**1*0 |  | Ground-Source | WBAHP: Heat Pump Packaged Unit | Heat Pump | 230 | 1 |  |  | No Match | Single-Speed |  |  |  | 49500 | 2946 | 16.8 | 13.4 | 36900 | 3277 | 3.3 | 3.1 | Non Federally-Regulated | 01/24/2011 |  | 05/01/2015
Climate Control / Snyder General | Electro-Hydronics | CW1000FK |  | Water-Source | WBAHP: Heat Pump Packaged Unit | Heat Pump | 208 | 3 |  |  | No Match | No Match |  |  |  | 107000 | 10000 | 10.7 | 9.2 | 136000 | 10400 | 3.8 | 2.5 | Non Federally-Regulated | 06/11/1985 |  | 08/29/1986
Waterfurnace International, Inc. | Johnson Controls | RKV/RKH042**0*4 |  | Ground-Source | WBAHP: Heat Pump Packaged Unit | Heat Pump | 208 | 1 |  |  | No Match | Single-Speed |  |  |  | 41600 | 2237 | 18.6 | 13.4 | 27500 | 2178 | 3.7 | 3.1 | Non Federally-Regulated | 09/03/2012 |  | 01/09/2014
Enertech Global, LLC | Enertech | GSC042 | MPD042 | Ground-Source | WBAHP-CB: Heat Pump Split Syst | Heat Pump | 230 | 1 |  |  | No Match | Single-Speed |  |  |  | 43800 | 2561 | 17.1 | 13.4 | 35000 | 3019 | 3.4 | 3.1 | Non Federally-Regulated | 07/16/2009 |  | 03/02/2012
Inter-City Products Corp. | McQuay | CCW060C*F |  | Water-Source | WBAHP: Heat Pump Packaged Unit | Heat Pump | 208 | 3 |  |  | No Match | No Match |  |  |  | 59500 | 5313 | 11.2 | 9.3 | 74000 | 5728 | 3.8 | 3.8 | Non Federally-Regulated | 07/31/1991 |  | 03/31/1998
Waterfurnace International, Inc. | Waterfurnace International, Inc. | ATH070*1(P) |  | Ground-Water-Source | WBAHP: Heat Pump Packaged Unit | Heat Pump | 208 | 1 |  |  | No Match | No Match |  |  |  | 41500 | 2385 | 17.4 | 9 | 32400 | 2636 | 3.6 |  | Non Federally-Regulated | 11/17/1999 |  | 05/19/2000
Florida Heat Pump | Florida Heat Pump | EM041-3CF/HZ/VT |  | Water-Source | WBAHP: Heat Pump Packaged Unit | Heat Pump | 230 | 3 |  |  | No Match | No Match |  |  |  | 39500 | 2992 | 13.2 | 10 | 50000 | 3488 | 4.2 |  | Federally-Regulated Commercial & Industrial Equipment | 04/12/2000 |  | 02/17/2011
American Air Filter | Enercon | EHW-39 |  | Water-Source | WBAHP: Heat Pump Packaged Unit | Heat Pump | 460 | 3 |  |  | No Match | No Match |  |  |  | 39500 | 3591 | 11 | 9 | 46000 | 3846 | 3.5 | 3.2 | Non Federally-Regulated | 05/11/1988 |  | 03/15/1989
Waterfurnace International, Inc. | Eagle Mountain | USV/USH060**3*4 |  | Ground-Source | WBAHP: Heat Pump Packaged Unit | Heat Pump | 230 | 3 |  |  | No Match | Single-Speed |  |  |  | 60900 | 3402 | 17.9 | 13.4 | 47100 | 3834 | 3.6 | 3.1 | Non Federally-Regulated | 06/14/2011 |  | 03/02/2012
Waterfurnace International, Inc. | Johnson Controls | RGSV/RGSH036**0*1 |  | Ground-Water-Source | WBAHP: Heat Pump Packaged Unit | Heat Pump | 230 | 1 |  |  | No Match | Single-Speed |  |  |  | 37700 | 1639 | 23 | 16.2 | 33000 | 2249 | 4.3 | 3.6 | Non Federally-Regulated | 01/24/2011 |  | 03/02/2012
Waterfurnace International, Inc. | Spectra | SXV036A2 |  | Water-Source | WBAHP: Heat Pump Packaged Unit | Heat Pump | 265 | 1 |  |  | No Match | No Match |  |  |  | 36000 | 2647 | 13.6 | 10 | 44500 | 2774 | 4.7 |  | Federally-Regulated Commercial & Industrial Equipment | 06/02/1993 |  | 06/03/1993
McQuay / Snyder General | Electro-Hydronics | UW420FP |  | Water-Source | WBAHP: Heat Pump Packaged Unit | Heat Pump | 460 | 3 |  |  | No Match | No Match |  |  |  | 42000 | 3850 | 10.9 | 7.5 | 52000 | 4100 | 3.7 | 2.5 | Non Federally-Regulated | 08/29/1986 |  | 05/11/1988
McQuay International | McQuay | CCH/CCW/HWH/HWW024C-G |  | Water-Source | WBAHP: Heat Pump Packaged Unit | Heat Pump | 230 | 1 |  |  | No Match | No Match |  |  |  | 25000 | 2066 | 12.1 | 9.3 | 30000 | 2313 | 3.8 | 3.8 | Federally-Regulated Commercial & Industrial Equipment | 03/31/1998 |  | 05/10/1998
Addison Products | Addison Products | HGY009-1A |  | Ground-Water-Source | WBAHP: Heat Pump Packaged Unit | Heat Pump | 208 | 1 |  |  | No Match | No Match |  |  |  | 9300 | 709 | 13.1 | 9 | 7300 | 668 | 3.2 |  | Non Federally-Regulated | 11/14/2000 |  | 07/18/2002
American Air Filter | Enercon | EVW-49 |  | Water-Source | WBAHP: Heat Pump Packaged Unit | Heat Pump | 230 | 1 |  |  | No Match | No Match |  |  |  | 49000 | 4336 | 11.3 | 9 | 62000 | 5188 | 3.5 | 3.2 | Non Federally-Regulated | 05/11/1988 |  | 03/15/1989
McQuay / Snyder General | Electro-Hydronics | FC260G5 |  | Water-Source | WBAHP: Heat Pump Packaged Unit | Heat Pump | 208 | 1 |  |  | No Match | No Match |  |  |  | 26000 | 2450 | 10.6 | 7.5 | 31600 | 2500 | 3.7 | 2.5 | Non Federally-Regulated | 08/29/1986 |  | 05/11/1988
McQuay International | McQuay | W-CDD/CDE/CMG-1-030-E |  | Ground-Water-Source | WBAHP: Heat Pump Packaged Unit | Heat Pump | 208 | 1 |  |  | No Match | No Match |  |  |  | 31600 | 2194 | 14.4 | 9 | 21500 | 2099 | 3 |  | Non Federally-Regulated | 10/06/1999 |  | 04/10/2000
Waterfurnace International, Inc. | Waterfurnace International, Inc. | SXS024A | SBC024B | Ground-Water-Source | WBAHP-CB: Heat Pump Split Syst | Heat Pump | 230 | 1 |  |  | No Match | No Match |  |  |  | 22800 | 1824 | 12.5 | 11 | 24600 | 1948 | 3.7 | 3.5 | Non Federally-Regulated | 03/31/1998 |  | 05/10/1998
American Air Filter | Enercon | GVW-30 |  | Water-Source | WBAHP: Heat Pump Packaged Unit | Heat Pump | 265 | 1 |  |  | No Match | No Match |  |  |  | 29200 | 2755 | 10.6 | 9 | 38000 | 3094 | 3.6 | 3.2 | Non Federally-Regulated | 02/22/1990 |  | 07/31/1991
Enertech Global, LLC | Enertech | H042C | ACD060 | Water-Source | WBAHP-C: Heat Pump Split Syste | Heat Pump | 230 | 1 |  |  | No Match | Single-Speed |  |  |  | 39400 | 3078 | 12.8 | 12 | 47300 | 3015 | 4.6 | 4.2 | Federally-Regulated Commercial & Industrial Equipment | 04/30/2009 |  | 06/15/2009
Waterfurnace International, Inc. | Waterfurnace International, Inc. | SXV068C4 |  | Water-Source | WBAHP: Heat Pump Packaged Unit | Heat Pump | 460 | 3 |  |  | No Match | No Match |  |  |  | 65000 | 5200 | 12.5 | 9 | 84000 | 5470 | 4.5 | 3.8 | Federally-Regulated Commercial & Industrial Equipment | 02/02/1998 |  | 03/31/1998
Florida Heat Pump | Geomaster, LLC | EP036-3HZ/VT |  | Ground-Source | WBAHP: Heat Pump Packaged Unit | Heat Pump | 208 | 3 |  |  | No Match | Single-Speed | 1956 | 182 |  | 37500 | 1904 | 19.7 | 13.4 | 28000 | 2001 | 4.1 | 3.1 | Non Federally-Regulated | 08/23/2011 |  | 04/21/2014
California Heat Pump | California Heat Pump | CHP-33H*-32-** |  | Water-Source | WBAHP: Heat Pump Packaged Unit | Heat Pump | 208 | 3 |  |  | No Match | No Match |  |  |  | 31500 | 3700 | 8.5 | 7.5 | 32200 | 3400 | 3 | 2.5 | Non Federally-Regulated | 09/08/1982 |  | 06/11/1985
Climate Control / Snyder General | Electro-Hydronics | CW350GD |  | Water-Source | WBAHP: Heat Pump Packaged Unit | Heat Pump | 230 | 3 |  |  | No Match | No Match |  |  |  | 35600 | 3360 | 10.6 | 7.5 | 43000 | 3500 | 3.6 | 2.5 | Non Federally-Regulated | 06/11/1985 |  | 08/29/1986
Waterfurnace International, Inc. | Extended Range | WXH/WXV012A*1*** |  | Ground-Water-Source | WBAHP: Heat Pump Packaged Unit | Heat Pump | 230 | 1 |  |  | No Match | No Match |  |  |  | 12800 | 1306 | 9.8 |  | 16000 | 1421 | 3.3 |  | Non Federally-Regulated | 03/15/1989 |  | 07/31/1991
ClimateMaster Inc. | Climate Master | ADD/E038A | CNP**36 | Ground-Water-Source | WBAHP-C: Heat Pump Split Syste | Heat Pump | 230 | 1 |  |  | No Match | Single-Speed |  |  |  | 40100 | 1759 | 22.8 | 16.2 | 34800 | 2428 | 4.2 | 3.6 | Non Federally-Regulated | 01/09/2014 |  | 06/09/2015
Enertech Global, LLC | Enertech | GTC060 | ACD060 | Ground-Water-Source | WBAHP-C: Heat Pump Split Syste | Heat Pump | 208 | 1 |  |  | No Match | Single-Speed | 2509 | 682 | 1 | 65100 | 3519 | 18.5 | 16.2 | 57000 | 4176 | 4 | 3.6 | Non Federally-Regulated | 08/23/2011 |  | 04/19/2013
American Air Filter | Enercon | GVW-19 |  | Water-Source | WBAHP: Heat Pump Packaged Unit | Heat Pump | 230 | 1 |  |  | No Match | No Match |  |  |  | 18400 | 1614 | 11.4 | 9 | 21000 | 1758 | 3.5 | 3.2 | Non Federally-Regulated | 02/22/1990 |  | 07/31/1991
American Air Filter | Enercon | FHW-30 |  | Water-Source | WBAHP: Heat Pump Packaged Unit | Heat Pump | 265 | 1 |  |  | No Match | No Match |  |  |  | 28800 | 2619 | 11 | 9 | 34000 | 2624 | 3.8 | 3.2 | Non Federally-Regulated | 05/11/1988 |  | 03/15/1989
Addison Products | Addison Products | WSH034-1AL |  | Water-Source | WBAHP: Heat Pump Packaged Unit | Heat Pump | 208 | 1 |  |  | No Match | No Match |  |  |  | 33500 | 2463 | 13.6 | 10 | 42500 | 2767 | 4.5 |  | Federally-Regulated Commercial & Industrial Equipment | 12/14/1998 |  | 05/19/2000
Waterfurnace International, Inc. | Waterfurnace International, Inc. | SXV030A0 |  | Water-Source | WBAHP: Heat Pump Packaged Unit | Heat Pump | 208 | 1 |  |  | No Match | No Match |  |  |  | 30600 | 2125 | 14.4 | 9.3 | 36600 | 2145 | 5 | 3.8 | Federally-Regulated Commercial & Industrial Equipment | 03/31/1998 |  | 05/10/1998
Addison Products | Addison Products | VPY030-3A |  | Water-Source | WBAHP-CB: Heat Pump Split Syst | Heat Pump | 230 | 3 |  |  | No Match | No Match |  |  |  | 34900 | 2510 | 13.9 | 9 | 42300 | 3541 | 3.5 | 3.5 | Non Federally-Regulated | 11/14/2000 |  | 07/18/2002
McQuay / Snyder General | Electro-Hydronics | FC610G5 |  | Water-Source | WBAHP: Heat Pump Packaged Unit | Heat Pump | 208 | 1 |  |  | No Match | No Match |  |  |  | 61500 | 5850 | 10.5 | 9 | 77000 | 5785 | 3.9 | 3.2 | Non Federally-Regulated | 05/11/1988 |  | 03/15/1989
Waterfurnace International, Inc. | Waterfurnace International, Inc. | ATV056*3 |  | Ground-Water-Source | WBAHP: Heat Pump Packaged Unit | Heat Pump | 230 | 3 |  |  | No Match | No Match |  |  |  | 58000 | 3790 | 15.3 | 9 | 44500 | 4074 | 3.2 |  | Non Federally-Regulated | 10/06/1999 |  | 05/19/2000
Waterfurnace International, Inc. | Rybacki - Hart Enterprises | ZS042**0*1 |  | Water-Source | WBAHP: Heat Pump Packaged Unit | Heat Pump | 208 | 1 |  |  | No Match | Single-Speed |  |  |  | 40800 | 2615 | 15.6 | 12 | 45400 | 2661 | 5 | 4.2 | Federally-Regulated Commercial & Industrial Equipment | 01/24/2011 |  | 04/19/2013
Waterfurnace International, Inc. | Waterfurnace International, Inc. | ATH034D0 |  | Water-Source | WBAHP-CB: Heat Pump Split Syst | Heat Pump | 230 | 1 |  |  | No Match | No Match |  |  |  | 34600 | 2246 | 15.4 | 9 | 38000 | 2589 | 4.3 | 3.5 | Non Federally-Regulated | 02/02/1998 |  | 10/02/1998
Waterfurnace International, Inc. | Waterfurnace International, Inc. | SXV058C0 |  | Ground-Water-Source | WBAHP: Heat Pump Packaged Unit | Heat Pump | 230 | 1 |  |  | No Match | No Match |  |  |  | 56500 | 4216 | 13.4 | 9 | 45500 | 4301 | 3.1 |  | Non Federally-Regulated | 05/10/1998 |  | 10/02/1998
Mammoth | Hydrobank II | D016CHE |  | Water-Source | WBAHP-O: Heat Pump Packaged Un | Heat Pump | 208 | 1 |  |  | No Match | No Match |  |  |  | 15200 | 1245 | 12.2 | 9.3 | 19200 | 1406 | 4 | 3.8 | Federally-Regulated Commercial & Industrial Equipment | 03/31/1998 |  | 05/10/1998
Jacobsen Energy Ind., Inc. | Thermaflo II | 24***1**** |  | Water-Source | WBAHP: Heat Pump Packaged Unit | Heat Pump | 208 | 1 |  |  | No Match | No Match |  |  |  | 24000 | 2050 | 11.7 | 7.5 | 31000 | 2250 | 4 | 2.5 | Non Federally-Regulated | 06/11/1985 |  | 05/11/1988
Command-Aire | Command-Aire | GXUB0411 |  | Water-Source | WBAHP: Heat Pump Packaged Unit | Heat Pump | 208 | 1 |  |  | No Match | No Match |  |  |  | 38700 | 3424 | 11.3 | 10 | 50100 | 3495 | 4.2 |  | Federally-Regulated Commercial & Industrial Equipment | 12/14/1998 |  | 03/12/2009
Trane U.S. Inc. | Trane | GSUF0601B |  | Ground-Source | WBAHP: Heat Pump Packaged Unit | Heat Pump | 208 | 1 |  |  | No Match | No Match |  |  |  | 62500 | 4139 | 15.1 |  | 45000 | 4396 | 3 |  | Non Federally-Regulated | 03/31/1998 |  | 05/10/1998
Econar | Econar | GH592 |  | Ground-Water-Source | WBAHP: Heat Pump Packaged Unit | Heat Pump | 208 | 1 |  |  | No Match | No Match |  |  |  | 54000 | 4285 | 12.6 | 11 | 78000 | 6178 | 3.7 | 3.5 | Non Federally-Regulated | 03/31/1998 |  | 05/10/1998
Bard Manufacturing Company, Inc. | Bard | GTC36S1-A | GTA3600UD1-A+GTB1-A | Ground-Source | WBAHP-CB: Heat Pump Split Syst | Heat Pump | 208 | 1 |  |  | No Match | Dual-Speed |  |  |  | 38800 | 2217 | 17.5 | 13.4 | 28400 | 2134 | 3.9 | 3.1 | Non Federally-Regulated | 01/24/2011 |  | 01/09/2014
Addison Products | Heat Controller | WSH036-1AL |  | Water-Source | WBAHP: Heat Pump Packaged Unit | Heat Pump | 208 | 1 |  |  | No Match | No Match |  |  |  | 35000 | 2868 | 12.2 | 10 | 44000 | 3069 | 4.2 |  | Federally-Regulated Commercial & Industrial Equipment | 10/05/1999 |  | 04/12/2000
Mammoth | Hydrobank II | G130HHG |  | Water-Source | WBAHP: Heat Pump Packaged Unit | Heat Pump | 460 | 3 |  |  | No Match | No Match |  |  |  | 124000 | 9538 | 13 | 9 | 159000 | 11646 | 4 | 3.8 | Federally-Regulated Commercial & Industrial Equipment | 05/23/2000 |  | 01/18/2001
Waterfurnace International, Inc. | Waterfurnace International, Inc. | SXH013A0 |  | Ground-Water-Source | WBAHP: Heat Pump Packaged Unit | Heat Pump | 208 | 1 |  |  | No Match | No Match |  |  |  | 13500 | 906 | 14.9 | 11 | 14100 | 961 | 4.3 | 3.5 | Non Federally-Regulated | 03/31/1998 |  | 05/10/1998
Waterfurnace International, Inc. | Spectra | SXV048A0 |  | Water-Source | WBAHP-CB: Heat Pump Split Syst | Heat Pump | 208 | 1 |  |  | No Match | No Match |  |  |  | 52000 | 4000 | 13 | 9 | 55500 | 4170 | 3.9 | 3.5 | Non Federally-Regulated | 06/02/1993 |  | 06/03/1993
Command-Aire | Command-Aire | SWP-1533 |  | Water-Source | WBAHP: Heat Pump Packaged Unit | Heat Pump | 230 | 3 |  |  | No Match | No Match |  |  |  | 169000 | 18500 | 9.1 |  | 235000 | 18900 | 3.7 |  | Non Federally-Regulated | 05/11/1988 |  | 03/15/1989
Waterfurnace International, Inc. | Waterfurnace International, Inc. | SXH095A5 |  | Ground-Water-Source | WBAHP: Heat Pump Packaged Unit | Heat Pump | 575 | 3 |  |  | No Match | No Match |  |  |  | 96000 | 7164 | 13.4 | 9 | 66500 | 6960 | 2.8 |  | Non Federally-Regulated | 01/30/1998 |  | 10/02/1998
Waterfurnace International, Inc. | Waterfurnace International, Inc. | ATV057D0 |  | Ground-Water-Source | WBAHP: Heat Pump Packaged Unit | Heat Pump | 230 | 1 |  |  | No Match | No Match |  |  |  | 62500 | 5081 | 12.3 | 11 | 66000 | 5227 | 3.7 | 3.5 | Non Federally-Regulated | 03/31/1998 |  | 05/10/1998
Friedrich Air Conditioning Co. | Climate Master Series | 804-048-G******** |  | Water-Source | WBAHP: Heat Pump Packaged Unit | Heat Pump | 230 | 3 |  |  | No Match | No Match |  |  |  | 48000 | 4750 | 10.1 | 7.5 | 59000 | 4650 | 3.7 | 2.5 | Non Federally-Regulated | 08/30/1983 |  | 08/29/1986
Florida Heat Pump | Florida Heat Pump | GT054-3CS | GT054-3AH/AV | Ground-Water-Source | WBAHP-CB: Heat Pump Split Syst | Heat Pump | 208 | 3 |  |  | No Match | No Match |  |  |  | 50500 | 3976 | 12.7 | 9 | 41500 | 4192 | 2.9 |  | Non Federally-Regulated | 04/10/2000 |  | 07/18/2002
Enertech Global, LLC | Enertech | GHT036A2 |  | Ground-Water-Source | WBAHP: Heat Pump Packaged Unit | Heat Pump | 230 | 3 |  |  | No Match | Single-Speed |  |  |  | 36700 | 1932 | 19 | 16.2 | 35900 | 2566 | 4.1 | 3.6 | Non Federally-Regulated | 12/12/2012 |  | 05/11/2015
Addison Products | Addison Products | WPH064-1JC/1JBC |  | Water-Source | WBAHP-CB: Heat Pump Split Syst | Heat Pump | 230 | 1 |  |  | No Match | No Match |  |  |  | 63500 | 5080 | 12.5 | 9 | 76000 | 6362 | 3.5 | 3.5 | Non Federally-Regulated | 10/05/1999 |  | 09/21/2000
ClimateMaster Inc. | Carrier Corp. | 50RTP06 |  | Water-Source | WBAHP: Heat Pump Packaged Unit | Heat Pump | 230 | 3 |  |  | No Match | Single-Speed | 4208 | 933 | 108 | 67000 | 4497 | 14.9 | 12 | 87300 | 5017 | 5.1 | 4.2 | Federally-Regulated Commercial & Industrial Equipment | 10/24/2014 |  | 04/22/2015
Climate Control / Snyder General | Electro-Hydronics | FW550G3 |  | Water-Source | WBAHP: Heat Pump Packaged Unit | Heat Pump | 230 | 1 |  |  | No Match | No Match |  |  |  | 55000 | 5670 | 9.7 | 7.5 | 67000 | 5610 | 3.5 | 2.5 | Non Federally-Regulated | 06/11/1985 |  | 08/29/1986
Waterfurnace International, Inc. | Waterfurnace International, Inc. | P046**3 |  | Water-Source | WBAHP: Heat Pump Packaged Unit | Heat Pump | 230 | 3 |  |  | No Match | No Match |  |  |  | 45500 | 2808 | 16.2 | 10 | 55200 | 3515 | 4.6 |  | Federally-Regulated Commercial & Industrial Equipment | 05/19/2000 |  | 02/17/2011
Waterfurnace International, Inc. | Rybacki - Hart Enterprises | ZS023**0*4 |  | Ground-Water-Source | WBAHP: Heat Pump Packaged Unit | Heat Pump | 208 | 1 |  |  | No Match | Single-Speed |  |  |  | 25400 | 1104 | 23 | 16.2 | 21900 | 1493 | 4.3 | 3.6 | Non Federally-Regulated | 06/14/2011 |  | 04/19/2013
Waterfurnace International, Inc. | Waterfurnace International, Inc. | ATH040D0 |  | Ground-Water-Source | WBAHP: Heat Pump Packaged Unit | Heat Pump | 208 | 1 |  |  | No Match | No Match |  |  |  | 41500 | 2441 | 17 | 9 | 29200 | 2516 | 3.4 |  | Non Federally-Regulated | 12/14/1998 |  | 10/06/1999
Waterfurnace International, Inc. | Waterfurnace International, Inc. | P022**1 |  | Ground-Water-Source | WBAHP: Heat Pump Packaged Unit | Heat Pump | 208 | 1 |  |  | No Match | No Match |  |  |  | 23400 | 1392 | 16.8 | 9 | 15700 | 1352 | 3.4 |  | Non Federally-Regulated | 05/19/2000 |  | 07/18/2002
Singer | Electro-Hydronics | LE90B7 |  | Water-Source | WBAHP: Heat Pump Packaged Unit | Heat Pump | 265 | 1 |  |  | No Match | No Match |  |  |  | 9600 | 1200 | 8 | 7.5 | 13000 | 1325 | 2.9 | 2.5 | Non Federally-Regulated | 01/05/1982 |  | 09/08/1982
McQuay International | McQuay | FCV/FCW/VWH/VWW060B-F |  | Water-Source | WBAHP: Heat Pump Packaged Unit | Heat Pump | 230 | 3 |  |  | No Match | No Match |  |  |  | 58000 | 5321 | 10.9 | 10 | 78000 | 5861 | 3.9 |  | Federally-Regulated Commercial & Industrial Equipment | 02/02/1998 |  | 03/31/1998
Waterfurnace International, Inc. | Waterfurnace International, Inc. | SXH058C3 |  | Water-Source | WBAHP: Heat Pump Packaged Unit | Heat Pump | 230 | 3 |  |  | No Match | No Match |  |  |  | 55000 | 4074 | 13.5 | 9.3 | 69000 | 4493 | 4.5 | 3.8 | Federally-Regulated Commercial & Industrial Equipment | 03/31/1998 |  | 05/10/1998
Singer | Electro-Hydronics | WM120B3 |  | Water-Source | WBAHP: Heat Pump Packaged Unit | Heat Pump | 230 | 1 |  |  | No Match | No Match |  |  |  | 11500 | 1350 | 8.5 | 7.5 | 16000 | 1600 | 2.9 | 2.5 | Non Federally-Regulated | 01/05/1982 |  | 09/08/1982
Carrier Corp. | Carrier | 50QXH0073 |  | Water-Source | WBAHP: Heat Pump Packaged Unit | Heat Pump | 208 | 1 |  |  | No Match | No Match |  |  |  | 7400 | 591 | 12.5 | 9 | 9400 | 611 | 4.4 | 3.2 | Non Federally-Regulated | 02/22/1990 |  | 07/31/1991
Command-Aire | Command-Aire | SWPHXR287E |  | Water-Source | WBAHP: Heat Pump Packaged Unit | Heat Pump | 265 | 1 |  |  | No Match | No Match |  |  |  | 30000 | 2702 | 11.1 | 9 | 42000 | 3000 | 4 | 3.2 | Non Federally-Regulated | 05/11/1988 |  | 03/15/1989
Geosystems, LLC | Geosystems, LLC | RGS-V048 |  | Ground-Water-Source | WBAHP: Heat Pump Packaged Unit | Heat Pump | 208 | 1 |  |  | No Match | Single-Speed |  |  |  | 58000 | 2636 | 22 | 16.2 | 47000 | 3131 | 4.4 | 3.6 | Non Federally-Regulated | 03/02/2012 |  | 12/12/2012
Waterfurnace International, Inc. | Geotility Geothermal Installations | ZS012**2*0 |  | Ground-Source | WBAHP: Heat Pump Packaged Unit | Heat Pump | 265 | 1 |  |  | No Match | Single-Speed |  |  |  | 11500 | 782 | 14.7 | 13.4 | 9600 | 879 | 3.2 | 3.1 | Non Federally-Regulated | 01/24/2011 |  | 04/19/2013
Waterfurnace International, Inc. | Waterfurnace International, Inc. | VLH/VXH058*3 |  | Water-Source | WBAHP: Heat Pump Packaged Unit | Heat Pump | 208 | 3 |  |  | No Match | No Match |  |  |  | 57500 | 4563 | 12.6 | 10 | 68000 | 4859 | 4.1 |  | Federally-Regulated Commercial & Industrial Equipment | 10/05/1999 |  | 03/12/2009
ClimateMaster Inc. | Carrier | RHC018***40*** |  | Water-Source | WBAHP: Heat Pump Packaged Unit | Heat Pump | 265 | 1 |  |  | No Match | No Match |  |  |  | 18900 | 1524 | 12.4 | 10 | 22700 | 1623 | 4.1 |  | Federally-Regulated Commercial & Industrial Equipment | 07/02/2003 |  | 03/12/2009
Bard Manufacturing Company, Inc. | Bard | GSVS302-A |  | Ground-Water-Source | WBAHP: Heat Pump Packaged Unit | Heat Pump | 230 | 1 |  |  | No Match | No Match |  |  |  | 27400 | 1712 | 16 | 9 | 20400 | 1757 | 3.4 |  | Non Federally-Regulated | 06/20/2003 |  | 03/12/2009
Snyder General Corp. | McQuay | LHP22BP |  | Water-Source | WBAHP: Heat Pump Packaged Unit | Heat Pump | 460 | 3 |  |  | No Match | No Match |  |  |  | 240400 | 20550 | 11.7 |  | 270000 | 21400 | 3.7 | 2.5 | Non Federally-Regulated | 02/22/1990 |  | 07/31/1991
Addison Products | Heat Controller | WRH032-1JA | HRH032-1J/1JB | Water-Source | WBAHP-C: Heat Pump Split Syste | Heat Pump | 230 | 1 |  |  | No Match | No Match |  |  |  | 30200 | 2745 | 11 | 10 | 37600 | 2899 | 3.8 |  | Federally-Regulated Commercial & Industrial Equipment | 10/05/1999 |  | 04/12/2000
Heat Controller | Heat Controller | VWPG042-1B-XL* |  | Water-Source | WBAHP-CB: Heat Pump Split Syst | Heat Pump | 208 | 1 |  |  | No Match | No Match |  |  |  | 42000 | 2896 | 14.5 | 9 | 46000 | 3209 | 4.2 | 3.5 | Non Federally-Regulated | 02/02/1998 |  | 10/02/1998
Enertech Global, LLC | Enertech | TXT048C2 |  | Ground-Source | WBAHP: Heat Pump Packaged Unit | Heat Pump | 230 | 3 |  |  | No Match | Single-Speed |  |  |  | 49900 | 2697 | 18.5 | 13.4 | 39500 | 2756 | 4.2 | 3.1 | Non Federally-Regulated | 05/08/2012 |  | 12/12/2012
Waterfurnace International, Inc. | Rybacki - Hart Enterprises | YS060**1*4 |  | Ground-Source | WBAHP: Heat Pump Packaged Unit | Heat Pump | 230 | 1 |  |  | No Match | Single-Speed |  |  |  | 60900 | 3402 | 17.9 | 13.4 | 47100 | 3834 | 3.6 | 3.1 | Non Federally-Regulated | 01/24/2011 |  | 04/19/2013
ClimateMaster Inc. | Climate Master | TEV/H/D038 |  | Ground-Source | WBAHP: Heat Pump Packaged Unit | Heat Pump | 208 | 1 |  |  | No Match | Single-Speed |  |  |  | 39900 | 1966 | 20.3 | 13.4 | 29200 | 1945 | 4.4 | 3.1 | Non Federally-Regulated | 05/02/2012 |  | 06/09/2015
ClimateMaster Inc. | Trane | WPVC0302 |  | Water-Source | WBAHP: Heat Pump Packaged Unit | Heat Pump | 208 | 1 |  |  | No Match | No Match |  |  |  | 30000 | 2900 | 10.3 | 9 | 40500 | 3200 | 3.7 | 3.2 | Federally-Regulated Commercial & Industrial Equipment | 07/05/1988 |  | 02/22/1990
McQuay International | McQuay | FCV/FCW/VWH/VWW042B-G |  | Water-Source | WBAHP: Heat Pump Packaged Unit | Heat Pump | 208 | 1 |  |  | No Match | No Match |  |  |  | 41800 | 3483 | 12 | 10 | 53000 | 3883 | 4 |  | Federally-Regulated Commercial & Industrial Equipment | 12/14/1998 |  | 11/17/1999
Marvair | Marvair | H-V345-A1-A |  | Water-Source | WBAHP: Heat Pump Packaged Unit | Heat Pump | 208 | 1 |  |  | No Match | No Match |  |  |  | 34000 | 3500 | 10 | 7.5 | 41000 | 3850 | 3.1 | 2.5 | Non Federally-Regulated | 01/05/1982 |  | 09/08/1982
Enertech Global, LLC | Enertech | HST072A | MPD072 | Ground-Source | WBAHP-CB: Heat Pump Split Syst | Heat Pump | 230 | 1 |  |  | No Match | Single-Speed | 3552 | 693 | 1 | 69200 | 4245 | 16.3 | 13.4 | 52400 | 4266 | 3.6 | 3.1 | Non Federally-Regulated | 11/30/2011 |  | 12/12/2012
Waterfurnace International, Inc. | Johnson Controls | RKV/RKH042**0*0 |  | Ground-Water-Source | WBAHP: Heat Pump Packaged Unit | Heat Pump | 230 | 1 |  |  | No Match | Single-Speed |  |  |  | 44600 | 1820 | 24.5 | 16.2 | 34900 | 2379 | 4.3 | 3.6 | Non Federally-Regulated | 09/03/2012 |  | 01/09/2014
ClimateMaster Inc. | Carrier Corp. | 50YEH/V/D036K***3 |  | Ground-Source | WBAHP: Heat Pump Packaged Unit | Heat Pump | 230 | 1 |  |  | No Match | Single-Speed |  |  |  | 34600 | 1696 | 20.4 | 13.4 | 25600 | 1745 | 4.3 | 3.1 | Non Federally-Regulated | 10/24/2014 |  | 04/22/2015
Mammoth | Hydrobank II | D019HHF |  | Water-Source | WBAHP: Heat Pump Packaged Unit | Heat Pump | 208 | 1 |  |  | No Match | No Match |  |  |  | 18200 | 1640 | 11.1 | 9 | 25000 | 1980 | 3.7 | 3.2 | Federally-Regulated Commercial & Industrial Equipment | 01/22/1990 |  | 07/27/1992
Mammoth | Hydrobank II | D014HLG |  | Ground-Water-Source | WBAHP: Heat Pump Packaged Unit | Heat Pump | 208 | 1 |  |  | No Match | No Match |  |  |  | 13700 | 1045 | 13.1 | 9 | 10800 | 1054 | 3 |  | Non Federally-Regulated | 01/18/2001 |  | 05/29/2001
ClimateMaster Inc. | Carrier Corp. | 50YDS049 | FE4***006 | Ground-Water-Source | WBAHP-CB: Heat Pump Split Syst | Heat Pump | 208 | 1 |  |  | No Match | Single-Speed |  |  |  | 53900 | 2579 | 20.9 | 16.2 | 47700 | 3039 | 4.6 | 3.6 | Non Federally-Regulated | 01/24/2011 |  | 08/23/2011
Mammoth | Mammoth | G024VLB |  | Ground-Source | WBAHP: Heat Pump Packaged Unit | Heat Pump | 460 | 3 |  |  | No Match | Dual-Speed |  |  |  | 27000 | 1317 | 20.5 | 13.4 | 15500 | 1136 | 4 | 3.1 | Non Federally-Regulated | 05/02/2012 |  | 01/09/2014
Waterfurnace International, Inc. | Geotility Geothermal Installations | ZS036**3*4 |  | Ground-Water-Source | WBAHP: Heat Pump Packaged Unit | Heat Pump | 208 | 3 |  |  | No Match | Single-Speed |  |  |  | 37700 | 1639 | 23 | 16.2 | 33000 | 2249 | 4.3 | 3.6 | Non Federally-Regulated | 06/14/2011 |  | 03/02/2012
Climate Control / Snyder General | Electro-Hydronics | VF260GK |  | Water-Source | WBAHP: Heat Pump Packaged Unit | Heat Pump | 208 | 3 |  |  | No Match | No Match |  |  |  | 25000 | 2450 | 10.2 | 7.5 | 31600 | 2500 | 3.7 | 2.5 | Non Federally-Regulated | 05/16/1984 |  | 08/29/1986
Command-Aire | Command-Aire | SWP844* |  | Water-Source | WBAHP: Heat Pump Packaged Unit | Heat Pump | 460 | 3 |  |  | No Match | No Match |  |  |  | 95000 | 8120 | 11.7 | 9.2 | 120000 | 8370 | 4.2 | 2.5 | Non Federally-Regulated | 02/22/1990 |  | 07/31/1991
Addison Products | Heat Controller | WSH028-3AR |  | Water-Source | WBAHP: Heat Pump Packaged Unit | Heat Pump | 230 | 3 |  |  | No Match | No Match |  |  |  | 27000 | 2177 | 12.4 | 10 | 34600 | 2304 | 4.4 |  | Federally-Regulated Commercial & Industrial Equipment | 10/05/1999 |  | 04/12/2000
Hydro Delta Corp. | Hydro Delta Corp. | 03-060-WTAR-MT |  | Ground-Water-Source | WBAHP: Heat Pump Packaged Unit | Heat Pump | 230 | 1 |  |  | No Match | No Match |  |  |  | 63000 | 5250 | 12 | 9 | 48500 | 4441 | 3.2 |  | Non Federally-Regulated | 12/14/1998 |  | 10/06/1999
Command-Aire | Command-Aire | SWP-2033 |  | Water-Source | WBAHP: Heat Pump Packaged Unit | Heat Pump | 230 | 3 |  |  | No Match | No Match |  |  |  | 240000 | 24700 | 9.7 |  | 336000 | 27900 | 3.5 | 2.5 | Non Federally-Regulated | 06/11/1985 |  | 05/11/1988
Florida Heat Pump | Florida Heat Pump | EM009-0CF/HZ/VT |  | Water-Source | WBAHP: Heat Pump Packaged Unit | Heat Pump | 115 | 1 |  |  | No Match | No Match |  |  |  | 9500 | 760 | 12.5 | 10 | 13000 | 846 | 4.5 |  | Federally-Regulated Commercial & Industrial Equipment | 04/12/2000 |  | 02/17/2011
Addison Products | Addison Products | WPH054-3JC/3JBC |  | Water-Source | WBAHP: Heat Pump Packaged Unit | Heat Pump | 230 | 3 |  |  | No Match | No Match |  |  |  | 50000 | 4237 | 11.8 | 10 | 68000 | 5109 | 3.9 |  | Federally-Regulated Commercial & Industrial Equipment | 02/02/1998 |  | 03/31/1998
Waterfurnace International, Inc. | Waterfurnace International, Inc. | SXH030*4 |  | Water-Source | WBAHP: Heat Pump Packaged Unit | Heat Pump | 460 | 3 |  |  | No Match | No Match |  |  |  | 30600 | 2125 | 14.4 | 10 | 36600 | 2144 | 5 |  | Federally-Regulated Commercial & Industrial Equipment | 10/05/1999 |  | 05/19/2000
Waterfurnace International, Inc. | Waterfurnace International, Inc. | ATH046*1 |  | Ground-Water-Source | WBAHP: Heat Pump Packaged Unit | Heat Pump | 208 | 1 |  |  | No Match | No Match |  |  |  | 47000 | 2919 | 16.1 | 9 | 34500 | 3063 | 3.3 |  | Non Federally-Regulated | 10/06/1999 |  | 05/19/2000
Florida Heat Pump | Florida Heat Pump | EM060-5CS | EM060-5AV | Water-Source | WBAHP-C: Heat Pump Split Syste | Heat Pump | 575 | 3 |  |  | No Match | No Match |  |  |  | 59000 | 4609 | 12.8 | 10 | 78000 | 5316 | 4.3 |  | Federally-Regulated Commercial & Industrial Equipment | 02/02/1998 |  | 03/31/1998
ClimateMaster Inc. | Climate Master Series | 804-019-G******** |  | Water-Source | WBAHP: Heat Pump Packaged Unit | Heat Pump | 208 | 1 |  |  | No Match | No Match |  |  |  | 19000 | 1775 | 10.7 | 9 | 24000 | 1760 | 3.6 | 3.2 | Federally-Regulated Commercial & Industrial Equipment | 02/11/1988 |  | 05/11/1988
Florida Heat Pump | Florida Heat Pump | GO042-1CF/HZ/VT |  | Ground-Water-Source | WBAHP: Heat Pump Packaged Unit | Heat Pump | 230 | 1 |  |  | No Match | No Match |  |  |  | 41400 | 2571 | 16.1 | 9 | 30200 | 2212 | 4 |  | Non Federally-Regulated | 05/29/2001 |  | 07/18/2002
Waterfurnace International, Inc. | Geosmart Energy, Inc. | GTS038A1 | GRAC036* | Ground-Water-Source | WBAHP-CB: Heat Pump Split Syst | Heat Pump | 230 | 1 |  |  | No Match | Dual-Speed |  |  |  | 34300 | 1681 | 20.4 | 16.2 | 33100 | 2156 | 4.5 | 3.6 | Non Federally-Regulated | 01/24/2011 |  | 08/23/2011
Mammoth | Hydrobank II | G036HHB/VHB |  | Water-Source | WBAHP: Heat Pump Packaged Unit | Heat Pump | 460 | 3 |  |  | No Match | No Match |  |  |  | 35800 | 3314 | 10.8 | 10 | 47000 | 3623 | 3.8 |  | Federally-Regulated Commercial & Industrial Equipment | 10/05/1999 |  | 05/23/2000
Florida Heat Pump | Geomaster, LLC | EP036-1HZ/VT |  | Ground-Source | WBAHP: Heat Pump Packaged Unit | Heat Pump | 208 | 1 |  |  | No Match | Single-Speed | 1956 | 182 |  | 37500 | 1904 | 19.7 | 13.4 | 28000 | 2001 | 4.1 | 3.1 | Non Federally-Regulated | 08/23/2011 |  | 04/21/2014
Enertech Global, LLC | Enertech | TXT036A |  | Ground-Water-Source | WBAHP: Heat Pump Packaged Unit | Heat Pump | 208 | 1 |  |  | No Match | Single-Speed |  |  |  | 39800 | 1809 | 22 | 16.2 | 34300 | 2234 | 4.5 | 3.6 | Non Federally-Regulated | 01/24/2011 |  | 04/19/2013
Waterfurnace International, Inc. | Rybacki - Hart Enterprises | QT072**1 |  | Ground-Source | WBAHP: Heat Pump Packaged Unit | Heat Pump | 230 | 1 |  |  | No Match | Dual-Speed | 4250 | 450 | 1 | 69100 | 4701 | 14.7 | 13.4 | 49100 | 3997 | 3.6 | 3.1 | Non Federally-Regulated | 01/10/2012 |  | 04/19/2013
McQuay International | McQuay | WCCH/WCCW-030-F |  | Ground-Water-Source | WBAHP: Heat Pump Packaged Unit | Heat Pump | 208 | 3 |  |  | No Match | No Match |  |  |  | 29900 | 2282 | 13.1 | 9 | 25400 | 2480 | 3 |  | Non Federally-Regulated | 11/19/2002 |  | 03/12/2009
Florida Heat Pump | Florida Heat Pump | EM048-4HZ |  | Water-Source | WBAHP: Heat Pump Packaged Unit | Heat Pump | 460 | 3 |  |  | No Match | No Match |  |  |  | 49000 | 3920 | 12.5 | 10 | 58000 | 3863 | 4.4 |  | Federally-Regulated Commercial & Industrial Equipment | 02/02/1998 |  | 03/31/1998
Mammoth | Hydrobank II | F024VHJ |  | Water-Source | WBAHP: Heat Pump Packaged Unit | Heat Pump | 208 | 3 |  |  | No Match | No Match |  |  |  | 24400 | 2140 | 11.4 | 10 | 31500 | 2428 | 3.8 |  | Federally-Regulated Commercial & Industrial Equipment | 05/23/2000 |  | 11/14/2000
Climate Control / Snyder General | Trane | WPRA26HGXBX |  | Water-Source | WBAHP: Heat Pump Packaged Unit | Heat Pump | 460 | 3 |  |  | No Match | No Match |  |  |  | 25000 | 2380 | 10.5 | 7.5 | 29000 | 2430 | 3.5 | 2.5 | Non Federally-Regulated | 05/16/1984 |  | 05/11/1988
Addison Products | Addison Products | HGY072-4A |  | Ground-Water-Source | WBAHP: Heat Pump Packaged Unit | Heat Pump | 460 | 3 |  |  | No Match | No Match |  |  |  | 72000 | 6050 | 11.9 | 9 | 57100 | 5576 | 3 |  | Non Federally-Regulated | 11/14/2000 |  | 07/18/2002
Mammoth | Hydrobank II | D010VHG |  | Water-Source | WBAHP: Heat Pump Packaged Unit | Heat Pump | 208 | 1 |  |  | No Match | No Match |  |  |  | 9800 | 759 | 12.9 | 10 | 12800 | 892 | 4.2 |  | Federally-Regulated Commercial & Industrial Equipment | 11/14/2000 |  | 01/18/2001
DeMarco Energy Systems | DeMarco Energy Systems | GT026-4VT/HZ/CF |  | Water-Source | WBAHP-CB: Heat Pump Split Syst | Heat Pump | 460 | 3 |  |  | No Match | No Match |  |  |  | 27000 | 2000 | 13.5 | 9 | 30600 | 2299 | 3.9 | 3.5 | Non Federally-Regulated | 10/02/1998 |  | 04/12/2000
Florida Heat Pump | Florida Heat Pump | CE025-1CS | DX025 | Ground-Source | WBAHP-CB: Heat Pump Split Syst | Heat Pump | 230 | 1 |  |  | No Match | Variable-Speed |  |  |  | 25500 | 1584 | 16.1 | 13.4 | 20500 | 1669 | 3.6 | 3.1 | Non Federally-Regulated | 03/02/2012 |  | 05/01/2015
Waterfurnace International, Inc. | Eagle Mountain | ZS018**0*1 |  | Ground-Water-Source | WBAHP: Heat Pump Packaged Unit | Heat Pump | 230 | 1 |  |  | No Match | Single-Speed |  |  |  | 20600 | 858 | 24 | 16.2 | 17500 | 1166 | 4.4 | 3.6 | Non Federally-Regulated | 01/24/2011 |  | 04/19/2013
Mammoth | Mammoth | E013V |  | Water-Source | WBAHP: Heat Pump Packaged Unit | Heat Pump | 265 | 1 |  |  | No Match | No Match |  |  |  | 11300 | 1400 | 8.1 | 7.5 | 14500 | 1600 | 2.7 | 2.5 | Non Federally-Regulated | 01/05/1982 |  | 05/16/1984
McQuay / Snyder General | Electro-Hydronics | WE90C7 |  | Water-Source | WBAHP: Heat Pump Packaged Unit | Heat Pump | 265 | 1 |  |  | No Match | No Match |  |  |  | 8700 | 825 | 10.5 | 9 | 10000 | 850 | 3.4 | 3.2 | Non Federally-Regulated | 05/11/1988 |  | 03/15/1989
Florida Heat Pump | Florida Heat Pump | EM024-1CS | EM024-1AV | Water-Source | WBAHP-C: Heat Pump Split Syste | Heat Pump | 208 | 1 |  |  | No Match | No Match |  |  |  | 23600 | 1710 | 13.8 | 10 | 29500 | 1839 | 4.7 |  | Federally-Regulated Commercial & Industrial Equipment | 02/02/1998 |  | 03/31/1998
Enertech Global, LLC | Enertech | HHT036A |  | Ground-Water-Source | WBAHP: Heat Pump Packaged Unit | Heat Pump | 230 | 1 |  |  | No Match | Single-Speed |  |  |  | 38200 | 1705 | 22.4 | 16.2 | 36900 | 2207 | 4.9 | 3.6 | Non Federally-Regulated | 08/23/2011 |  | 12/12/2012
Waterfurnace International, Inc. | Geotility Geothermal Installations | ZS041**0*4 |  | Water-Source | WBAHP: Heat Pump Packaged Unit | Heat Pump | 208 | 1 |  |  | No Match | Single-Speed |  |  |  | 40000 | 2759 | 14.5 | 12 | 45000 | 2931 | 4.5 | 4.2 | Federally-Regulated Commercial & Industrial Equipment | 06/14/2011 |  | 04/19/2013
Waterfurnace International, Inc. | Waterfurnace International, Inc. | VLH/VXH036*0 |  | Water-Source | WBAHP: Heat Pump Packaged Unit | Heat Pump | 230 | 1 |  |  | No Match | No Match |  |  |  | 34400 | 2796 | 12.3 | 10 | 43000 | 3230 | 3.9 |  | Federally-Regulated Commercial & Industrial Equipment | 11/14/2000 |  | 03/12/2009
ClimateMaster Inc. | Climate Master Series | VP/HP/DP060 |  | Ground-Water-Source | WBAHP: Heat Pump Packaged Unit | Heat Pump | 208 | 1 |  |  | No Match | No Match |  |  |  | 60000 | 4615 | 13 | 9 | 41000 | 3754 | 3.2 |  | Non Federally-Regulated | 12/14/1998 |  | 04/10/2000
Florida Heat Pump | Florida Heat Pump | GT062-5VT/HZ/CF |  | Ground-Water-Source | WBAHP: Heat Pump Packaged Unit | Heat Pump | 575 | 3 |  |  | No Match | No Match |  |  |  | 60500 | 4653 | 13 | 9 | 50000 | 4884 | 3 |  | Non Federally-Regulated | 01/30/1998 |  | 03/31/1998
Florida Heat Pump | Florida Heat Pump | BP036-1HZ/VT |  | Water-Source | WBAHP: Heat Pump Packaged Unit | Heat Pump | 230 | 1 |  |  | No Match | Single-Speed |  |  |  | 36000 | 2093 | 17.2 | 12 | 41000 | 2145 | 5.6 | 4.2 | Federally-Regulated Commercial & Industrial Equipment | 06/14/2011 |  | 04/21/2014
Waterfurnace International, Inc. | Waterfurnace International, Inc. | SXV036B2 |  | Water-Source | WBAHP-CB: Heat Pump Split Syst | Heat Pump | 265 | 1 |  |  | No Match | No Match |  |  |  | 37600 | 2870 | 13.1 | 9 | 40500 | 2967 | 4 | 3.5 | Non Federally-Regulated | 08/21/1998 |  | 10/02/1998
Carrier Corp. | Carrier | 50HQ.VQ0273 |  | Water-Source | WBAHP: Heat Pump Packaged Unit | Heat Pump | 230 | 1 |  |  | No Match | No Match |  |  |  | 27000 | 2800 | 9.6 | 7.5 | 30000 | 2800 | 3.1 | 2.5 | Non Federally-Regulated | 09/08/1982 |  | 08/30/1983
Waterfurnace International, Inc. | Waterfurnace International, Inc. | SXH010A1 |  | Water-Source | WBAHP: Heat Pump Packaged Unit | Heat Pump | 230 | 1 |  |  | No Match | No Match |  |  |  | 9800 | 653 | 15 | 10 | 12600 | 710 | 5.2 |  | Federally-Regulated Commercial & Industrial Equipment | 02/02/1998 |  | 03/31/1998
Enertech Global, LLC | Enertech | H024C | ACD024 | Ground-Water-Source | WBAHP-C: Heat Pump Split Syste | Heat Pump | 208 | 1 |  |  | No Match | Single-Speed |  |  |  | 26300 | 1335 | 19.7 | 16.2 | 22900 | 1679 | 4 | 3.6 | Non Federally-Regulated | 04/30/2009 |  | 03/02/2012
Friedrich Air Conditioning Co. | Climate Master Series | 804-037-G********* |  | Water-Source | WBAHP: Heat Pump Packaged Unit | Heat Pump | 230 | 1 |  |  | No Match | No Match |  |  |  | 35600 | 3360 | 10.6 | 7.5 | 42500 | 3550 | 3.5 | 2.5 | Non Federally-Regulated | 05/16/1984 |  | 08/29/1986
Singer | Electro-Hydronics | VF400DK |  | Water-Source | WBAHP: Heat Pump Packaged Unit | Heat Pump | 208 | 3 |  |  | No Match | No Match |  |  |  | 39000 | 4350 | 9 | 7.5 | 42000 | 4500 | 2.7 | 2.5 | Non Federally-Regulated | 09/08/1982 |  | 05/16/1984
Waterfurnace International, Inc. | Geosmart Energy, Inc. | YS042**1*4 |  | Ground-Water-Source | WBAHP: Heat Pump Packaged Unit | Heat Pump | 230 | 1 |  |  | No Match | Single-Speed |  |  |  | 45800 | 1949 | 23.5 | 16.2 | 37000 | 2522 | 4.3 | 3.6 | Non Federally-Regulated | 01/24/2011 |  | 05/01/2015
ClimateMaster Inc. | Climate Master Series | HS006E********* |  | Water-Source | WBAHP: Heat Pump Packaged Unit | Heat Pump | 265 | 1 |  |  | No Match | No Match |  |  |  | 7400 | 625 | 11.8 | 9 | 8800 | 660 | 4 | 3.2 | Federally-Regulated Commercial & Industrial Equipment | 07/17/1991 |  | 07/27/1992
ClimateMaster Inc. | Carrier Corp. | 50PCH/V015 |  | Water-Source | WBAHP: Heat Pump Packaged Unit | Heat Pump | 208 | 1 |  |  | No Match | Single-Speed |  |  |  | 14500 | 942 | 15.4 | 11.2 | 17300 | 1014 | 5 | 4.2 | Federally-Regulated Commercial & Industrial Equipment | 10/24/2014 |  | 04/22/2015
McQuay / Snyder General | Electro-Hydronics | VE90F5 |  | Water-Source | WBAHP: Heat Pump Packaged Unit | Heat Pump | 208 | 1 |  |  | No Match | No Match |  |  |  | 9000 | 855 | 10.5 | 7.5 | 11000 | 920 | 3.5 | 2.5 | Non Federally-Regulated | 08/29/1986 |  | 05/11/1988
Bard Manufacturing Company, Inc. | Bard | HWP36 |  | Water-Source | WBAHP: Heat Pump Packaged Unit | Heat Pump | 230 | 1 |  |  | No Match | No Match |  |  |  | 34200 | 3200 | 10.7 | 7.5 | 47000 | 3520 | 3.9 | 2.5 | Non Federally-Regulated | 06/11/1985 |  | 05/11/1988
Enertech Global, LLC | Enertech | HHT036A |  | Ground-Water-Source | WBAHP: Heat Pump Packaged Unit | Heat Pump | 230 | 1 |  |  | No Match | Single-Speed |  |  |  | 36700 | 1932 | 19 | 16.2 | 35900 | 2566 | 4.1 | 3.6 | Non Federally-Regulated | 12/12/2012 |  | 05/11/2015
Carrier Corp. | Carrier | 50QXV0093 |  | Water-Source | WBAHP: Heat Pump Packaged Unit | Heat Pump | 208 | 1 |  |  | No Match | No Match |  |  |  | 8900 | 770 | 11.6 | 9 | 11000 | 839 | 3.8 | 3.2 | Non Federally-Regulated | 02/22/1990 |  | 07/31/1991
Waterfurnace International, Inc. | Waterfurnace International, Inc. | SXV095A3 |  | Ground-Source | WBAHP: Heat Pump Packaged Unit | Heat Pump | 230 | 3 |  |  | No Match | No Match |  |  |  | 99000 | 6875 | 14.4 |  | 65500 | 6398 | 3 |  | Non Federally-Regulated | 03/31/1998 |  | 05/10/1998
Florida Heat Pump | Florida Heat Pump | GT042-3CS | GT042-1AH/AV | Ground-Water-Source | WBAHP-CB: Heat Pump Split Syst | Heat Pump | 230 | 3 |  |  | No Match | No Match |  |  |  | 40700 | 2806 | 14.5 | 9 | 30600 | 2636 | 3.4 |  | Non Federally-Regulated | 07/22/2002 |  | 03/12/2009
McQuay / Snyder General | Electro-Hydronics | VF390FP |  | Water-Source | WBAHP: Heat Pump Packaged Unit | Heat Pump | 460 | 3 |  |  | No Match | No Match |  |  |  | 39000 | 3700 | 10.5 | 7.5 | 48000 | 4020 | 3.5 | 2.5 | Non Federally-Regulated | 08/29/1986 |  | 05/11/1988
Waterfurnace International, Inc. | Waterfurnace International, Inc. | SXH019B0 |  | Ground-Water-Source | WBAHP: Heat Pump Packaged Unit | Heat Pump | 208 | 1 |  |  | No Match | No Match |  |  |  | 19200 | 1371 | 14 | 9 | 15100 | 1301 | 3.4 |  | Non Federally-Regulated | 08/21/1998 |  | 10/02/1998
Mammoth | Hydrobank II | E013HHG/VHG |  | Water-Source | WBAHP: Heat Pump Packaged Unit | Heat Pump | 265 | 1 |  |  | No Match | No Match |  |  |  | 12500 | 1190 | 10.5 | 10 | 17200 | 1326 | 3.8 |  | Federally-Regulated Commercial & Industrial Equipment | 12/14/1998 |  | 05/23/2000
Addison Products | Addison Products | HWPG012-0A* |  | Water-Source | WBAHP: Heat Pump Packaged Unit | Heat Pump | 115 | 1 |  |  | No Match | No Match |  |  |  | 11500 | 751 | 15.3 | 10 | 13600 | 830 | 4.8 |  | Federally-Regulated Commercial & Industrial Equipment | 12/14/1998 |  | 04/12/2000
Waterfurnace International, Inc. | Eagle Mountain | ZS012**0*0 |  | Ground-Water-Source | WBAHP: Heat Pump Packaged Unit | Heat Pump | 208 | 1 |  |  | No Match | Single-Speed |  |  |  | 12500 | 687 | 18.2 | 16.2 | 12000 | 925 | 3.8 | 3.6 | Non Federally-Regulated | 01/24/2011 |  | 04/19/2013
Waterfurnace International, Inc. | Waterfurnace International, Inc. | P019**2 |  | Ground-Water-Source | WBAHP: Heat Pump Packaged Unit | Heat Pump | 265 | 1 |  |  | No Match | No Match |  |  |  | 19400 | 1168 | 16.6 | 9 | 13700 | 1115 | 3.6 |  | Non Federally-Regulated | 05/19/2000 |  | 07/18/2002
McQuay International | McQuay | CCH/CCW/HWH/HWW007C-N |  | Water-Source | WBAHP: Heat Pump Packaged Unit | Heat Pump | 265 | 1 |  |  | No Match | No Match |  |  |  | 7000 | 654 | 10.7 | 9.3 | 9800 | 736 | 3.9 | 3.8 | Federally-Regulated Commercial & Industrial Equipment | 03/31/1998 |  | 05/10/1998
Command-Aire | Command-Aire | SWPH413E |  | Water-Source | WBAHP: Heat Pump Packaged Unit | Heat Pump | 230 | 3 |  |  | No Match | No Match |  |  |  | 42000 | 3810 | 11 | 9 | 53000 | 3880 | 4 | 3.2 | Non Federally-Regulated | 05/11/1988 |  | 03/15/1989
Addison Products | Addison Products | WPH044-4JA/4JBA |  | Water-Source | WBAHP: Heat Pump Packaged Unit | Heat Pump | 460 | 3 |  |  | No Match | No Match |  |  |  | 41000 | 3727 | 11 | 10 | 51000 | 3933 | 3.8 |  | Federally-Regulated Commercial & Industrial Equipment | 12/14/1998 |  | 09/21/2000
Florida Heat Pump | Florida Heat Pump | EM009-2CS | EM009-2AH/AV | Water-Source | WBAH: Heating Only Packaged Un | Heat Pump | 265 | 1 |  |  | No Match | No Match |  |  |  | 10200 | 857 | 11.9 | 9 | 12800 | 1041 | 3.6 | 3.5 | Non Federally-Regulated | 05/23/2001 |  | 07/18/2002
McQuay International | McQuay | W-CDL/CDS/CMS-1-120-F |  | Water-Source | WBAHP: Heat Pump Packaged Unit | Heat Pump | 208 | 3 |  |  | No Match | No Match |  |  |  | 118500 | 10486 | 11.3 | 9 | 148000 | 10084 | 4.3 | 3.8 | Federally-Regulated Commercial & Industrial Equipment | 09/21/2000 |  | 03/12/2009
Waterfurnace International, Inc. | Eagle Mountain | ZS036**0*0 |  | Ground-Source | WBAHP: Heat Pump Packaged Unit | Heat Pump | 230 | 1 |  |  | No Match | Single-Speed |  |  |  | 34500 | 2078 | 16.6 | 13.4 | 26000 | 2309 | 3.3 | 3.1 | Non Federally-Regulated | 01/24/2011 |  | 04/19/2013
Waterfurnace International, Inc. | Waterfurnace International, Inc. | ATV056D0 |  | Ground-Water-Source | WBAHP: Heat Pump Packaged Unit | Heat Pump | 208 | 1 |  |  | No Match | No Match |  |  |  | 60500 | 4143 | 14.6 | 11 | 69000 | 4814 | 4.2 | 3.5 | Non Federally-Regulated | 03/31/1998 |  | 05/10/1998
McQuay International | McQuay | W-CDD/CDE/CMG-1-042-F |  | Ground-Water-Source | WBAHP: Heat Pump Packaged Unit | Heat Pump | 230 | 3 |  |  | No Match | No Match |  |  |  | 41000 | 3059 | 13.4 | 9 | 27600 | 2788 | 2.9 |  | Non Federally-Regulated | 10/06/1999 |  | 04/10/2000
McQuay / Snyder General | Electro-Hydronics | FC420F3 |  | Water-Source | WBAHP: Heat Pump Packaged Unit | Heat Pump | 230 | 1 |  |  | No Match | No Match |  |  |  | 42000 | 3850 | 10.9 | 9 | 52000 | 4100 | 3.7 | 3.2 | Non Federally-Regulated | 05/11/1988 |  | 03/15/1989
Waterfurnace International, Inc. | Waterfurnace International, Inc. | SXH120A4 |  | Ground-Source | WBAHP: Heat Pump Packaged Unit | Heat Pump | 460 | 3 |  |  | No Match | No Match |  |  |  | 122000 | 9172 | 13.3 |  | 100000 | 9769 | 3 |  | Non Federally-Regulated | 03/31/1998 |  | 05/10/1998
Waterfurnace International, Inc. | Johnson Controls | RJSV/RJSH018**2*1 |  | Water-Source | WBAHP: Heat Pump Packaged Unit | Heat Pump | 265 | 1 |  |  | No Match | Single-Speed |  |  |  | 18000 | 1091 | 16.5 | 12 | 23000 | 1272 | 5.3 | 4.2 | Federally-Regulated Commercial & Industrial Equipment | 01/24/2011 |  | 10/24/2014
Florida Heat Pump | Geomaster, LLC | EV048-1CF/HZ/VT |  | Water-Source | WBAHP: Heat Pump Packaged Unit | Heat Pump | 208 | 1 |  |  | No Match | Single-Speed |  |  |  | 48500 | 3566 | 12.7 | 12 | 58000 | 3540 | 4.8 | 4.2 | Federally-Regulated Commercial & Industrial Equipment | 06/14/2011 |  | 12/12/2012
Florida Heat Pump | Geomaster, LLC | EV042-1CS | EV042-1AV/AH | Water-Source | WBAHP-CB: Heat Pump Split Syst | Heat Pump | 208 | 1 |  |  | No Match | Single-Speed |  |  |  | 42100 | 3189 | 13.2 | 12 | 46100 | 3004 | 4.5 | 4.2 | Federally-Regulated Commercial & Industrial Equipment | 06/15/2009 |  | 08/23/2011
Addison Products | Addison Products | WSH019-1AR |  | Water-Source | WBAHP: Heat Pump Packaged Unit | Heat Pump | 230 | 1 |  |  | No Match | No Match |  |  |  | 18200 | 1300 | 14 | 10 | 22200 | 1301 | 5 |  | Federally-Regulated Commercial & Industrial Equipment | 02/02/1998 |  | 03/31/1998
Mammoth | Hydrobank II | D064HHF/VHF |  | Water-Source | WBAHP: Heat Pump Packaged Unit | Heat Pump | 230 | 1 |  |  | No Match | No Match |  |  |  | 64000 | 4776 | 13.4 | 10 | 82000 | 5861 | 4.1 |  | Federally-Regulated Commercial & Industrial Equipment | 07/29/1998 |  | 10/02/1998
McQuay International | McQuay | W-CDL/CDS/CMS-1-015-E |  | Water-Source | WBAHP: Heat Pump Packaged Unit | Heat Pump | 230 | 1 |  |  | No Match | No Match |  |  |  | 15300 | 1254 | 12.2 | 10 | 16000 | 1202 | 3.9 |  | Federally-Regulated Commercial & Industrial Equipment | 09/21/2000 |  | 03/12/2009
Waterfurnace International, Inc. | Spectra | SXH048A1 |  | Water-Source | WBAHP: Heat Pump Packaged Unit | Heat Pump | 208 | 1 |  |  | No Match | No Match |  |  |  | 49000 | 3630 | 13.5 | 10 | 60500 | 3772 | 4.7 |  | Federally-Regulated Commercial & Industrial Equipment | 06/02/1993 |  | 06/03/1993
Command-Aire | Command-Aire | SWP514E |  | Water-Source | WBAHP: Heat Pump Packaged Unit | Heat Pump | 460 | 3 |  |  | No Match | No Match |  |  |  | 51000 | 4550 | 11.2 | 7.5 | 64000 | 4690 | 4 | 2.5 | Non Federally-Regulated | 05/16/1984 |  | 06/11/1985
Mammoth | Mammoth | D086H |  | Water-Source | WBAHP: Heat Pump Packaged Unit | Heat Pump | 230 | 1 |  |  | No Match | No Match |  |  |  | 79000 | 8775 | 9 | 7.5 | 88000 | 8900 | 2.9 | 2.2 | Non Federally-Regulated | 09/08/1982 |  | 05/16/1984
Addison Products | Comfort-Aire | SWPH-2033 |  | Water-Source | WBAHP: Heat Pump Packaged Unit | Heat Pump | 208 | 3 |  |  | No Match | No Match |  |  |  | 240000 | 24700 | 9.7 |  | 336000 | 27900 | 3.5 | 3.8 | Non Federally-Regulated | 07/31/1991 |  | 03/31/1998
Singer | Electro-Hydronics | CC330D3 |  | Water-Source | WBAHP: Heat Pump Packaged Unit | Heat Pump | 230 | 1 |  |  | No Match | No Match |  |  |  | 33000 | 3500 | 9.4 | 7.5 | 35400 | 3550 | 2.9 | 2.5 | Non Federally-Regulated | 09/08/1982 |  | 05/16/1984
Waterfurnace International, Inc. | Waterfurnace International, Inc. | SXV013B2 |  | Water-Source | WBAHP: Heat Pump Packaged Unit | Heat Pump | 265 | 1 |  |  | No Match | No Match |  |  |  | 12700 | 858 | 14.8 | 10 | 15100 | 921 | 4.8 |  | Federally-Regulated Commercial & Industrial Equipment | 12/14/1998 |  | 10/05/1999
Florida Heat Pump | Florida Heat Pump | EM060-1CS | EM060-1AV | Water-Source | WBAHP-C: Heat Pump Split Syste | Heat Pump | 230 | 1 |  |  | No Match | No Match |  |  |  | 59000 | 4609 | 12.8 | 9.3 | 78000 | 5316 | 4.3 | 3.8 | Federally-Regulated Commercial & Industrial Equipment | 03/31/1998 |  | 05/10/1998
California Heat Pump | Trane | WPRB-0082 |  | Water-Source | WBAHP: Heat Pump Packaged Unit | Heat Pump | 208 | 1 |  |  | No Match | No Match |  |  |  | 8500 | 850 | 10 | 7.5 | 10000 | 900 | 3.2 | 2.5 | Non Federally-Regulated | 06/11/1985 |  | 05/11/1988
Waterfurnace International, Inc. | Waterfurnace International, Inc. | SXH019C0 |  | Water-Source | WBAHP: Heat Pump Packaged Unit | Heat Pump | 208 | 1 |  |  | No Match | No Match |  |  |  | 18600 | 1338 | 13.9 | 9.3 | 24200 | 1447 | 4.9 | 3.8 | Federally-Regulated Commercial & Industrial Equipment | 03/31/1998 |  | 05/10/1998
Enertech Global, LLC | Enertech | GST036A2 | MPD036 | Ground-Source | WBAHP-CB: Heat Pump Split Syst | Heat Pump | 230 | 3 |  |  | No Match | Single-Speed |  |  |  | 38000 | 2303 | 16.5 | 13.4 | 28400 | 2250 | 3.7 | 3.1 | Non Federally-Regulated | 12/12/2012 |  | 04/29/2015
ClimateMaster Inc. | Carrier Corp. | 50P1H/V012 |  | Water-Source | WBAHP: Heat Pump Packaged Unit | Heat Pump | 208 | 1 |  |  | No Match | Single-Speed |  |  |  | 11700 | 867 | 13.5 | 11.2 | 15200 | 1036 | 4.3 | 4.2 | Federally-Regulated Commercial & Industrial Equipment | 10/24/2014 |  | 04/22/2015
McQuay International | McQuay | W-CDD/CDE/CME-1-120-K |  | Water-Source | WBAHP: Heat Pump Packaged Unit | Heat Pump | 460 | 3 |  |  | No Match | No Match |  |  |  | 118500 | 10486 | 11.3 | 9 | 148000 | 10084 | 4.3 | 3.8 | Federally-Regulated Commercial & Industrial Equipment | 09/21/2000 |  | 03/12/2009
Waterfurnace International, Inc. | Rybacki - Hart Enterprises | GS012**0*0 |  | Ground-Water-Source | WBAHP: Heat Pump Packaged Unit | Heat Pump | 208 | 1 |  |  | No Match | Single-Speed |  |  |  | 14000 | 549 | 25.5 | 16.2 | 11900 | 830 | 4.2 | 3.6 | Non Federally-Regulated | 01/24/2011 |  | 04/19/2013
Addison Products | Heat Controller | WSH024-1AR |  | Water-Source | WBAHP: Heat Pump Packaged Unit | Heat Pump | 208 | 1 |  |  | No Match | No Match |  |  |  | 24000 | 1714 | 14 | 10 | 30000 | 1831 | 4.8 |  | Federally-Regulated Commercial & Industrial Equipment | 10/05/1999 |  | 04/12/2000
Florida Heat Pump | Geomaster, LLC | EP048-3HZ/VT |  | Ground-Source | WBAHP: Heat Pump Packaged Unit | Heat Pump | 208 | 3 |  |  | No Match | Single-Speed | 2582 | 240 |  | 50200 | 2535 | 19.8 | 13.4 | 33400 | 2646 | 3.7 | 3.1 | Non Federally-Regulated | 08/23/2011 |  | 04/21/2014
Mammoth | Hydrobank II | K070HLG |  | Ground-Water-Source | WBAHP: Heat Pump Packaged Unit | Heat Pump | 575 | 3 |  |  | No Match | No Match |  |  |  | 67500 | 5000 | 13.5 | 9 | 51600 | 5039 | 3 |  | Non Federally-Regulated | 01/18/2001 |  | 11/19/2001
Snyder General Corp. | McQuay | LWP15AP |  | Water-Source | WBAHP: Heat Pump Packaged Unit | Heat Pump | 460 | 3 |  |  | No Match | No Match |  |  |  | 178000 | 16950 | 10.5 |  | 227000 | 17600 | 3.8 | 2.5 | Non Federally-Regulated | 02/22/1990 |  | 07/31/1991
Snyder General Corp. | American Air Filter | CWH009B*N |  | Water-Source | WBAHP-O: Heat Pump Packaged Un | Heat Pump | 265 | 1 |  |  | No Match | No Match |  |  |  | 9000 | 750 | 12 | 9.3 | 11000 | 789 | 4.1 | 3.8 | Non Federally-Regulated | 07/31/1991 |  | 03/31/1998
Addison Products | Addison Products | HGY012-8A |  | Water-Source | WBAHP-CB: Heat Pump Split Syst | Heat Pump | 265 | 1 |  |  | No Match | No Match |  |  |  | 11900 | 991 | 12 | 9 | 13500 | 1069 | 3.7 | 3.5 | Non Federally-Regulated | 07/22/2002 |  | 03/12/2009
McQuay / Snyder General | Electro-Hydronics | CW350GP |  | Water-Source | WBAHP: Heat Pump Packaged Unit | Heat Pump | 460 | 3 |  |  | No Match | No Match |  |  |  | 35600 | 3360 | 10.6 | 7.5 | 43000 | 3500 | 3.6 | 2.5 | Non Federally-Regulated | 08/29/1986 |  | 05/11/1988
Hydro Delta Corp. | Hydro Delta Corp. | 03-054-WTARW-HM |  | Water-Source | WBAHP-CB: Heat Pump Split Syst | Heat Pump | 208 | 1 |  |  | No Match | No Match |  |  |  | 55000 | 4435 | 12.4 | 9 | 64000 | 5208 | 3.6 | 3.5 | Non Federally-Regulated | 10/05/1999 |  | 04/12/2000
Mammoth | Mammoth | A010C |  | Water-Source | WBAHP: Heat Pump Packaged Unit | Heat Pump | 115 | 1 |  |  | No Match | No Match |  |  |  | 7600 | 900 | 8.4 | 7.5 | 10200 | 1050 | 2.8 | 2.5 | Non Federally-Regulated | 05/16/1984 |  | 05/11/1988
Florida Heat Pump | Bosch | CP030-1HZ/VT |  | Ground-Water-Source | WBAHP: Heat Pump Packaged Unit | Heat Pump | 208 | 1 |  |  |  | Single-Speed |  |  |  | 31700 | 1174 | 27 | 16.2 | 25000 | 1409 | 5.2 | 3.6 | Non Federally-Regulated | 04/22/2015 |  | 05/01/2015
Snyder General Corp. | McQuay | VF330G3 |  | Water-Source | WBAHP: Heat Pump Packaged Unit | Heat Pump | 230 | 1 |  |  | No Match | No Match |  |  |  | 30800 | 2852 | 10.8 | 9 | 35000 | 2900 | 3.5 | 3.2 | Non Federally-Regulated | 02/22/1990 |  | 07/31/1991
Addison Products | Addison Products | HPY036-3A |  | Water-Source | WBAHP-CB: Heat Pump Split Syst | Heat Pump | 230 | 3 |  |  | No Match | No Match |  |  |  | 39400 | 2755 | 14.3 | 9 | 42700 | 3381 | 3.7 | 3.5 | Non Federally-Regulated | 07/22/2002 |  | 03/12/2009
Waterfurnace International, Inc. | Rybacki - Hart Enterprises | ZS036**4*4 |  | Water-Source | WBAHP: Heat Pump Packaged Unit | Heat Pump | 460 | 3 |  |  | No Match | Single-Speed |  |  |  | 33300 | 2220 | 15 | 12 | 40600 | 2479 | 4.8 | 4.2 | Federally-Regulated Commercial & Industrial Equipment | 03/02/2012 |  | 04/19/2013
American Air Filter | Enercon | CCW-15 |  | Water-Source | WBAHP-O: Heat Pump Packaged Un | Heat Pump | 208 | 1 |  |  | No Match | No Match |  |  |  | 14500 | 1295 | 11.2 | 9 | 16400 | 1325 | 3.6 | 3.2 | Non Federally-Regulated | 02/22/1990 |  | 07/31/1991
Waterfurnace International, Inc. | Waterfurnace International, Inc. | SXH016B2 |  | Water-Source | WBAHP: Heat Pump Packaged Unit | Heat Pump | 265 | 1 |  |  | No Match | No Match |  |  |  | 16000 | 1185 | 13.5 | 10 | 20400 | 1195 | 5 |  | Federally-Regulated Commercial & Industrial Equipment | 12/14/1998 |  | 10/05/1999
Florida Heat Pump | Florida Heat Pump | GT030-1CF/HZ/VT |  | Water-Source | WBAHP-CB: Heat Pump Split Syst | Heat Pump | 230 | 1 |  |  | No Match | No Match |  |  |  | 31400 | 2211 | 14.2 | 9 | 33000 | 2417 | 4 | 3.5 | Non Federally-Regulated | 04/12/2000 |  | 05/23/2001
Florida Heat Pump | Energy Miser | EMV 84-1 |  | Water-Source | WBAHP: Heat Pump Packaged Unit | Heat Pump | 208 | 1 |  |  | No Match | No Match |  |  |  | 79000 | 9400 | 8.4 | 7.5 | 98000 | 10100 | 2.8 | 2.2 | Non Federally-Regulated | 01/05/1982 |  | 05/16/1984
Waterfurnace International, Inc. | Waterfurnace International, Inc. | ATV022D0 |  | Water-Source | WBAHP-CB: Heat Pump Split Syst | Heat Pump | 230 | 1 |  |  | No Match | No Match |  |  |  | 23600 | 1493 | 15.8 | 9 | 23800 | 1516 | 4.6 | 3.5 | Non Federally-Regulated | 02/02/1998 |  | 10/02/1998
Bard Manufacturing Company, Inc. | Bard | QW601-A |  | Ground-Water-Source | WBAHP: Heat Pump Packaged Unit | Heat Pump | 230 | 1 |  |  | No Match | No Match |  |  |  | 53500 | 4022 | 13.3 | 9 | 45000 | 4253 | 3.1 |  | Non Federally-Regulated | 03/21/2001 |  | 01/24/2002
Waterfurnace International, Inc. | Geotility Geothermal Installations | YS030**1*0 |  | Ground-Source | WBAHP: Heat Pump Packaged Unit | Heat Pump | 230 | 1 |  |  | No Match | Single-Speed |  |  |  | 29000 | 1706 | 17 | 13.4 | 22800 | 1909 | 3.5 | 3.1 | Non Federally-Regulated | 01/24/2011 |  | 04/19/2013
Mammoth | Hydrobank II | D052HHJ |  | Water-Source | WBAHP: Heat Pump Packaged Unit | Heat Pump | 208 | 1 |  |  | No Match | No Match |  |  |  | 48500 | 4575 | 10.6 | 10 | 64000 | 4808 | 3.9 |  | Federally-Regulated Commercial & Industrial Equipment | 01/18/2001 |  | 03/12/2009
Florida Heat Pump | Florida Heat Pump | EM024-1VT |  | Water-Source | WBAHP: Heat Pump Packaged Unit | Heat Pump | 230 | 1 |  |  | No Match | No Match |  |  |  | 24000 | 1714 | 14 | 10 | 30000 | 1831 | 4.8 |  | Federally-Regulated Commercial & Industrial Equipment | 12/14/1998 |  | 10/05/1999
Waterfurnace International, Inc. | Eagle Mountain | ZS023**0*1 |  | Water-Source | WBAHP: Heat Pump Packaged Unit | Heat Pump | 208 | 1 |  |  | No Match | Single-Speed |  |  |  | 23000 | 1533 | 15 | 12 | 26000 | 1621 | 4.7 | 4.2 | Federally-Regulated Commercial & Industrial Equipment | 01/24/2011 |  | 04/19/2013
Florida Heat Pump | Florida Heat Pump | EM072-5CS | EM072-5AH/AV | Water-Source | WBAH: Heating Only Packaged Un | Heat Pump | 575 | 3 |  |  | No Match | No Match |  |  |  | 70500 | 5222 | 13.5 | 9 | 71000 | 5474 | 3.8 | 3.5 | Non Federally-Regulated | 07/22/2002 |  | 03/12/2009
Florida Heat Pump | Florida Heat Pump | GT096-3VT/HZ |  | Ground-Water-Source | WBAHP: Heat Pump Packaged Unit | Heat Pump | 230 | 3 |  |  | No Match | No Match |  |  |  | 96000 | 7111 | 13.5 | 9 | 67000 | 6134 | 3.2 |  | Non Federally-Regulated | 10/06/1999 |  | 04/10/2000
ClimateMaster Inc. | Climate Master Series | HS/VS042G |  | Water-Source | WBAHP: Heat Pump Packaged Unit | Heat Pump | 208 | 1 |  |  | No Match | No Match |  |  |  | 41500 | 3705 | 11.2 | 10 | 52500 | 3845 | 4 |  | Federally-Regulated Commercial & Industrial Equipment | 11/14/2000 |  | 01/18/2001
ClimateMaster Inc. | Climate Master Series | GRV/GRH009AE |  | Water-Source | WBAHP-CB: Heat Pump Split Syst | Heat Pump | 265 | 1 |  |  | No Match | No Match |  |  |  | 8300 | 588 | 14.1 | 9 | 10100 | 721 | 4.1 | 3.5 | Non Federally-Regulated | 07/22/2002 |  | 03/12/2009
Mammoth | Hydrobank II | G024VHK |  | Water-Source | WBAHP: Heat Pump Packaged Unit | Heat Pump | 460 | 3 |  |  | No Match | No Match |  |  |  | 23800 | 2266 | 10.5 | 10 | 31000 | 2328 | 3.9 |  | Federally-Regulated Commercial & Industrial Equipment | 06/27/2003 |  | 03/12/2009
ClimateMaster Inc. | Climate Master Series | CS/CL009G |  | Ground-Water-Source | WBAHP: Heat Pump Packaged Unit | Heat Pump | 208 | 1 |  |  | No Match | No Match |  |  |  | 9200 | 652 | 14.1 | 9 | 6900 | 594 | 3.4 |  | Non Federally-Regulated | 01/18/2001 |  | 07/18/2002
Waterfurnace International, Inc. | American Standard, Inc. | A1GC060***1**0 |  | Ground-Water-Source | WBAHP: Heat Pump Packaged Unit | Heat Pump | 208 | 1 |  |  | No Match | Single-Speed | 2249 | 900 |  | 65500 | 3149 | 20.8 | 16.2 | 58400 | 4504 | 3.8 | 3.6 | Non Federally-Regulated | 08/23/2011 |  | 10/24/2014
Florida Heat Pump | Geomaster, LLC | ES036-1CS | ES036-1AV/AH | Ground-Water-Source | WBAHP-CB: Heat Pump Split Syst | Heat Pump | 208 | 1 |  |  | No Match | Single-Speed |  |  |  | 37500 | 1603 | 23.4 | 16.2 | 30500 | 2080 | 4.3 | 3.6 | Non Federally-Regulated | 06/15/2009 |  | 04/20/2015
Climate Control / Snyder General | Electro-Hydronics | FC610FP |  | Water-Source | WBAHP: Heat Pump Packaged Unit | Heat Pump | 460 | 3 |  |  | No Match | No Match |  |  |  | 61500 | 5850 | 10.5 | 7.5 | 77000 | 5785 | 3.9 | 2.5 | Non Federally-Regulated | 06/11/1985 |  | 08/29/1986
McQuay International | McQuay | FCV/FCW019B-N |  | Water-Source | WBAHP: Heat Pump Packaged Unit | Heat Pump | 265 | 1 |  |  | No Match | No Match |  |  |  | 19000 | 1637 | 11.6 | 10 | 23500 | 1811 | 3.8 |  | Federally-Regulated Commercial & Industrial Equipment | 11/17/1999 |  | 09/21/2000
Waterfurnace International, Inc. | Waterfurnace International, Inc. | VLV/VXV042*1 |  | Water-Source | WBAHP: Heat Pump Packaged Unit | Heat Pump | 208 | 1 |  |  | No Match | No Match |  |  |  | 40000 | 3076 | 13 | 10 | 48000 | 3348 | 4.2 |  | Federally-Regulated Commercial & Industrial Equipment | 06/20/2003 |  | 02/17/2011
Florida Heat Pump | Florida Heat Pump | EM009-2CF |  | Water-Source | WBAHP: Heat Pump Packaged Unit | Heat Pump | 265 | 1 |  |  | No Match | No Match |  |  |  | 9500 | 760 | 12.5 | 9.3 | 13000 | 846 | 4.5 | 3.8 | Federally-Regulated Commercial & Industrial Equipment | 03/31/1998 |  | 05/10/1998
Florida Heat Pump | Bosch | AP035-1CF/HZ/VT |  | Ground-Water-Source | WBAHP: Heat Pump Packaged Unit | Heat Pump | 230 | 1 |  |  |  | Single-Speed |  |  |  | 41200 | 1753 | 23.5 | 16.2 | 36200 | 2257 | 4.7 | 3.6 | Non Federally-Regulated | 04/22/2015 |  | 05/01/2015
Carrier Corp. - Syracuse | Carrier | 50QEV0726 |  | Water-Source | WBAHP: Heat Pump Packaged Unit | Heat Pump | 460 | 3 |  |  | No Match | No Match |  |  |  | 73000 | 6214 | 11.7 | 9.2 | 89000 | 6410 | 4 | 2.5 | Non Federally-Regulated | 03/15/1989 |  | 02/22/1990
Florida Heat Pump | Florida Heat Pump | GT048-3CS | GT048-1AV/AH | Water-Source | WBAH: Heating Only Packaged Un | Heat Pump | 208 | 3 |  |  | No Match | No Match |  |  |  | 48000 | 3902 | 12.3 | 9 | 57700 | 4448 | 3.8 | 3.5 | Non Federally-Regulated | 10/05/1999 |  | 04/12/2000
Koldwave Division, Mestek, Inc. | Heat Exchangers | 6K24CMHT |  | Water-Source | WBAHP: Heat Pump Packaged Unit | Heat Pump | 208 | 1 |  |  | No Match | No Match |  |  |  | 24800 | 1878 | 13.2 | 10 | 30000 | 2044 | 4.3 |  | Federally-Regulated Commercial & Industrial Equipment | 02/02/1998 |  | 03/31/1998
Waterfurnace International, Inc. | Waterfurnace International, Inc. | SXV010B1 |  | Ground-Water-Source | WBAHP: Heat Pump Packaged Unit | Heat Pump | 230 | 1 |  |  | No Match | No Match |  |  |  | 9900 | 642 | 15.4 | 9 | 7400 | 657 | 3.3 |  | Non Federally-Regulated | 08/21/1998 |  | 10/02/1998
Mammoth | Hydrobank II | K100HLL |  | Ground-Water-Source | WBAHP: Heat Pump Packaged Unit | Heat Pump | 575 | 3 |  |  | No Match | No Match |  |  |  | 100000 | 7407 | 13.5 | 9 | 79000 | 7233 | 3.2 |  | Non Federally-Regulated | 06/27/2003 |  | 03/12/2009
Command-Aire | Command-Aire | SWPR261E |  | Water-Source | WBAHP: Heat Pump Packaged Unit | Heat Pump | 208 | 1 |  |  | No Match | No Match |  |  |  | 24000 | 2160 | 11.1 | 9 | 32000 | 2340 | 4.1 | 3.2 | Non Federally-Regulated | 05/11/1988 |  | 03/15/1989
Florida Heat Pump | Florida Heat Pump | EM007-1CS | EM007-1AH/AV | Ground-Water-Source | WBAHP-CB: Heat Pump Split Syst | Heat Pump | 230 | 1 |  |  | No Match | No Match |  |  |  | 7700 | 616 | 12.5 | 9 | 6000 | 532 | 3.3 |  | Non Federally-Regulated | 07/22/2002 |  | 03/12/2009
ClimateMaster Inc. | Climate Master | TES/P026A | TAH026B | Ground-Water-Source | WBAHP-CB: Heat Pump Split Syst | Heat Pump | 230 | 1 |  |  | No Match | Single-Speed |  |  |  | 28900 | 1116 | 25.9 | 16.2 | 25500 | 1495 | 5 | 3.6 | Non Federally-Regulated | 12/12/2012 |  | 01/09/2014
Climate Control / Snyder General | Electro-Hydronics | LWP25BK |  | Water-Source | WBAHP: Heat Pump Packaged Unit | Heat Pump | 208 | 3 |  |  | No Match | No Match |  |  |  | 256000 | 22000 | 11.6 |  | 284000 | 22400 | 3.7 | 2.5 | Non Federally-Regulated | 06/11/1985 |  | 08/29/1986
Florida Heat Pump | Florida Heat Pump | EP009-1HZ/VT |  | Ground-Source | WBAHP: Heat Pump Packaged Unit | Heat Pump | 208 | 1 |  |  | No Match | Single-Speed |  |  |  | 9500 | 492 | 19.3 | 13.4 | 6800 | 554 | 3.6 | 3.1 | Non Federally-Regulated | 01/24/2011 |  | 06/14/2011
Waterfurnace International, Inc. | WFI Industries, Ltd. | VLV/VXV058*1 |  | Ground-Water-Source | WBAHP: Heat Pump Packaged Unit | Heat Pump | 230 | 1 |  |  | No Match | No Match |  |  |  | 57600 | 4571 | 12.6 | 9 | 42700 | 4468 | 2.8 |  | Non Federally-Regulated | 06/20/2003 |  | 03/12/2009
Enertech Global, LLC | Enertech | GXT048C |  | Ground-Water-Source | WBAHP: Heat Pump Packaged Unit | Heat Pump | 230 | 1 |  |  | No Match | No Match |  |  |  | 55100 | 2277 | 24.2 | 16.2 | 48700 | 2973 | 4.8 | 3.6 | No Match | 05/02/2012 |  | 05/08/2012
McQuay International | McQuay | LHP/LWP7D-D |  | Water-Source | WBAHP: Heat Pump Packaged Unit | Heat Pump | 208 | 3 |  |  | No Match | No Match |  |  |  | 70000 | 6194 | 11.3 | 9 | 83000 | 6401 | 3.8 | 3.8 | Federally-Regulated Commercial & Industrial Equipment | 02/02/1998 |  | 03/31/1998
Trane U.S. Inc. | Trane | WPVE061 |  | Water-Source | WBAHP: Heat Pump Packaged Unit | Heat Pump | 208 | 1 |  |  | No Match | No Match |  |  |  | 59500 | 5129 | 11.6 | 10 | 68500 | 5281 | 3.8 |  | Federally-Regulated Commercial & Industrial Equipment | 04/12/2000 |  | 11/14/2000
Waterfurnace International, Inc. | Waterfurnace International, Inc. | P066**1 |  | Ground-Water-Source | WBAHP: Heat Pump Packaged Unit | Heat Pump | 208 | 1 |  |  | No Match | No Match |  |  |  | 67000 | 5000 | 13.4 | 9 | 50000 | 4883 | 3 |  | Non Federally-Regulated | 07/22/2002 |  | 03/12/2009
Tetco | Tetco | ESII5.0 |  | Ground-Water-Source | WBAHP: Heat Pump Packaged Unit | Heat Pump | 230 | 1 |  |  | No Match | No Match |  |  |  | 51000 | 3893 | 13.1 | 9 | 45000 | 4254 | 3.1 |  | Non Federally-Regulated | 01/30/1998 |  | 08/20/1998
Bard Manufacturing Company, Inc. | Bard | QW421-A |  | Ground-Water-Source | WBAHP: Heat Pump Packaged Unit | Heat Pump | 230 | 1 |  |  | No Match | No Match |  |  |  | 40000 | 2500 | 16 | 9 | 26200 | 2398 | 3.2 |  | Non Federally-Regulated | 03/21/2001 |  | 05/23/2001
Trane U.S. Inc. | Trane | GSCC028 |  | Water-Source | WBAHP: Heat Pump Packaged Unit | Heat Pump | 208 | 1 |  |  | No Match | No Match |  |  |  | 28500 | 2714 | 10.5 | 10 | 38000 | 2929 | 3.8 |  | Federally-Regulated Commercial & Industrial Equipment | 04/12/2000 |  | 11/14/2000
Bard Manufacturing Company, Inc. | Bard | WPV60D |  | Ground-Water-Source | WBAHP: Heat Pump Packaged Unit | Heat Pump | 208 | 1 |  |  | No Match | No Match |  |  |  | 54000 | 4695 | 11.5 | 9 | 40000 | 4687 | 2.5 |  | Non Federally-Regulated | 05/23/2001 |  | 07/18/2002
Waterfurnace International, Inc. | Waterfurnace International, Inc. | SXH058B3 |  | Ground-Water-Source | WBAHP: Heat Pump Packaged Unit | Heat Pump | 230 | 3 |  |  | No Match | No Match |  |  |  | 56500 | 4216 | 13.4 | 9 | 45500 | 4301 | 3.1 |  | Non Federally-Regulated | 12/14/1998 |  | 10/06/1999
Florida Heat Pump | Florida Heat Pump | GT062-3CF/HZ/VT |  | Water-Source | WBAHP: Heat Pump Packaged Unit | Heat Pump | 230 | 3 |  |  | No Match | No Match |  |  |  | 60000 | 4615 | 13 | 10 | 80000 | 5327 | 4.4 |  | Federally-Regulated Commercial & Industrial Equipment | 04/12/2000 |  | 02/17/2011
Marvair | Marvair | WHP57HPC |  | Water-Source | WBAHP: Heat Pump Packaged Unit | Heat Pump | 230 | 3 |  |  | No Match | No Match |  |  |  | 57000 | 5429 | 10.5 | 9 | 72000 | 5703 | 3.7 | 3.2 | Non Federally-Regulated | 02/22/1990 |  | 07/31/1991
Waterfurnace International, Inc. | Rybacki - Hart Enterprises | ZS024**3*4 |  | Ground-Source | WBAHP: Heat Pump Packaged Unit | Heat Pump | 230 | 3 |  |  | No Match | Single-Speed |  |  |  | 24400 | 1394 | 17.5 | 13.4 | 17500 | 1350 | 3.8 | 3.1 | Non Federally-Regulated | 06/14/2011 |  | 04/19/2013
Waterfurnace International, Inc. | Spectra | SXV048A3 |  | Water-Source | WBAHP-CB: Heat Pump Split Syst | Heat Pump | 208 | 3 |  |  | No Match | No Match |  |  |  | 52000 | 4000 | 13 | 9 | 55500 | 4170 | 3.9 | 3.5 | Non Federally-Regulated | 06/02/1993 |  | 06/03/1993
Waterfurnace International, Inc. | Waterfurnace International, Inc. | ATV022*0 |  | Ground-Water-Source | WBAHP: Heat Pump Packaged Unit | Heat Pump | 230 | 1 |  |  | No Match | No Match |  |  |  | 23400 | 1392 | 16.8 | 9 | 15700 | 1352 | 3.4 |  | Non Federally-Regulated | 10/06/1999 |  | 05/19/2000
McQuay International | McQuay | W-CMG-1-024-F |  | Water-Source | WBAHP: Heat Pump Packaged Unit | Heat Pump | 230 | 3 |  |  | No Match | No Match |  |  |  | 25400 | 1840 | 13.8 | 10 | 29800 | 2129 | 4.1 |  | Federally-Regulated Commercial & Industrial Equipment | 09/21/2000 |  | 03/12/2009
Addison Products | Addison Products | HPY007-8A |  | Water-Source | WBAHP-CB: Heat Pump Split Syst | Heat Pump | 265 | 1 |  |  | No Match | No Match |  |  |  | 9300 | 688 | 13.5 | 9 | 10900 | 778 | 4.1 | 3.5 | Non Federally-Regulated | 07/22/2002 |  | 03/12/2009
Addison Products | Heat Controller | WPH064-3JC/3JBC |  | Water-Source | WBAHP: Heat Pump Packaged Unit | Heat Pump | 208 | 3 |  |  | No Match | No Match |  |  |  | 59500 | 4760 | 12.5 | 10 | 78000 | 5859 | 3.9 |  | Federally-Regulated Commercial & Industrial Equipment | 10/05/1999 |  | 04/12/2000
Florida Heat Pump | Florida Heat Pump | EM036-3CF/HZ/VT |  | Ground-Water-Source | WBAHP: Heat Pump Packaged Unit | Heat Pump | 230 | 3 |  |  | No Match | No Match |  |  |  | 36600 | 2541 | 14.4 | 9 | 25800 | 2290 | 3.3 |  | Non Federally-Regulated | 05/29/2001 |  | 07/18/2002
Florida Heat Pump | Florida Heat Pump | EM009-2CF/HZ/VT |  | Ground-Water-Source | WBAHP: Heat Pump Packaged Unit | Heat Pump | 265 | 1 |  |  | No Match | No Match |  |  |  | 10000 | 763 | 13.1 | 9 | 8000 | 689 | 3.4 |  | Non Federally-Regulated | 05/29/2001 |  | 07/18/2002
Climate Control / Snyder General | Electro-Hydronics | UW420F3 |  | Water-Source | WBAHP: Heat Pump Packaged Unit | Heat Pump | 230 | 1 |  |  | No Match | No Match |  |  |  | 42000 | 3850 | 10.9 | 7.5 | 52000 | 4100 | 3.7 | 2.5 | Non Federally-Regulated | 05/16/1984 |  | 08/29/1986
Waterfurnace International, Inc. | Eagle Mountain | ZS024**0*0 |  | Ground-Source | WBAHP: Heat Pump Packaged Unit | Heat Pump | 230 | 1 |  |  | No Match | Single-Speed |  |  |  | 24400 | 1435 | 17 | 13.4 | 17500 | 1465 | 3.5 | 3.1 | Non Federally-Regulated | 01/24/2011 |  | 04/19/2013
ClimateMaster Inc. | Climate Master Series | 813-036-H******** |  | Water-Source | WBAHP: Heat Pump Packaged Unit | Heat Pump | 208 | 3 |  |  | No Match | No Match |  |  |  | 36000 | 3190 | 11.3 | 9 | 42500 | 3190 | 3.9 | 3.2 | Federally-Regulated Commercial & Industrial Equipment | 01/23/1988 |  | 05/11/1988
Command-Aire | Command-Aire | SWP191E |  | Water-Source | WBAHP: Heat Pump Packaged Unit | Heat Pump | 230 | 1 |  |  | No Match | No Match |  |  |  | 18500 | 1680 | 11 | 9 | 24500 | 1750 | 4 | 3.2 | Non Federally-Regulated | 02/22/1990 |  | 07/31/1991
Command-Aire | Command-Aire | RUWP-204 |  | Water-Source | WBAHP: Heat Pump Packaged Unit | Heat Pump | 460 | 3 |  |  | No Match | No Match |  |  |  | 25000 | 2440 | 10.2 | 9 | 31200 | 2420 | 3.8 | 3.2 | Non Federally-Regulated | 02/22/1990 |  | 07/31/1991
Trane U.S. Inc. | Command-Aire | GSHC0301A |  | Water-Source | WBAHP-CB: Heat Pump Split Syst | Heat Pump | 208 | 1 |  |  | No Match | No Match |  |  |  | 30400 | 2140 | 14.2 | 9 | 34600 | 2896 | 3.5 | 3.5 | Non Federally-Regulated | 10/05/1999 |  | 04/12/2000
Tetco | Tetco | ES111.5 |  | Ground-Source | WBAHP: Heat Pump Packaged Unit | Heat Pump | 230 | 1 |  |  | No Match | No Match |  |  |  | 16800 | 1150 | 14.6 |  | 12000 | 1034 | 3.4 |  | Non Federally-Regulated | 03/31/1998 |  | 05/10/1998
Florida Heat Pump | Energy Miser | HEV 68-1 |  | Water-Source | WBAHP: Heat Pump Packaged Unit | Heat Pump | 208 | 1 |  |  | No Match | No Match |  |  |  | 68000 | 6070 | 11.2 | 9.2 | 88000 | 6450 | 4 | 2.5 | Non Federally-Regulated | 06/11/1985 |  | 05/11/1988
Florida Heat Pump | Florida Heat Pump | EM007-0CS | EM007-0AH/AV | Ground-Water-Source | WBAHP-CB: Heat Pump Split Syst | Heat Pump | 115 | 1 |  |  | No Match | No Match |  |  |  | 7700 | 616 | 12.5 | 9 | 6000 | 532 | 3.3 |  | Non Federally-Regulated | 07/22/2002 |  | 03/12/2009
Waterfurnace International, Inc. | Waterfurnace International, Inc. | NTV024A1(P) |  | Ground-Water-Source | WBAH: Heating Only Packaged Un | Heat Pump | 230 | 1 |  |  | No Match | No Match |  |  |  | 0 | 0 | 0 | 9 | 18100 | 1607 | 3.3 |  | Non Federally-Regulated | 01/30/1998 |  | 10/02/1998
Waterfurnace International, Inc. | Johnson Controls | RKV/RKH042**0*0 |  | Ground-Water-Source | WBAHP: Heat Pump Packaged Unit | Heat Pump | 208 | 1 |  |  | No Match | Single-Speed |  |  |  | 44600 | 1820 | 24.5 | 16.2 | 34900 | 2379 | 4.3 | 3.6 | Non Federally-Regulated | 09/03/2012 |  | 01/09/2014
Inter-City Products Corp. | McQuay | CCH019C*G |  | Water-Source | WBAHP: Heat Pump Packaged Unit | Heat Pump | 208 | 1 |  |  | No Match | No Match |  |  |  | 18200 | 1640 | 11.1 | 9.3 | 23200 | 1790 | 3.8 | 3.8 | Non Federally-Regulated | 07/31/1991 |  | 03/31/1998
Waterfurnace International, Inc. | Spectra | SXV016A2 |  | Water-Source | WBAHP: Heat Pump Packaged Unit | Heat Pump | 265 | 1 |  |  | No Match | No Match |  |  |  | 16100 | 1193 | 13.5 | 10 | 20400 | 1195 | 5 |  | Federally-Regulated Commercial & Industrial Equipment | 06/02/1993 |  | 06/03/1993
Florida Heat Pump | Geomaster, LLC | ES048-3CF/HZ/VT |  | Ground-Source | WBAHP: Heat Pump Packaged Unit | Heat Pump | 230 | 3 |  |  | No Match | Single-Speed |  |  |  | 49000 | 2849 | 17.2 | 13.4 | 37500 | 3139 | 3.5 | 3.1 | Non Federally-Regulated | 02/09/2009 |  | 06/23/2011
Mammoth | Mammoth | G042HHA |  | Water-Source | WBAHP: Heat Pump Packaged Unit | Heat Pump | 460 | 3 |  |  | No Match | Dual-Speed |  |  |  | 47100 | 2837 | 16.6 | 12 | 47100 | 3068 | 4.5 | 4.2 | Federally-Regulated Commercial & Industrial Equipment | 11/30/2011 |  | 12/12/2012
Addison Products | Addison Products | WSH036-3AL |  | Water-Source | WBAHP: Heat Pump Packaged Unit | Heat Pump | 230 | 3 |  |  | No Match | No Match |  |  |  | 35000 | 2868 | 12.2 | 10 | 44000 | 3070 | 4.2 |  | Federally-Regulated Commercial & Industrial Equipment | 12/14/1998 |  | 05/19/2000
ClimateMaster Inc. | Climate Master Series | GRV/GRH048AG |  | Water-Source | WBAHP-CB: Heat Pump Split Syst | Heat Pump | 230 | 1 |  |  | No Match | No Match |  |  |  | 51600 | 3329 | 15.5 | 9 | 59800 | 4074 | 4.3 | 3.5 | Non Federally-Regulated | 04/12/2000 |  | 07/18/2002
Enviro Master International llc | Enviro Master International | FWH12A******A*B |  | Water-Source | WBAHP-O: Heat Pump Packaged Un | Heat Pump | 115 | 1 |  |  | No Match | No Match |  |  |  | 11500 | 980 | 11.7 | 9 | 14200 | 1095 | 3.8 | 3.2 | Federally-Regulated Commercial & Industrial Equipment | 12/18/1989 |  | 02/22/1990
Florida Heat Pump | Florida Heat Pump | GT054-1CF/HZ/VT |  | Ground-Water-Source | WBAHP: Heat Pump Packaged Unit | Heat Pump | 208 | 1 |  |  | No Match | No Match |  |  |  | 51500 | 3961 | 13 | 9 | 42500 | 4150 | 3 |  | Non Federally-Regulated | 04/10/2000 |  | 07/18/2002
Waterfurnace International, Inc. | Waterfurnace International, Inc. | SXH095A3 |  | Ground-Water-Source | WBAHP: Heat Pump Packaged Unit | Heat Pump | 230 | 3 |  |  | No Match | No Match |  |  |  | 96000 | 7164 | 13.4 | 9 | 66500 | 6960 | 2.8 |  | Non Federally-Regulated | 01/30/1998 |  | 10/02/1998
Econar | Econar | GV230 |  | Ground-Water-Source | WBAHP: Heat Pump Packaged Unit | Heat Pump | 208 | 1 |  |  | No Match | No Match |  |  |  | 26200 | 1858 | 14.1 | 11 | 26400 | 2036 | 3.8 | 3.5 | Non Federally-Regulated | 03/31/1998 |  | 05/10/1998
McQuay / Snyder General | Electro-Hydronics | LHP27BP |  | Water-Source | WBAHP: Heat Pump Packaged Unit | Heat Pump | 460 | 3 |  |  | No Match | No Match |  |  |  | 295200 | 25350 | 11.6 |  | 348000 | 28300 | 3.6 | 2.5 | Non Federally-Regulated | 08/29/1986 |  | 05/11/1988
Addison Products | Addison Products | VGY036-3A |  | Ground-Water-Source | WBAHP: Heat Pump Packaged Unit | Heat Pump | 208 | 3 |  |  | No Match | No Match |  |  |  | 38100 | 2627 | 14.5 | 9 | 23600 | 2095 | 3.3 |  | Non Federally-Regulated | 11/14/2000 |  | 07/18/2002
ClimateMaster Inc. | Climate Master Series | GRV/GRH018AE |  | Ground-Water-Source | WBAHP: Heat Pump Packaged Unit | Heat Pump | 265 | 1 |  |  | No Match | No Match |  |  |  | 18700 | 1472 | 12.7 | 9 | 12100 | 1107 | 3.2 |  | Non Federally-Regulated | 01/18/2001 |  | 11/19/2001
Waterfurnace International, Inc. | Rybacki - Hart Enterprises | ZS048**0*0 |  | Water-Source | WBAHP: Heat Pump Packaged Unit | Heat Pump | 208 | 1 |  |  | No Match | Single-Speed |  |  |  | 47700 | 3245 | 14.7 | 12 | 56000 | 3730 | 4.4 | 4.2 | Federally-Regulated Commercial & Industrial Equipment | 01/24/2011 |  | 04/19/2013
Florida Heat Pump | Florida Heat Pump | CE035-1CS | DX035 | Ground-Water-Source | WBAHP-CB: Heat Pump Split Syst | Heat Pump | 208 | 1 |  |  | No Match | Variable-Speed |  |  |  | 42500 | 1840 | 23.1 | 16.2 | 32500 | 2268 | 4.2 | 3.6 | Non Federally-Regulated | 01/10/2012 |  | 03/02/2012
Florida Heat Pump | Clean Energy Developments Corp. | PS049-3CF/HZ/VT |  | Ground-Water-Source | WBAHP: Heat Pump Packaged Unit | Heat Pump | 230 | 3 |  |  | No Match | Single-Speed |  |  |  | 54000 | 2842 | 19 | 16.2 | 48000 | 2842 | 4.2 | 3.6 | Non Federally-Regulated | 07/06/2011 |  | 09/03/2012
American Air Filter | Enercon | HW09 |  | Water-Source | WBAHP: Heat Pump Packaged Unit | Heat Pump | 265 | 1 |  |  | No Match | No Match |  |  |  | 9300 | 840 | 11.1 | 7.5 | 11800 | 840 | 4.1 | 2.5 | Non Federally-Regulated | 06/11/1985 |  | 05/11/1988
Waterfurnace International, Inc. | Rybacki - Hart Enterprises | ZS024**3*1 |  | Ground-Water-Source | WBAHP: Heat Pump Packaged Unit | Heat Pump | 208 | 3 |  |  | No Match | Single-Speed |  |  |  | 26400 | 1128 | 23.4 | 16.2 | 22300 | 1452 | 4.5 | 3.6 | Non Federally-Regulated | 01/24/2011 |  | 04/19/2013
Phillips Energy, Inc. | Phillips Energy, Inc. | 100WADW-48V01 |  | Water-Source | WBAHP-CB: Heat Pump Split Syst | Heat Pump | 230 | 1 |  |  | No Match | No Match |  |  |  | 46750 | 4685 | 11.7 | 9 | 56694 | 4344 | 3.8 |  | Non Federally-Regulated | 06/30/1992 |  | 04/07/1996
Enviro Master International llc | Enviro Master International | FWW12D****** |  | Water-Source | WBAHP: Heat Pump Packaged Unit | Heat Pump | 208 | 1 |  |  | No Match | No Match |  |  |  | 12700 | 1000 | 12.7 | 9 | 13200 | 1240 | 3.1 | 3.2 | Non Federally-Regulated | 05/11/1988 |  | 03/15/1989
Addison Products | Addison Products | HPY096-3A |  | Water-Source | WBAHP: Heat Pump Packaged Unit | Heat Pump | 208 | 3 |  |  | No Match | No Match |  |  |  | 95000 | 7983 | 11.9 | 9 | 120000 | 8789 | 4 | 3.8 | Federally-Regulated Commercial & Industrial Equipment | 01/24/2002 |  | 03/12/2009
Waterfurnace International, Inc. | Waterfurnace International, Inc. | ATV016C1 |  | Water-Source | WBAHP-CB: Heat Pump Split Syst | Heat Pump | 230 | 1 |  |  | No Match | No Match |  |  |  | 17300 | 1123 | 15.4 | 9 | 17700 | 1152 | 4.5 | 3.5 | Non Federally-Regulated | 02/02/1998 |  | 10/02/1998
ClimateMaster Inc. | Climate Master Series | HS/HL006 |  | Water-Source | WBAHP: Heat Pump Packaged Unit | Heat Pump | 265 | 1 |  |  | No Match | No Match |  |  |  | 7400 | 625 | 11.8 | 9.3 | 8800 | 660 | 4 | 3.8 | Non Federally-Regulated | 07/31/1991 |  | 03/31/1998
ClimateMaster Inc. | Climate Master Series | GSV/GSH060AH |  | Water-Source | WBAHP: Heat Pump Packaged Unit | Heat Pump | 230 | 3 |  |  | No Match | No Match |  |  |  | 59500 | 4375 | 13.6 | 10 | 77100 | 4806 | 4.7 |  | Federally-Regulated Commercial & Industrial Equipment | 04/12/2000 |  | 11/19/2002
Hydro Delta Corp. | Hydro Delta Corp. | 03-060-WTARW-MT |  | Water-Source | WBAHP-CB: Heat Pump Split Syst | Heat Pump | 208 | 1 |  |  | No Match | No Match |  |  |  | 67000 | 4926 | 13.6 | 9 | 76000 | 6185 | 3.6 | 3.5 | Non Federally-Regulated | 10/05/1999 |  | 04/12/2000
Waterfurnace International, Inc. | Waterfurnace International, Inc. | SXV019C2 |  | Water-Source | WBAHP: Heat Pump Packaged Unit | Heat Pump | 265 | 1 |  |  | No Match | No Match |  |  |  | 18600 | 1338 | 13.9 | 10 | 24200 | 1447 | 4.9 |  | Federally-Regulated Commercial & Industrial Equipment | 02/02/1998 |  | 03/31/1998
Waterfurnace International, Inc. | Rybacki - Hart Enterprises | ZS060**0*1 |  | Water-Source | WBAHP: Heat Pump Packaged Unit | Heat Pump | 230 | 1 |  |  | No Match | Single-Speed |  |  |  | 58400 | 3817 | 15.3 | 12 | 72500 | 4521 | 4.7 | 4.2 | Federally-Regulated Commercial & Industrial Equipment | 01/24/2011 |  | 04/19/2013
Carrier Corp. - Syracuse | Carrier | 50VQG/HQG019 |  | Ground-Source | WBAHP: Heat Pump Packaged Unit | Heat Pump | 208 | 1 |  |  | No Match | No Match |  |  |  | 21500 | 1535 | 14 |  | 14000 | 1367 | 3 |  | Non Federally-Regulated | 03/31/1998 |  | 05/10/1998
Command-Aire | Command-Aire | RWP-604 |  | Water-Source | WBAHP: Heat Pump Packaged Unit | Heat Pump | 460 | 3 |  |  | No Match | No Match |  |  |  | 73900 | 7590 | 9.7 | 7.5 | 94300 | 7500 | 3.7 | 2.2 | Non Federally-Regulated | 01/05/1982 |  | 05/16/1984
Waterfurnace International, Inc. | Rybacki - Hart Enterprises | ZS023**2*1 |  | Ground-Water-Source | WBAHP: Heat Pump Packaged Unit | Heat Pump | 265 | 1 |  |  | No Match | Single-Speed |  |  |  | 25400 | 1104 | 23 | 16.2 | 21900 | 1493 | 4.3 | 3.6 | Non Federally-Regulated | 01/24/2011 |  | 04/19/2013
Waterfurnace International, Inc. | Eagle Mountain | ZS042**3*1 |  | Ground-Source | WBAHP: Heat Pump Packaged Unit | Heat Pump | 208 | 3 |  |  | No Match | Single-Speed |  |  |  | 42300 | 2286 | 18.5 | 13.4 | 29900 | 2368 | 3.7 | 3.1 | Non Federally-Regulated | 01/24/2011 |  | 04/19/2013
Climate Control / Snyder General | Electro-Hydronics | CW610F5 |  | Water-Source | WBAHP: Heat Pump Packaged Unit | Heat Pump | 208 | 1 |  |  | No Match | No Match |  |  |  | 61500 | 5850 | 10.5 | 7.5 | 69000 | 5790 | 3.5 | 2.5 | Non Federally-Regulated | 05/16/1984 |  | 06/11/1985
Waterfurnace International, Inc. | Waterfurnace International, Inc. | P045**1 |  | Ground-Water-Source | WBAHP: Heat Pump Packaged Unit | Heat Pump | 208 | 1 |  |  | No Match | No Match |  |  |  | 50000 | 3571 | 14 | 9 | 33000 | 3119 | 3.1 |  | Non Federally-Regulated | 05/19/2000 |  | 07/18/2002
Waterfurnace International, Inc. | Geotility Geothermal Installations | YS042**1*0 |  | Ground-Source | WBAHP: Heat Pump Packaged Unit | Heat Pump | 208 | 1 |  |  | No Match | Single-Speed |  |  |  | 42300 | 2518 | 16.8 | 13.4 | 29900 | 2655 | 3.3 | 3.1 | Non Federally-Regulated | 01/24/2011 |  | 04/19/2013
Waterfurnace International, Inc. | Waterfurnace International, Inc. | SXV048B0 |  | Water-Source | WBAHP: Heat Pump Packaged Unit | Heat Pump | 230 | 1 |  |  | No Match | No Match |  |  |  | 49000 | 3629 | 13.5 | 10 | 60500 | 3772 | 4.7 |  | Federally-Regulated Commercial & Industrial Equipment | 02/02/1998 |  | 03/31/1998
McQuay / Snyder General | Electro-Hydronics | VE090G3 |  | Water-Source | WBAHP: Heat Pump Packaged Unit | Heat Pump | 230 | 1 |  |  | No Match | No Match |  |  |  | 9000 | 855 | 10.5 | 9 | 11000 | 920 | 3.5 | 3.2 | Non Federally-Regulated | 05/11/1988 |  | 03/15/1989
Waterfurnace International, Inc. | Waterfurnace International, Inc. | SXV068C3 |  | Ground-Water-Source | WBAHP: Heat Pump Packaged Unit | Heat Pump | 208 | 3 |  |  | No Match | No Match |  |  |  | 66000 | 5500 | 12 | 9 | 52000 | 5080 | 3 |  | Non Federally-Regulated | 01/30/1998 |  | 10/02/1998
Climate Control / Snyder General | Electro-Hydronics | FW420F5 |  | Water-Source | WBAHP: Heat Pump Packaged Unit | Heat Pump | 208 | 1 |  |  | No Match | No Match |  |  |  | 42000 | 3850 | 10.9 | 7.5 | 52000 | 4100 | 3.7 | 2.5 | Non Federally-Regulated | 05/16/1984 |  | 08/29/1986
Mammoth | Hydrobank II | F120HHG/VHG |  | Water-Source | WBAHP: Heat Pump Packaged Unit | Heat Pump | 230 | 3 |  |  | No Match | No Match |  |  |  | 122000 | 10796 | 11.3 | 9 | 169000 | 13034 | 3.8 | 3.8 | Federally-Regulated Commercial & Industrial Equipment | 02/02/1998 |  | 03/31/1998
Waterfurnace International, Inc. | Rybacki - Hart Enterprises | ZS024**0*4 |  | Ground-Source | WBAHP: Heat Pump Packaged Unit | Heat Pump | 230 | 1 |  |  | No Match | Single-Speed |  |  |  | 24400 | 1394 | 17.5 | 13.4 | 17500 | 1350 | 3.8 | 3.1 | Non Federally-Regulated | 06/14/2011 |  | 04/19/2013
Waterfurnace International, Inc. | Rybacki - Hart Enterprises | ZS030**0*0 |  | Ground-Source | WBAHP: Heat Pump Packaged Unit | Heat Pump | 230 | 1 |  |  | No Match | Single-Speed |  |  |  | 29000 | 1706 | 17 | 13.4 | 22800 | 1909 | 3.5 | 3.1 | Non Federally-Regulated | 01/24/2011 |  | 04/19/2013
Waterfurnace International, Inc. | Spectra | SXV042A4 |  | Water-Source | WBAHP: Heat Pump Packaged Unit | Heat Pump | 460 | 3 |  |  | No Match | No Match |  |  |  | 41000 | 3037 | 13.5 | 10 | 54500 | 3131 | 5.1 |  | Federally-Regulated Commercial & Industrial Equipment | 06/02/1993 |  | 06/03/1993
Command-Aire | Command-Aire | SWP-137 |  | Water-Source | WBAHP: Heat Pump Packaged Unit | Heat Pump | 265 | 1 |  |  | No Match | No Match |  |  |  | 13500 | 1400 | 9.6 | 9 | 18800 | 1575 | 3.5 | 3.2 | Non Federally-Regulated | 02/22/1990 |  | 07/31/1991
Florida Heat Pump | Florida Heat Pump | EM048-4VT |  | Water-Source | WBAHP: Heat Pump Packaged Unit | Heat Pump | 460 | 3 |  |  | No Match | No Match |  |  |  | 49000 | 3920 | 12.5 | 10 | 58000 | 3863 | 4.4 |  | Federally-Regulated Commercial & Industrial Equipment | 02/02/1998 |  | 03/31/1998
McQuay International | McQuay | CCH/CCW/HWH/HWW060C-G |  | Water-Source | WBAHP: Heat Pump Packaged Unit | Heat Pump | 230 | 1 |  |  | No Match | No Match |  |  |  | 57000 | 5135 | 11.1 | 9.3 | 76000 | 5711 | 3.9 | 3.8 | Federally-Regulated Commercial & Industrial Equipment | 03/31/1998 |  | 05/10/1998
Addison Products | Addison Products | HWPG036-1B** |  | Ground-Water-Source | WBAHP: Heat Pump Packaged Unit | Heat Pump | 230 | 1 |  |  | No Match | No Match |  |  |  | 36000 | 2627 | 13.7 | 11 | 37800 | 2701 | 4.1 | 3.5 | Non Federally-Regulated | 03/31/1998 |  | 05/10/1998
McQuay International | McQuay | VWH/VWW024B-N |  | Water-Source | WBAHP: Heat Pump Packaged Unit | Heat Pump | 265 | 1 |  |  | No Match | No Match |  |  |  | 24400 | 2033 | 12 | 10 | 32000 | 2343 | 4 |  | Federally-Regulated Commercial & Industrial Equipment | 11/17/1999 |  | 09/21/2000
ClimateMaster Inc. | Climate Master Series | HS019G********* |  | Water-Source | WBAHP: Heat Pump Packaged Unit | Heat Pump | 208 | 1 |  |  | No Match | No Match |  |  |  | 20600 | 1740 | 11.8 | 9 | 23600 | 1779 | 3.9 | 3.2 | Federally-Regulated Commercial & Industrial Equipment | 07/17/1991 |  | 07/27/1992
Command-Aire | Command-Aire | SWPHXR191E |  | Water-Source | WBAHP: Heat Pump Packaged Unit | Heat Pump | 230 | 1 |  |  | No Match | No Match |  |  |  | 18500 | 1650 | 11.2 | 9 | 24500 | 1750 | 4 | 3.2 | Non Federally-Regulated | 05/11/1988 |  | 03/15/1989
Waterfurnace International, Inc. | Waterfurnace International, Inc. | SXV030C0 |  | Water-Source | WBAHP: Heat Pump Packaged Unit | Heat Pump | 208 | 1 |  |  | No Match | No Match |  |  |  | 30600 | 2125 | 14.4 | 10 | 36600 | 2145 | 5 |  | Federally-Regulated Commercial & Industrial Equipment | 12/14/1998 |  | 10/05/1999
ClimateMaster Inc. | Trane | WPVA52XB* |  | Water-Source | WBAHP: Heat Pump Packaged Unit | Heat Pump | 208 | 1 |  |  | No Match | No Match |  |  |  | 50000 | 4854 | 10.3 | 9 | 65000 | 4885 | 3.9 | 3.2 | Non Federally-Regulated | 05/11/1988 |  | 03/15/1989
ClimateMaster Inc. | Climate Master Series | 80117E |  | Water-Source | WBAHP: Heat Pump Packaged Unit | Heat Pump | 265 | 1 |  |  | No Match | No Match |  |  |  | 16000 | 1415 | 11.3 | 9 | 18700 | 1415 | 3.9 | 3.2 | Non Federally-Regulated | 05/11/1988 |  | 03/15/1989
Waterfurnace International, Inc. | Waterfurnace International, Inc. | SXH030A1 |  | Ground-Water-Source | WBAHP: Heat Pump Packaged Unit | Heat Pump | 208 | 1 |  |  | No Match | No Match |  |  |  | 31200 | 2181 | 14.3 | 9 | 21600 | 1808 | 3.5 |  | Non Federally-Regulated | 01/30/1998 |  | 08/21/1998
Florida Heat Pump | Florida Heat Pump | GT030-1CS | GT030-1AV/AH | Water-Source | WBAH: Heating Only Packaged Un | Heat Pump | 230 | 1 |  |  | No Match | No Match |  |  |  | 30800 | 2184 | 14.1 | 9 | 32200 | 2419 | 3.9 | 3.5 | Non Federally-Regulated | 10/05/1999 |  | 04/12/2000
ClimateMaster Inc. | Climate Master Series | GSV/GSH036AH |  | Ground-Water-Source | WBAHP: Heat Pump Packaged Unit | Heat Pump | 208 | 3 |  |  | No Match | No Match |  |  |  | 35800 | 2294 | 15.6 | 9 | 27500 | 2517 | 3.2 |  | Non Federally-Regulated | 07/22/2002 |  | 01/22/2003
Florida Heat Pump | Florida Heat Pump | GT062-1CS | GT062-1AH/AV | Ground-Water-Source | WBAHP-CB: Heat Pump Split Syst | Heat Pump | 208 | 1 |  |  | No Match | No Match |  |  |  | 59500 | 4685 | 12.7 | 9 | 49000 | 4950 | 2.9 |  | Non Federally-Regulated | 07/22/2002 |  | 03/12/2009
Carrier Corp. | Carrier | 50HQ,VQ0423 |  | Water-Source | WBAHP: Heat Pump Packaged Unit | Heat Pump | 230 | 1 |  |  | No Match | No Match |  |  |  | 41000 | 4900 | 8.4 | 7.5 | 45000 | 5000 | 2.6 | 2.5 | Non Federally-Regulated | 01/05/1982 |  | 05/11/1988
Enertech Global, LLC | Enertech | TST036A | MPD036 | Ground-Source | WBAHP-CB: Heat Pump Split Syst | Heat Pump | 208 | 1 |  |  | No Match | Single-Speed |  |  |  | 38000 | 2303 | 16.5 | 13.4 | 28400 | 2250 | 3.7 | 3.1 | Non Federally-Regulated | 12/12/2012 |  | 04/29/2015
Florida Heat Pump | Florida Heat Pump | GT042-3CF/HZ/VT |  | Ground-Water-Source | WBAHP: Heat Pump Packaged Unit | Heat Pump | 208 | 3 |  |  | No Match | No Match |  |  |  | 42500 | 3148 | 13.5 | 9 | 31600 | 2805 | 3.3 |  | Non Federally-Regulated | 04/10/2000 |  | 05/29/2001
McQuay / Snyder General | Electro-Hydronics | FW500F3 |  | Water-Source | WBAHP: Heat Pump Packaged Unit | Heat Pump | 230 | 1 |  |  | No Match | No Match |  |  |  | 50000 | 4850 | 10.3 | 7.5 | 65000 | 4900 | 3.9 | 2.5 | Non Federally-Regulated | 08/29/1986 |  | 05/11/1988
Waterfurnace International, Inc. | Waterfurnace International, Inc. | SXV058C0 |  | Ground-Water-Source | WBAHP: Heat Pump Packaged Unit | Heat Pump | 230 | 1 |  |  | No Match | No Match |  |  |  | 56500 | 4484 | 12.6 | 9 | 45500 | 4301 | 3.1 |  | Non Federally-Regulated | 01/30/1998 |  | 03/31/1998
Waterfurnace International, Inc. | Waterfurnace International, Inc. | SXV013B2 |  | Ground-Water-Source | WBAHP: Heat Pump Packaged Unit | Heat Pump | 265 | 1 |  |  | No Match | No Match |  |  |  | 13300 | 847 | 15.7 | 9 | 9700 | 861 | 3.3 |  | Non Federally-Regulated | 12/14/1998 |  | 10/06/1999
Friedrich Climate Master | Climate Master Series | 804-015-E******** |  | Water-Source | WBAHP: Heat Pump Packaged Unit | Heat Pump | 265 | 1 |  |  | No Match | No Match |  |  |  | 14500 | 1400 | 10.4 | 7.5 | 19000 | 1525 | 3.7 | 2.5 | Non Federally-Regulated | 08/29/1986 |  | 05/11/1988
Carrier Corp. | Carrier | 50QXH0606 |  | Water-Source | WBAHP: Heat Pump Packaged Unit | Heat Pump | 460 | 3 |  |  | No Match | No Match |  |  |  | 58000 | 5000 | 11.6 | 9 | 65000 | 4763 | 4 | 3.2 | Non Federally-Regulated | 03/15/1989 |  | 09/25/1989
American Air Filter | Enercon | VW41 |  | Water-Source | WBAHP: Heat Pump Packaged Unit | Heat Pump | 230 | 1 |  |  | No Match | No Match |  |  |  | 41500 | 3615 | 11.5 | 7.5 | 46500 | 3585 | 3.8 | 2.5 | Non Federally-Regulated | 06/11/1985 |  | 05/11/1988
Command-Aire | Command-Aire | RUWP-603 |  | Water-Source | WBAHP: Heat Pump Packaged Unit | Heat Pump | 208 | 3 |  |  | No Match | No Match |  |  |  | 73900 | 7590 | 9.7 | 9.2 | 94300 | 7500 | 3.7 | 2.5 | Non Federally-Regulated | 05/16/1984 |  | 01/23/1988
Friedrich Air Conditioning Co. | Climate Master Series | V160-34********** |  | Water-Source | WBAHP: Heat Pump Packaged Unit | Heat Pump | 460 | 3 |  |  | No Match | No Match |  |  |  | 154000 | 15400 | 10 |  | 160000 | 14200 | 3.3 | 2.5 | Non Federally-Regulated | 06/11/1985 |  | 08/29/1986
Florida Heat Pump | Florida Heat Pump | GT010-1CF/HZ/VT |  | Ground-Water-Source | WBAHP: Heat Pump Packaged Unit | Heat Pump | 230 | 1 |  |  | No Match | No Match |  |  |  | 11200 | 695 | 16.1 | 9 | 8000 | 732 | 3.2 |  | Non Federally-Regulated | 07/22/2002 |  | 03/12/2009
Enertech Global, LLC | Enertech | TVT028 |  | Ground-Water-Source | WBAHP: Heat Pump Packaged Unit | Heat Pump | 208 | 1 |  |  | No Match | Single-Speed |  |  |  | 30400 | 1652 | 18.4 | 16.2 | 25500 | 1819 | 4.1 | 3.6 | Non Federally-Regulated | 11/25/2009 |  | 11/30/2011
McQuay International | McQuay | FCV/FCW/VWH/VWW015B-N |  | Water-Source | WBAHP: Heat Pump Packaged Unit | Heat Pump | 265 | 1 |  |  | No Match | No Match |  |  |  | 13100 | 1065 | 12.3 | 9.3 | 17200 | 1229 | 4.1 | 3.8 | Federally-Regulated Commercial & Industrial Equipment | 03/31/1998 |  | 05/10/1998
ClimateMaster Inc. | Carrier Corp. | 38WQS060 3 | FK4CNF006 | Ground-Source | WBAHP-CB: Heat Pump Split Syst | Heat Pump | 230 | 1 |  |  | No Match | Single-Speed |  |  |  | 57600 | 4056 | 14.2 | 13.4 | 47200 | 3955 | 3.5 | 3.1 | Non Federally-Regulated | 09/15/2009 |  | 02/17/2011
ClimateMaster Inc. | Carrier Corp. | 50PSH/V/D070K***2 |  | Ground-Water-Source | WBAHP: Heat Pump Packaged Unit | Heat Pump | 230 | 1 |  |  | No Match | Single-Speed | 3125 | 691 | 141 | 78100 | 3396 | 23 | 16.2 | 65200 | 4661 | 4.1 | 3.6 | Non Federally-Regulated | 10/24/2014 |  | 04/22/2015
Waterfurnace International, Inc. | Waterfurnace International, Inc. | ATH066D0 |  | Ground-Water-Source | WBAHP: Heat Pump Packaged Unit | Heat Pump | 230 | 1 |  |  | No Match | No Match |  |  |  | 67000 | 5000 | 13.4 | 9 | 50000 | 4884 | 3 |  | Non Federally-Regulated | 12/14/1998 |  | 10/06/1999
Florida Heat Pump | Energy Miser | HE52CF-3 |  | Water-Source | WBAHP: Heat Pump Packaged Unit | Heat Pump | 208 | 3 |  |  | No Match | No Match |  |  |  | 51000 | 4360 | 11.7 | 9 | 65000 | 4760 | 4 | 3.2 | Non Federally-Regulated | 05/11/1988 |  | 03/15/1989
McQuay / Snyder General | Electro-Hydronics | CCH042A*T |  | Water-Source | WBAHP: Heat Pump Packaged Unit | Heat Pump | 460 | 3 |  |  | No Match | No Match |  |  |  | 41000 | 3867 | 10.6 | 9 | 52000 | 4119 | 3.7 | 3.2 | Non Federally-Regulated | 05/11/1988 |  | 03/15/1989
Trane U.S. Inc. | Trane | GXHA0091 |  | Water-Source | WBAHP: Heat Pump Packaged Unit | Heat Pump | 208 | 1 |  |  | No Match | No Match |  |  |  | 8400 | 672 | 12.5 | 10 | 10000 | 651 | 4.5 |  | Federally-Regulated Commercial & Industrial Equipment | 12/14/1998 |  | 10/05/1999
Waterfurnace International, Inc. | Waterfurnace International, Inc. | VLV/VXV036*0 |  | Water-Source | WBAHP: Heat Pump Packaged Unit | Heat Pump | 230 | 1 |  |  | No Match | No Match |  |  |  | 34800 | 2697 | 12.9 | 10 | 42000 | 2861 | 4.3 |  | Federally-Regulated Commercial & Industrial Equipment | 06/20/2003 |  | 02/17/2011
Mammoth | Hydrobank II | D009HHG/VHG |  | Water-Source | WBAHP: Heat Pump Packaged Unit | Heat Pump | 230 | 1 |  |  | No Match | No Match |  |  |  | 8800 | 846 | 10.4 | 10 | 12000 | 879 | 4 |  | Federally-Regulated Commercial & Industrial Equipment | 12/14/1998 |  | 05/23/2000
Waterfurnace International, Inc. | Waterfurnace International, Inc. | SXH010A1 |  | Water-Source | WBAHP: Heat Pump Packaged Unit | Heat Pump | 230 | 1 |  |  | No Match | No Match |  |  |  | 9800 | 653 | 15 | 9.3 | 12600 | 710 | 5.2 | 3.8 | Federally-Regulated Commercial & Industrial Equipment | 03/31/1998 |  | 05/10/1998
Waterfurnace International, Inc. | Waterfurnace International, Inc. | NSV/NSH042F1*4 |  | Ground-Water-Source | WBAHP: Heat Pump Packaged Unit | Heat Pump | 230 | 1 |  |  | No Match | Single-Speed |  |  |  | 46200 | 1566 | 29.5 | 16.2 | 35000 | 2093 | 4.9 | 3.6 | Non Federally-Regulated | 05/02/2012 |  | 04/19/2013
Addison Products | Addison Products | VGY096-3A |  | Ground-Water-Source | WBAHP: Heat Pump Packaged Unit | Heat Pump | 230 | 3 |  |  | No Match | No Match |  |  |  | 95000 | 7142 | 13.3 | 9 | 73000 | 6481 | 3.3 |  | Non Federally-Regulated | 01/24/2002 |  | 07/18/2002
Carrier Corp. | Carrier | 50QEV0603 |  | Water-Source | WBAHP: Heat Pump Packaged Unit | Heat Pump | 230 | 1 |  |  | No Match | No Match |  |  |  | 59000 | 4900 | 12 | 9 | 70000 | 5106 | 4 | 3.2 | Non Federally-Regulated | 03/15/1989 |  | 02/22/1990
Waterfurnace International, Inc. | Waterfurnace International, Inc. | P056D/ | N1VSD2006A/G2FD03624A | Ground-Water-Source | WBAHP-CB: Heat Pump Split Syst | Heat Pump | 230 | 1 |  |  | No Match | No Match |  |  |  | 54000 | 3776 | 14.3 | 9 | 45600 | 3929 | 3.4 |  | Non Federally-Regulated | 06/20/2003 |  | 03/12/2009
ClimateMaster Inc. | Climate Master Series | VT048G(P) |  | Ground-Water-Source | WBAHP: Heat Pump Packaged Unit | Heat Pump | 208 | 1 |  |  | No Match | No Match |  |  |  | 18200 | 994 | 18.3 | 9 | 18200 | 1367 | 3.9 |  | Non Federally-Regulated | 04/10/2000 |  | 05/24/2001
Florida Heat Pump | Geomaster, LLC | AP049-1CS | AP049-1AV/AH | Ground-Source | WBAHP-CB: Heat Pump Split Syst | Heat Pump | 208 | 1 |  |  | No Match | Single-Speed |  |  |  | 52000 | 2751 | 18.9 | 13.4 | 38000 | 2783 | 4 | 3.1 | Non Federally-Regulated | 06/23/2011 |  | 10/03/2011
Trane U.S. Inc. | Command-Aire | GSUF0601A |  | Ground-Water-Source | WBAHP: Heat Pump Packaged Unit | Heat Pump | 208 | 1 |  |  | No Match | No Match |  |  |  | 61000 | 4388 | 13.9 | 9 | 45500 | 4597 | 2.9 |  | Non Federally-Regulated | 10/06/1999 |  | 04/10/2000
Florida Heat Pump | Energy Miser | LT 70 CF -4 |  | Ground-Water-Source | WBAHP: Heat Pump Packaged Unit | Heat Pump | 460 | 3 |  |  | No Match | No Match |  |  |  | 65000 | 6130 | 10.6 |  | 80000 | 6895 | 3.4 |  | Non Federally-Regulated | 02/22/1990 |  | 07/31/1991
Waterfurnace International, Inc. | Waterfurnace International, Inc. | ATH034D0 |  | Ground-Water-Source | WBAHP: Heat Pump Packaged Unit | Heat Pump | 230 | 1 |  |  | No Match | No Match |  |  |  | 34400 | 2150 | 16 | 9 | 25000 | 2220 | 3.3 |  | Non Federally-Regulated | 01/30/1998 |  | 03/31/1998
ClimateMaster Inc. | Climate Master Series | 802142F******** |  | Water-Source | WBAHP: Heat Pump Packaged Unit | Heat Pump | 460 | 3 |  |  | No Match | No Match |  |  |  | 136000 | 13300 | 10.2 |  | 164000 | 14600 | 3.3 | 3.8 | Non Federally-Regulated | 07/31/1991 |  | 03/31/1998
Marvair | Marvair | V/H300-01-A |  | Water-Source | WBAHP: Heat Pump Packaged Unit | Heat Pump | 230 | 1 |  |  | No Match | No Match |  |  |  | 29000 | 2960 | 9.8 | 7.5 | 32000 | 2890 | 3.2 | 2.5 | Non Federally-Regulated | 08/29/1986 |  | 05/11/1988
Florida Heat Pump | Florida Heat Pump | GT030-3CF/HZ/VT |  | Ground-Water-Source | WBAHP: Heat Pump Packaged Unit | Heat Pump | 208 | 3 |  |  | No Match | No Match |  |  |  | 31200 | 2080 | 15 | 9 | 20600 | 1886 | 3.2 |  | Non Federally-Regulated | 04/10/2000 |  | 05/29/2001
Florida Heat Pump | Florida Heat Pump | EM028-3VT |  | Water-Source | WBAHP: Heat Pump Packaged Unit | Heat Pump | 230 | 1 |  |  | No Match | No Match |  |  |  | 28000 | 1971 | 14.2 | 9.3 | 33400 | 2175 | 4.5 | 3.8 | Federally-Regulated Commercial & Industrial Equipment | 03/31/1998 |  | 05/10/1998
Waterfurnace International, Inc. | Standard Range | WSH/WSV025B*2*** |  | Water-Source | WBAHP: Heat Pump Packaged Unit | Heat Pump | 265 | 1 |  |  | No Match | No Match |  |  |  | 27000 | 2454 | 11 | 9 | 33000 | 2613 | 3.7 | 3.2 | Federally-Regulated Commercial & Industrial Equipment | 09/13/1989 |  | 10/10/1989
Florida Heat Pump | Florida Heat Pump | EM009-0CF/HZ/VT |  | Ground-Water-Source | WBAHP: Heat Pump Packaged Unit | Heat Pump | 115 | 1 |  |  | No Match | No Match |  |  |  | 10000 | 763 | 13.1 | 9 | 8000 | 689 | 3.4 |  | Non Federally-Regulated | 07/22/2002 |  | 03/12/2009
Climate Control / Snyder General | Electro-Hydronics | VF390GK |  | Water-Source | WBAHP: Heat Pump Packaged Unit | Heat Pump | 208 | 3 |  |  | No Match | No Match |  |  |  | 39000 | 3700 | 10.5 | 7.5 | 48000 | 4020 | 3.5 | 2.5 | Non Federally-Regulated | 05/16/1984 |  | 08/29/1986
Waterfurnace International, Inc. | Waterfurnace International, Inc. | ATV056D0 |  | Ground-Water-Source | WBAHP: Heat Pump Packaged Unit | Heat Pump | 208 | 1 |  |  | No Match | No Match |  |  |  | 58000 | 3790 | 15.3 | 9 | 44500 | 4075 | 3.2 |  | Non Federally-Regulated | 01/30/1998 |  | 03/31/1998
Mammoth | Hydrobank II | D019CHA |  | Water-Source | WBAHP-O: Heat Pump Packaged Un | Heat Pump | 208 | 1 |  |  | No Match | No Match |  |  |  | 17000 | 1465 | 11.6 | 9 | 21000 | 1709 | 3.6 | 3.2 | Non Federally-Regulated | 02/22/1990 |  | 07/31/1991
Waterfurnace International, Inc. | Waterfurnace International, Inc. | ATV045D3 |  | Ground-Water-Source | WBAHP: Heat Pump Packaged Unit | Heat Pump | 230 | 3 |  |  | No Match | No Match |  |  |  | 50000 | 3571 | 14 | 9 | 33000 | 3119 | 3.1 |  | Non Federally-Regulated | 01/30/1998 |  | 03/31/1998
Trane U.S. Inc. | Trane | GETE012 |  | Ground-Water-Source | WBAHP-O: Heat Pump Packaged Un | Heat Pump | 208 | 1 |  |  | No Match | Single-Speed |  |  |  | 13100 | 693 | 18.9 | 16.2 | 11800 | 865 | 4 | 3.6 | Non Federally-Regulated | 11/25/2009 |  | 01/09/2014
Mammoth | Hydrobank II | F035HHE/VHE |  | Water-Source | WBAHP: Heat Pump Packaged Unit | Heat Pump | 208 | 3 |  |  | No Match | No Match |  |  |  | 36600 | 2595 | 14.1 | 10 | 44600 | 2840 | 4.6 |  | Federally-Regulated Commercial & Industrial Equipment | 10/05/1999 |  | 05/23/2000
Mammoth | Hydrobank II | F/G045VHF/HHF/DHF |  | Ground-Water-Source | WBAHP: Heat Pump Packaged Unit | Heat Pump | 230 | 3 |  |  | No Match | No Match |  |  |  | 44500 | 3320 | 13.4 | 9 | 34500 | 3370 | 3 |  | Non Federally-Regulated | 01/30/1998 |  | 07/29/1998
Carrier Corp. | Carrier | 50QXH0074 |  | Water-Source | WBAHP: Heat Pump Packaged Unit | Heat Pump | 265 | 1 |  |  | No Match | No Match |  |  |  | 7400 | 598 | 12.4 | 9 | 9400 | 620 | 4.4 | 3.2 | Non Federally-Regulated | 10/10/1989 |  | 07/31/1991
Waterfurnace International, Inc. | Rybacki - Hart Enterprises | ZS042**0*1 |  | Ground-Water-Source | WBAHP: Heat Pump Packaged Unit | Heat Pump | 230 | 1 |  |  | No Match | Single-Speed |  |  |  | 45800 | 1949 | 23.5 | 16.2 | 37000 | 2522 | 4.3 | 3.6 | Non Federally-Regulated | 01/24/2011 |  | 04/19/2013
ClimateMaster Inc. | Climate Master Series | VS/VL120F |  | Water-Source | WBAHP: Heat Pump Packaged Unit | Heat Pump | 460 | 3 |  |  | No Match | No Match |  |  |  | 120000 | 10526 | 11.4 | 9 | 135000 | 10409 | 3.8 | 3.8 | Federally-Regulated Commercial & Industrial Equipment | 04/12/2000 |  | 03/12/2009
Florida Heat Pump | Florida Heat Pump | EM015-1CS | EM015-1AV | Water-Source | WBAHP-C: Heat Pump Split Syste | Heat Pump | 208 | 1 |  |  | No Match | No Match |  |  |  | 14500 | 1271 | 11.4 | 9.3 | 19700 | 1443 | 4 | 3.8 | Federally-Regulated Commercial & Industrial Equipment | 03/31/1998 |  | 05/10/1998
Climate Control / Snyder General | Electro-Hydronics | LE150B5 |  | Water-Source | WBAHP: Heat Pump Packaged Unit | Heat Pump | 208 | 1 |  |  | No Match | No Match |  |  |  | 14700 | 1875 | 7.8 | 7.5 | 19000 | 1900 | 2.9 | 2.5 | Non Federally-Regulated | 05/16/1984 |  | 08/29/1986
McQuay International | McQuay | W-LDE/LDL/LME/LML-1-12 |  | Water-Source | WBAHP: Heat Pump Packaged Unit | Heat Pump | 230 | 3 |  |  | No Match | No Match |  |  |  | 116000 | 9747 | 11.9 | 9 | 139000 | 9933 | 4.1 | 3.8 | Federally-Regulated Commercial & Industrial Equipment | 09/21/2000 |  | 01/18/2001
Waterfurnace International, Inc. | Waterfurnace International, Inc. | SXV013C2 |  | Ground-Source | WBAHP: Heat Pump Packaged Unit | Heat Pump | 265 | 1 |  |  | No Match | No Match |  |  |  | 13300 | 847 | 15.7 |  | 9700 | 861 | 3.3 |  | Non Federally-Regulated | 03/31/1998 |  | 05/10/1998
American Air Filter | Enercon | DVW101 |  | Water-Source | WBAHP: Heat Pump Packaged Unit | Heat Pump | 460 | 3 |  |  | No Match | No Match |  |  |  | 101000 | 9477 | 10.2 | 9.2 | 134000 | 10730 | 3.6 | 2.5 | Non Federally-Regulated | 05/16/1984 |  | 06/11/1985
Power-Save International, Inc. | S.O.E.S.I. | PSD-1200 (4) |  | Water-Source | WBAHP: Heat Pump Packaged Unit | Heat Pump | 230 | 1 |  |  | No Match | No Match |  |  |  | 152000 | 9844 | 15.4 | 9.6 | 160000 | 9936 | 4.7 | 2.9 | Federally-Regulated Commercial & Industrial Equipment | 03/31/1998 |  | 05/10/1998
Singer | Electro-Hydronics | UC330CP |  | Water-Source | WBAHP: Heat Pump Packaged Unit | Heat Pump | 460 | 3 |  |  | No Match | No Match |  |  |  | 33000 | 3500 | 9.4 | 7.5 | 35500 | 3550 | 2.9 | 2.5 | Non Federally-Regulated | 01/05/1982 |  | 09/08/1982
Waterfurnace International, Inc. | Eagle Mountain | GTS026A1 | GAH026* | Ground-Source | WBAHP-CB: Heat Pump Split Syst | Heat Pump | 230 | 1 |  |  | No Match | Dual-Speed |  |  |  | 26200 | 1541 | 17 | 13.4 | 19500 | 1465 | 3.9 | 3.1 | Non Federally-Regulated | 01/24/2011 |  | 04/19/2013
Singer | Electro-Hydronics | VF240CD |  | Water-Source | WBAHP: Heat Pump Packaged Unit | Heat Pump | 230 | 3 |  |  | No Match | No Match |  |  |  | 24000 | 2700 | 8.9 | 7.5 | 28000 | 2850 | 2.9 | 2.5 | Non Federally-Regulated | 01/05/1982 |  | 05/16/1984
Enertech Global, LLC | Enertech | GXT072D |  | Ground-Source | WBAHP: Heat Pump Packaged Unit | Heat Pump | 230 | 1 |  |  | No Match | Single-Speed | 3533 | 710 | 1 | 73400 | 4243 | 17.3 | 13.4 | 57000 | 4515 | 3.7 | 3.1 | Non Federally-Regulated | 09/03/2012 |  | 12/12/2012
Addison Products | Addison Products | VGY030-1A |  | Water-Source | WBAHP-CB: Heat Pump Split Syst | Heat Pump | 230 | 1 |  |  | No Match | No Match |  |  |  | 34900 | 2510 | 13.9 | 9 | 42300 | 3541 | 3.5 | 3.5 | Non Federally-Regulated | 07/22/2002 |  | 03/12/2009
Waterfurnace International, Inc. | Waterfurnace International, Inc. | SXH036A1 |  | Ground-Water-Source | WBAHP: Heat Pump Packaged Unit | Heat Pump | 230 | 1 |  |  | No Match | No Match |  |  |  | 36400 | 2676 | 13.6 | 9 | 26000 | 2381 | 3.2 |  | Non Federally-Regulated | 01/30/1998 |  | 03/31/1998
Climate Control / Snyder General | Electro-Hydronics | LHP15AP |  | Water-Source | WBAHP: Heat Pump Packaged Unit | Heat Pump | 460 | 3 |  |  | No Match | No Match |  |  |  | 178000 | 16950 | 10.5 |  | 227000 | 17600 | 3.8 | 2.5 | Non Federally-Regulated | 06/11/1985 |  | 08/29/1986
Mammoth | Hydrobank II | K084HHG/VHG |  | Water-Source | WBAHP: Heat Pump Packaged Unit | Heat Pump | 575 | 3 |  |  | No Match | No Match |  |  |  | 84000 | 7179 | 11.7 | 9 | 108600 | 8375 | 3.8 | 3.8 | Federally-Regulated Commercial & Industrial Equipment | 02/02/1998 |  | 03/31/1998
Mammoth | Mammoth | G062VHCXXX |  | Water-Source | WBAHP: Heat Pump Packaged Unit | Heat Pump | 460 | 3 |  |  | No Match | No Match |  |  |  | 58000 | 5800 | 10 | 9 | 71000 | 5630 | 3.7 | 3.2 | Non Federally-Regulated | 05/11/1988 |  | 03/15/1989
Trane U.S. Inc. | Trane | WPHD0287 |  | Water-Source | WBAHP: Heat Pump Packaged Unit | Heat Pump | 208 | 1 |  |  | No Match | No Match |  |  |  | 28500 | 2714 | 10.5 | 10 | 38000 | 2929 | 3.8 |  | Federally-Regulated Commercial & Industrial Equipment | 10/05/1999 |  | 04/12/2000
Florida Heat Pump | Florida Heat Pump | EM042-4CS | EM042-4AH/AV | Ground-Water-Source | WBAHP-CB: Heat Pump Split Syst | Heat Pump | 460 | 3 |  |  | No Match | No Match |  |  |  | 43000 | 3257 | 13.2 | 9 | 30000 | 2929 | 3 |  | Non Federally-Regulated | 05/29/2001 |  | 07/18/2002
ClimateMaster Inc. | Trane | WPVC0302 |  | Water-Source | WBAHP: Heat Pump Packaged Unit | Heat Pump | 208 | 1 |  |  | No Match | No Match |  |  |  | 30000 | 2900 | 10.3 | 9 | 40500 | 3200 | 3.7 | 3.2 | Non Federally-Regulated | 02/22/1990 |  | 07/31/1991
McQuay / Snyder General | Electro-Hydronics | RC70A3 |  | Water-Source | WBAHP: Heat Pump Packaged Unit | Heat Pump | 230 | 1 |  |  | No Match | No Match |  |  |  | 7000 | 619 | 11.3 | 7.5 | 8900 | 650 | 4 | 2.5 | Non Federally-Regulated | 08/29/1986 |  | 05/11/1988
Command-Aire | Command-Aire | SWPH-463 |  | Water-Source | WBAHP: Heat Pump Packaged Unit | Heat Pump | 208 | 3 |  |  | No Match | No Match |  |  |  | 46000 | 4800 | 9.6 | 9 | 55000 | 4600 | 3.5 | 3.2 | Federally-Regulated Commercial & Industrial Equipment | 01/23/1988 |  | 05/11/1988
Command-Aire | Command-Aire | SWPV267 |  | Water-Source | WBAHP: Heat Pump Packaged Unit | Heat Pump | 265 | 1 |  |  | No Match | No Match |  |  |  | 24000 | 2180 | 11 | 7.5 | 32000 | 2340 | 4.1 | 2.5 | Non Federally-Regulated | 06/11/1985 |  | 01/23/1988
Florida Heat Pump | Energy Miser | HEH15-1 |  | Water-Source | WBAHP: Heat Pump Packaged Unit | Heat Pump | 230 | 1 |  |  | No Match | No Match |  |  |  | 14700 | 1335 | 11 | 9.3 | 20000 | 1465 | 4 | 3.8 | Non Federally-Regulated | 07/31/1991 |  | 03/31/1998
Waterfurnace International, Inc. | Waterfurnace International, Inc. | SXV036C1 |  | Ground-Source | WBAHP: Heat Pump Packaged Unit | Heat Pump | 208 | 1 |  |  | No Match | No Match |  |  |  | 36400 | 2676 | 13.6 |  | 26000 | 2381 | 3.2 |  | Non Federally-Regulated | 03/31/1998 |  | 05/10/1998
Florida Heat Pump | Geomaster, LLC | EV030-1CF/HZ/VT |  | Ground-Source | WBAHP: Heat Pump Packaged Unit | Heat Pump | 208 | 1 |  |  | No Match | Single-Speed |  |  |  | 31000 | 1722 | 18 | 13.4 | 22000 | 1896 | 3.4 | 3.1 | Non Federally-Regulated | 02/09/2009 |  | 08/23/2011
Waterfurnace International, Inc. | Geotility Geothermal Installations | YS060**1*4 |  | Water-Source | WBAHP: Heat Pump Packaged Unit | Heat Pump | 230 | 1 |  |  | No Match | Single-Speed |  |  |  | 58400 | 3817 | 15.3 | 12 | 72500 | 4521 | 4.7 | 4.2 | Federally-Regulated Commercial & Industrial Equipment | 01/24/2011 |  | 04/19/2013
Trane U.S. Inc. | Trane | GEVA060 |  | Ground-Water-Source | WBAHP: Heat Pump Packaged Unit | Heat Pump | 208 | 1 |  |  | No Match | No Match |  |  |  | 57915 | 4127 | 14 | 9 | 43300 | 4053 | 3.1 |  | Non Federally-Regulated | 07/22/2002 |  | 09/25/2002
Snyder General Corp. | McQuay | LWP7.5BP |  | Water-Source | WBAHP: Heat Pump Packaged Unit | Heat Pump | 460 | 3 |  |  | No Match | No Match |  |  |  | 76000 | 7100 | 10.7 | 9.2 | 95000 | 7500 | 3.7 | 2.5 | Non Federally-Regulated | 02/22/1990 |  | 07/31/1991
ClimateMaster Inc. | Climate Master Series | 813-042-H******** |  | Water-Source | WBAHP: Heat Pump Packaged Unit | Heat Pump | 208 | 3 |  |  | No Match | No Match |  |  |  | 41500 | 3640 | 11.4 | 9 | 53500 | 3918 | 4 | 3.2 | Federally-Regulated Commercial & Industrial Equipment | 02/11/1988 |  | 05/11/1988
Florida Heat Pump | Florida Heat Pump | EP007-2HZ/VT |  | Ground-Source | WBAHP: Heat Pump Packaged Unit | Heat Pump | 265 | 1 |  |  | No Match | Single-Speed |  |  |  | 7400 | 400 | 18.5 | 13.4 | 5100 | 427 | 3.5 | 3.1 | Non Federally-Regulated | 06/14/2011 |  | 11/30/2011
Waterfurnace International, Inc. | Rybacki - Hart Enterprises | ZS048**3*0 |  | Ground-Water-Source | WBAHP: Heat Pump Packaged Unit | Heat Pump | 208 | 3 |  |  | No Match | Single-Speed |  |  |  | 52000 | 2476 | 21 | 16.2 | 45900 | 3540 | 3.8 | 3.6 | Non Federally-Regulated | 01/24/2011 |  | 04/19/2013
ClimateMaster Inc. | Climate Master Series | 814-027-E******** |  | Water-Source | WBAHP: Heat Pump Packaged Unit | Heat Pump | 265 | 1 |  |  | No Match | No Match |  |  |  | 27000 | 2328 | 11.6 | 9 | 29500 | 2275 | 3.8 | 3.2 | Federally-Regulated Commercial & Industrial Equipment | 01/23/1988 |  | 05/11/1988
Addison Products | Addison Products | HGY018-8A |  | Ground-Water-Source | WBAHP: Heat Pump Packaged Unit | Heat Pump | 265 | 1 |  |  | No Match | No Match |  |  |  | 18200 | 1358 | 13.4 | 9 | 14100 | 1291 | 3.2 |  | Non Federally-Regulated | 11/14/2000 |  | 07/18/2002
Mammoth | Hydrobank II | F045HHT/VHT |  | Water-Source | WBAHP: Heat Pump Packaged Unit | Heat Pump | 208 | 3 |  |  | No Match | No Match |  |  |  | 45000 | 3214 | 14 | 9.3 | 58000 | 3695 | 4.6 | 3.8 | Federally-Regulated Commercial & Industrial Equipment | 03/31/1998 |  | 05/10/1998
ClimateMaster Inc. | Climate Master Series | HP030E |  | Water-Source | WBAHP: Heat Pump Packaged Unit | Heat Pump | 265 | 1 |  |  | No Match | No Match |  |  |  | 29000 | 2231 | 13 | 10 | 36000 | 2397 | 4.4 |  | Federally-Regulated Commercial & Industrial Equipment | 04/10/1996 |  | 04/07/1996
McQuay International | McQuay | CCW042E-G |  | Water-Source | WBAHP: Heat Pump Packaged Unit | Heat Pump | 208 | 1 |  |  | No Match | No Match |  |  |  | 39000 | 3000 | 13 | 9.3 | 47000 | 2930 | 4.7 | 3.8 | Federally-Regulated Commercial & Industrial Equipment | 03/31/1998 |  | 05/10/1998
Florida Heat Pump | Florida Heat Pump | EM018-1CS | EM018-1AV | Water-Source | WBAHP-C: Heat Pump Split Syste | Heat Pump | 208 | 1 |  |  | No Match | No Match |  |  |  | 18200 | 1368 | 13.3 | 10 | 24500 | 1527 | 4.7 |  | Federally-Regulated Commercial & Industrial Equipment | 02/02/1998 |  | 03/31/1998
McQuay / Snyder General | Electro-Hydronics | VE200G3 |  | Water-Source | WBAHP: Heat Pump Packaged Unit | Heat Pump | 230 | 1 |  |  | No Match | No Match |  |  |  | 19000 | 1780 | 10.7 | 7.5 | 25600 | 1920 | 3.9 | 2.5 | Non Federally-Regulated | 08/29/1986 |  | 05/11/1988
Florida Heat Pump | Florida Heat Pump | EM072-1CS | EM072-1AH/AV | Water-Source | WBAH: Heating Only Packaged Un | Heat Pump | 230 | 1 |  |  | No Match | No Match |  |  |  | 70500 | 5222 | 13.5 | 9 | 71000 | 5474 | 3.8 | 3.5 | Non Federally-Regulated | 04/12/2000 |  | 07/18/2002
Addison Products | Addison Products | HPY048-4A |  | Water-Source | WBAHP-CB: Heat Pump Split Syst | Heat Pump | 460 | 3 |  |  | No Match | No Match |  |  |  | 54400 | 4689 | 11.6 | 9 | 61800 | 5029 | 3.6 | 3.5 | Non Federally-Regulated | 11/14/2000 |  | 07/18/2002
American Air Filter | Enercon | CCW-15 |  | Water-Source | WBAHP-O: Heat Pump Packaged Un | Heat Pump | 265 | 1 |  |  | No Match | No Match |  |  |  | 14700 | 1295 | 11.4 | 9 | 16600 | 1325 | 3.7 | 3.2 | Non Federally-Regulated | 05/11/1988 |  | 03/15/1989
Friedrich Climate Master | Climate Master Series | 804-043-H******** |  | Water-Source | WBAHP: Heat Pump Packaged Unit | Heat Pump | 208 | 3 |  |  | No Match | No Match |  |  |  | 42000 | 4050 | 10.4 | 7.5 | 57000 | 4450 | 3.8 | 2.5 | Non Federally-Regulated | 08/29/1986 |  | 05/11/1988
Command-Aire | Command-Aire | RUWP-201 |  | Water-Source | WBAHP: Heat Pump Packaged Unit | Heat Pump | 230 | 1 |  |  | No Match | No Match |  |  |  | 25000 | 2360 | 10.6 | 7.5 | 31200 | 2420 | 3.8 | 2.5 | Non Federally-Regulated | 09/08/1982 |  | 08/30/1983
Florida Heat Pump | Florida Heat Pump | EM042-2HZ |  | Water-Source | WBAHP: Heat Pump Packaged Unit | Heat Pump | 265 | 1 |  |  | No Match | No Match |  |  |  | 42000 | 3181 | 13.2 | 9.3 | 51000 | 3475 | 4.3 | 3.8 | Federally-Regulated Commercial & Industrial Equipment | 03/31/1998 |  | 05/10/1998
Addison Products | Addison Products | VPY036-1A |  | Water-Source | WBAHP-CB: Heat Pump Split Syst | Heat Pump | 208 | 1 |  |  | No Match | No Match |  |  |  | 39400 | 2755 | 14.3 | 9 | 42700 | 3381 | 3.7 | 3.5 | Non Federally-Regulated | 11/14/2000 |  | 07/18/2002
Singer | Electro-Hydronics | UC190C7 |  | Water-Source | WBAHP: Heat Pump Packaged Unit | Heat Pump | 265 | 1 |  |  | No Match | No Match |  |  |  | 18000 | 2175 | 8.3 | 7.5 | 21000 | 2400 | 2.6 | 2.5 | Non Federally-Regulated | 01/05/1982 |  | 05/16/1984
Waterfurnace International, Inc. | Rybacki - Hart Enterprises | GS012**2*0 |  | Water-Source | WBAHP: Heat Pump Packaged Unit | Heat Pump | 265 | 1 |  |  | No Match | Single-Speed |  |  |  | 11700 | 760 | 15.4 | 11.2 | 14000 | 837 | 4.9 | 4.2 | Federally-Regulated Commercial & Industrial Equipment | 12/12/2012 |  | 04/19/2013
McQuay / Snyder General | Electro-Hydronics | VF390FD |  | Water-Source | WBAHP: Heat Pump Packaged Unit | Heat Pump | 230 | 3 |  |  | No Match | No Match |  |  |  | 39000 | 3700 | 10.5 | 9 | 48000 | 4020 | 3.5 | 3.2 | Non Federally-Regulated | 05/11/1988 |  | 03/15/1989
American Air Filter | Enercon | FHW-27 |  | Water-Source | WBAHP: Heat Pump Packaged Unit | Heat Pump | 230 | 1 |  |  | No Match | No Match |  |  |  | 26400 | 2514 | 10.5 | 9 | 34600 | 2740 | 3.7 | 3.2 | Non Federally-Regulated | 02/22/1990 |  | 07/31/1991
Florida Heat Pump | Florida Heat Pump | EM048-2CS | EM048-2AV | Water-Source | WBAHP-C: Heat Pump Split Syste | Heat Pump | 265 | 1 |  |  | No Match | No Match |  |  |  | 48000 | 3902 | 12.3 | 9.3 | 57000 | 3884 | 4.3 | 3.8 | Federally-Regulated Commercial & Industrial Equipment | 03/31/1998 |  | 05/10/1998
Waterfurnace International, Inc. | Waterfurnace International, Inc. | SXV016B1 |  | Ground-Water-Source | WBAHP: Heat Pump Packaged Unit | Heat Pump | 208 | 1 |  |  | No Match | No Match |  |  |  | 16700 | 1210 | 13.8 | 9 | 12800 | 1136 | 3.3 |  | Non Federally-Regulated | 08/21/1998 |  | 10/02/1998
Waterfurnace International, Inc. | Waterfurnace International, Inc. | SXV080*5 |  | Ground-Water-Source | WBAHP: Heat Pump Packaged Unit | Heat Pump | 575 | 3 |  |  | No Match | No Match |  |  |  | 88000 | 5677 | 15.5 | 9 | 57000 | 5219 | 3.2 |  | Non Federally-Regulated | 10/06/1999 |  | 04/10/2000
ClimateMaster Inc. | Climate Master Series | GSV/GSH048AGE |  | Ground-Water-Source | WBAHP: Heat Pump Packaged Unit | Heat Pump | 230 | 1 |  |  | No Match | No Match |  |  |  | 48700 | 3246 | 15 | 9 | 37100 | 3294 | 3.3 |  | Non Federally-Regulated | 04/10/2000 |  | 05/24/2001
Marvair | Marvair | V/H600-C |  | Water-Source | WBAHP: Heat Pump Packaged Unit | Heat Pump | 230 | 3 |  |  | No Match | No Match |  |  |  | 61000 | 6700 | 9.1 | 7.5 | 78000 | 7140 | 3.2 | 2.5 | Non Federally-Regulated | 06/11/1985 |  | 05/11/1988
Addison Products | Heat Controller | WSH041-3AL |  | Water-Source | WBAHP: Heat Pump Packaged Unit | Heat Pump | 208 | 3 |  |  | No Match | No Match |  |  |  | 41000 | 3106 | 13.2 | 10 | 51000 | 3557 | 4.2 |  | Federally-Regulated Commercial & Industrial Equipment | 10/05/1999 |  | 04/12/2000
Florida Heat Pump | Florida Heat Pump | EM042-4VT |  | Water-Source | WBAHP: Heat Pump Packaged Unit | Heat Pump | 460 | 3 |  |  | No Match | No Match |  |  |  | 42000 | 3181 | 13.2 | 9.3 | 51000 | 3475 | 4.3 | 3.8 | Federally-Regulated Commercial & Industrial Equipment | 03/31/1998 |  | 05/10/1998
Florida Heat Pump | Florida Heat Pump | GT054-1CS | GT054-1AV/AH | Ground-Water-Source | WBAHP-CB: Heat Pump Split Syst | Heat Pump | 208 | 1 |  |  | No Match | No Match |  |  |  | 50500 | 3884 | 13 | 9 | 42000 | 4101 | 3 |  | Non Federally-Regulated | 10/06/1999 |  | 04/10/2000
Climate Control / Snyder General | Electro-Hydronics | UW230F7 |  | Water-Source | WBAHP: Heat Pump Packaged Unit | Heat Pump | 265 | 1 |  |  | No Match | No Match |  |  |  | 23000 | 2250 | 10.2 | 7.5 | 30000 | 2500 | 3.5 | 2.5 | Non Federally-Regulated | 06/11/1985 |  | 08/29/1986
McQuay International | McQuay | W-FDS/FDL/FDD-1-030-F |  | Water-Source | WBAHP: Heat Pump Packaged Unit | Heat Pump | 230 | 3 |  |  | No Match | No Match |  |  |  | 29600 | 2487 | 11.9 | 10 | 39000 | 2929 | 3.9 |  | Federally-Regulated Commercial & Industrial Equipment | 10/05/1999 |  | 09/21/2000
Mammoth | Hydrobank II | D064VHF/HHF/DHF |  | Ground-Source | WBAHP: Heat Pump Packaged Unit | Heat Pump | 230 | 1 |  |  | No Match | No Match |  |  |  | 65000 | 4850 | 13.4 |  | 50000 | 4884 | 3 |  | Non Federally-Regulated | 03/31/1998 |  | 05/10/1998
Waterfurnace International, Inc. | Geotility Geothermal Installations | ZS030**0*1 |  | Ground-Water-Source | WBAHP: Heat Pump Packaged Unit | Heat Pump | 230 | 1 |  |  | No Match | Single-Speed |  |  |  | 32900 | 1377 | 23.9 | 16.2 | 28300 | 1885 | 4.4 | 3.6 | Non Federally-Regulated | 01/24/2011 |  | 04/19/2013
Florida Heat Pump | Energy Miser | EMV 124-3 |  | Water-Source | WBAHP: Heat Pump Packaged Unit | Heat Pump | 208 | 3 |  |  | No Match | No Match |  |  |  | 120000 | 13400 | 9 | 9.2 | 154000 | 14200 | 3.2 | 2.5 | Non Federally-Regulated | 05/16/1984 |  | 06/11/1985
McQuay International | McQuay | FCV/FCW/VWH/VWW030B-F |  | Water-Source | WBAHP: Heat Pump Packaged Unit | Heat Pump | 230 | 3 |  |  | No Match | No Match |  |  |  | 29600 | 2487 | 11.9 | 9.3 | 39000 | 2930 | 3.9 | 3.8 | Federally-Regulated Commercial & Industrial Equipment | 03/31/1998 |  | 05/10/1998
Addison Products | Addison Products | HGY060-3A |  | Ground-Water-Source | WBAHP: Heat Pump Packaged Unit | Heat Pump | 208 | 3 |  |  | No Match | No Match |  |  |  | 66200 | 4832 | 13.7 | 9 | 50000 | 4725 | 3.1 |  | Non Federally-Regulated | 07/22/2002 |  | 03/12/2009
American Air Filter | Enercon | HW39 |  | Water-Source | WBAHP: Heat Pump Packaged Unit | Heat Pump | 230 | 3 |  |  | No Match | No Match |  |  |  | 39000 | 3615 | 10.8 | 7.5 | 44500 | 3620 | 3.6 | 2.5 | Non Federally-Regulated | 06/11/1985 |  | 05/11/1988
Inter-City Products Corp. | McQuay | LWP20BP |  | Water-Source | WBAHP: Heat Pump Packaged Unit | Heat Pump | 460 | 3 |  |  | No Match | No Match |  |  |  | 214000 | 18000 | 11.9 |  | 240000 | 18400 | 3.8 | 3.8 | Non Federally-Regulated | 07/31/1991 |  | 03/31/1998
Addison Products | Heat Controller | HWPG048-1B-XL |  | Ground-Water-Source | WBAHP: Heat Pump Packaged Unit | Heat Pump | 230 | 1 |  |  | No Match | No Match |  |  |  | 48000 | 3380 | 14.2 | 9 | 34400 | 3251 | 3.1 |  | Non Federally-Regulated | 10/06/1999 |  | 04/10/2000
Florida Heat Pump | Florida Heat Pump | GT048-3CS | GT048-1AH/AV | Ground-Water-Source | WBAHP-CB: Heat Pump Split Syst | Heat Pump | 208 | 3 |  |  | No Match | No Match |  |  |  | 48000 | 3609 | 13.3 | 9 | 36400 | 3231 | 3.3 |  | Non Federally-Regulated | 07/22/2002 |  | 03/12/2009
Addison Products | Addison Products | VPY048-3A |  | Water-Source | WBAHP-CB: Heat Pump Split Syst | Heat Pump | 230 | 3 |  |  | No Match | No Match |  |  |  | 54400 | 4689 | 11.6 | 9 | 61800 | 5029 | 3.6 | 3.5 | Non Federally-Regulated | 11/14/2000 |  | 07/18/2002
Florida Heat Pump | Energy Miser | HECS23-2 | HEAH23-2 | Water-Source | WBAHP-C: Heat Pump Split Syste | Heat Pump | 265 | 1 |  |  | No Match | No Match |  |  |  | 22500 | 1830 | 12.3 | 9 | 27800 | 1940 | 4.2 | 3.2 | Non Federally-Regulated | 05/11/1988 |  | 03/15/1989
Climate Control / Snyder General | Electro-Hydronics | CC90G5 |  | Water-Source | WBAHP: Heat Pump Packaged Unit | Heat Pump | 208 | 1 |  |  | No Match | No Match |  |  |  | 9000 | 855 | 10.5 | 7.5 | 11000 | 920 | 3.5 | 2.5 | Non Federally-Regulated | 06/11/1985 |  | 08/29/1986
Addison Products | Comfort-Aire | RUWP-2044 |  | Water-Source | WBAHP: Heat Pump Packaged Unit | Heat Pump | 460 | 3 |  |  | No Match | No Match |  |  |  | 244000 | 27300 | 8.9 |  | 307000 | 25300 | 3.6 | 3.8 | Non Federally-Regulated | 07/31/1991 |  | 03/31/1998
Singer | Electro-Hydronics | VF400CK |  | Water-Source | WBAHP: Heat Pump Packaged Unit | Heat Pump | 208 | 3 |  |  | No Match | No Match |  |  |  | 39000 | 4350 | 9 | 7.5 | 42000 | 4500 | 2.7 | 2.5 | Non Federally-Regulated | 01/05/1982 |  | 05/16/1984
Phillips Energy, Inc. | Phillips Energy, Inc. | 100WA-24V0100 |  | Water-Source | WBAHP-CB: Heat Pump Split Syst | Heat Pump | 230 | 1 |  |  | No Match | No Match |  |  |  | 24500 | 2025 | 13 | 9 | 26800 | 2290 | 3.4 |  | Non Federally-Regulated | 06/30/1992 |  | 04/07/1996
Florida Heat Pump | Florida Heat Pump | GT026-2VT/HZ/CF |  | Water-Source | WBAHP-CB: Heat Pump Split Syst | Heat Pump | 265 | 1 |  |  | No Match | No Match |  |  |  | 27000 | 2000 | 13.5 | 9 | 30600 | 2298 | 3.9 | 3.5 | Non Federally-Regulated | 10/05/1999 |  | 04/12/2000
McQuay International | McQuay | CCH/CCW/HWH/HWW012C-G |  | Water-Source | WBAHP: Heat Pump Packaged Unit | Heat Pump | 230 | 1 |  |  | No Match | No Match |  |  |  | 11700 | 1063 | 11 | 10 | 14200 | 1094 | 3.8 |  | Federally-Regulated Commercial & Industrial Equipment | 12/14/1998 |  | 11/17/1999
Trane U.S. Inc. | Command-Aire | GSHC0301B |  | Water-Source | WBAHP-CB: Heat Pump Split Syst | Heat Pump | 208 | 1 |  |  | No Match | No Match |  |  |  | 30600 | 2040 | 15 | 9 | 34400 | 2799 | 3.6 | 3.5 | Non Federally-Regulated | 10/05/1999 |  | 04/12/2000
Mammoth | Hydrobank II | F100HLK |  | Ground-Water-Source | WBAHP: Heat Pump Packaged Unit | Heat Pump | 230 | 3 |  |  | No Match | No Match |  |  |  | 100000 | 7407 | 13.5 | 9 | 79000 | 7233 | 3.2 |  | Non Federally-Regulated | 07/22/2002 |  | 03/12/2009
Florida Heat Pump | Florida Heat Pump | GT010-1CF/HZ/VT |  | Water-Source | WBAHP-CB: Heat Pump Split Syst | Heat Pump | 230 | 1 |  |  | No Match | No Match |  |  |  | 10400 | 753 | 13.8 | 9 | 12300 | 900 | 4 | 3.5 | Non Federally-Regulated | 04/12/2000 |  | 07/18/2002
Command-Aire | Command-Aire | RUWP-401 |  | Water-Source | WBAHP: Heat Pump Packaged Unit | Heat Pump | 230 | 1 |  |  | No Match | No Match |  |  |  | 45900 | 4590 | 10 | 7.5 | 58200 | 4770 | 3.6 | 2.5 | Non Federally-Regulated | 01/05/1982 |  | 05/11/1988
Climate Control / Snyder General | Electro-Hydronics | FC400G5 |  | Water-Source | WBAHP: Heat Pump Packaged Unit | Heat Pump | 208 | 1 |  |  | No Match | No Match |  |  |  | 39600 | 3960 | 10 | 7.5 | 45000 | 3880 | 3.4 | 2.5 | Non Federally-Regulated | 06/11/1985 |  | 08/29/1986
Florida Heat Pump | Florida Heat Pump | GT042-5CF/HZ/VT |  | Water-Source | WBAHP: Heat Pump Packaged Unit | Heat Pump | 575 | 3 |  |  | No Match | No Match |  |  |  | 42000 | 3230 | 13 | 10 | 52500 | 3204 | 4.8 |  | Federally-Regulated Commercial & Industrial Equipment | 04/12/2000 |  | 05/29/2001
Waterfurnace International, Inc. | Waterfurnace International, Inc. | VLV/VXV036*1 |  | Water-Source | WBAHP: Heat Pump Packaged Unit | Heat Pump | 208 | 1 |  |  | No Match | No Match |  |  |  | 34800 | 2697 | 12.9 | 10 | 42000 | 2861 | 4.3 |  | Federally-Regulated Commercial & Industrial Equipment | 06/20/2003 |  | 02/17/2011
Carrier Corp. | Carrier | 50HQ,VQ0335 |  | Water-Source | WBAHP: Heat Pump Packaged Unit | Heat Pump | 208 | 3 |  |  | No Match | No Match |  |  |  | 33000 | 3837 | 8.6 | 9 | 40000 | 4350 | 2.7 | 3.2 | Non Federally-Regulated | 05/11/1988 |  | 03/15/1989
Mammoth | Hydrobank II | E019CHE |  | Water-Source | WBAHP-O: Heat Pump Packaged Un | Heat Pump | 265 | 1 |  |  | No Match | No Match |  |  |  | 17200 | 1522 | 11.3 | 9.3 | 22000 | 1696 | 3.8 | 3.8 | Federally-Regulated Commercial & Industrial Equipment | 03/31/1998 |  | 05/10/1998
Florida Heat Pump | Florida Heat Pump | EM041-1VT/HZ/CF |  | Water-Source | WBAHP: Heat Pump Packaged Unit | Heat Pump | 230 | 1 |  |  | No Match | No Match |  |  |  | 39500 | 2992 | 13.2 | 10 | 50000 | 3488 | 4.2 |  | Federally-Regulated Commercial & Industrial Equipment | 10/05/1999 |  | 04/12/2000
Command-Aire | Command-Aire | SWPXR137E |  | Water-Source | WBAHP: Heat Pump Packaged Unit | Heat Pump | 265 | 1 |  |  | No Match | No Match |  |  |  | 12500 | 1140 | 11 | 9 | 18000 | 1290 | 4.1 | 3.2 | Federally-Regulated Commercial & Industrial Equipment | 01/23/1988 |  | 05/11/1988
McQuay / Snyder General | Electro-Hydronics | LWP10BP |  | Water-Source | WBAHP: Heat Pump Packaged Unit | Heat Pump | 460 | 3 |  |  | No Match | No Match |  |  |  | 107000 | 9000 | 11.9 | 9.2 | 120000 | 9200 | 3.8 |  | Non Federally-Regulated | 05/11/1988 |  | 03/15/1989
Waterfurnace International, Inc. | Rybacki - Hart Enterprises | ZS030**0*1 |  | Ground-Water-Source | WBAHP: Heat Pump Packaged Unit | Heat Pump | 230 | 1 |  |  | No Match | Single-Speed |  |  |  | 32900 | 1377 | 23.9 | 16.2 | 28300 | 1885 | 4.4 | 3.6 | Non Federally-Regulated | 01/24/2011 |  | 04/19/2013
Singer | Electro-Hydronics | CC330C3 |  | Water-Source | WBAHP: Heat Pump Packaged Unit | Heat Pump | 230 | 1 |  |  | No Match | No Match |  |  |  | 33000 | 3500 | 9.4 | 7.5 | 35400 | 3550 | 2.9 | 2.5 | Non Federally-Regulated | 09/08/1982 |  | 05/16/1984
Florida Heat Pump | Florida Heat Pump | GT010-0VT/HZ/CF |  | Ground-Water-Source | WBAHP: Heat Pump Packaged Unit | Heat Pump | 115 | 1 |  |  | No Match | No Match |  |  |  | 10400 | 753 | 13.8 | 11 | 12300 | 901 | 4 | 3.5 | Non Federally-Regulated | 03/31/1998 |  | 05/10/1998
Econar | Econar | GV591 |  | Ground-Water-Source | WBAHP: Heat Pump Packaged Unit | Heat Pump | 208 | 1 |  |  | No Match | No Match |  |  |  | 57500 | 4752 | 12.1 | 9 | 54500 | 5152 | 3.1 |  | Non Federally-Regulated | 07/29/1998 |  | 10/02/1998
Hydro Delta Corp. | Hydro Delta Corp. | 03-036-WTARW-HE |  | Water-Source | WBAHP-CB: Heat Pump Split Syst | Heat Pump | 230 | 1 |  |  | No Match | No Match |  |  |  | 38000 | 2923 | 13 | 9 | 43000 | 3149 | 4 | 3.5 | Non Federally-Regulated | 11/17/1999 |  | 04/12/2000
California Heat Pump | Aqua-Matic | 43H**-12-** |  | Water-Source | WBAHP: Heat Pump Packaged Unit | Heat Pump | 230 | 1 |  |  | No Match | No Match |  |  |  | 43000 | 3840 | 11.2 | 7.5 | 47000 | 3720 | 3.7 | 2.5 | Non Federally-Regulated | 06/11/1985 |  | 05/11/1988
ClimateMaster Inc. | Trane | WPVC0362 |  | Water-Source | WBAHP: Heat Pump Packaged Unit | Heat Pump | 208 | 1 |  |  | No Match | No Match |  |  |  | 36000 | 3200 | 11.3 | 9 | 42500 | 3200 | 3.9 | 3.2 | Non Federally-Regulated | 02/22/1990 |  | 07/31/1991
Geoflex Systems, Inc. | Geoflex Systems, Inc. | GF1T-V/H/D/M-026WADBE |  | Ground-Water-Source | WBAHP: Heat Pump Packaged Unit | Both Heat Pump and Electric Re | 460 | 3 |  |  | No Match | Dual-Speed |  |  |  | 28900 | 1189 | 24.3 | 16.2 | 25500 | 1525 | 4.9 | 3.6 | Non Federally-Regulated | 11/30/2011 |  | 04/19/2013
Waterfurnace International, Inc. | Rybacki - Hart Enterprises | ZS036**3*4 |  | Water-Source | WBAHP: Heat Pump Packaged Unit | Heat Pump | 230 | 3 |  |  | No Match | Single-Speed |  |  |  | 33300 | 2220 | 15 | 12 | 40600 | 2479 | 4.8 | 4.2 | Federally-Regulated Commercial & Industrial Equipment | 06/14/2011 |  | 03/02/2012
Waterfurnace International, Inc. | Johnson Controls | RKV/RKH018**0*4 |  | Water-Source | WBAHP: Heat Pump Packaged Unit | Heat Pump | 208 | 1 |  |  | No Match | Single-Speed |  |  |  | 18000 | 1154 | 15.6 | 12 | 23000 | 1322 | 5.1 | 4.2 | Federally-Regulated Commercial & Industrial Equipment | 09/03/2012 |  | 01/09/2014
Enertech Global, LLC | Enertech | GCT072D2 |  | Ground-Source | WBAHP: Heat Pump Packaged Unit | Heat Pump | 230 | 3 |  |  | No Match | Single-Speed | 3612 | 710 | 1 | 72600 | 4321 | 16.8 | 13.4 | 58000 | 4594 | 3.7 | 3.1 | Non Federally-Regulated | 09/03/2012 |  | 12/12/2012
Mammoth | Mammoth | D072H |  | Water-Source | WBAHP: Heat Pump Packaged Unit | Heat Pump | 230 | 1 |  |  | No Match | No Match |  |  |  | 67000 | 7200 | 9.3 | 7.5 | 85000 | 8600 | 2.9 | 2.2 | Non Federally-Regulated | 09/08/1982 |  | 05/16/1984
American Air Filter | Enercon | DVW61 |  | Water-Source | WBAHP: Heat Pump Packaged Unit | Heat Pump | 200 | 3 |  |  | No Match | No Match |  |  |  | 61000 | 5730 | 10.6 | 7.5 | 74000 | 6100 | 3.6 | 2.5 | Non Federally-Regulated | 05/16/1984 |  | 06/11/1985
Enertech Global, LLC | Enertech | HCT036C2 |  | Ground-Source | WBAHP: Heat Pump Packaged Unit | Heat Pump | 230 | 3 |  |  | No Match | Single-Speed |  |  |  | 38400 | 2076 | 18.5 | 13.4 | 28500 | 1856 | 4.5 | 3.1 | Non Federally-Regulated | 05/02/2012 |  | 12/12/2012
Addison Products | Addison Products | HWPG012-1A* |  | Ground-Water-Source | WBAHP: Heat Pump Packaged Unit | Heat Pump | 208 | 1 |  |  | No Match | No Match |  |  |  | 12000 | 745 | 16.1 | 9 | 8900 | 766 | 3.4 |  | Non Federally-Regulated | 05/10/1998 |  | 10/02/1998
Command-Aire | Command-Aire | SWPH-613 |  | Water-Source | WBAHP: Heat Pump Packaged Unit | Heat Pump | 208 | 3 |  |  | No Match | No Match |  |  |  | 62000 | 6500 | 9.5 | 7.5 | 78000 | 6600 | 3.5 | 2.5 | Non Federally-Regulated | 01/05/1982 |  | 01/23/1988
Florida Heat Pump | Florida Heat Pump | GT048-3CS | GT048-1AH/AV | Water-Source | WBAH: Heating Only Packaged Un | Heat Pump | 230 | 3 |  |  | No Match | No Match |  |  |  | 49000 | 4016 | 12.2 | 9 | 59000 | 4549 | 3.8 | 3.5 | Non Federally-Regulated | 07/22/2002 |  | 03/12/2009
Addison Products | Comfort-Aire | SWPH-1833 |  | Water-Source | WBAHP: Heat Pump Packaged Unit | Heat Pump | 208 | 3 |  |  | No Match | No Match |  |  |  | 206000 | 22700 | 9.1 |  | 286000 | 23100 | 3.6 | 3.8 | Non Federally-Regulated | 07/31/1991 |  | 03/31/1998
Waterfurnace International, Inc. | Waterfurnace International, Inc. | SXH048C3 |  | Ground-Water-Source | WBAHP: Heat Pump Packaged Unit | Heat Pump | 208 | 3 |  |  | No Match | No Match |  |  |  | 51500 | 3843 | 13.4 | 9 | 36000 | 3403 | 3.1 |  | Non Federally-Regulated | 12/14/1998 |  | 10/06/1999
Waterfurnace International, Inc. | Eagle Mountain | ZS030**3*0 |  | Water-Source | WBAHP: Heat Pump Packaged Unit | Heat Pump | 208 | 3 |  |  | No Match | Single-Speed |  |  |  | 29500 | 1980 | 14.9 | 12 | 34600 | 2113 | 4.8 | 4.2 | Federally-Regulated Commercial & Industrial Equipment | 01/24/2011 |  | 04/19/2013
Florida Heat Pump | Florida Heat Pump | EM070-1CS | EM070-1AH/AV | Ground-Water-Source | WBAHP-CB: Heat Pump Split Syst | Heat Pump | 208 | 1 |  |  | No Match | No Match |  |  |  | 70500 | 4895 | 14.4 | 9 | 52000 | 4914 | 3.1 |  | Non Federally-Regulated | 07/22/2002 |  | 03/12/2009
Carrier Corp. | Carrier | 50QXV0363 |  | Water-Source | WBAHP: Heat Pump Packaged Unit | Heat Pump | 230 | 1 |  |  | No Match | No Match |  |  |  | 35000 | 3180 | 11 | 9 | 41500 | 3151 | 3.9 | 3.2 | Non Federally-Regulated | 02/22/1990 |  | 07/31/1991
Trane U.S. Inc. | Trane | WPCE016 |  | Water-Source | WBAHP-O: Heat Pump Packaged Un | Heat Pump | 208 | 1 |  |  | No Match | No Match |  |  |  | 16800 | 1500 | 11.2 | 10 | 22100 | 1704 | 3.8 |  | Federally-Regulated Commercial & Industrial Equipment | 04/12/2000 |  | 05/23/2001
American Air Filter | Enercon | FHW-07 |  | Water-Source | WBAHP: Heat Pump Packaged Unit | Heat Pump | 230 | 1 |  |  | No Match | No Match |  |  |  | 6500 | 643 | 10.1 | 9 | 8400 | 684 | 3.6 | 3.2 | Non Federally-Regulated | 05/11/1988 |  | 03/15/1989
Addison Products | Addison Products | VPY054-1A |  | Water-Source | WBAHP-CB: Heat Pump Split Syst | Heat Pump | 208 | 1 |  |  | No Match | No Match |  |  |  | 57700 | 4931 | 11.7 | 9 | 67100 | 5461 | 3.6 | 3.5 | Non Federally-Regulated | 11/14/2000 |  | 07/18/2002
Waterfurnace International, Inc. | Eagle Mountain | ZS042**5*0 |  | Water-Source | WBAHP: Heat Pump Packaged Unit | Heat Pump | 575 | 3 |  |  | No Match | Single-Speed |  |  |  | 40800 | 2814 | 14.5 | 12 | 45400 | 2957 | 4.5 | 4.2 | Federally-Regulated Commercial & Industrial Equipment | 01/24/2011 |  | 04/19/2013
McQuay / Snyder General | Electro-Hydronics | FC260GD |  | Water-Source | WBAHP: Heat Pump Packaged Unit | Heat Pump | 230 | 3 |  |  | No Match | No Match |  |  |  | 26000 | 2450 | 10.6 | 9 | 31000 | 2524 | 3.6 | 3.2 | Non Federally-Regulated | 05/11/1988 |  | 03/15/1989
Waterfurnace International, Inc. | Waterfurnace International, Inc. | CX*007*2 |  | Water-Source | WBAHP-O: Heat Pump Packaged Un | Heat Pump | 265 | 1 |  |  | No Match | No Match |  |  |  | 7100 | 507 | 14 | 10 | 9300 | 579 | 4.7 |  | Federally-Regulated Commercial & Industrial Equipment | 04/12/2000 |  | 11/14/2000
Waterfurnace International, Inc. | Waterfurnace International, Inc. | ATV034*1 |  | Ground-Water-Source | WBAHP: Heat Pump Packaged Unit | Heat Pump | 208 | 1 |  |  | No Match | No Match |  |  |  | 34400 | 2150 | 16 | 9 | 25000 | 2219 | 3.3 |  | Non Federally-Regulated | 10/06/1999 |  | 05/19/2000
Addison Products | Heat Controller | WSH028-1AR |  | Water-Source | WBAHP: Heat Pump Packaged Unit | Heat Pump | 230 | 1 |  |  | No Match | No Match |  |  |  | 27000 | 2177 | 12.4 | 10 | 34600 | 2304 | 4.4 |  | Federally-Regulated Commercial & Industrial Equipment | 10/05/1999 |  | 04/12/2000
McQuay / Snyder General | Electro-Hydronics | VF140F3 |  | Water-Source | WBAHP: Heat Pump Packaged Unit | Heat Pump | 230 | 1 |  |  | No Match | No Match |  |  |  | 13500 | 1300 | 10.4 | 7.5 | 16000 | 1320 | 3.5 | 2.5 | Non Federally-Regulated | 08/29/1986 |  | 05/11/1988
Florida Heat Pump | Florida Heat Pump | GT018-2CS | GT018-2AH/AV | Ground-Water-Source | WBAHP-CB: Heat Pump Split Syst | Heat Pump | 265 | 1 |  |  | No Match | No Match |  |  |  | 16200 | 1018 | 15.9 | 9 | 11300 | 1034 | 3.2 |  | Non Federally-Regulated | 04/10/2000 |  | 11/14/2000
ClimateMaster Inc. | Carrier | 50HQA/HQD/VQA/VQD030 5 |  | Water-Source | WBAHP: Heat Pump Packaged Unit | Heat Pump | 230 | 3 |  |  | No Match | No Match |  |  |  | 28900 | 2312 | 12.5 | 10 | 37000 | 2409 | 4.5 |  | Federally-Regulated Commercial & Industrial Equipment | 10/05/1999 |  | 04/12/2000
Florida Heat Pump | Geomaster, LLC | EC061-3CF/HZ/VT |  | Ground-Water-Source | WBAHP: Heat Pump Packaged Unit | Heat Pump | 208 | 3 |  |  | No Match | Single-Speed |  |  |  | 63000 | 3198 | 19.7 | 16.2 | 55400 | 3198 | 4.1 | 3.6 | Non Federally-Regulated | 04/30/2009 |  | 04/20/2015
Waterfurnace International, Inc. | Eagle Mountain | YS042**1*4 |  | Water-Source | WBAHP: Heat Pump Packaged Unit | Heat Pump | 208 | 1 |  |  | No Match | Single-Speed |  |  |  | 40800 | 2615 | 15.6 | 12 | 45400 | 2661 | 5 | 4.2 | Federally-Regulated Commercial & Industrial Equipment | 01/24/2011 |  | 04/19/2013
Heat Controller | Heat Controller | VWPG054-1B-XL* |  | Water-Source | WBAHP-CB: Heat Pump Split Syst | Heat Pump | 208 | 1 |  |  | No Match | No Match |  |  |  | 55000 | 4166 | 13.2 | 9 | 61500 | 4506 | 4 | 3.5 | Non Federally-Regulated | 12/14/1998 |  | 04/12/2000
Waterfurnace International, Inc. | Waterfurnace International, Inc. | SXH019A0 |  | Ground-Water-Source | WBAHP: Heat Pump Packaged Unit | Heat Pump | 230 | 1 |  |  | No Match | No Match |  |  |  | 19200 | 1371 | 14 | 9 | 15100 | 1301 | 3.4 |  | Non Federally-Regulated | 01/30/1998 |  | 03/31/1998
Mammoth | Geox | ZD062VSC |  | Water-Source | WBAHP: Heat Pump Packaged Unit | Heat Pump | 230 | 1 |  |  | No Match | No Match |  |  |  | 58000 | 5795 | 10 | 7.5 | 71000 | 5862 | 3.7 | 2.5 | Non Federally-Regulated | 06/11/1985 |  | 05/11/1988
Trane U.S. Inc. | Trane | GEHA012 |  | Water-Source | WBAHP: Heat Pump Packaged Unit | Heat Pump | 208 | 1 |  |  | No Match | No Match |  |  |  | 12350 | 939 | 13.2 | 10 | 12870 | 885 | 4.3 |  | Federally-Regulated Commercial & Industrial Equipment | 04/12/2000 |  | 09/25/2002
Florida Heat Pump | Energy Miser | HE62CF-3 |  | Water-Source | WBAHP: Heat Pump Packaged Unit | Heat Pump | 230 | 3 |  |  | No Match | No Match |  |  |  | 62000 | 5740 | 10.8 | 9 | 84000 | 6480 | 3.8 | 3.2 | Non Federally-Regulated | 05/11/1988 |  | 03/15/1989
ClimateMaster Inc. | Carrier | 50VQA/VQD100 3 |  | Water-Source | WBAHP: Heat Pump Packaged Unit | Heat Pump | 208 | 1 |  |  | No Match | No Match |  |  |  | 101000 | 8782 | 11.5 | 10.5 | 109000 | 8406 | 3.8 | 3.8 | Federally-Regulated Commercial & Industrial Equipment | 03/31/1998 |  | 05/10/1998
Enertech Global, LLC | Roth Industries, Inc. | RCT072D |  | Ground-Source | WBAHP: Heat Pump Packaged Unit | Heat Pump | 208 | 1 |  |  | No Match | Single-Speed | 3612 | 710 | 1 | 72600 | 4321 | 16.8 | 13.4 | 58000 | 4594 | 3.7 | 3.1 | Non Federally-Regulated | 09/03/2012 |  | 12/12/2012
Florida Heat Pump | Energy Miser | EMV 124-3 |  | Water-Source | WBAHP: Heat Pump Packaged Unit | Heat Pump | 208 | 3 |  |  | No Match | No Match |  |  |  | 120000 | 13400 | 9 | 7.5 | 154000 | 14200 | 3.2 | 2.2 | Non Federally-Regulated | 01/05/1982 |  | 05/16/1984
Singer | Electro-Hydronics | VF100C7 |  | Water-Source | WBAHP: Heat Pump Packaged Unit | Heat Pump | 265 | 1 |  |  | No Match | No Match |  |  |  | 9500 | 1150 | 8.2 | 7.5 | 10500 | 1150 | 2.7 | 2.5 | Non Federally-Regulated | 01/05/1982 |  | 05/16/1984
Addison Products | Addison Products | HWPH054-1JC/1JBC |  | Water-Source | WBAHP: Heat Pump Packaged Unit | Heat Pump | 208 | 1 |  |  | No Match | No Match |  |  |  | 50000 | 4237 | 11.8 | 10 | 68000 | 5109 | 3.9 |  | Federally-Regulated Commercial & Industrial Equipment | 12/14/1998 |  | 11/14/2000
Addison Products | Addison Products | WSH019-1AR |  | Water-Source | WBAHP: Heat Pump Packaged Unit | Heat Pump | 208 | 1 |  |  | No Match | No Match |  |  |  | 18200 | 1300 | 14 | 10 | 22200 | 1301 | 5 |  | Federally-Regulated Commercial & Industrial Equipment | 12/14/1998 |  | 05/19/2000
McQuay / Snyder General | Electro-Hydronics | CW350F5 |  | Water-Source | WBAHP: Heat Pump Packaged Unit | Heat Pump | 208 | 1 |  |  | No Match | No Match |  |  |  | 35600 | 3360 | 10.6 | 7.5 | 43000 | 3500 | 3.6 | 2.5 | Non Federally-Regulated | 08/29/1986 |  | 05/11/1988
Hydro Delta Corp. | Hydro Delta Corp. | 03-026-WTARW-HM |  | Water-Source | WBAHP-CB: Heat Pump Split Syst | Heat Pump | 230 | 1 |  |  | No Match | No Match |  |  |  | 25000 | 2083 | 12 | 9 | 29000 | 2296 | 3.7 | 3.5 | Non Federally-Regulated | 12/14/1998 |  | 10/05/1999
Addison Products | Addison Products | DWPG054-3B-XL* |  | Ground-Water-Source | WBAHP: Heat Pump Packaged Unit | Heat Pump | 208 | 1 |  |  | No Match | No Match |  |  |  | 53000 | 3868 | 13.7 | 9 | 40000 | 3906 | 3 |  | Non Federally-Regulated | 10/06/1999 |  | 04/10/2000
McQuay International | McQuay | FCV/FCW015B-N |  | Water-Source | WBAHP: Heat Pump Packaged Unit | Heat Pump | 265 | 1 |  |  | No Match | No Match |  |  |  | 13100 | 1065 | 12.3 | 10 | 17200 | 1229 | 4.1 |  | Federally-Regulated Commercial & Industrial Equipment | 11/17/1999 |  | 09/21/2000
Addison Products | Addison Products | HWY060-3A |  | Water-Source | WBAHP: Heat Pump Packaged Unit | Heat Pump | 230 | 3 |  |  | No Match | No Match |  |  |  | 60700 | 4598 | 13.2 | 10 | 78700 | 4906 | 4.7 |  | Federally-Regulated Commercial & Industrial Equipment | 04/12/2000 |  | 11/14/2000
Command-Aire | Command-Aire | SWPH-1533 |  | Water-Source | WBAHP: Heat Pump Packaged Unit | Heat Pump | 230 | 3 |  |  | No Match | No Match |  |  |  | 169000 | 18500 | 9.1 |  | 235000 | 18900 | 3.7 |  | Non Federally-Regulated | 05/11/1988 |  | 03/15/1989
Addison Products | Addison Products | WSH024-1AL |  | Water-Source | WBAHP: Heat Pump Packaged Unit | Heat Pump | 208 | 1 |  |  | No Match | No Match |  |  |  | 24000 | 1714 | 14 | 10 | 30000 | 1831 | 4.8 |  | Federally-Regulated Commercial & Industrial Equipment | 12/14/1998 |  | 05/19/2000
Command-Aire | Command-Aire | SWPH287E |  | Water-Source | WBAHP: Heat Pump Packaged Unit | Heat Pump | 265 | 1 |  |  | No Match | No Match |  |  |  | 30000 | 2720 | 11 | 7.5 | 42000 | 3000 | 4 | 2.5 | Non Federally-Regulated | 06/11/1985 |  | 01/23/1988
Waterfurnace International, Inc. | Waterfurnace International, Inc. | SXV084A4 |  | Water-Source | WBAHP: Heat Pump Packaged Unit | Heat Pump | 460 | 3 |  |  | No Match | No Match |  |  |  | 84000 | 5600 | 15 | 10.5 | 99000 | 5803 | 5 | 3.8 | Federally-Regulated Commercial & Industrial Equipment | 03/31/1998 |  | 05/10/1998
Waterfurnace International, Inc. | Johnson Controls | RJSV/RJSH018**0*1 |  | Ground-Source | WBAHP: Heat Pump Packaged Unit | Heat Pump | 230 | 1 |  |  | No Match | Single-Speed |  |  |  | 18500 | 974 | 19 | 13.4 | 14700 | 1051 | 4.1 | 3.1 | Non Federally-Regulated | 01/24/2011 |  | 10/24/2014
Mammoth | Hydrobank II | G120HHG/VHG |  | Water-Source | WBAHP: Heat Pump Packaged Unit | Heat Pump | 460 | 3 |  |  | No Match | No Match |  |  |  | 122000 | 10796 | 11.3 | 9 | 169000 | 13030 | 3.8 | 3.8 | Federally-Regulated Commercial & Industrial Equipment | 10/05/1999 |  | 05/23/2000
California Heat Pump | Trane | WPHB-0616 |  | Water-Source | WBAHP: Heat Pump Packaged Unit | Heat Pump | 208 | 3 |  |  | No Match | No Match |  |  |  | 61000 | 6120 | 10 | 7.5 | 77000 | 6450 | 3.5 | 2.5 | Non Federally-Regulated | 06/11/1985 |  | 05/11/1988
Mammoth | Hydrobank II | F064HLG |  | Ground-Water-Source | WBAHP: Heat Pump Packaged Unit | Heat Pump | 230 | 3 |  |  | No Match | No Match |  |  |  | 65000 | 4850 | 13.4 | 9 | 50000 | 4883 | 3 |  | Non Federally-Regulated | 05/23/2000 |  | 01/18/2001
Waterfurnace International, Inc. | Waterfurnace International, Inc. | VLH070A3 |  | Water-Source | WBAHP: Heat Pump Packaged Unit | Heat Pump | 208 | 3 |  |  | No Match | No Match |  |  |  | 68000 | 5528 | 12.3 | 9 | 83200 | 5805 | 4.2 | 3.8 | Federally-Regulated Commercial & Industrial Equipment | 12/14/1998 |  | 10/05/1999
Hydro Delta Corp. | Hydro Delta Corp. | 03-018-WTAR-HE |  | Water-Source | WBAHP-CB: Heat Pump Split Syst | Heat Pump | 230 | 1 |  |  | No Match | No Match |  |  |  | 21000 | 1603 | 13.1 | 9 | 24400 | 1787 | 4 | 3.5 | Non Federally-Regulated | 10/05/1999 |  | 11/17/1999
Waterfurnace International, Inc. | Rybacki - Hart Enterprises | ZS041**3*1 |  | Ground-Source | WBAHP: Heat Pump Packaged Unit | Heat Pump | 230 | 3 |  |  | No Match | Single-Speed |  |  |  | 41000 | 2485 | 16.5 | 13.4 | 29000 | 2500 | 3.4 | 3.1 | Non Federally-Regulated | 01/24/2011 |  | 04/19/2013
Enertech Global, LLC | Enertech | GHT060A2 |  | Ground-Source | WBAHP: Heat Pump Packaged Unit | Heat Pump | 230 | 3 |  |  | No Match | Single-Speed |  |  |  | 59600 | 3590 | 16.6 | 13.4 | 46800 | 3609 | 3.8 | 3.1 | Non Federally-Regulated | 03/02/2012 |  | 12/12/2012
Addison Products | Addison Products | HPY060-1A |  | Water-Source | WBAHP-CB: Heat Pump Split Syst | Heat Pump | 208 | 1 |  |  | No Match | No Match |  |  |  | 68000 | 5354 | 12.7 | 9 | 77200 | 6113 | 3.7 | 3.5 | Non Federally-Regulated | 11/14/2000 |  | 07/18/2002
Waterfurnace International, Inc. | Waterfurnace International, Inc. | VLH/VXH030*1 |  | Water-Source | WBAHP: Heat Pump Packaged Unit | Heat Pump | 208 | 1 |  |  | No Match | No Match |  |  |  | 29700 | 2414 | 12.3 | 10 | 35900 | 2629 | 4 |  | Federally-Regulated Commercial & Industrial Equipment | 10/05/1999 |  | 03/12/2009
Command-Aire | Command-Aire | RUWP-2033 |  | Water-Source | WBAHP: Heat Pump Packaged Unit | Heat Pump | 208 | 3 |  |  | No Match | No Match |  |  |  | 244000 | 27300 | 8.9 | 7.5 | 307000 | 25300 | 3.6 | 2.2 | Non Federally-Regulated | 01/05/1982 |  | 06/11/1985
Command-Aire | Command-Aire | RUWP-203 |  | Water-Source | WBAHP: Heat Pump Packaged Unit | Heat Pump | 208 | 3 |  |  | No Match | No Match |  |  |  | 25000 | 2440 | 10.6 | 7.5 | 31200 | 2420 | 3.8 | 2.5 | Non Federally-Regulated | 08/30/1983 |  | 08/29/1986
McQuay / Snyder General | Electro-Hydronics | LM150B7 |  | Water-Source | WBAHP: Heat Pump Packaged Unit | Heat Pump | 265 | 1 |  |  | No Match | No Match |  |  |  | 14700 | 1875 | 7.8 | 9 | 19000 | 1900 | 2.9 | 3.2 | Non Federally-Regulated | 05/11/1988 |  | 03/15/1989
American Air Filter | Enercon | HW07 |  | Water-Source | WBAHP: Heat Pump Packaged Unit | Heat Pump | 208 | 1 |  |  | No Match | No Match |  |  |  | 6900 | 650 | 10.6 | 7.5 | 9300 | 720 | 3.8 | 2.5 | Non Federally-Regulated | 06/11/1985 |  | 05/11/1988
Command-Aire | Command-Aire | SWP-1244 |  | Water-Source | WBAHP: Heat Pump Packaged Unit | Heat Pump | 460 | 3 |  |  | No Match | No Match |  |  |  | 140000 | 15400 | 9.1 | 7.5 | 199000 | 14600 | 4 | 2.2 | Non Federally-Regulated | 01/05/1982 |  | 06/11/1985
Florida Heat Pump | Florida Heat Pump | GT062-3VT/HZ/CF |  | Ground-Source | WBAHP: Heat Pump Packaged Unit | Heat Pump | 208 | 3 |  |  | No Match | No Match |  |  |  | 60500 | 4653 | 13 |  | 50000 | 4884 | 3 |  | Non Federally-Regulated | 03/31/1998 |  | 05/10/1998
Econar | Econar | GH672 |  | Ground-Water-Source | WBAHP: Heat Pump Packaged Unit | Heat Pump | 208 | 1 |  |  | No Match | No Match |  |  |  | 63500 | 6047 | 10.5 | 9 | 64000 | 6252 | 3 |  | Non Federally-Regulated | 01/30/1998 |  | 07/29/1998
McQuay International | McQuay International | WVHC1036*E |  | Water-Source | WBAHP-O: Heat Pump Packaged Un | Heat Pump | 208 | 1 |  |  | No Match | Single-Speed |  |  |  | 35400 | 2511 | 14.1 | 12 | 44900 | 3062 | 4.3 | 4.2 | Federally-Regulated Commercial & Industrial Equipment | 09/15/2009 |  | 04/21/2014
Mammoth | Hydrobank II | D035HLG |  | Ground-Water-Source | WBAHP: Heat Pump Packaged Unit | Heat Pump | 230 | 1 |  |  | No Match | No Match |  |  |  | 35000 | 2500 | 14 | 9 | 27000 | 2551 | 3.1 |  | Non Federally-Regulated | 07/22/2002 |  | 03/12/2009
Waterfurnace International, Inc. | Waterfurnace International, Inc. | ATH056D1 |  | Ground-Water-Source | WBAHP: Heat Pump Packaged Unit | Heat Pump | 230 | 1 |  |  | No Match | No Match |  |  |  | 58000 | 3790 | 15.3 | 9 | 44500 | 4075 | 3.2 |  | Non Federally-Regulated | 12/14/1998 |  | 10/06/1999
Mammoth | Hydrobank II | D045VLG |  | Ground-Water-Source | WBAHP: Heat Pump Packaged Unit | Heat Pump | 208 | 1 |  |  | No Match | No Match |  |  |  | 44500 | 3320 | 13.4 | 9 | 34500 | 3369 | 3 |  | Non Federally-Regulated | 05/23/2000 |  | 07/18/2002
Enertech Global, LLC | Enertech | GCT036C2 |  | Ground-Source | WBAHP: Heat Pump Packaged Unit | Heat Pump | 230 | 3 |  |  | No Match | Single-Speed |  |  |  | 37500 | 2072 | 18.1 | 13.4 | 28100 | 2009 | 4.1 | 3.1 | Non Federally-Regulated | 12/12/2012 |  | 04/21/2014
Waterfurnace International, Inc. | Waterfurnace International, Inc. | NSV/NSH022F1*1 |  | Ground-Source | WBAHP: Heat Pump Packaged Unit | Heat Pump | 230 | 1 |  |  | No Match | Single-Speed |  |  |  | 23000 | 1000 | 23 | 13.4 | 14200 | 1067 | 3.9 | 3.1 | Non Federally-Regulated | 05/02/2012 |  | 04/19/2013
Carrier Corp. | Carrier | 50HQ,VQ0184 |  | Water-Source | WBAHP: Heat Pump Packaged Unit | Heat Pump | 277 | 1 |  |  | No Match | No Match |  |  |  | 18500 | 2200 | 8.4 | 7.5 | 23600 | 2500 | 2.8 | 2.5 | Non Federally-Regulated | 08/29/1986 |  | 05/11/1988
McQuay International | McQuay | W-CDD/CDE/CMG-1-024-K |  | Ground-Water-Source | WBAHP: Heat Pump Packaged Unit | Heat Pump | 460 | 3 |  |  | No Match | No Match |  |  |  | 26200 | 1858 | 14.1 | 9 | 18400 | 1797 | 3 |  | Non Federally-Regulated | 10/06/1999 |  | 04/10/2000
McQuay International | McQuay | CCH/CCW/HWH/HWW024C-N |  | Water-Source | WBAHP: Heat Pump Packaged Unit | Heat Pump | 265 | 1 |  |  | No Match | No Match |  |  |  | 25000 | 2066 | 12.1 | 9.3 | 30000 | 2313 | 3.8 | 3.8 | Federally-Regulated Commercial & Industrial Equipment | 03/31/1998 |  | 05/10/1998
Waterfurnace International, Inc. | Waterfurnace International, Inc. | SXV036A1 |  | Water-Source | WBAHP: Heat Pump Packaged Unit | Heat Pump | 230 | 1 |  |  | No Match | No Match |  |  |  | 36000 | 2647 | 13.6 | 9.3 | 44500 | 2774 | 4.7 | 3.8 | Federally-Regulated Commercial & Industrial Equipment | 03/31/1998 |  | 05/10/1998
Waterfurnace International, Inc. | Waterfurnace International, Inc. | CW*015A2 |  | Ground-Water-Source | WBAHP: Heat Pump Packaged Unit | Heat Pump | 265 | 1 |  |  | No Match | No Match |  |  |  | 15000 | 1041 | 14.4 | 9 | 11000 | 1007 | 3.2 |  | Non Federally-Regulated | 01/30/1998 |  | 10/02/1998
ClimateMaster Inc. | Climate Master | TTP/S038A | TAC038A | Ground-Source | WBAHP-C: Heat Pump Split Syste | Heat Pump | 208 | 1 |  |  | No Match | Single-Speed |  |  |  | 39100 | 2222 | 17.6 | 13.4 | 28300 | 2023 | 4.1 | 3.1 | Non Federally-Regulated | 01/24/2011 |  | 06/09/2015
McQuay International | McQuay | FCV/FCW/VWH/VWW024B-G |  | Water-Source | WBAHP: Heat Pump Packaged Unit | Heat Pump | 208 | 1 |  |  | No Match | No Match |  |  |  | 24400 | 2033 | 12 | 10 | 32000 | 2344 | 4 |  | Federally-Regulated Commercial & Industrial Equipment | 12/14/1998 |  | 11/17/1999
Mammoth | Hydrobank II | F031HLG |  | Ground-Water-Source | WBAHP: Heat Pump Packaged Unit | Heat Pump | 230 | 3 |  |  | No Match | No Match |  |  |  | 31000 | 2348 | 13.2 | 9 | 25000 | 2289 | 3.2 |  | Non Federally-Regulated | 05/23/2000 |  | 11/14/2000
McQuay / Snyder General | Electro-Hydronics | LHP12BK |  | Water-Source | WBAHP: Heat Pump Packaged Unit | Heat Pump | 208 | 3 |  |  | No Match | No Match |  |  |  | 128000 | 11000 | 11.6 | 9.2 | 142000 | 11200 | 3.7 | 2.5 | Non Federally-Regulated | 08/29/1986 |  | 05/11/1988
American Air Filter | Enercon | CCW-19 |  | Water-Source | WBAHP-O: Heat Pump Packaged Un | Heat Pump | 230 | 1 |  |  | No Match | No Match |  |  |  | 18400 | 1610 | 11.4 | 9 | 23000 | 1830 | 3.7 | 3.2 | Non Federally-Regulated | 05/11/1988 |  | 03/15/1989
Waterfurnace International, Inc. | Extended Range | WXH/WXV025A*3*** |  | Ground-Water-Source | WBAHP: Heat Pump Packaged Unit | Heat Pump | 230 | 3 |  |  | No Match | No Match |  |  |  | 27800 | 2648 | 10.5 |  | 31400 | 3418 | 3.3 |  | Non Federally-Regulated | 03/15/1989 |  | 07/31/1991
Command-Aire | Command-Aire | SWPH-354 |  | Water-Source | WBAHP: Heat Pump Packaged Unit | Heat Pump | 460 | 3 |  |  | No Match | No Match |  |  |  | 36000 | 3450 | 10.4 | 7.5 | 50000 | 3900 | 3.8 | 2.5 | Non Federally-Regulated | 01/05/1982 |  | 01/23/1988
Climate Control / Snyder General | Trane | WPRA40HBXBX |  | Water-Source | WBAHP: Heat Pump Packaged Unit | Heat Pump | 208 | 1 |  |  | No Match | No Match |  |  |  | 41000 | 3800 | 10.8 | 7.5 | 45000 | 3770 | 3.5 | 2.5 | Non Federally-Regulated | 05/16/1984 |  | 05/11/1988
ClimateMaster Inc. | Carrier Corp. | 50PSH/V/D018K |  | Ground-Water-Source | WBAHP: Heat Pump Packaged Unit | Heat Pump | 230 | 1 |  |  | No Match | Single-Speed |  |  |  | 22100 | 840 | 26.3 | 16.2 | 18900 | 1130 | 4.9 | 3.6 | Non Federally-Regulated | 10/24/2014 |  | 04/22/2015
Waterfurnace International, Inc. | Waterfurnace International, Inc. | P040**3 |  | Water-Source | WBAHP: Heat Pump Packaged Unit | Heat Pump | 230 | 3 |  |  | No Match | No Match |  |  |  | 40200 | 2350 | 17.1 | 10 | 46700 | 2911 | 4.7 |  | Federally-Regulated Commercial & Industrial Equipment | 05/19/2000 |  | 02/17/2011
Waterfurnace International, Inc. | Waterfurnace International, Inc. | P013**0 |  | Ground-Water-Source | WBAHP: Heat Pump Packaged Unit | Heat Pump | 230 | 1 |  |  | No Match | No Match |  |  |  | 13300 | 847 | 15.7 | 9 | 9700 | 861 | 3.3 |  | Non Federally-Regulated | 07/22/2002 |  | 03/12/2009
Friedrich Climate Master | Friedrich Climate Master | 80117C********A |  | Water-Source | WBAHP: Heat Pump Packaged Unit | Heat Pump | 230 | 1 |  |  | No Match | No Match |  |  |  | 16000 | 1415 | 11.3 | 7.5 | 18700 | 1415 | 3.9 | 2.5 | Non Federally-Regulated | 08/29/1986 |  | 05/11/1988
Mammoth | Hydrobank II | G035VLG |  | Ground-Water-Source | WBAHP: Heat Pump Packaged Unit | Heat Pump | 460 | 3 |  |  | No Match | No Match |  |  |  | 35000 | 2500 | 14 | 9 | 27000 | 2551 | 3.1 |  | Non Federally-Regulated | 01/18/2001 |  | 07/18/2002
Waterfurnace International, Inc. | Waterfurnace International, Inc. | SXH013*0 |  | Ground-Water-Source | WBAHP: Heat Pump Packaged Unit | Heat Pump | 208 | 1 |  |  | No Match | No Match |  |  |  | 13300 | 847 | 15.7 | 9 | 9700 | 861 | 3.3 |  | Non Federally-Regulated | 10/06/1999 |  | 05/19/2000
Waterfurnace International, Inc. | Waterfurnace International, Inc. | SXV042C0 |  | Ground-Water-Source | WBAHP: Heat Pump Packaged Unit | Heat Pump | 208 | 1 |  |  | No Match | No Match |  |  |  | 44500 | 3201 | 13.9 | 9 | 31800 | 2824 | 3.3 |  | Non Federally-Regulated | 01/30/1998 |  | 03/31/1998
Power-Save International, Inc. | S.O.E.S.I. | PSD-800 (2) |  | Water-Source | WBAHP: Heat Pump Packaged Unit | Heat Pump | 230 | 1 |  |  | No Match | No Match |  |  |  | 100000 | 7682 | 13 | 10.5 | 104000 | 7498 | 4 | 3.8 | Non Federally-Regulated | 07/31/1991 |  | 03/31/1998
Waterfurnace International, Inc. | Waterfurnace International, Inc. | VLV/VXV058*1 |  | Water-Source | WBAHP: Heat Pump Packaged Unit | Heat Pump | 230 | 1 |  |  | No Match | No Match |  |  |  | 56500 | 4520 | 12.5 | 10 | 72000 | 5022 | 4.2 |  | Federally-Regulated Commercial & Industrial Equipment | 10/05/1999 |  | 06/20/2003
ClimateMaster Inc. | Carrier Corp. | 38WQS024 3 | FK4CNF003 | Ground-Water-Source | WBAHP-CB: Heat Pump Split Syst | Heat Pump | 230 | 1 |  |  | No Match | Single-Speed |  |  |  | 25700 | 1248 | 20.6 | 16.2 | 22800 | 1714 | 3.9 | 3.6 | Non Federally-Regulated | 09/15/2009 |  | 02/17/2011
Waterfurnace International, Inc. | Waterfurnace International, Inc. | SXH080A3 |  | Water-Source | WBAHP: Heat Pump Packaged Unit | Heat Pump | 208 | 3 |  |  | No Match | No Match |  |  |  | 79500 | 5888 | 13.5 | 9 | 98000 | 6111 | 4.7 | 3.8 | Federally-Regulated Commercial & Industrial Equipment | 02/02/1998 |  | 03/31/1998
American Air Filter | Enercon | DHW36 |  | Water-Source | WBAHP: Heat Pump Packaged Unit | Heat Pump | 200 | 3 |  |  | No Match | No Match |  |  |  | 36000 | 3280 | 11 | 7.5 | 43000 | 3525 | 3.6 | 2.5 | Non Federally-Regulated | 05/16/1984 |  | 06/11/1985
ClimateMaster Inc. | Climate Master Series | VP/HP060 F/H |  | Water-Source | WBAHP: Heat Pump Packaged Unit | Heat Pump | 208 | 3 |  |  | No Match | No Match |  |  |  | 59000 | 4609 | 12.8 | 10 | 71000 | 4729 | 4.4 |  | Federally-Regulated Commercial & Industrial Equipment | 02/02/1998 |  | 03/31/1998
Addison Products | Heat Controller | WPH36-1JC/1JBC |  | Water-Source | WBAHP-CB: Heat Pump Split Syst | Heat Pump | 230 | 1 |  |  | No Match | No Match |  |  |  | 35600 | 3236 | 11 | 9 | 40000 | 3348 | 3.5 | 3.5 | Non Federally-Regulated | 10/05/1999 |  | 04/12/2000
Carrier Corp. | Carrier | 50KQ0063 |  | Water-Source | WBAHP: Heat Pump Packaged Unit | Heat Pump | 208 | 1 |  |  | No Match | No Match |  |  |  | 6900 | 650 | 10.6 | 9 | 8300 | 675 | 3.6 | 3.2 | Non Federally-Regulated | 02/22/1990 |  | 07/31/1991
McQuay International | McQuay | CCH/CCW/HWH/HWW030C-F |  | Water-Source | WBAHP: Heat Pump Packaged Unit | Heat Pump | 208 | 3 |  |  | No Match | No Match |  |  |  | 30000 | 2500 | 12 | 10 | 37000 | 2780 | 3.9 |  | Federally-Regulated Commercial & Industrial Equipment | 02/02/1998 |  | 03/31/1998
ClimateMaster Inc. | Carrier Corp. | 50PSH/V/D036****2 |  | Ground-Water-Source | WBAHP: Heat Pump Packaged Unit | Heat Pump | 230 | 1 |  |  | No Match | Single-Speed |  |  |  | 35400 | 1526 | 23.2 | 16.2 | 33200 | 2070 | 4.7 | 3.6 | Non Federally-Regulated | 10/24/2014 |  | 04/22/2015
Command-Aire | Command-Aire | GXHA0281 |  | Water-Source | WBAHP: Heat Pump Packaged Unit | Heat Pump | 208 | 1 |  |  | No Match | No Match |  |  |  | 28500 | 2714 | 10.5 | 10 | 38000 | 2930 | 3.8 |  | Federally-Regulated Commercial & Industrial Equipment | 08/07/1998 |  | 10/02/1998
Enertech Global, LLC | Enertech | GCT048A |  | Ground-Source | WBAHP: Heat Pump Packaged Unit | Heat Pump | 208 | 1 |  |  | No Match | Single-Speed |  |  |  | 51400 | 2904 | 17.7 | 13.4 | 39100 | 2865 | 4 | 3.1 | Non Federally-Regulated | 06/14/2011 |  | 01/09/2014
Carrier Corp. - Syracuse | Carrier | 50YAV/YAH 036 |  | Ground-Source | WBAHP: Heat Pump Packaged Unit | Heat Pump | 208 | 1 |  |  | No Match | No Match |  |  |  | 36000 | 2608 | 13.8 |  | 27000 | 2472 | 3.2 |  | Non Federally-Regulated | 03/31/1998 |  | 05/10/1998
Florida Heat Pump | Florida Heat Pump | EM120-1CS | EM120-1AV | Ground-Water-Source | WBAHP-CB: Heat Pump Split Syst | Heat Pump | 230 | 1 |  |  | No Match | No Match |  |  |  | 121500 | 8617 | 14.1 | 9 | 92000 | 8423 | 3.2 |  | Non Federally-Regulated | 04/10/2000 |  | 07/18/2002
Geoflex Systems, Inc. | Geoflex Systems, Inc. | GF1S-V/H/D/M-048WACBP |  | Ground-Water-Source | WBAHP: Heat Pump Packaged Unit | Both Heat Pump and Electric Re | 200 | 3 |  |  | No Match | Single-Speed |  |  |  | 53700 | 2114 | 25.4 | 16.2 | 47400 | 2956 | 4.7 | 3.6 | Non Federally-Regulated | 11/30/2011 |  | 03/02/2012
McQuay International | McQuay | HWH/HWW030C-G |  | Water-Source | WBAHP: Heat Pump Packaged Unit | Heat Pump | 230 | 1 |  |  | No Match | No Match |  |  |  | 30000 | 2500 | 12 | 10 | 37000 | 2779 | 3.9 |  | Federally-Regulated Commercial & Industrial Equipment | 11/17/1999 |  | 09/21/2000
Snyder General Corp. | McQuay | VF390GK |  | Water-Source | WBAHP: Heat Pump Packaged Unit | Heat Pump | 208 | 3 |  |  | No Match | No Match |  |  |  | 39000 | 3700 | 10.5 | 9 | 48000 | 4020 | 3.5 | 3.2 | Non Federally-Regulated | 02/22/1990 |  | 07/31/1991
Waterfurnace International, Inc. | Waterfurnace International, Inc. | SXH013C1 |  | Ground-Water-Source | WBAHP: Heat Pump Packaged Unit | Heat Pump | 208 | 1 |  |  | No Match | No Match |  |  |  | 13300 | 847 | 15.7 | 9 | 9700 | 861 | 3.3 |  | Non Federally-Regulated | 12/14/1998 |  | 10/06/1999
Waterfurnace International, Inc. | Waterfurnace International, Inc. | SXH016*0 |  | Water-Source | WBAHP: Heat Pump Packaged Unit | Heat Pump | 208 | 1 |  |  | No Match | No Match |  |  |  | 16000 | 1185 | 13.5 | 10 | 20400 | 1195 | 5 |  | Federally-Regulated Commercial & Industrial Equipment | 10/05/1999 |  | 05/19/2000
Enertech Global, LLC | Enertech | H048C | ACD048 | Ground-Water-Source | WBAHP-C: Heat Pump Split Syste | Heat Pump | 230 | 1 |  |  | No Match | Single-Speed |  |  |  | 55900 | 2881 | 19.4 | 16.2 | 48500 | 3743 | 3.8 | 3.6 | Non Federally-Regulated | 06/15/2009 |  | 03/02/2012
Waterfurnace International, Inc. | Waterfurnace International, Inc. | NSV/NSH048G1*4 |  | Ground-Water-Source | WBAHP: Heat Pump Packaged Unit | Heat Pump | 230 | 1 |  |  | No Match | Single-Speed |  |  |  | 53000 | 2031 | 26.1 | 16.2 | 43400 | 2706 | 4.7 | 3.6 | Non Federally-Regulated | 09/03/2012 |  | 04/19/2013
Mammoth | Mammoth | F043V |  | Water-Source | WBAHP: Heat Pump Packaged Unit | Heat Pump | 230 | 3 |  |  | No Match | No Match |  |  |  | 40000 | 4400 | 9.1 | 7.5 | 42000 | 4400 | 2.8 | 2.5 | Non Federally-Regulated | 01/05/1982 |  | 05/16/1984
Enertech Global, LLC | Enertech | GXT048C2 |  | Ground-Water-Source | WBAHP: Heat Pump Packaged Unit | Heat Pump | 230 | 3 |  |  | No Match | Single-Speed |  |  |  | 55100 | 2277 | 24.2 | 16.2 | 48700 | 2973 | 4.8 | 3.6 | Non Federally-Regulated | 05/08/2012 |  | 12/12/2012
Friedrich Air Conditioning Co. | Climate Master Series | 804-037-H******** |  | Water-Source | WBAHP: Heat Pump Packaged Unit | Heat Pump | 208 | 3 |  |  | No Match | No Match |  |  |  | 35600 | 3360 | 10.6 | 7.5 | 42500 | 3550 | 3.5 | 2.5 | Non Federally-Regulated | 08/30/1983 |  | 08/29/1986
Mammoth | Hydrobank II | G110VLF/HLF |  | Ground-Water-Source | WBAHP: Heat Pump Packaged Unit | Heat Pump | 460 | 3 |  |  | No Match | No Match |  |  |  | 105730 | 7949 | 13.3 | 9 | 82450 | 8054 | 3 |  | Non Federally-Regulated | 12/14/1998 |  | 04/10/2000
Singer | Electro-Hydronics | WE190C3 |  | Water-Source | WBAHP: Heat Pump Packaged Unit | Heat Pump | 230 | 1 |  |  | No Match | No Match |  |  |  | 18000 | 1850 | 9.7 | 7.5 | 22600 | 6850 | 3.3 | 2.5 | Non Federally-Regulated | 01/05/1982 |  | 09/08/1982
Waterfurnace International, Inc. | Waterfurnace International, Inc. | SXV058B0 |  | Ground-Water-Source | WBAHP: Heat Pump Packaged Unit | Heat Pump | 230 | 1 |  |  | No Match | No Match |  |  |  | 56500 | 4216 | 13.4 | 9 | 45500 | 4301 | 3.1 |  | Non Federally-Regulated | 12/14/1998 |  | 10/06/1999
Trane U.S. Inc. | Trane | WPRD0097 |  | Water-Source | WBAHP-O: Heat Pump Packaged Un | Heat Pump | 265 | 1 |  |  | No Match | No Match |  |  |  | 9000 | 810 | 11.1 | 10 | 12200 | 871 | 4.1 |  | Federally-Regulated Commercial & Industrial Equipment | 10/05/1999 |  | 04/12/2000
Addison Products | Addison Products | VPY024-1A |  | Water-Source | WBAHP-CB: Heat Pump Split Syst | Heat Pump | 230 | 1 |  |  | No Match | No Match |  |  |  | 25500 | 1992 | 12.8 | 9 | 28200 | 2233 | 3.7 | 3.5 | Non Federally-Regulated | 07/22/2002 |  | 03/12/2009
McQuay International | McQuay | F-FDS/FDL/FDD-1-042-E |  | Water-Source | WBAHP: Heat Pump Packaged Unit | Heat Pump | 230 | 1 |  |  | No Match | No Match |  |  |  | 41800 | 3483 | 12 | 10 | 53000 | 3882 | 4 |  | Federally-Regulated Commercial & Industrial Equipment | 10/05/1999 |  | 09/21/2000
McQuay / Snyder General | Electro-Hydronics | LHP22BP |  | Water-Source | WBAHP: Heat Pump Packaged Unit | Heat Pump | 460 | 3 |  |  | No Match | No Match |  |  |  | 240400 | 20550 | 11.7 |  | 270000 | 21400 | 3.7 |  | Non Federally-Regulated | 05/11/1988 |  | 03/15/1989
Waterfurnace International, Inc. | Waterfurnace International, Inc. | P057**3 |  | Ground-Water-Source | WBAHP: Heat Pump Packaged Unit | Heat Pump | 208 | 3 |  |  | No Match | No Match |  |  |  | 60000 | 4761 | 12.6 | 9 | 42000 | 4101 | 3 |  | Non Federally-Regulated | 05/19/2000 |  | 07/18/2002
Mammoth | Hydrobank II | D019CHE |  | Water-Source | WBAHP-O: Heat Pump Packaged Un | Heat Pump | 230 | 1 |  |  | No Match | No Match |  |  |  | 17200 | 1522 | 11.3 | 10 | 22000 | 1696 | 3.8 |  | Federally-Regulated Commercial & Industrial Equipment | 02/02/1998 |  | 03/31/1998
Command-Aire | Command-Aire | RUWP-3544 |  | Water-Source | WBAHP: Heat Pump Packaged Unit | Heat Pump | 460 | 3 |  |  | No Match | No Match |  |  |  | 411000 | 47400 | 8.7 | 7.5 | 500000 | 43000 | 3.4 | 2.2 | Non Federally-Regulated | 01/05/1982 |  | 06/11/1985
Enertech Global, LLC | Roth Industries, Inc. | RCT060A |  | Ground-Source | WBAHP: Heat Pump Packaged Unit | Heat Pump | 230 | 1 |  |  | No Match | Single-Speed |  |  |  | 62800 | 3716 | 16.9 | 13.4 | 48400 | 3733 | 3.8 | 3.1 | Non Federally-Regulated | 06/14/2011 |  | 01/09/2014
McQuay / Snyder General | Electro-Hydronics | LHP22BK |  | Water-Source | WBAHP: Heat Pump Packaged Unit | Heat Pump | 208 | 3 |  |  | No Match | No Match |  |  |  | 240400 | 20550 | 11.7 |  | 270000 | 21400 | 3.7 |  | Non Federally-Regulated | 05/11/1988 |  | 03/15/1989
ClimateMaster Inc. | Carrier Corp. | 50PEC18 |  | Ground-Water-Source | WBAHP-O: Heat Pump Packaged Un | Heat Pump | 230 | 1 |  |  | No Match | Single-Speed |  |  |  | 17200 | 961 | 17.9 | 16.2 | 16500 | 1240 | 3.9 | 3.6 | Non Federally-Regulated | 10/24/2014 |  | 04/22/2015
Enertech Global, LLC | Enertech | HCT048C2 |  | Ground-Source | WBAHP: Heat Pump Packaged Unit | Heat Pump | 208 | 3 |  |  | No Match | Single-Speed |  |  |  | 50900 | 2797 | 18.2 | 13.4 | 39700 | 2838 | 4.1 | 3.1 | Non Federally-Regulated | 05/02/2012 |  | 12/12/2012
Waterfurnace International, Inc. | Geotility Geothermal Installations | ZS012**2*0 |  | Water-Source | WBAHP: Heat Pump Packaged Unit | Heat Pump | 265 | 1 |  |  | No Match | Single-Speed |  |  |  | 10900 | 858 | 12.7 | 11.2 | 14700 | 979 | 4.4 | 4.2 | Federally-Regulated Commercial & Industrial Equipment | 01/24/2011 |  | 04/19/2013
Thermal Energy Systems | Jacobsen Energy Ind., Inc. | 24***1**** |  | Water-Source | WBAHP: Heat Pump Packaged Unit | Heat Pump | 208 | 1 |  |  | No Match | No Match |  |  |  | 24000 | 2050 | 11.7 | 9 | 31000 | 2250 | 4 | 3.2 | Federally-Regulated Commercial & Industrial Equipment | 01/23/1988 |  | 07/27/1992
Waterfurnace International, Inc. | Waterfurnace International, Inc. | SXV010B2 |  | Ground-Water-Source | WBAHP: Heat Pump Packaged Unit | Heat Pump | 265 | 1 |  |  | No Match | No Match |  |  |  | 9900 | 642 | 15.4 | 9 | 7400 | 657 | 3.3 |  | Non Federally-Regulated | 12/14/1998 |  | 10/06/1999
Florida Heat Pump | Florida Heat Pump | EM009-0CF/HZ/VT |  | Ground-Water-Source | WBAHP: Heat Pump Packaged Unit | Heat Pump | 115 | 1 |  |  | No Match | No Match |  |  |  | 10000 | 763 | 13.1 | 9 | 8000 | 689 | 3.4 |  | Non Federally-Regulated | 05/29/2001 |  | 07/18/2002
Waterfurnace International, Inc. | Waterfurnace International, Inc. | VLV/VXV048*3 |  | Ground-Water-Source | WBAHP: Heat Pump Packaged Unit | Heat Pump | 208 | 3 |  |  | No Match | No Match |  |  |  | 47500 | 3682 | 12.9 | 9 | 34500 | 3610 | 2.8 |  | Non Federally-Regulated | 06/20/2003 |  | 03/12/2009
Enertech Global, LLC | Enertech | GHT036A |  | Ground-Source | WBAHP: Heat Pump Packaged Unit | Heat Pump | 208 | 1 |  |  | No Match | Single-Speed |  |  |  | 33400 | 2242 | 14.9 | 13.4 | 28500 | 2457 | 3.4 | 3.1 | Non Federally-Regulated | 12/12/2012 |  | 05/11/2015
McQuay International | McQuay | W-CDD/CDE/CMG-1-030-E |  | Water-Source | WBAHP: Heat Pump Packaged Unit | Heat Pump | 230 | 1 |  |  | No Match | No Match |  |  |  | 30400 | 2268 | 13.4 | 10 | 37000 | 2463 | 4.4 |  | Federally-Regulated Commercial & Industrial Equipment | 10/05/1999 |  | 09/21/2000
Snyder General Corp. | McQuay | LHP12AD |  | Water-Source | WBAHP: Heat Pump Packaged Unit | Heat Pump | 230 | 3 |  |  | No Match | No Match |  |  |  | 128000 | 11000 | 11.6 | 9.2 | 142000 | 11200 | 3.7 | 2.5 | Non Federally-Regulated | 02/22/1990 |  | 07/31/1991
Addison Products | Heat Controller | HWY048-3A |  | Water-Source | WBAHP: Heat Pump Packaged Unit | Heat Pump | 230 | 3 |  |  | No Match | No Match |  |  |  | 49200 | 3967 | 12.4 | 10 | 62900 | 4095 | 4.5 |  | Federally-Regulated Commercial & Industrial Equipment | 11/17/1999 |  | 04/12/2000
Florida Heat Pump | Florida Heat Pump | EM012-1CS | EM012-1AH/AV | Ground-Water-Source | WBAHP-CB: Heat Pump Split Syst | Heat Pump | 230 | 1 |  |  | No Match | No Match |  |  |  | 11800 | 1008 | 11.7 | 9 | 8800 | 889 | 2.9 |  | Non Federally-Regulated | 05/29/2001 |  | 07/18/2002
Enertech Global, LLC | Enertech | HXT072B |  | Ground-Water-Source | WBAHP: Heat Pump Packaged Unit | Heat Pump | 230 | 1 |  |  | No Match | Single-Speed | 2719 | 947 | 1 | 72000 | 3673 | 19.6 | 16.2 | 72200 | 4809 | 4.4 | 3.6 | Non Federally-Regulated | 11/30/2011 |  | 01/09/2014
Enertech Global, LLC | Enertech | TXT048C |  | Ground-Water-Source | WBAHP: Heat Pump Packaged Unit | Heat Pump | 208 | 1 |  |  | No Match | No Match |  |  |  | 55100 | 2277 | 24.2 | 16.2 | 48700 | 2973 | 4.8 | 3.6 | No Match | 05/02/2012 |  | 05/08/2012
Climate Control / Snyder General | Electro-Hydronics | LWP10AP |  | Water-Source | WBAHP: Heat Pump Packaged Unit | Heat Pump | 460 | 3 |  |  | No Match | No Match |  |  |  | 107000 | 9000 | 11.9 | 9.2 | 120000 | 9200 | 3.8 | 2.5 | Non Federally-Regulated | 06/11/1985 |  | 08/29/1986
Climate Control / Snyder General | Electro-Hydronics | CC100F5 |  | Water-Source | WBAHP: Heat Pump Packaged Unit | Heat Pump | 208 | 1 |  |  | No Match | No Match |  |  |  | 9500 | 850 | 11.2 | 7.5 | 12600 | 880 | 4.2 | 2.5 | Non Federally-Regulated | 05/16/1984 |  | 06/11/1985
Addison Products | Heat Controller | WSH019-8AL |  | Water-Source | WBAHP: Heat Pump Packaged Unit | Heat Pump | 265 | 1 |  |  | No Match | No Match |  |  |  | 18200 | 1300 | 14 | 10 | 22200 | 1300 | 5 |  | Federally-Regulated Commercial & Industrial Equipment | 10/05/1999 |  | 04/12/2000
Waterfurnace International, Inc. | Waterfurnace International, Inc. | SXH024*1 |  | Ground-Water-Source | WBAHP: Heat Pump Packaged Unit | Heat Pump | 230 | 1 |  |  | No Match | No Match |  |  |  | 27000 | 1741 | 15.5 | 9 | 18000 | 1551 | 3.4 |  | Non Federally-Regulated | 10/06/1999 |  | 05/19/2000
Mammoth | Hydrobank II | D035VHG |  | Water-Source | WBAHP: Heat Pump Packaged Unit | Heat Pump | 208 | 1 |  |  | No Match | No Match |  |  |  | 34500 | 2536 | 13.6 | 10 | 44000 | 2864 | 4.5 |  | Federally-Regulated Commercial & Industrial Equipment | 11/14/2000 |  | 01/18/2001
California Heat Pump | Trane | WPVB-0612 |  | Water-Source | WBAHP: Heat Pump Packaged Unit | Heat Pump | 208 | 1 |  |  | No Match | No Match |  |  |  | 60000 | 6000 | 10 | 7.5 | 77000 | 6450 | 3.5 | 2.5 | Non Federally-Regulated | 06/11/1985 |  | 05/11/1988
ClimateMaster Inc. | Trane | WPVC0157 |  | Water-Source | WBAHP: Heat Pump Packaged Unit | Heat Pump | 265 | 1 |  |  | No Match | No Match |  |  |  | 14500 | 1400 | 10.4 | 9 | 19000 | 1525 | 3.7 | 3.2 | Federally-Regulated Commercial & Industrial Equipment | 07/05/1988 |  | 02/22/1990
Climate Control / Snyder General | Electro-Hydronics | LHP22BK |  | Water-Source | WBAHP: Heat Pump Packaged Unit | Heat Pump | 208 | 3 |  |  | No Match | No Match |  |  |  | 240400 | 20550 | 11.7 |  | 270000 | 21400 | 3.7 | 2.5 | Non Federally-Regulated | 06/11/1985 |  | 08/29/1986
Snyder General Corp. | American Air Filter | HWH019C*G |  | Water-Source | WBAHP: Heat Pump Packaged Unit | Heat Pump | 208 | 1 |  |  | No Match | No Match |  |  |  | 18200 | 1640 | 11.1 | 9.3 | 23200 | 1790 | 3.8 | 3.8 | Non Federally-Regulated | 07/31/1991 |  | 03/31/1998
Waterfurnace International, Inc. | American Standard, Inc. | A1GX036***1**1 |  | Ground-Water-Source | WBAHP: Heat Pump Packaged Unit | Heat Pump | 208 | 1 |  |  | No Match | Single-Speed |  |  |  | 37200 | 1709 | 30.1 | 16.2 | 30300 | 1236 | 5.2 | 3.6 | Non Federally-Regulated | 08/23/2011 |  | 10/24/2014
Waterfurnace International, Inc. | Johnson Controls | RKV/RKH036**0*4 |  | Water-Source | WBAHP: Heat Pump Packaged Unit | Heat Pump | 230 | 1 |  |  | No Match | Single-Speed |  |  |  | 34100 | 1938 | 17.6 | 12 | 34200 | 1790 | 5.6 | 4.2 | Federally-Regulated Commercial & Industrial Equipment | 09/03/2012 |  | 01/09/2014
Singer | Electro-Hydronics | LM190C3 |  | Water-Source | WBAHP: Heat Pump Packaged Unit | Heat Pump | 230 | 1 |  |  | No Match | No Match |  |  |  | 18200 | 1825 | 10 | 7.5 | 22600 | 2000 | 3.3 | 2.5 | Non Federally-Regulated | 09/08/1982 |  | 05/16/1984
Carrier Corp. | Carrier | 50QEH0365 |  | Water-Source | WBAHP: Heat Pump Packaged Unit | Heat Pump | 230 | 3 |  |  | No Match | No Match |  |  |  | 35800 | 2864 | 12.5 | 9 | 41500 | 3040 | 4 | 3.2 | Non Federally-Regulated | 02/22/1990 |  | 07/31/1991
Inter-City Products Corp. | McQuay | WMH007B*G |  | Water-Source | WBAHP-O: Heat Pump Packaged Un | Heat Pump | 208 | 1 |  |  | No Match | No Match |  |  |  | 6600 | 520 | 12.7 | 9.3 | 9000 | 630 | 4.2 | 3.8 | Non Federally-Regulated | 07/31/1991 |  | 03/31/1998
Florida Heat Pump | Florida Heat Pump | EM048-1CS | EM048-1AH/AV | Water-Source | WBAH: Heating Only Packaged Un | Heat Pump | 208 | 1 |  |  | No Match | No Match |  |  |  | 51000 | 4434 | 11.5 | 9 | 57000 | 4771 | 3.5 | 3.5 | Non Federally-Regulated | 07/22/2002 |  | 03/12/2009
Trane U.S. Inc. | Command-Aire | SPCE0131 |  | Water-Source | WBAHP-O: Heat Pump Packaged Un | Heat Pump | 208 | 1 |  |  | No Match | No Match |  |  |  | 13800 | 1314 | 10.5 | 10 | 18000 | 1387 | 3.8 |  | Federally-Regulated Commercial & Industrial Equipment | 10/05/1999 |  | 04/12/2000
Geoflex Systems, Inc. | Geoflex Systems, Inc. | GS1S-V/H/D/M-024WAABE |  | Ground-Water-Source | WBAHP: Heat Pump Packaged Unit | Both Heat Pump and Electric Re | 208 | 1 |  |  | No Match | Single-Speed |  |  |  | 22900 | 851 | 26.9 | 16.2 | 19900 | 1241 | 4.7 | 3.6 | Non Federally-Regulated | 11/30/2011 |  | 03/02/2012
American Air Filter | Enercon | FHW-07 |  | Water-Source | WBAHP: Heat Pump Packaged Unit | Heat Pump | 208 | 1 |  |  | No Match | No Match |  |  |  | 6300 | 623 | 10.1 | 9 | 8200 | 106 | 3.4 | 3.2 | Non Federally-Regulated | 02/22/1990 |  | 07/31/1991
McQuay / Snyder General | Electro-Hydronics | FW260G5 |  | Water-Source | WBAHP: Heat Pump Packaged Unit | Heat Pump | 208 | 1 |  |  | No Match | No Match |  |  |  | 26000 | 2450 | 10.6 | 7.5 | 31600 | 2500 | 3.7 | 2.5 | Non Federally-Regulated | 08/29/1986 |  | 05/11/1988
Florida Heat Pump | Florida Heat Pump | AU049-1CF/HZ/VT |  | Ground-Source | WBAHP: Heat Pump Packaged Unit | Heat Pump | 230 | 1 |  |  | No Match | Single-Speed |  |  |  | 49000 | 3161 | 15.5 | 13.4 | 38000 | 3093 | 3.6 | 3.1 | Non Federally-Regulated | 06/23/2011 |  | 12/12/2012
Snyder General Corp. | McQuay | FCV015A*G |  | Water-Source | WBAHP: Heat Pump Packaged Unit | Heat Pump | 208 | 1 |  |  | No Match | No Match |  |  |  | 14000 | 1138 | 12.3 | 9 | 17000 | 1245 | 4 | 3.2 | Non Federally-Regulated | 02/22/1990 |  | 07/31/1991
Waterfurnace International, Inc. | Waterfurnace International, Inc. | ATV045*1 |  | Ground-Water-Source | WBAHP: Heat Pump Packaged Unit | Heat Pump | 230 | 1 |  |  | No Match | No Match |  |  |  | 50000 | 3571 | 14 | 9 | 33000 | 3119 | 3.1 |  | Non Federally-Regulated | 10/06/1999 |  | 05/19/2000
Waterfurnace International, Inc. | Waterfurnace International, Inc. | P045**3(P) |  | Ground-Water-Source | WBAHP: Heat Pump Packaged Unit | Heat Pump | 208 | 3 |  |  | No Match | No Match |  |  |  | 27800 | 1323 | 21 | 9 | 19600 | 1472 | 3.9 |  | Non Federally-Regulated | 05/19/2000 |  | 07/18/2002
Florida Heat Pump | Florida Heat Pump | EM120-3VT/HZ |  | Water-Source | WBAHP: Heat Pump Packaged Unit | Heat Pump | 208 | 3 |  |  | No Match | No Match |  |  |  | 123000 | 8601 | 14.3 | 9 | 145000 | 8496 | 5 | 3.8 | Federally-Regulated Commercial & Industrial Equipment | 10/05/1999 |  | 04/12/2000
Waterfurnace International, Inc. | Rybacki - Hart Enterprises | ZS036**0*4 |  | Ground-Water-Source | WBAHP: Heat Pump Packaged Unit | Heat Pump | 230 | 1 |  |  | No Match | Single-Speed |  |  |  | 37700 | 1639 | 23 | 16.2 | 33000 | 2249 | 4.3 | 3.6 | Non Federally-Regulated | 03/02/2012 |  | 04/19/2013
Florida Heat Pump | Florida Heat Pump | EM120-4VT/HZ |  | Water-Source | WBAHP: Heat Pump Packaged Unit | Heat Pump | 460 | 3 |  |  | No Match | No Match |  |  |  | 123000 | 8601 | 14.3 | 9 | 145000 | 8496 | 5 | 3.8 | Federally-Regulated Commercial & Industrial Equipment | 10/05/1999 |  | 04/12/2000
Snyder General Corp. | American Air Filter | GVW-240 |  | Water-Source | WBAHP: Heat Pump Packaged Unit | Heat Pump | 230 | 3 |  |  | No Match | No Match |  |  |  | 240400 | 20200 | 11.9 |  | 270000 | 21400 | 3.7 | 3.8 | Non Federally-Regulated | 07/31/1991 |  | 03/31/1998
Mammoth | Hydrobank II | D014HHE/VHE |  | Water-Source | WBAHP: Heat Pump Packaged Unit | Heat Pump | 230 | 1 |  |  | No Match | No Match |  |  |  | 13400 | 1030 | 13 | 10 | 18000 | 1318 | 4 |  | Federally-Regulated Commercial & Industrial Equipment | 12/14/1998 |  | 05/23/2000
Florida Heat Pump | Florida Heat Pump | SV070-3CS*-*****A | SV070-1AV/AH*-***T/A*A | Ground-Source | WBAHP-CB: Heat Pump Split Syst | Heat Pump | 208 | 3 |  |  | No Match | Single-Speed |  |  |  | 64200 | 4115 | 15.6 | 13.4 | 47900 | 4254 | 3.3 | 3.1 | Non Federally-Regulated | 10/24/2014 |  | 04/01/2015
Trane U.S. Inc. | Trane | GSHB0281 |  | Ground-Source | WBAHP: Heat Pump Packaged Unit | Heat Pump | 208 | 1 |  |  | No Match | No Match |  |  |  | 30200 | 2270 | 13.3 |  | 20800 | 2177 | 2.8 |  | Non Federally-Regulated | 03/31/1998 |  | 05/10/1998
ClimateMaster Inc. | Climate Master Series | 81628G |  | Water-Source | WBAHP-O: Heat Pump Packaged Un | Heat Pump | 208 | 1 |  |  | No Match | No Match |  |  |  | 25500 | 2073 | 12.3 | 10 | 35000 | 2384 | 4.3 |  | Federally-Regulated Commercial & Industrial Equipment | 04/12/2000 |  | 01/18/2001
McQuay / Snyder General | Electro-Hydronics | LWP20BD |  | Water-Source | WBAHP: Heat Pump Packaged Unit | Heat Pump | 230 | 3 |  |  | No Match | No Match |  |  |  | 214000 | 18000 | 11.9 |  | 240000 | 18400 | 3.8 |  | Non Federally-Regulated | 05/11/1988 |  | 03/15/1989
Florida Heat Pump | Florida Heat Pump | EM018-1CF |  | Water-Source | WBAHP: Heat Pump Packaged Unit | Heat Pump | 208 | 1 |  |  | No Match | No Match |  |  |  | 18500 | 1370 | 13.5 | 9.3 | 25000 | 1526 | 4.8 | 3.8 | Federally-Regulated Commercial & Industrial Equipment | 03/31/1998 |  | 05/10/1998
Addison Products | Addison Products | HWPH064-1JC/1JBC |  | Water-Source | WBAHP: Heat Pump Packaged Unit | Heat Pump | 230 | 1 |  |  | No Match | No Match |  |  |  | 59500 | 4760 | 12.5 | 9.3 | 78000 | 5861 | 3.9 | 3.8 | Federally-Regulated Commercial & Industrial Equipment | 03/31/1998 |  | 05/10/1998
McQuay / Snyder General | Electro-Hydronics | CW330G5 |  | Water-Source | WBAHP: Heat Pump Packaged Unit | Heat Pump | 208 | 1 |  |  | No Match | No Match |  |  |  | 33000 | 3050 | 10.8 | 7.5 | 39000 | 3090 | 3.7 | 2.5 | Non Federally-Regulated | 08/29/1986 |  | 05/11/1988
Waterfurnace International, Inc. | Waterfurnace International, Inc. | NSZ042A0 | NAH042* | Water-Source | WBAHP-CB: Heat Pump Split Syst | Heat Pump | 208 | 1 |  |  | No Match | Single-Speed |  |  |  | 39000 | 2254 | 17.3 | 12 | 41400 | 2289 | 5.3 | 4.2 | Federally-Regulated Commercial & Industrial Equipment | 01/24/2011 |  | 10/24/2014
Florida Heat Pump | Florida Heat Pump | EM015-2CF/HZ/VT |  | Water-Source | WBAHP-CB: Heat Pump Split Syst | Heat Pump | 265 | 1 |  |  | No Match | No Match |  |  |  | 16000 | 1454 | 11 | 9 | 20000 | 1674 | 3.5 | 3.5 | Non Federally-Regulated | 05/23/2001 |  | 07/18/2002
Command-Aire | Command-Aire | SPVE0351 |  | Water-Source | WBAHP: Heat Pump Packaged Unit | Heat Pump | 208 | 1 |  |  | No Match | No Match |  |  |  | 34200 | 2923 | 11.7 | 10 | 42200 | 3092 | 4 |  | Federally-Regulated Commercial & Industrial Equipment | 12/14/1998 |  | 03/12/2009
Command-Aire | Command-Aire | SWPH191E |  | Water-Source | WBAHP: Heat Pump Packaged Unit | Heat Pump | 230 | 1 |  |  | No Match | No Match |  |  |  | 18500 | 1650 | 11.2 | 7.5 | 24500 | 1750 | 4 | 2.5 | Non Federally-Regulated | 05/16/1984 |  | 06/11/1985
Trane U.S. Inc. | Trane | GSUF0601B |  | Ground-Water-Source | WBAHP: Heat Pump Packaged Unit | Heat Pump | 208 | 1 |  |  | No Match | No Match |  |  |  | 62500 | 4139 | 15.1 | 9 | 45000 | 4396 | 3 |  | Non Federally-Regulated | 12/14/1998 |  | 11/19/2001
Inter-City Products Corp. | McQuay | LHP10AD |  | Water-Source | WBAHP: Heat Pump Packaged Unit | Heat Pump | 230 | 3 |  |  | No Match | No Match |  |  |  | 107000 | 9000 | 11.9 | 10.5 | 120000 | 9200 | 3.8 | 3.8 | Non Federally-Regulated | 07/31/1991 |  | 03/31/1998
Hydro Delta Corp. | Hydro Delta Corp. | 03-060-WTAR-MT |  | Ground-Water-Source | WBAHP: Heat Pump Packaged Unit | Heat Pump | 230 | 1 |  |  | No Match | No Match |  |  |  | 63000 | 5250 | 12 | 9 | 48500 | 4441 | 3.2 |  | Non Federally-Regulated | 01/30/1998 |  | 03/31/1998
Enertech Global, LLC | Enertech | GTC048 | ACD048 | Ground-Water-Source | WBAHP-C: Heat Pump Split Syste | Heat Pump | 208 | 1 |  |  | No Match | Single-Speed |  |  |  | 57000 | 2850 | 20 | 16.2 | 49700 | 3553 | 4.1 | 3.6 | Non Federally-Regulated | 08/23/2011 |  | 04/19/2013
ClimateMaster Inc. | Climate Master Series | VS/VL/HS/HL 019 |  | Water-Source | WBAHP: Heat Pump Packaged Unit | Heat Pump | 208 | 1 |  |  | No Match | No Match |  |  |  | 20000 | 1492 | 13.4 | 9.3 | 23000 | 1567 | 4.3 | 3.8 | Federally-Regulated Commercial & Industrial Equipment | 03/31/1998 |  | 05/10/1998
Waterfurnace International, Inc. | Rybacki - Hart Enterprises | ZS041**3*0 |  | Ground-Water-Source | WBAHP: Heat Pump Packaged Unit | Heat Pump | 230 | 3 |  |  | No Match | Single-Speed |  |  |  | 44500 | 2160 | 20.6 | 16.2 | 36000 | 2776 | 3.8 | 3.6 | Non Federally-Regulated | 01/24/2011 |  | 04/19/2013
McQuay International | McQuay | W-CDD/CDE/CDL-1-070-F |  | Water-Source | WBAHP: Heat Pump Packaged Unit | Heat Pump | 208 | 3 |  |  | No Match | No Match |  |  |  | 70000 | 5833 | 12 | 9 | 80000 | 5580 | 4.2 | 3.8 | Federally-Regulated Commercial & Industrial Equipment | 10/05/1999 |  | 09/21/2000
American Air Filter | Enercon | HW62 |  | Water-Source | WBAHP: Heat Pump Packaged Unit | Heat Pump | 208 | 1 |  |  | No Match | No Match |  |  |  | 62000 | 7100 | 8.7 | 7.5 | 68000 | 6400 | 3.1 | 2.5 | Non Federally-Regulated | 01/05/1982 |  | 05/16/1984
McQuay / Snyder General | Electro-Hydronics | VE330F5 |  | Water-Source | WBAHP: Heat Pump Packaged Unit | Heat Pump | 208 | 1 |  |  | No Match | No Match |  |  |  | 30800 | 2852 | 10.8 | 9 | 35000 | 2900 | 3.5 | 3.2 | Non Federally-Regulated | 05/11/1988 |  | 03/15/1989
Waterfurnace International, Inc. | Eagle Mountain | ZS024**0*1 |  | Ground-Water-Source | WBAHP: Heat Pump Packaged Unit | Heat Pump | 230 | 1 |  |  | No Match | Single-Speed |  |  |  | 26400 | 1128 | 23.4 | 16.2 | 22300 | 1634 | 4 | 3.6 | Non Federally-Regulated | 09/03/2012 |  | 04/19/2013
Addison Products | Addison Products | WPH028-1J |  | Water-Source | WBAHP: Heat Pump Packaged Unit | Heat Pump | 230 | 1 |  |  | No Match | No Match |  |  |  | 27600 | 2509 | 11 | 9.3 | 36400 | 2735 | 3.9 | 3.8 | Federally-Regulated Commercial & Industrial Equipment | 03/31/1998 |  | 05/10/1998
Addison Products | Addison Products | HPY030-1A |  | Water-Source | WBAHP-CB: Heat Pump Split Syst | Heat Pump | 208 | 1 |  |  | No Match | No Match |  |  |  | 34900 | 2510 | 13.9 | 9 | 42300 | 3541 | 3.5 | 3.5 | Non Federally-Regulated | 11/14/2000 |  | 07/18/2002
Waterfurnace International, Inc. | Waterfurnace International, Inc. | SXH030A1 |  | Water-Source | WBAHP: Heat Pump Packaged Unit | Heat Pump | 230 | 1 |  |  | No Match | No Match |  |  |  | 30600 | 2125 | 14.4 | 9.3 | 36600 | 2145 | 5 | 3.8 | Federally-Regulated Commercial & Industrial Equipment | 03/31/1998 |  | 05/10/1998
Friedrich Climate Master | Climate Master Series | 814-011-G******** |  | Water-Source | WBAHP: Heat Pump Packaged Unit | Heat Pump | 208 | 1 |  |  | No Match | No Match |  |  |  | 10800 | 982 | 11 | 7.5 | 14000 | 1100 | 3.7 | 2.5 | Non Federally-Regulated | 08/29/1986 |  | 05/11/1988
Marvair | Marvair | WVP36HPD |  | Water-Source | WBAHP: Heat Pump Packaged Unit | Heat Pump | 460 | 3 |  |  | No Match | No Match |  |  |  | 35000 | 3182 | 11 | 9 | 44000 | 3394 | 3.8 | 3.2 | Federally-Regulated Commercial & Industrial Equipment | 02/22/1988 |  | 05/11/1988
Mammoth | Hydrobank II | D054VLH |  | Ground-Water-Source | WBAHP: Heat Pump Packaged Unit | Heat Pump | 230 | 1 |  |  | No Match | No Match |  |  |  | 52000 | 3714 | 14 | 9 | 41500 | 3684 | 3.3 |  | Non Federally-Regulated | 06/27/2003 |  | 03/12/2009
McQuay / Snyder General | Electro-Hydronics | FW350GP |  | Water-Source | WBAHP: Heat Pump Packaged Unit | Heat Pump | 460 | 3 |  |  | No Match | No Match |  |  |  | 35600 | 3360 | 10.6 | 9 | 43000 | 3500 | 3.6 | 3.2 | Non Federally-Regulated | 05/11/1988 |  | 03/15/1989
Waterfurnace International, Inc. | Extended Range | WXH/WXV096A*4*** |  | Ground-Water-Source | WBAHP: Heat Pump Packaged Unit | Heat Pump | 460 | 3 |  |  | No Match | No Match |  |  |  | 103000 | 9537 | 10.8 |  | 127000 | 10632 | 3.5 |  | Non Federally-Regulated | 03/15/1989 |  | 07/31/1991
Mammoth | Hydrobank II | K090HHF/VHF |  | Water-Source | WBAHP: Heat Pump Packaged Unit | Heat Pump | 575 | 3 |  |  | No Match | No Match |  |  |  | 87300 | 6419 | 13.6 | 9 | 112000 | 7294 | 4.5 | 3.8 | Federally-Regulated Commercial & Industrial Equipment | 12/14/1998 |  | 10/05/1999
Waterfurnace International, Inc. | Eagle Mountain | GS015**2*1 |  | Water-Source | WBAHP: Heat Pump Packaged Unit | Heat Pump | 265 | 1 |  |  | No Match | Single-Speed |  |  |  | 14400 | 878 | 16.4 | 11.2 | 18500 | 1043 | 5.2 | 4.2 | Federally-Regulated Commercial & Industrial Equipment | 01/24/2011 |  | 04/19/2013
Waterfurnace International, Inc. | Rybacki - Hart Enterprises | ZS042**0*4 |  | Ground-Source | WBAHP: Heat Pump Packaged Unit | Heat Pump | 208 | 1 |  |  | No Match | Single-Speed |  |  |  | 42300 | 2286 | 18.5 | 13.4 | 29900 | 2368 | 3.7 | 3.1 | Non Federally-Regulated | 06/14/2011 |  | 04/19/2013
McQuay International | McQuay | W-FMS/FME/FDE-1-009-E |  | Water-Source | WBAHP: Heat Pump Packaged Unit | Heat Pump | 208 | 1 |  |  | No Match | No Match |  |  |  | 8800 | 822 | 10.7 | 10 | 12000 | 901 | 3.9 |  | Federally-Regulated Commercial & Industrial Equipment | 10/05/1999 |  | 09/21/2000
Waterfurnace International, Inc. | Waterfurnace International, Inc. | ATV057D0(P) |  | Ground-Water-Source | WBAHP: Heat Pump Packaged Unit | Heat Pump | 208 | 1 |  |  | No Match | No Match |  |  |  | 34000 | 1808 | 18.8 | 9 | 26000 | 2116 | 3.6 |  | Non Federally-Regulated | 12/14/1998 |  | 10/06/1999
Bard Manufacturing Company, Inc. | Bard | QW361-A |  | Ground-Water-Source | WBAHP: Heat Pump Packaged Unit | Heat Pump | 230 | 1 |  |  | No Match | No Match |  |  |  | 33400 | 2113 | 15.8 | 9 | 23200 | 2124 | 3.2 |  | Non Federally-Regulated | 07/22/2002 |  | 03/12/2009
American Air Filter | Enercon | EHW-75 |  | Water-Source | WBAHP: Heat Pump Packaged Unit | Heat Pump | 230 | 3 |  |  | No Match | No Match |  |  |  | 75000 | 7496 | 10 | 9.2 | 89000 | 7910 | 3.3 | 2.5 | Non Federally-Regulated | 02/22/1990 |  | 07/31/1991
American Air Filter | Enercon | VW51 |  | Water-Source | WBAHP: Heat Pump Packaged Unit | Heat Pump | 208 | 3 |  |  | No Match | No Match |  |  |  | 52000 | 6100 | 8.4 | 7.5 | 67000 | 6100 | 3.2 | 2.5 | Non Federally-Regulated | 01/05/1982 |  | 05/16/1984
Trane U.S. Inc. | Trane | GETE0362 |  | Water-Source | WBAHP-O: Heat Pump Packaged Un | Heat Pump | 230 | 1 |  |  | No Match | Single-Speed |  |  |  | 34700 | 2669 | 13 | 12 | 43100 | 2807 | 4.5 | 4.2 | Federally-Regulated Commercial & Industrial Equipment | 06/14/2011 |  | 01/09/2014
Climate Control / Snyder General | Electro-Hydronics | FC550G5 |  | Water-Source | WBAHP: Heat Pump Packaged Unit | Heat Pump | 208 | 1 |  |  | No Match | No Match |  |  |  | 55000 | 5670 | 9.7 | 7.5 | 67000 | 5610 | 3.5 | 2.5 | Non Federally-Regulated | 06/11/1985 |  | 08/29/1986
Trane U.S. Inc. | Trane | EXVE0423 |  | Ground-Water-Source | WBAHP: Heat Pump Packaged Unit | Heat Pump | 208 | 3 |  |  | No Match | Single-Speed |  |  |  | 45500 | 2068 | 22 | 16.2 | 39100 | 2546 | 4.5 | 3.6 | Non Federally-Regulated | 06/14/2011 |  | 08/15/2014
ClimateMaster Inc. | Trane | WPHB0232 |  | Water-Source | WBAHP: Heat Pump Packaged Unit | Heat Pump | 208 | 1 |  |  | No Match | No Match |  |  |  | 23000 | 1950 | 11.8 | 9 | 25400 | 1930 | 3.9 | 3.2 | Federally-Regulated Commercial & Industrial Equipment | 07/05/1988 |  | 02/22/1990
ClimateMaster Inc. | Trane | WPVA52XE* |  | Water-Source | WBAHP: Heat Pump Packaged Unit | Heat Pump | 208 | 3 |  |  | No Match | No Match |  |  |  | 50000 | 4854 | 10.3 | 9 | 65000 | 4885 | 3.9 | 3.2 | Non Federally-Regulated | 05/11/1988 |  | 03/15/1989
Waterfurnace International, Inc. | Waterfurnace International, Inc. | SXH024B1 |  | Ground-Water-Source | WBAHP: Heat Pump Packaged Unit | Heat Pump | 208 | 1 |  |  | No Match | No Match |  |  |  | 27000 | 1741 | 15.5 | 9 | 18000 | 1551 | 3.4 |  | Non Federally-Regulated | 08/21/1998 |  | 10/02/1998
Enertech Global, LLC | Enertech | H060C | ACD060 | Ground-Source | WBAHP-C: Heat Pump Split Syste | Heat Pump | 230 | 1 |  |  | No Match | Single-Speed |  |  |  | 59500 | 3864 | 15.4 | 13.4 | 47600 | 4218 | 3.3 | 3.1 | Non Federally-Regulated | 11/25/2009 |  | 03/02/2012
Enertech Global, LLC | Enertech | GXT072B |  | Ground-Source | WBAHP: Heat Pump Packaged Unit | Heat Pump | 208 | 1 |  |  | No Match | Single-Speed | 3411 | 937 | 1 | 65400 | 4360 | 15 | 13.4 | 57000 | 4515 | 3.7 | 3.1 | Non Federally-Regulated | 11/30/2011 |  | 01/09/2014
Enviro Master International llc | Enviro Master International | FWH12A******A*B |  | Water-Source | WBAHP-O: Heat Pump Packaged Un | Heat Pump | 115 | 1 |  |  | No Match | No Match |  |  |  | 11500 | 980 | 11.7 | 9.3 | 14200 | 1095 | 3.8 | 3.8 | Federally-Regulated Commercial & Industrial Equipment | 03/31/1998 |  | 05/10/1998
Econar | Econar | GV592 |  | Ground-Water-Source | WBAHP: Heat Pump Packaged Unit | Heat Pump | 208 | 1 |  |  | No Match | No Match |  |  |  | 57500 | 4752 | 12.1 | 9 | 54500 | 5152 | 3.1 |  | Non Federally-Regulated | 07/29/1998 |  | 08/20/1998
Waterfurnace International, Inc. | Waterfurnace International, Inc. | SXV016C2 |  | Ground-Water-Source | WBAHP: Heat Pump Packaged Unit | Heat Pump | 265 | 1 |  |  | No Match | No Match |  |  |  | 16700 | 1210 | 13.8 | 9 | 12800 | 1136 | 3.3 |  | Non Federally-Regulated | 01/30/1998 |  | 03/31/1998
Hydro Delta Corp. | Hydro Delta Corp. | 03-060-WTAR-MT(P) |  | Ground-Water-Source | WBAHP: Heat Pump Packaged Unit | Heat Pump | 230 | 1 |  |  | No Match | No Match |  |  |  | 34600 | 1765 | 19.6 | 9 | 25000 | 1831 | 4 |  | Non Federally-Regulated | 01/30/1998 |  | 10/02/1998
Command-Aire | Command-Aire | SWPH-353 |  | Water-Source | WBAHP: Heat Pump Packaged Unit | Heat Pump | 208 | 3 |  |  | No Match | No Match |  |  |  | 36000 | 3450 | 10.4 | 9 | 50000 | 3900 | 3.8 | 3.2 | Non Federally-Regulated | 02/22/1990 |  | 07/31/1991
Waterfurnace International, Inc. | Waterfurnace International, Inc. | SXH068B4 |  | Water-Source | WBAHP: Heat Pump Packaged Unit | Heat Pump | 460 | 3 |  |  | No Match | No Match |  |  |  | 65000 | 5200 | 12.5 | 9 | 84000 | 5470 | 4.5 | 3.8 | Federally-Regulated Commercial & Industrial Equipment | 12/14/1998 |  | 10/05/1999
Geoflex Systems, Inc. | Geoflex Systems, Inc. | GF1S-V/H/D/M-036WADBP |  | Water-Source | WBAHP: Heat Pump Packaged Unit | Both Heat Pump and Electric Re | 460 | 3 |  |  | No Match | Single-Speed |  |  |  | 33100 | 1780 | 18.6 | 12 | 37900 | 1851 | 6 | 4.2 | Federally-Regulated Commercial & Industrial Equipment | 11/30/2011 |  | 03/02/2012
Florida Heat Pump | Florida Heat Pump | GT010-1VT/HZ/CF |  | Water-Source | WBAHP-CB: Heat Pump Split Syst | Heat Pump | 208 | 1 |  |  | No Match | No Match |  |  |  | 10400 | 753 | 13.8 | 9 | 12300 | 901 | 4 | 3.5 | Non Federally-Regulated | 02/02/1998 |  | 10/02/1998
Addison Products | Addison Products | HGY048-5A |  | Water-Source | WBAHP-CB: Heat Pump Split Syst | Heat Pump | 575 | 3 |  |  | No Match | No Match |  |  |  | 54400 | 4689 | 11.6 | 9 | 61800 | 5029 | 3.6 | 3.5 | Non Federally-Regulated | 07/22/2002 |  | 03/12/2009
Bard Manufacturing Company, Inc. | Bard | WPVD30 |  | Water-Source | WBAHP: Heat Pump Packaged Unit | Heat Pump | 208 | 1 |  |  | No Match | No Match |  |  |  | 28000 | 2620 | 10.7 | 7.5 | 32200 | 2570 | 3.2 | 2.5 | Non Federally-Regulated | 09/08/1982 |  | 05/16/1984
Carrier Corp. | Carrier | 50QXV0303 |  | Water-Source | WBAHP: Heat Pump Packaged Unit | Heat Pump | 230 | 1 |  |  | No Match | No Match |  |  |  | 31200 | 2695 | 11.6 | 9 | 36400 | 2661 | 4 | 3.2 | Non Federally-Regulated | 03/15/1989 |  | 02/22/1990
Florida Heat Pump | Florida Heat Pump | EM060-3VT |  | Water-Source | WBAHP: Heat Pump Packaged Unit | Heat Pump | 208 | 3 |  |  | No Match | No Match |  |  |  | 60000 | 4615 | 13 | 10 | 80000 | 5328 | 4.4 |  | Federally-Regulated Commercial & Industrial Equipment | 02/02/1998 |  | 03/31/1998
Hydro Delta Corp. | Hydro Delta Corp. | 03-068-WTARW-HM |  | Water-Source | WBAHP-CB: Heat Pump Split Syst | Heat Pump | 230 | 1 |  |  | No Match | No Match |  |  |  | 68000 | 5230 | 13 | 9 | 78600 | 6060 | 3.8 | 3.5 | Non Federally-Regulated | 11/17/1999 |  | 04/12/2000
Trane U.S. Inc. | Trane | EXHE0362 |  | Ground-Source | WBAHP: Heat Pump Packaged Unit | Heat Pump | 230 | 1 |  |  | No Match | Single-Speed |  |  |  | 36500 | 2028 | 18 | 13.4 | 27400 | 2113 | 3.8 | 3.1 | Non Federally-Regulated | 06/14/2011 |  | 08/15/2014
Waterfurnace International, Inc. | Waterfurnace International, Inc. | SXH058C3 |  | Ground-Water-Source | WBAHP: Heat Pump Packaged Unit | Heat Pump | 230 | 3 |  |  | No Match | No Match |  |  |  | 56500 | 4216 | 13.4 | 9 | 45500 | 4301 | 3.1 |  | Non Federally-Regulated | 01/30/1998 |  | 03/31/1998
Enertech Global, LLC | Enertech | TXT072B3 |  | Ground-Water-Source | WBAHP: Heat Pump Packaged Unit | Heat Pump | 460 | 3 |  |  | No Match | Single-Speed | 2980 | 693 | 1 | 72000 | 3673 | 19.6 | 16.2 | 72200 | 4809 | 4.4 | 3.6 | Non Federally-Regulated | 05/02/2012 |  | 01/09/2014
Schneider Electric | Schneider Electric | 8VHPW12 |  | Water-Source | WBAHP-O: Heat Pump Packaged Un | Heat Pump | 230 | 1 |  |  | No Match | Single-Speed |  |  |  | 12667 | 1048 | 12.1 | 11.2 | 18314 | 1074 | 5 | 4.2 | Federally-Regulated Commercial & Industrial Equipment | 11/01/2013 |  | 11/01/2013
Trane U.S. Inc. | Command-Aire | GSUF0721B |  | Water-Source | WBAHP-CB: Heat Pump Split Syst | Heat Pump | 208 | 1 |  |  | No Match | No Match |  |  |  | 73000 | 5069 | 14.4 | 9 | 76000 | 5861 | 3.8 | 3.5 | Non Federally-Regulated | 12/14/1998 |  | 10/05/1999
Waterfurnace International, Inc. | Johnson Controls | RKV/RKH030**0*1 |  | Ground-Source | WBAHP: Heat Pump Packaged Unit | Heat Pump | 208 | 1 |  |  | No Match | Single-Speed |  |  |  | 29200 | 1384 | 21.1 | 13.4 | 19800 | 1527 | 3.8 | 3.1 | Non Federally-Regulated | 09/03/2012 |  | 01/09/2014
Addison Products | Addison Products | HGY060-5A |  | Ground-Water-Source | WBAHP: Heat Pump Packaged Unit | Heat Pump | 575 | 3 |  |  | No Match | No Match |  |  |  | 66200 | 4832 | 13.7 | 9 | 50000 | 4725 | 3.1 |  | Non Federally-Regulated | 11/14/2000 |  | 07/18/2002
ClimateMaster Inc. | Genesis Compact | GCV024BE******* |  | Water-Source | WBAHP: Heat Pump Packaged Unit | Heat Pump | 265 | 1 |  |  | No Match | No Match |  |  |  | 24500 | 1914 | 12.8 | 10 | 30100 | 1918 | 4.6 |  | Federally-Regulated Commercial & Industrial Equipment | 07/02/2003 |  | 12/21/2006
Florida Heat Pump | Florida Heat Pump | EM060-4CF/HZ/VT |  | Ground-Water-Source | WBAHP: Heat Pump Packaged Unit | Heat Pump | 460 | 3 |  |  | No Match | No Match |  |  |  | 62600 | 4637 | 13.5 | 9 | 52000 | 4481 | 3.4 |  | Non Federally-Regulated | 05/29/2001 |  | 07/18/2002
Mammoth | Hydrobank II | G090HHF/VHF |  | Water-Source | WBAHP: Heat Pump Packaged Unit | Heat Pump | 460 | 3 |  |  | No Match | No Match |  |  |  | 87300 | 6419 | 13.6 | 9 | 112000 | 7294 | 4.5 | 3.8 | Federally-Regulated Commercial & Industrial Equipment | 07/29/1998 |  | 10/02/1998
Hydro Delta Corp. | Hydro Delta Corp. | 03-042-WTARW-MT |  | Ground-Water-Source | WBAHP: Heat Pump Packaged Unit | Heat Pump | 208 | 1 |  |  | No Match | No Match |  |  |  | 46000 | 3285 | 14 | 9 | 32500 | 2975 | 3.2 |  | Non Federally-Regulated | 10/06/1999 |  | 04/10/2000
Mammoth | Geox | ZF120VHF |  | Water-Source | WBAHP: Heat Pump Packaged Unit | Heat Pump | 230 | 3 |  |  | No Match | No Match |  |  |  | 120000 | 11320 | 10.6 | 10.5 | 160000 | 13022 | 3.6 | 3.8 | Non Federally-Regulated | 07/31/1991 |  | 03/31/1998
Trane U.S. Inc. | Trane | EXVE0482 |  | Ground-Water-Source | WBAHP: Heat Pump Packaged Unit | Heat Pump | 230 | 1 |  |  | No Match | Single-Speed |  |  |  | 51800 | 2214 | 23.4 | 16.2 | 46300 | 2769 | 4.9 | 3.6 | Non Federally-Regulated | 06/14/2011 |  | 08/15/2014
Florida Heat Pump | Florida Heat Pump | CE049-1CS | DX049CC/UC | Ground-Source | WBAHP-C: Heat Pump Split Syste | Heat Pump | 230 | 1 |  |  | No Match | Dual-Speed |  |  |  | 50500 | 2760 | 18.3 | 13.4 | 38500 | 2821 | 4 | 3.1 | Non Federally-Regulated | 01/10/2012 |  | 03/02/2012
Florida Heat Pump | Florida Heat Pump | EM070-4CF/HZ/VT |  | Ground-Water-Source | WBAHP: Heat Pump Packaged Unit | Heat Pump | 460 | 3 |  |  | No Match | No Match |  |  |  | 72000 | 4897 | 14.7 | 9 | 53000 | 4852 | 3.2 |  | Non Federally-Regulated | 04/10/2000 |  | 05/19/2000
Mammoth | Mammoth | E019HHFXXX |  | Water-Source | WBAHP: Heat Pump Packaged Unit | Heat Pump | 265 | 1 |  |  | No Match | No Match |  |  |  | 18800 | 1680 | 11.2 | 9 | 25200 | 2000 | 3.7 | 3.2 | Non Federally-Regulated | 05/11/1988 |  | 03/15/1989
ClimateMaster Inc. | Climate Master | TCV041AH |  | Ground-Water-Source | WBAHP: Heat Pump Packaged Unit | Heat Pump | 208 | 3 |  |  | No Match | Single-Speed |  |  |  | 41400 | 2102 | 19.7 | 16.2 | 38000 | 3010 | 3.7 | 3.6 | Non Federally-Regulated | 09/03/2012 |  | 10/24/2014
Waterfurnace International, Inc. | Geotility Geothermal Installations | ZS036**3*0 |  | Ground-Source | WBAHP: Heat Pump Packaged Unit | Heat Pump | 208 | 3 |  |  | No Match | Single-Speed |  |  |  | 34500 | 2078 | 16.6 | 13.4 | 26000 | 2309 | 3.3 | 3.1 | Non Federally-Regulated | 01/24/2011 |  | 04/19/2013
Waterfurnace International, Inc. | Eagle Mountain | YS042**1*4 |  | Ground-Water-Source | WBAHP: Heat Pump Packaged Unit | Heat Pump | 208 | 1 |  |  | No Match | Single-Speed |  |  |  | 45800 | 1949 | 23.5 | 16.2 | 37000 | 2522 | 4.3 | 3.6 | Non Federally-Regulated | 01/24/2011 |  | 04/19/2013
Mammoth | Hydrobank II | D014HLG |  | Ground-Water-Source | WBAHP: Heat Pump Packaged Unit | Heat Pump | 230 | 1 |  |  | No Match | No Match |  |  |  | 13900 | 1061 | 13.1 | 9 | 11000 | 1074 | 3 |  | Non Federally-Regulated | 01/18/2001 |  | 05/29/2001
Enertech Global, LLC | Enertech | TXT036C |  | Ground-Water-Source | WBAHP: Heat Pump Packaged Unit | Heat Pump | 230 | 1 |  |  | No Match | Single-Speed |  |  |  | 42600 | 1658 | 25.7 | 16.2 | 36000 | 2029 | 5.2 | 3.6 | Non Federally-Regulated | 11/30/2011 |  | 12/12/2012
ClimateMaster Inc. | Climate Master | ADD/E038A | FV/E4***005 | Ground-Source | WBAHP-CB: Heat Pump Split Syst | Heat Pump | 208 | 1 |  |  | No Match | Single-Speed |  |  |  | 38600 | 2098 | 18.4 | 13.4 | 27800 | 1987 | 4.1 | 3.1 | Non Federally-Regulated | 01/09/2014 |  | 06/09/2015
ClimateMaster Inc. | Climate Master | ADD/E038A | CNP**36 | Ground-Source | WBAHP-C: Heat Pump Split Syste | Heat Pump | 230 | 1 |  |  | No Match | Single-Speed |  |  |  | 37200 | 2126 | 17.5 | 13.4 | 27300 | 2286 | 3.5 | 3.1 | Non Federally-Regulated | 01/09/2014 |  | 06/09/2015
Waterfurnace International, Inc. | Waterfurnace International, Inc. | NSZ042A0 | NAH042* | Ground-Water-Source | WBAHP-CB: Heat Pump Split Syst | Heat Pump | 208 | 1 |  |  | No Match | Single-Speed |  |  |  | 42900 | 1696 | 25.3 | 16.2 | 33000 | 2149 | 4.5 | 3.6 | Non Federally-Regulated | 01/24/2011 |  | 10/24/2014
ClimateMaster Inc. | Ruud | RPVE/S025 | RHPL-HM2417 | Ground-Water-Source | WBAHP-CB: Heat Pump Split Syst | Heat Pump | 230 | 1 |  |  | No Match | Single-Speed |  |  |  | 27200 | 1204 | 22.6 | 16.2 | 24100 | 1606 | 4.4 | 3.6 | Non Federally-Regulated | 11/25/2009 |  | 02/17/2011
Addison Products | Addison Products | HGY009-8A |  | Water-Source | WBAHP-CB: Heat Pump Split Syst | Heat Pump | 265 | 1 |  |  | No Match | No Match |  |  |  | 9600 | 813 | 11.8 | 9 | 11900 | 917 | 3.8 | 3.5 | Non Federally-Regulated | 11/14/2000 |  | 07/18/2002
Command-Aire | Command-Aire | SWP-2533 |  | Water-Source | WBAHP: Heat Pump Packaged Unit | Heat Pump | 230 | 3 |  |  | No Match | No Match |  |  |  | 292000 | 31600 | 9.2 |  | 405000 | 33100 | 3.6 | 2.5 | Non Federally-Regulated | 06/11/1985 |  | 05/11/1988
Enertech Global, LLC | Enertech | HCT048A |  | Ground-Water-Source | WBAHP: Heat Pump Packaged Unit | Heat Pump | 230 | 1 |  |  | No Match | Single-Speed |  |  |  | 55600 | 2562 | 21.7 | 16.2 | 50000 | 3186 | 4.6 | 3.6 | Non Federally-Regulated | 06/14/2011 |  | 01/09/2014
Enertech Global, LLC | Enertech | TRT024A | ACD024 | Ground-Source | WBAHP-CB: Heat Pump Split Syst | Heat Pump | 208 | 1 |  |  | No Match | Single-Speed |  |  |  | 25600 | 1506 | 17 | 13.4 | 18300 | 1450 | 3.7 | 3.1 | Non Federally-Regulated | 09/03/2012 |  | 12/12/2012
Carrier Corp. | Carrier | 50QXH0485 |  | Water-Source | WBAHP: Heat Pump Packaged Unit | Heat Pump | 230 | 3 |  |  | No Match | No Match |  |  |  | 47000 | 4196 | 11.2 | 9 | 59000 | 4550 | 3.8 | 3.2 | Non Federally-Regulated | 03/15/1989 |  | 07/31/1991
Addison Products | Addison Products | HGY042-3A |  | Water-Source | WBAHP-CB: Heat Pump Split Syst | Heat Pump | 230 | 3 |  |  | No Match | No Match |  |  |  | 48700 | 4058 | 12 | 9 | 52300 | 4378 | 3.5 | 3.5 | Non Federally-Regulated | 11/14/2000 |  | 07/18/2002
Econar | Econar | GH981 |  | Water-Source | WBAHP-CB: Heat Pump Split Syst | Heat Pump | 208 | 3 |  |  | No Match | No Match |  |  |  | 94000 | 7768 | 12.1 | 9 | 119000 | 9964 | 3.5 | 3.5 | Non Federally-Regulated | 02/02/1998 |  | 10/02/1998
Florida Heat Pump | Energy Miser | LTCS 40-3 | LTAH 40-1 | Ground-Water-Source | WBAHP-CB: Heat Pump Split Syst | Heat Pump | 208 | 3 |  |  | No Match | No Match |  |  |  | 35400 | 3220 | 11 |  | 41000 | 3535 | 3.4 |  | Non Federally-Regulated | 02/22/1990 |  | 07/31/1991
Mammoth | Hydrobank II | G054HHS/VHS |  | Water-Source | WBAHP: Heat Pump Packaged Unit | Heat Pump | 460 | 3 |  |  | No Match | No Match |  |  |  | 54000 | 3802 | 14.2 | 10 | 67500 | 4300 | 4.6 |  | Federally-Regulated Commercial & Industrial Equipment | 02/02/1998 |  | 03/31/1998
Waterfurnace International, Inc. | Waterfurnace International, Inc. | SXH068C3 |  | Water-Source | WBAHP: Heat Pump Packaged Unit | Heat Pump | 230 | 3 |  |  | No Match | No Match |  |  |  | 65000 | 5200 | 12.5 | 10.5 | 84000 | 5470 | 4.5 | 3.8 | Federally-Regulated Commercial & Industrial Equipment | 03/31/1998 |  | 05/10/1998
Command-Aire | Command-Aire | SWPHXR061E |  | Water-Source | WBAHP: Heat Pump Packaged Unit | Heat Pump | 208 | 1 |  |  | No Match | No Match |  |  |  | 6706 | 640 | 10.5 | 7.5 | 9400 | 745 | 3.7 | 2.5 | Non Federally-Regulated | 05/16/1984 |  | 01/23/1988
Florida Heat Pump | Florida Heat Pump | EM009-1CS | EM009-1AV | Water-Source | WBAHP-C: Heat Pump Split Syste | Heat Pump | 230 | 1 |  |  | No Match | No Match |  |  |  | 9300 | 756 | 12.3 | 10 | 12800 | 852 | 4.4 |  | Federally-Regulated Commercial & Industrial Equipment | 12/14/1998 |  | 10/05/1999
Enertech Global, LLC | Enertech | TCT036C2 |  | Ground-Source | WBAHP: Heat Pump Packaged Unit | Heat Pump | 208 | 3 |  |  | No Match | Single-Speed |  |  |  | 37500 | 2072 | 18.1 | 13.4 | 28100 | 2009 | 4.1 | 3.1 | Non Federally-Regulated | 12/12/2012 |  | 04/21/2014
Command-Aire | Command-Aire | RUWP-203 |  | Water-Source | WBAHP: Heat Pump Packaged Unit | Heat Pump | 208 | 3 |  |  | No Match | No Match |  |  |  | 25000 | 2360 | 10.6 | 7.5 | 31200 | 2420 | 3.8 | 2.5 | Non Federally-Regulated | 09/08/1982 |  | 08/30/1983
Mammoth | Mammoth | D086H |  | Water-Source | WBAHP: Heat Pump Packaged Unit | Heat Pump | 208 | 1 |  |  | No Match | No Match |  |  |  | 86000 | 8800 | 9.8 | 7.5 | 94000 | 9200 | 3 | 2.2 | Non Federally-Regulated | 01/05/1982 |  | 09/08/1982
Mammoth | Hydrobank II | K110HHF/VHF |  | Water-Source | WBAHP: Heat Pump Packaged Unit | Heat Pump | 575 | 3 |  |  | No Match | No Match |  |  |  | 104000 | 7536 | 13.8 | 9 | 131000 | 8531 | 4.5 | 3.8 | Federally-Regulated Commercial & Industrial Equipment | 07/29/1998 |  | 10/02/1998
Snyder General Corp. | McQuay | FCW012A*A |  | Water-Source | WBAHP: Heat Pump Packaged Unit | Heat Pump | 115 | 1 |  |  | No Match | No Match |  |  |  | 12500 | 1147 | 10.9 | 9 | 15000 | 1157 | 3.8 | 3.2 | Non Federally-Regulated | 02/22/1990 |  | 07/31/1991
Waterfurnace International, Inc. | Waterfurnace International, Inc. | SXH042C3 |  | Ground-Water-Source | WBAHP: Heat Pump Packaged Unit | Heat Pump | 208 | 3 |  |  | No Match | No Match |  |  |  | 44500 | 3201 | 13.9 | 9 | 31800 | 2824 | 3.3 |  | Non Federally-Regulated | 12/14/1998 |  | 10/06/1999
Florida Heat Pump | Geomaster, LLC | EC051-3CF/HZ/VT |  | Ground-Source | WBAHP: Heat Pump Packaged Unit | Heat Pump | 230 | 3 |  |  | No Match | Single-Speed |  |  |  | 51000 | 3290 | 15.5 | 13.4 | 37800 | 3076 | 3.6 | 3.1 | Non Federally-Regulated | 04/23/2009 |  | 04/20/2015
McQuay International | McQuay | W-CMG-1-060-E |  | Ground-Water-Source | WBAHP: Heat Pump Packaged Unit | Heat Pump | 230 | 1 |  |  | No Match | No Match |  |  |  | 57000 | 4523 | 12.6 | 9 | 42500 | 4447 | 2.8 |  | Non Federally-Regulated | 07/22/2002 |  | 03/12/2009
Waterfurnace International, Inc. | Waterfurnace International, Inc. | CX*007*0 |  | Ground-Water-Source | WBAHP: Heat Pump Packaged Unit | Heat Pump | 208 | 1 |  |  | No Match | No Match |  |  |  | 7300 | 493 | 14.8 | 9 | 5600 | 529 | 3.1 |  | Non Federally-Regulated | 04/10/2000 |  | 11/14/2000
McQuay / Snyder General | Electro-Hydronics | LWP22AP |  | Water-Source | WBAHP: Heat Pump Packaged Unit | Heat Pump | 460 | 3 |  |  | No Match | No Match |  |  |  | 240400 | 20550 | 11.7 |  | 270000 | 21400 | 3.7 |  | Non Federally-Regulated | 05/11/1988 |  | 03/15/1989
DeMarco Energy Systems | DeMarco Energy Systems | SL115-5VT |  | Water-Source | WBAHP-CB: Heat Pump Split Syst | Heat Pump | 575 | 3 |  |  | No Match | No Match |  |  |  | 110000 | 9322 | 11.8 | 9 | 130000 | 10297 | 3.7 | 3.5 | Non Federally-Regulated | 10/02/1998 |  | 04/12/2000
Waterfurnace International, Inc. | Waterfurnace International, Inc. | VLH/VXH009*2 |  | Water-Source | WBAHP: Heat Pump Packaged Unit | Heat Pump | 265 | 1 |  |  | No Match | No Match |  |  |  | 9300 | 768 | 12.1 | 10 | 13200 | 920 | 4.2 |  | Federally-Regulated Commercial & Industrial Equipment | 11/14/2000 |  | 01/18/2001
ClimateMaster Inc. | Climate Master Series | HS/HL 096 G |  | Water-Source | WBAHP: Heat Pump Packaged Unit | Heat Pump | 208 | 1 |  |  | No Match | No Match |  |  |  | 95000 | 8636 | 11 | 9 | 114000 | 8792 | 3.8 | 3.8 | Federally-Regulated Commercial & Industrial Equipment | 12/14/1998 |  | 10/05/1999
McQuay International | McQuay | CCH/CCW/HWH/HWW060C-G |  | Water-Source | WBAHP: Heat Pump Packaged Unit | Heat Pump | 208 | 1 |  |  | No Match | No Match |  |  |  | 57000 | 5135 | 11.1 | 9.3 | 76000 | 5711 | 3.9 | 3.8 | Federally-Regulated Commercial & Industrial Equipment | 03/31/1998 |  | 05/10/1998
Mammoth | Hydrobank II | D016HHJ |  | Water-Source | WBAHP: Heat Pump Packaged Unit | Heat Pump | 208 | 1 |  |  | No Match | No Match |  |  |  | 16300 | 1481 | 11 | 10 | 21800 | 1637 | 3.9 |  | Federally-Regulated Commercial & Industrial Equipment | 11/14/2000 |  | 01/18/2001
ClimateMaster Inc. | Genesis Compact | GCV030BG******* |  | Water-Source | WBAHP: Heat Pump Packaged Unit | Heat Pump | 208 | 1 |  |  | No Match | No Match |  |  |  | 27500 | 2272 | 12.1 | 10 | 34600 | 2306 | 4.4 |  | Federally-Regulated Commercial & Industrial Equipment | 07/02/2003 |  | 12/21/2006
Waterfurnace International, Inc. | Rybacki - Hart Enterprises | ZS023**3*0 |  | Water-Source | WBAHP: Heat Pump Packaged Unit | Heat Pump | 208 | 3 |  |  | No Match | Single-Speed |  |  |  | 23000 | 1586 | 14.5 | 12 | 26000 | 1693 | 4.5 | 4.2 | Federally-Regulated Commercial & Industrial Equipment | 01/24/2011 |  | 04/19/2013
McQuay International | McQuay | CCW030E-N |  | Water-Source | WBAHP: Heat Pump Packaged Unit | Heat Pump | 265 | 1 |  |  | No Match | No Match |  |  |  | 30400 | 2268 | 13.4 | 9.3 | 37000 | 2464 | 4.4 | 3.8 | Federally-Regulated Commercial & Industrial Equipment | 03/31/1998 |  | 05/10/1998
Enertech Global, LLC | Enertech | TST036A | ACD036 | Ground-Water-Source | WBAHP-CB: Heat Pump Split Syst | Heat Pump | 230 | 1 |  |  | No Match | Single-Speed |  |  |  | 40200 | 1787 | 22.5 | 16.2 | 36900 | 2351 | 4.6 | 3.6 | Non Federally-Regulated | 11/30/2011 |  | 03/02/2012
Waterfurnace International, Inc. | Waterfurnace International, Inc. | ATV057D1(P) |  | Ground-Water-Source | WBAHP: Heat Pump Packaged Unit | Heat Pump | 230 | 1 |  |  | No Match | No Match |  |  |  | 36000 | 1914 | 18.8 | 9 | 26000 | 2116 | 3.6 |  | Non Federally-Regulated | 01/30/1998 |  | 05/10/1998
ClimateMaster Inc. | Carrier | 50YAV/YAH 048 |  | Ground-Water-Source | WBAHP: Heat Pump Packaged Unit | Heat Pump | 230 | 1 |  |  | No Match | No Match |  |  |  | 48000 | 3555 | 13.5 | 9 | 38000 | 3479 | 3.2 |  | Non Federally-Regulated | 11/17/1999 |  | 04/10/2000
Florida Heat Pump | Florida Heat Pump | EM096-4VT |  | Water-Source | WBAHP: Heat Pump Packaged Unit | Heat Pump | 460 | 3 |  |  | No Match | No Match |  |  |  | 96000 | 7111 | 13.5 | 9 | 109000 | 6796 | 4.7 | 3.8 | Federally-Regulated Commercial & Industrial Equipment | 02/02/1998 |  | 03/31/1998
Inter-City Products Corp. | McQuay | LHP10BK |  | Water-Source | WBAHP: Heat Pump Packaged Unit | Heat Pump | 208 | 3 |  |  | No Match | No Match |  |  |  | 107000 | 9000 | 11.9 | 10.5 | 120000 | 9200 | 3.8 | 3.8 | Non Federally-Regulated | 07/31/1991 |  | 03/31/1998
Snyder General Corp. | McQuay | VE260FP |  | Water-Source | WBAHP: Heat Pump Packaged Unit | Heat Pump | 460 | 3 |  |  | No Match | No Match |  |  |  | 25000 | 2450 | 10.2 | 9 | 31600 | 2500 | 3.7 | 3.2 | Non Federally-Regulated | 02/22/1990 |  | 07/31/1991
Geoflex Systems, Inc. | Geoflex Systems, Inc. | GF1S-V/H/D/M-024WACBP |  | Water-Source | WBAHP: Heat Pump Packaged Unit | Both Heat Pump and Electric Re | 200 | 3 |  |  | No Match | Single-Speed |  |  |  | 20300 | 1216 | 16.7 | 12 | 24300 | 1295 | 5.5 | 4.2 | Federally-Regulated Commercial & Industrial Equipment | 03/02/2012 |  | 01/09/2014
Geoflex Systems, Inc. | Geoflex Systems, Inc. | GF1T-V/H/D/M-026WAABP |  | Ground-Water-Source | WBAHP: Heat Pump Packaged Unit | Both Heat Pump and Electric Re | 230 | 1 |  |  | No Match | Dual-Speed |  |  |  | 28100 | 1181 | 23.8 | 16.2 | 26200 | 1600 | 4.8 | 3.6 | Non Federally-Regulated | 11/30/2011 |  | 01/09/2014
Addison Products | Addison Products | WPH044-3JA/3JBA |  | Water-Source | WBAHP: Heat Pump Packaged Unit | Heat Pump | 230 | 3 |  |  | No Match | No Match |  |  |  | 41000 | 3727 | 11 | 10 | 51000 | 3933 | 3.8 |  | Federally-Regulated Commercial & Industrial Equipment | 12/14/1998 |  | 09/21/2000
ClimateMaster Inc. | Carrier Corp. | YDS/YPS049 | CNPV*48* | Ground-Water-Source | WBAHP-C: Heat Pump Split Syste | Heat Pump | 208 | 1 |  |  | No Match | Single-Speed |  |  |  | 54600 | 2493 | 21.9 | 16.2 | 46200 | 3142 | 4.3 | 3.6 | Non Federally-Regulated | 11/25/2009 |  | 08/23/2011
Florida Heat Pump | Florida Heat Pump | EM009-0CS | EM009-0AV | Water-Source | WBAHP-C: Heat Pump Split Syste | Heat Pump | 115 | 1 |  |  | No Match | No Match |  |  |  | 9300 | 756 | 12.3 | 10 | 12800 | 852 | 4.4 |  | Federally-Regulated Commercial & Industrial Equipment | 12/14/1998 |  | 10/05/1999
McQuay International | McQuay | FCV/FCW060B-F |  | Water-Source | WBAHP: Heat Pump Packaged Unit | Heat Pump | 230 | 3 |  |  | No Match | No Match |  |  |  | 58000 | 5321 | 10.9 | 10 | 78000 | 5859 | 3.9 |  | Federally-Regulated Commercial & Industrial Equipment | 11/17/1999 |  | 09/21/2000
Mammoth | Hydrobank II | D009CHF |  | Water-Source | WBAHP-O: Heat Pump Packaged Un | Heat Pump | 208 | 1 |  |  | No Match | No Match |  |  |  | 8400 | 700 | 12 | 10 | 10900 | 798 | 4 |  | Federally-Regulated Commercial & Industrial Equipment | 05/23/2000 |  | 01/18/2001
Florida Heat Pump | Florida Heat Pump | GT048-3CS | GT048-1AH/AV | Water-Source | WBAH: Heating Only Packaged Un | Heat Pump | 208 | 3 |  |  | No Match | No Match |  |  |  | 49000 | 4016 | 12.2 | 9 | 59000 | 4549 | 3.8 | 3.5 | Non Federally-Regulated | 05/23/2001 |  | 07/18/2002
Waterfurnace International, Inc. | Waterfurnace International, Inc. | SXV068B3 |  | Water-Source | WBAHP: Heat Pump Packaged Unit | Heat Pump | 208 | 3 |  |  | No Match | No Match |  |  |  | 65000 | 5200 | 12.5 | 10.5 | 84000 | 5470 | 4.5 | 3.8 | Federally-Regulated Commercial & Industrial Equipment | 03/31/1998 |  | 05/10/1998
Waterfurnace International, Inc. | Geotility Geothermal Installations | GCC/GCW/GCS/GCE09*0 |  | Water-Source | WBAHP-O: Heat Pump Packaged Un | Heat Pump | 208 | 1 |  |  | No Match | Single-Speed |  |  |  | 8500 | 634 | 13.4 | 11.2 | 10500 | 699 | 4.4 | 4.2 | Federally-Regulated Commercial & Industrial Equipment | 01/24/2011 |  | 04/19/2013
Florida Heat Pump | Florida Heat Pump | GT026-3VT/HZ/CF |  | Ground-Water-Source | WBAHP: Heat Pump Packaged Unit | Heat Pump | 208 | 3 |  |  | No Match | No Match |  |  |  | 27000 | 1901 | 14.2 | 9 | 19500 | 1785 | 3.2 |  | Non Federally-Regulated | 01/30/1998 |  | 03/31/1998
Florida Heat Pump | Florida Heat Pump | EM024-1CS | EM024-1AH/AV | Water-Source | WBAH: Heating Only Packaged Un | Heat Pump | 230 | 1 |  |  | No Match | No Match |  |  |  | 25600 | 2000 | 12.8 | 9 | 29500 | 2336 | 3.7 | 3.5 | Non Federally-Regulated | 05/23/2001 |  | 07/18/2002
Waterfurnace International, Inc. | Waterfurnace International, Inc. | E048**1 |  | Ground-Water-Source | WBAHP: Heat Pump Packaged Unit | Heat Pump | 230 | 1 |  |  | No Match | No Match |  |  |  | 49400 | 3187 | 15.5 | 9 | 36300 | 3323 | 3.2 |  | Non Federally-Regulated | 07/22/2002 |  | 03/12/2009
Waterfurnace International, Inc. | Rybacki - Hart Enterprises | ZS042**4*0 |  | Water-Source | WBAHP: Heat Pump Packaged Unit | Heat Pump | 460 | 3 |  |  | No Match | Single-Speed |  |  |  | 40800 | 2814 | 14.5 | 12 | 45400 | 2957 | 4.5 | 4.2 | Federally-Regulated Commercial & Industrial Equipment | 01/24/2011 |  | 04/19/2013
Florida Heat Pump | Florida Heat Pump | GO048-1CF/HZ/VT |  | Water-Source | WBAHP-CB: Heat Pump Split Syst | Heat Pump | 208 | 1 |  |  | No Match | No Match |  |  |  | 49000 | 3550 | 13.8 | 9 | 52000 | 3543 | 4.3 | 3.5 | Non Federally-Regulated | 05/23/2001 |  | 07/18/2002
Snyder General Corp. | McQuay | CCH019A*N |  | Water-Source | WBAHP: Heat Pump Packaged Unit | Heat Pump | 265 | 1 |  |  | No Match | No Match |  |  |  | 18900 | 1673 | 11.3 | 9 | 23800 | 1836 | 3.8 | 3.2 | Non Federally-Regulated | 02/22/1990 |  | 07/31/1991
Waterfurnace International, Inc. | Waterfurnace International, Inc. | VLV/VXV012*1 |  | Water-Source | WBAHP: Heat Pump Packaged Unit | Heat Pump | 230 | 1 |  |  | No Match | No Match |  |  |  | 9000 | 703 | 12.8 | 10 | 12000 | 817 | 4.3 |  | Federally-Regulated Commercial & Industrial Equipment | 04/12/2000 |  | 02/17/2011
Waterfurnace International, Inc. | Waterfurnace International, Inc. | SXV048B0 |  | Water-Source | WBAHP: Heat Pump Packaged Unit | Heat Pump | 230 | 1 |  |  | No Match | No Match |  |  |  | 49000 | 3629 | 13.5 | 10 | 60500 | 3772 | 4.7 |  | Federally-Regulated Commercial & Industrial Equipment | 12/14/1998 |  | 10/05/1999
Mammoth | Hydrobank II | F086HHHJ |  | Water-Source | WBAHP: Heat Pump Packaged Unit | Heat Pump | 208 | 3 |  |  | No Match | No Match |  |  |  | 85500 | 6286 | 13.6 | 9 | 101500 | 6758 | 4.4 | 3.8 | Federally-Regulated Commercial & Industrial Equipment | 01/18/2001 |  | 07/16/2001
Waterfurnace International, Inc. | Waterfurnace International, Inc. | NSV/NSH042F1*4 |  | Water-Source | WBAHP: Heat Pump Packaged Unit | Heat Pump | 230 | 1 |  |  | No Match | Single-Speed |  |  |  | 40800 | 2040 | 20 | 12 | 42800 | 2201 | 5.7 | 4.2 | Federally-Regulated Commercial & Industrial Equipment | 05/02/2012 |  | 04/19/2013
Hydro Delta Corp. | Hydro Delta Corp. | 03-042-WTARW-MT |  | Water-Source | WBAHP-CB: Heat Pump Split Syst | Heat Pump | 230 | 1 |  |  | No Match | No Match |  |  |  | 47500 | 3492 | 13.6 | 9 | 51500 | 3772 | 4 | 3.5 | Non Federally-Regulated | 10/05/1999 |  | 04/12/2000
Hydro Delta Corp. | Hydro Delta Corp. | 03-060-WTAR-MT |  | Water-Source | WBAHP-CB: Heat Pump Split Syst | Heat Pump | 230 | 1 |  |  | No Match | No Match |  |  |  | 67000 | 4926 | 13.6 | 9 | 76000 | 6187 | 3.6 | 3.5 | Non Federally-Regulated | 02/02/1998 |  | 10/02/1998
Waterfurnace International, Inc. | Geosmart Energy, Inc. | YS024**1*0 |  | Ground-Water-Source | WBAHP: Heat Pump Packaged Unit | Heat Pump | 208 | 1 |  |  | No Match | Single-Speed |  |  |  | 26400 | 1158 | 22.8 | 16.2 | 22300 | 1634 | 4 | 3.6 | Non Federally-Regulated | 01/24/2011 |  | 05/01/2015
Florida Heat Pump | Florida Heat Pump | EM028-1CS | EM028-1AH/AV | Water-Source | WBAH: Heating Only Packaged Un | Heat Pump | 208 | 1 |  |  | No Match | No Match |  |  |  | 30000 | 2400 | 12.5 | 9 | 33000 | 2762 | 3.5 | 3.5 | Non Federally-Regulated | 05/23/2001 |  | 07/18/2002
Florida Heat Pump | Florida Heat Pump | GT026-2VT/HZ/CF |  | Ground-Water-Source | WBAHP: Heat Pump Packaged Unit | Heat Pump | 265 | 1 |  |  | No Match | No Match |  |  |  | 27000 | 2000 | 13.5 | 11 | 30600 | 2299 | 3.9 | 3.5 | Non Federally-Regulated | 03/31/1998 |  | 05/10/1998
ClimateMaster Inc. | Carrier | 50HQA/HQD0/VQA/VQD015 |  | Water-Source | WBAHP: Heat Pump Packaged Unit | Heat Pump | 230 | 1 |  |  | No Match | No Match |  |  |  | 14100 | 1281 | 11 | 10 | 18800 | 1377 | 4 |  | Federally-Regulated Commercial & Industrial Equipment | 10/05/1999 |  | 04/12/2000
McQuay / Snyder General | Electro-Hydronics | CCW024A*G |  | Water-Source | WBAHP: Heat Pump Packaged Unit | Heat Pump | 208 | 1 |  |  | No Match | No Match |  |  |  | 24500 | 2120 | 11.6 | 9 | 30000 | 2240 | 3.9 | 3.2 | Non Federally-Regulated | 05/11/1988 |  | 03/15/1989
Carrier Corp. | Carrier | 50QXH0366 |  | Water-Source | WBAHP: Heat Pump Packaged Unit | Heat Pump | 460 | 3 |  |  | No Match | No Match |  |  |  | 35800 | 2841 | 12.6 | 9 | 41500 | 3040 | 4 | 3.2 | Federally-Regulated Commercial & Industrial Equipment | 09/25/1989 |  | 10/10/1989
Florida Heat Pump | Geomaster, LLC | AU025-1CF/HZ/VT |  | Water-Source | WBAHP: Heat Pump Packaged Unit | Heat Pump | 208 | 1 |  |  | No Match | Single-Speed |  |  |  | 26000 | 1625 | 16 | 12 | 30000 | 1758 | 5 | 4.2 | Federally-Regulated Commercial & Industrial Equipment | 04/23/2009 |  | 10/03/2011
Waterfurnace International, Inc. | Waterfurnace International, Inc. | SXV042C4 |  | Water-Source | WBAHP-CB: Heat Pump Split Syst | Heat Pump | 460 | 3 |  |  | No Match | No Match |  |  |  | 44000 | 3358 | 13.1 | 9 | 46000 | 3370 | 4 | 3.5 | Non Federally-Regulated | 02/02/1998 |  | 10/02/1998
Enertech Global, LLC | Enertech | THT024A2 |  | Ground-Source | WBAHP: Heat Pump Packaged Unit | Heat Pump | 230 | 3 |  |  | No Match | Single-Speed |  |  |  | 24500 | 1361 | 18 | 13.4 | 19300 | 1450 | 3.9 | 3.1 | Non Federally-Regulated | 03/02/2012 |  | 12/12/2012
Waterfurnace International, Inc. | Eagle Mountain | ZS036**0*1 |  | Water-Source | WBAHP: Heat Pump Packaged Unit | Heat Pump | 208 | 1 |  |  | No Match | Single-Speed |  |  |  | 33300 | 2220 | 15 | 12 | 40600 | 2479 | 4.8 | 4.2 | Federally-Regulated Commercial & Industrial Equipment | 01/24/2011 |  | 03/02/2012
Mammoth | Hydrobank II | G035HHS/VHS |  | Water-Source | WBAHP: Heat Pump Packaged Unit | Heat Pump | 460 | 3 |  |  | No Match | No Match |  |  |  | 37000 | 2624 | 14.1 | 10 | 45000 | 2866 | 4.6 |  | Federally-Regulated Commercial & Industrial Equipment | 02/02/1998 |  | 03/31/1998
Waterfurnace International, Inc. | Waterfurnace International, Inc. | SXH048C1 |  | Water-Source | WBAHP: Heat Pump Packaged Unit | Heat Pump | 230 | 1 |  |  | No Match | No Match |  |  |  | 49000 | 3629 | 13.5 | 10 | 60500 | 3772 | 4.7 |  | Federally-Regulated Commercial & Industrial Equipment | 12/14/1998 |  | 10/05/1999
American Air Filter | Enercon | CW12 |  | Water-Source | WBAHP: Heat Pump Packaged Unit | Heat Pump | 230 | 1 |  |  | No Match | No Match |  |  |  | 12500 | 1225 | 10.2 | 7.5 | 14700 | 1275 | 3.4 | 2.5 | Non Federally-Regulated | 06/11/1985 |  | 05/11/1988
Mammoth | Hydrobank II | D036HHJ |  | Water-Source | WBAHP: Heat Pump Packaged Unit | Heat Pump | 208 | 1 |  |  | No Match | No Match |  |  |  | 35000 | 3240 | 10.8 | 10 | 46500 | 3493 | 3.9 |  | Federally-Regulated Commercial & Industrial Equipment | 11/14/2000 |  | 01/18/2001
ClimateMaster Inc. | Climate Master Series | VS/VL/HS/HL024 |  | Water-Source | WBAHP: Heat Pump Packaged Unit | Heat Pump | 265 | 1 |  |  | No Match | No Match |  |  |  | 23400 | 1918 | 12.2 | 9.3 | 30000 | 1953 | 4.5 | 3.8 | Non Federally-Regulated | 07/31/1991 |  | 03/31/1998
Waterfurnace International, Inc. | Waterfurnace International, Inc. | VLH/VXH042*3 |  | Water-Source | WBAHP: Heat Pump Packaged Unit | Heat Pump | 208 | 3 |  |  | No Match | No Match |  |  |  | 40000 | 3076 | 13 | 10 | 47400 | 3229 | 4.3 |  | Federally-Regulated Commercial & Industrial Equipment | 06/20/2003 |  | 02/17/2011
Johnson Controls | Johnson Controls | VSCS36B6****0 |  | Water-Source | WBAHP: Heat Pump Packaged Unit | Heat Pump | 265 | 1 |  |  | No Match | Single-Speed |  |  |  | 34900 | 2727 | 12.8 | 12 | 36400 | 2481 | 4.3 | 4.2 | Federally-Regulated Commercial & Industrial Equipment | 03/02/2012 |  | 10/24/2014
Singer | Electro-Hydronics | CC400 P |  | Water-Source | WBAHP: Heat Pump Packaged Unit | Heat Pump | 460 | 3 |  |  | No Match | No Match |  |  |  | 40000 | 4350 | 9.2 | 7.5 | 43000 | 4500 | 2.8 | 2.5 | Non Federally-Regulated | 08/30/1983 |  | 05/16/1984
Florida Heat Pump | Geomaster, LLC | ES060-1CS | ES060-1AV/AH | Ground-Source | WBAHP-CB: Heat Pump Split Syst | Heat Pump | 208 | 1 |  |  | No Match | Single-Speed |  |  |  | 59000 | 3856 | 15.3 | 13.4 | 44000 | 3910 | 3.3 | 3.1 | Non Federally-Regulated | 06/15/2009 |  | 04/20/2015
Waterfurnace International, Inc. | Geotility Geothermal Installations | ZS023**0*1 |  | Ground-Source | WBAHP: Heat Pump Packaged Unit | Heat Pump | 208 | 1 |  |  | No Match | Single-Speed |  |  |  | 23900 | 1406 | 17 | 13.4 | 17000 | 1384 | 3.6 | 3.1 | Non Federally-Regulated | 01/24/2011 |  | 04/19/2013
Waterfurnace International, Inc. | Eagle Mountain | ZS030**2*4 |  | Water-Source | WBAHP: Heat Pump Packaged Unit | Heat Pump | 265 | 1 |  |  | No Match | Single-Speed |  |  |  | 29500 | 1879 | 15.7 | 12 | 34600 | 1988 | 5.1 | 4.2 | Federally-Regulated Commercial & Industrial Equipment | 06/14/2011 |  | 04/19/2013
Command-Aire | Command-Aire | SWPH-3533 |  | Water-Source | WBAHP: Heat Pump Packaged Unit | Heat Pump | 208 | 3 |  |  | No Match | No Match |  |  |  | 438000 | 47400 | 9.2 | 9 | 608000 | 49700 | 3.6 |  | Federally-Regulated Commercial & Industrial Equipment | 01/23/1988 |  | 05/11/1988
Waterfurnace International, Inc. | WFI Industries, Ltd. | VLH/VXH012*0 |  | Water-Source | WBAHP: Heat Pump Packaged Unit | Heat Pump | 208 | 1 |  |  | No Match | No Match |  |  |  | 11800 | 1053 | 11.2 | 10 | 17200 | 1326 | 3.8 |  | Federally-Regulated Commercial & Industrial Equipment | 06/20/2003 |  | 03/12/2009
Singer | Electro-Hydronics | UC240 K |  | Water-Source | WBAHP: Heat Pump Packaged Unit | Heat Pump | 208 | 3 |  |  | No Match | No Match |  |  |  | 24000 | 2850 | 8.4 | 7.5 | 28400 | 2900 | 2.9 | 2.5 | Non Federally-Regulated | 09/08/1982 |  | 05/16/1984
Waterfurnace International, Inc. | Waterfurnace International, Inc. | SXH019C0 |  | Water-Source | WBAHP: Heat Pump Packaged Unit | Heat Pump | 230 | 1 |  |  | No Match | No Match |  |  |  | 18600 | 1338 | 13.9 | 10 | 24200 | 1447 | 4.9 |  | Federally-Regulated Commercial & Industrial Equipment | 12/14/1998 |  | 10/05/1999
ClimateMaster Inc. | Climate Master Series | HS/HL/VS/VL060G |  | Water-Source | WBAHP: Heat Pump Packaged Unit | Heat Pump | 230 | 1 |  |  | No Match | No Match |  |  |  | 62000 | 5535 | 11.2 | 10 | 75000 | 5782 | 3.8 |  | Federally-Regulated Commercial & Industrial Equipment | 04/12/2000 |  | 11/14/2000
Mammoth | Hydrobank II | G036HHA |  | Water-Source | WBAHP: Heat Pump Packaged Unit | Heat Pump | 460 | 3 |  |  | No Match | No Match |  |  |  | 35800 | 3314 | 10.8 | 9 | 47000 | 3624 | 3.8 | 3.2 | Federally-Regulated Commercial & Industrial Equipment | 01/22/1990 |  | 07/27/1992
Addison Products | Addison Products | HGY120-4A |  | Ground-Water-Source | WBAHP: Heat Pump Packaged Unit | Heat Pump | 460 | 3 |  |  | No Match | No Match |  |  |  | 106800 | 8900 | 12 | 9 | 88500 | 8643 | 3 |  | Non Federally-Regulated | 07/22/2002 |  | 03/12/2009
Waterfurnace International, Inc. | Geotility Geothermal Installations | GS012**2*0 |  | Ground-Source | WBAHP: Heat Pump Packaged Unit | Heat Pump | 265 | 1 |  |  | No Match | Single-Speed |  |  |  | 12500 | 694 | 18 | 13.4 | 9500 | 773 | 3.6 | 3.1 | Non Federally-Regulated | 12/12/2012 |  | 04/19/2013
Singer | Electro-Hydronics | UC330C7 |  | Water-Source | WBAHP: Heat Pump Packaged Unit | Heat Pump | 265 | 1 |  |  | No Match | No Match |  |  |  | 33000 | 3500 | 9.4 | 7.5 | 35500 | 3550 | 2.9 | 2.5 | Non Federally-Regulated | 01/05/1982 |  | 09/08/1982
Florida Heat Pump | Energy Miser | LTCS 50-3 | LTAH 50-1 | Ground-Water-Source | WBAHP-CB: Heat Pump Split Syst | Heat Pump | 208 | 3 |  |  | No Match | No Match |  |  |  | 45000 | 3980 | 11.3 | 11 | 47000 | 4050 | 3.4 | 3.4 | Non Federally-Regulated | 07/31/1991 |  | 03/31/1998
American Air Filter | Enercon | EHW-19 |  | Water-Source | WBAHP: Heat Pump Packaged Unit | Heat Pump | 208 | 1 |  |  | No Match | No Match |  |  |  | 17800 | 1618 | 11 | 9 | 23000 | 1730 | 3.9 | 3.2 | Non Federally-Regulated | 02/22/1990 |  | 07/31/1991
ClimateMaster Inc. | Climate Master Series | 813-060-G******** |  | Water-Source | WBAHP: Heat Pump Packaged Unit | Heat Pump | 230 | 1 |  |  | No Match | No Match |  |  |  | 62000 | 5536 | 11.2 | 9 | 75000 | 5782 | 3.8 | 3.2 | Non Federally-Regulated | 05/11/1988 |  | 03/15/1989
Waterfurnace International, Inc. | Waterfurnace International, Inc. | NSZ036A3 | NRAC036* | Water-Source | WBAHP-CB: Heat Pump Split Syst | Heat Pump | 230 | 3 |  |  | No Match | Single-Speed |  |  |  | 31400 | 1784 | 17.6 | 12 | 37600 | 2004 | 5.5 | 4.2 | Federally-Regulated Commercial & Industrial Equipment | 08/23/2011 |  | 10/24/2014
Florida Heat Pump | Geomaster, LLC | ES024-1CS | ES024-1AV/AH | Ground-Water-Source | WBAHP-CB: Heat Pump Split Syst | Heat Pump | 208 | 1 |  |  | No Match | Single-Speed |  |  |  | 29000 | 1349 | 21.5 | 16.2 | 26000 | 2118 | 3.6 | 3.6 | Non Federally-Regulated | 06/15/2009 |  | 05/01/2015
Marvair | Marvair | WH025HPA | WM125HPA | Water-Source | WBAHP-C: Heat Pump Split Syste | Heat Pump | 230 | 1 |  |  | No Match | No Match |  |  |  | 26000 | 2524 | 10.3 | 9 | 33400 | 2797 | 3.5 | 3.2 | Non Federally-Regulated | 02/22/1990 |  | 07/31/1991
Waterfurnace International, Inc. | Rybacki - Hart Enterprises | ZS042**0*0 |  | Ground-Source | WBAHP: Heat Pump Packaged Unit | Heat Pump | 230 | 1 |  |  | No Match | Single-Speed |  |  |  | 42300 | 2518 | 16.8 | 13.4 | 29900 | 2655 | 3.3 | 3.1 | Non Federally-Regulated | 01/24/2011 |  | 04/19/2013
Waterfurnace International, Inc. | Waterfurnace International, Inc. | SXH024C0 |  | Ground-Water-Source | WBAHP: Heat Pump Packaged Unit | Heat Pump | 230 | 1 |  |  | No Match | No Match |  |  |  | 27400 | 1889 | 14.5 | 11 | 27400 | 1867 | 4.3 | 3.5 | Non Federally-Regulated | 03/31/1998 |  | 05/10/1998
Florida Heat Pump | Geomaster, LLC | EC060-1CS | EC060-1AH/AV | Ground-Water-Source | WBAHP-CB: Heat Pump Split Syst | Heat Pump | 230 | 1 |  |  | No Match | Single-Speed | 3919 | 730 | 1 | 65700 | 3670 | 17.9 | 16.2 | 60300 | 3670 | 3.8 | 3.6 | Non Federally-Regulated | 04/30/2009 |  | 04/20/2015
Florida Heat Pump | Florida Heat Pump | GT054-3VT/HZ/CF |  | Water-Source | WBAHP-CB: Heat Pump Split Syst | Heat Pump | 230 | 3 |  |  | No Match | No Match |  |  |  | 53000 | 4240 | 12.5 | 9 | 62000 | 4657 | 3.9 | 3.5 | Non Federally-Regulated | 10/05/1999 |  | 04/12/2000
Waterfurnace International, Inc. | Rybacki - Hart Enterprises | ZS042**3*4 |  | Ground-Water-Source | WBAHP: Heat Pump Packaged Unit | Heat Pump | 230 | 3 |  |  | No Match | Single-Speed |  |  |  | 45800 | 1949 | 23.5 | 16.2 | 37000 | 2522 | 4.3 | 3.6 | Non Federally-Regulated | 06/14/2011 |  | 04/19/2013
Waterfurnace International, Inc. | Geotility Geothermal Installations | YS048**1*0 |  | Water-Source | WBAHP: Heat Pump Packaged Unit | Heat Pump | 230 | 1 |  |  | No Match | Single-Speed |  |  |  | 47700 | 3245 | 14.7 | 12 | 56000 | 3730 | 4.4 | 4.2 | Federally-Regulated Commercial & Industrial Equipment | 01/24/2011 |  | 04/19/2013
Trane U.S. Inc. | Trane | GEVB030 |  | Ground-Water-Source | WBAHP: Heat Pump Packaged Unit | Heat Pump | 208 | 1 |  |  | No Match | No Match |  |  |  | 28700 | 2125 | 13.5 | 9 | 19800 | 1871 | 3.1 |  | Non Federally-Regulated | 07/22/2002 |  | 03/12/2009
Waterfurnace International, Inc. | Waterfurnace International, Inc. | NDZ049A3 | NRAC048* | Water-Source | WBAHP-CB: Heat Pump Split Syst | Heat Pump | 230 | 3 |  |  | No Match | Dual-Speed |  |  |  | 45900 | 3279 | 14 | 12 | 56800 | 3542 | 4.7 | 4.2 | Federally-Regulated Commercial & Industrial Equipment | 08/23/2011 |  | 10/24/2014
Carrier Corp. | Carrier | 50QEH0725 |  | Water-Source | WBAHP: Heat Pump Packaged Unit | Heat Pump | 208 | 3 |  |  | No Match | No Match |  |  |  | 71000 | 6228 | 11.4 | 9.2 | 92000 | 6420 | 4.2 |  | Federally-Regulated Commercial & Industrial Equipment | 02/05/1990 |  | 03/08/1996
Thermal Energy Systems | Thermaflo II | 48***4**** |  | Water-Source | WBAHP: Heat Pump Packaged Unit | Heat Pump | 230 | 3 |  |  | No Match | No Match |  |  |  | 49000 | 4350 | 11.3 | 9 | 59000 | 4400 | 3.9 | 3.2 | Non Federally-Regulated | 02/22/1990 |  | 07/31/1991
Carrier Corp. | Carrier | 50QEV0183 |  | Water-Source | WBAHP: Heat Pump Packaged Unit | Heat Pump | 208 | 1 |  |  | No Match | No Match |  |  |  | 18400 | 1670 | 11 | 9 | 23400 | 1900 | 3.6 | 3.2 | Federally-Regulated Commercial & Industrial Equipment | 02/05/1990 |  | 02/22/1990
ClimateMaster Inc. | Climate Master | TTP/S038A | TAH038A | Ground-Water-Source | WBAHP-CB: Heat Pump Split Syst | Heat Pump | 230 | 1 |  |  | No Match | Single-Speed |  |  |  | 41500 | 1853 | 22.4 | 16.2 | 36900 | 2253 | 4.8 | 3.6 | Non Federally-Regulated | 01/24/2011 |  | 06/09/2015
Waterfurnace International, Inc. | American Standard, Inc. | A1GC048***1**0 |  | Water-Source | WBAHP: Heat Pump Packaged Unit | Heat Pump | 230 | 1 |  |  | No Match | Single-Speed |  |  |  | 47700 | 3245 | 14.7 | 12 | 56000 | 3730 | 4.4 | 4.2 | Federally-Regulated Commercial & Industrial Equipment | 08/23/2011 |  | 10/24/2014
McQuay International | McQuay | W-FDL/FDS/FMS-1-019-J |  | Water-Source | WBAHP: Heat Pump Packaged Unit | Heat Pump | 265 | 1 |  |  | No Match | No Match |  |  |  | 19000 | 1637 | 11.6 | 10 | 23500 | 1765 | 3.9 |  | Federally-Regulated Commercial & Industrial Equipment | 11/14/2000 |  | 03/12/2009
California Heat Pump | California Heat Pump | 53V*-32-** |  | Water-Source | WBAHP: Heat Pump Packaged Unit | Heat Pump | 208 | 3 |  |  | No Match | No Match |  |  |  | 52000 | 5700 | 9.1 | 7.5 | 59000 | 5700 | 3 | 2.5 | Non Federally-Regulated | 06/11/1985 |  | 05/11/1988
Florida Heat Pump | Florida Heat Pump | GT042-4VT/HZ/CF |  | Ground-Water-Source | WBAHP: Heat Pump Packaged Unit | Heat Pump | 460 | 3 |  |  | No Match | No Match |  |  |  | 42500 | 3148 | 13.5 | 9 | 31600 | 2806 | 3.3 |  | Non Federally-Regulated | 01/30/1998 |  | 03/31/1998
Florida Heat Pump | Energy Miser | HECS52-3 | HEAH52-3 | Water-Source | WBAHP-C: Heat Pump Split Syste | Heat Pump | 230 | 3 |  |  | No Match | No Match |  |  |  | 48000 | 4445 | 10.8 | 9 | 64000 | 4810 | 3.9 | 3.2 | Non Federally-Regulated | 05/11/1988 |  | 03/15/1989
Waterfurnace International, Inc. | Eagle Mountain | ZS023**3*4 |  | Ground-Water-Source | WBAHP: Heat Pump Packaged Unit | Heat Pump | 208 | 3 |  |  | No Match | Single-Speed |  |  |  | 25400 | 1104 | 23 | 16.2 | 21900 | 1493 | 4.3 | 3.6 | Non Federally-Regulated | 06/14/2011 |  | 04/19/2013
ClimateMaster Inc. | Climate Master | TTP/S049A | TAC049A | Ground-Source | WBAHP-C: Heat Pump Split Syste | Heat Pump | 208 | 1 |  |  | No Match | Single-Speed |  |  |  | 50300 | 2924 | 17.2 | 13.4 | 35800 | 2623 | 4 | 3.1 | Non Federally-Regulated | 01/24/2011 |  | 06/09/2015
Florida Heat Pump | Florida Heat Pump | EM048-3CF |  | Water-Source | WBAHP: Heat Pump Packaged Unit | Heat Pump | 208 | 3 |  |  | No Match | No Match |  |  |  | 49000 | 3920 | 12.5 | 9.3 | 58000 | 3863 | 4.4 | 3.8 | Federally-Regulated Commercial & Industrial Equipment | 03/31/1998 |  | 05/10/1998
Inter-City Products Corp. | McQuay | LHP10BD |  | Water-Source | WBAHP: Heat Pump Packaged Unit | Heat Pump | 230 | 3 |  |  | No Match | No Match |  |  |  | 107000 | 9000 | 11.9 | 10.5 | 120000 | 9200 | 3.8 | 3.8 | Non Federally-Regulated | 07/31/1991 |  | 03/31/1998
Waterfurnace International, Inc. | Waterfurnace International, Inc. | P034D | N-VSB2006A/G+FD03624A | Ground-Water-Source | WBAHP-CB: Heat Pump Split Syst | Heat Pump | 208 | 1 |  |  | No Match | No Match |  |  |  | 34500 | 2593 | 13.3 | 9 | 24300 | 2373 | 3 |  | Non Federally-Regulated | 05/19/2000 |  | 01/18/2001
Econar | Econar | GH1201 |  | Ground-Water-Source | WBAHP: Heat Pump Packaged Unit | Heat Pump | 460 | 3 |  |  | No Match | No Match |  |  |  | 109000 | 9083 | 12 | 9 | 107000 | 10453 | 3 |  | Non Federally-Regulated | 12/14/1998 |  | 10/06/1999
ClimateMaster Inc. | Carrier | 50HQA/HQD/VQA/VQD030 3 |  | Water-Source | WBAHP: Heat Pump Packaged Unit | Heat Pump | 265 | 1 |  |  | No Match | No Match |  |  |  | 28900 | 2312 | 12.5 | 10 | 37000 | 2409 | 4.5 |  | Federally-Regulated Commercial & Industrial Equipment | 12/14/1998 |  | 10/05/1999
Mammoth | Hydrobank II | D064HHF/VHF |  | Water-Source | WBAHP: Heat Pump Packaged Unit | Heat Pump | 208 | 1 |  |  | No Match | No Match |  |  |  | 63500 | 4738 | 13.4 | 10 | 81500 | 5824 | 4.1 |  | Federally-Regulated Commercial & Industrial Equipment | 10/05/1999 |  | 05/23/2000
California Heat Pump | California Heat Pump | CHP-30R*-12-** |  | Water-Source | WBAHP: Heat Pump Packaged Unit | Heat Pump | 208 | 1 |  |  | No Match | No Match |  |  |  | 28400 | 2850 | 10 | 7.5 | 32400 | 2600 | 3.6 | 2.5 | Non Federally-Regulated | 09/08/1982 |  | 06/11/1985
Waterfurnace International, Inc. | Rybacki - Hart Enterprises | GCC/GCW/GCS/GCE15*2 |  | Ground-Water-Source | WBAHP-O: Heat Pump Packaged Un | Heat Pump | 265 | 1 |  |  | No Match | Single-Speed |  |  |  | 16200 | 736 | 22 | 16.2 | 14000 | 1001 | 4.1 | 3.6 | Non Federally-Regulated | 01/24/2011 |  | 04/19/2013
McQuay International | McQuay | HWH/HWW024C-T |  | Water-Source | WBAHP: Heat Pump Packaged Unit | Heat Pump | 460 | 3 |  |  | No Match | No Match |  |  |  | 25000 | 2066 | 12.1 | 10 | 30000 | 2313 | 3.8 |  | Federally-Regulated Commercial & Industrial Equipment | 11/17/1999 |  | 09/21/2000
Carrier Corp. | Carrier | 50QEH0074 |  | Water-Source | WBAHP: Heat Pump Packaged Unit | Heat Pump | 265 | 1 |  |  | No Match | No Match |  |  |  | 7400 | 598 | 12.4 | 9 | 9400 | 620 | 4.4 | 3.2 | Federally-Regulated Commercial & Industrial Equipment | 12/12/1988 |  | 02/22/1990
Waterfurnace International, Inc. | Geotility Geothermal Installations | ZS023**3*1 |  | Ground-Water-Source | WBAHP: Heat Pump Packaged Unit | Heat Pump | 208 | 3 |  |  | No Match | Single-Speed |  |  |  | 25400 | 1104 | 23 | 16.2 | 21900 | 1493 | 4.3 | 3.6 | Non Federally-Regulated | 01/24/2011 |  | 04/19/2013
Power-Save International, Inc. | S.O.E.S.I. | PSS-800 (2) |  | Water-Source | WBAHP: Heat Pump Packaged Unit | Heat Pump | 230 | 1 |  |  | No Match | No Match |  |  |  | 100000 | 7682 | 13 | 9.2 | 104000 | 7498 | 4 |  | Non Federally-Regulated | 05/11/1988 |  | 03/15/1989
American Air Filter | Enercon | FHW-36 |  | Water-Source | WBAHP: Heat Pump Packaged Unit | Heat Pump | 208 | 1 |  |  | No Match | No Match |  |  |  | 35200 | 3230 | 10.9 | 9 | 43000 | 3403 | 3.7 | 3.2 | Non Federally-Regulated | 02/22/1990 |  | 07/31/1991
American Air Filter | Enercon | HW33A |  | Water-Source | WBAHP: Heat Pump Packaged Unit | Heat Pump | 208 | 3 |  |  | No Match | No Match |  |  |  | 35000 | 4000 | 8.8 | 7.5 | 41000 | 4000 | 3 | 2.5 | Non Federally-Regulated | 01/05/1982 |  | 05/16/1984
Trane U.S. Inc. | Trane | WPHD013 |  | Water-Source | WBAHP: Heat Pump Packaged Unit | Heat Pump | 208 | 1 |  |  | No Match | No Match |  |  |  | 11400 | 1055 | 10.8 | 10 | 15600 | 1114 | 4.1 |  | Federally-Regulated Commercial & Industrial Equipment | 04/12/2000 |  | 11/14/2000
Waterfurnace International, Inc. | Waterfurnace International, Inc. | SXV068C1 |  | Ground-Water-Source | WBAHP: Heat Pump Packaged Unit | Heat Pump | 230 | 1 |  |  | No Match | No Match |  |  |  | 66000 | 5500 | 12 | 9 | 52000 | 5080 | 3 |  | Non Federally-Regulated | 01/30/1998 |  | 03/31/1998
Addison Products | Addison Products | HGY072-4A |  | Water-Source | WBAHP-CB: Heat Pump Split Syst | Heat Pump | 460 | 3 |  |  | No Match | No Match |  |  |  | 73900 | 6718 | 11 | 9 | 88800 | 7433 | 3.5 | 3.5 | Non Federally-Regulated | 11/14/2000 |  | 07/18/2002
Trane U.S. Inc. | Trane | WPVF0363 |  | Water-Source | WBAHP: Heat Pump Packaged Unit | Heat Pump | 208 | 3 |  |  | No Match | No Match |  |  |  | 34600 | 2489 | 13.9 | 10 | 42000 | 2796 | 4.4 |  | Federally-Regulated Commercial & Industrial Equipment | 10/05/1999 |  | 04/12/2000
Econar | Econar | GH670 |  | Ground-Water-Source | WBAHP: Heat Pump Packaged Unit | Heat Pump | 208 | 1 |  |  | No Match | No Match |  |  |  | 63500 | 5669 | 11.2 | 9 | 63000 | 6154 | 3 |  | Non Federally-Regulated | 12/14/1998 |  | 01/21/2000
Enertech Global, LLC | Enertech | H050C | ACD048 | Ground-Source | WBAHP-C: Heat Pump Split Syste | Heat Pump | 208 | 1 |  |  | No Match | Single-Speed |  |  |  | 54300 | 3352 | 16.2 | 13.4 | 43300 | 3525 | 3.6 | 3.1 | Non Federally-Regulated | 08/23/2011 |  | 04/19/2013
Addison Products | Addison Products | HGY042-5A |  | Water-Source | WBAHP-CB: Heat Pump Split Syst | Heat Pump | 575 | 3 |  |  | No Match | No Match |  |  |  | 48700 | 4058 | 12 | 9 | 52300 | 4378 | 3.5 | 3.5 | Non Federally-Regulated | 07/22/2002 |  | 03/12/2009
ClimateMaster Inc. | Climate Master | ADD/E049A | CNP**48 | Ground-Source | WBAHP-C: Heat Pump Split Syste | Heat Pump | 230 | 1 |  |  | No Match | Single-Speed |  |  |  | 48600 | 2777 | 17.5 | 13.4 | 36500 | 2815 | 3.8 | 3.1 | Non Federally-Regulated | 01/09/2014 |  | 06/09/2015
McQuay / Snyder General | Electro-Hydronics | RC070A5 |  | Water-Source | WBAHP: Heat Pump Packaged Unit | Heat Pump | 208 | 1 |  |  | No Match | No Match |  |  |  | 7000 | 619 | 11.3 | 9 | 8900 | 650 | 4 | 3.2 | Non Federally-Regulated | 05/11/1988 |  | 03/15/1989
McQuay International | McQuay | W-CDS/CME/CMS-1-012-J |  | Water-Source | WBAHP: Heat Pump Packaged Unit | Heat Pump | 265 | 1 |  |  | No Match | No Match |  |  |  | 11700 | 1063 | 11 | 10 | 14200 | 1094 | 3.8 |  | Federally-Regulated Commercial & Industrial Equipment | 10/05/1999 |  | 09/21/2000
Florida Heat Pump | Florida Heat Pump | EP042-1HZ/VT |  | Water-Source | WBAHP: Heat Pump Packaged Unit | Heat Pump | 230 | 1 |  |  | No Match | Single-Speed |  |  |  | 40600 | 2268 | 17.9 | 12 | 42000 | 2086 | 5.9 | 4.2 | Federally-Regulated Commercial & Industrial Equipment | 06/14/2011 |  | 04/21/2014
Command-Aire | Command-Aire | SWP-353 |  | Water-Source | WBAHP: Heat Pump Packaged Unit | Heat Pump | 208 | 3 |  |  | No Match | No Match |  |  |  | 36000 | 3450 | 10.4 | 7.5 | 50000 | 3900 | 3.8 | 2.5 | Non Federally-Regulated | 01/05/1982 |  | 01/23/1988
Mammoth | Hydrobank II | E019VHJ |  | Water-Source | WBAHP: Heat Pump Packaged Unit | Heat Pump | 265 | 1 |  |  | No Match | No Match |  |  |  | 18400 | 1672 | 11 | 10 | 24500 | 1889 | 3.8 |  | Federally-Regulated Commercial & Industrial Equipment | 11/14/2000 |  | 01/18/2001
Florida Heat Pump | Energy Miser | EMV 84-3 |  | Water-Source | WBAHP: Heat Pump Packaged Unit | Heat Pump | 230 | 3 |  |  | No Match | No Match |  |  |  | 81000 | 9400 | 8.6 | 7.5 | 100000 | 10100 | 2.9 | 2.2 | Non Federally-Regulated | 01/05/1982 |  | 05/16/1984
Jacobsen Energy Ind., Inc. | Jacobsen Energy Ind., Inc. | 60***6**** |  | Water-Source | WBAHP: Heat Pump Packaged Unit | Heat Pump | 460 | 3 |  |  | No Match | No Match |  |  |  | 60000 | 5350 | 11.2 | 9 | 73000 | 6100 | 3.9 | 3.2 | Non Federally-Regulated | 02/22/1990 |  | 07/31/1991
Florida Heat Pump | Florida Heat Pump | EM060-1CF/HZ/VT |  | Water-Source | WBAHP-CB: Heat Pump Split Syst | Heat Pump | 230 | 1 |  |  | No Match | No Match |  |  |  | 65000 | 5200 | 12.5 | 9 | 80000 | 6335 | 3.7 | 3.5 | Non Federally-Regulated | 07/22/2002 |  | 03/12/2009
Waterfurnace International, Inc. | Waterfurnace International, Inc. | SXH036A3 |  | Water-Source | WBAHP-CB: Heat Pump Split Syst | Heat Pump | 230 | 3 |  |  | No Match | No Match |  |  |  | 37600 | 2870 | 13.1 | 9 | 40500 | 2967 | 4 | 3.5 | Non Federally-Regulated | 02/02/1998 |  | 08/21/1998
Command-Aire | Command-Aire | SWPH-1233 |  | Water-Source | WBAHP: Heat Pump Packaged Unit | Heat Pump | 208 | 3 |  |  | No Match | No Match |  |  |  | 140000 | 15400 | 9.1 | 9.6 | 199000 | 14600 | 4 | 2.9 | Federally-Regulated Commercial & Industrial Equipment | 03/31/1998 |  | 05/10/1998
Addison Products | Addison Products | HGY096-3A |  | Water-Source | WBAHP-CB: Heat Pump Split Syst | Heat Pump | 208 | 3 |  |  | No Match | No Match |  |  |  | 97900 | 8900 | 11 | 9 | 123600 | 10346 | 3.5 | 3.5 | Non Federally-Regulated | 11/14/2000 |  | 01/24/2002
Waterfurnace International, Inc. | Waterfurnace International, Inc. | P013**0 |  | Water-Source | WBAHP: Heat Pump Packaged Unit | Heat Pump | 230 | 1 |  |  | No Match | No Match |  |  |  | 12700 | 858 | 14.8 | 10 | 15100 | 921 | 4.8 |  | Federally-Regulated Commercial & Industrial Equipment | 06/20/2003 |  | 02/17/2011
McQuay International | McQuay | LHP/LWP10D-W |  | Water-Source | WBAHP: Heat Pump Packaged Unit | Heat Pump | 575 | 3 |  |  | No Match | No Match |  |  |  | 107000 | 8991 | 11.9 | 9 | 120000 | 9254 | 3.8 | 3.8 | Federally-Regulated Commercial & Industrial Equipment | 12/14/1998 |  | 10/05/1999
ClimateMaster Inc. | Climate Master Series | V100-12 |  | Water-Source | WBAHP: Heat Pump Packaged Unit | Heat Pump | 230 | 1 |  |  | No Match | No Match |  |  |  | 101000 | 8782 | 11.5 | 9 | 109000 | 8406 | 3.8 | 3.8 | Federally-Regulated Commercial & Industrial Equipment | 02/02/1998 |  | 03/31/1998
Waterfurnace International, Inc. | Waterfurnace International, Inc. | ATH046*0 |  | Ground-Water-Source | WBAHP: Heat Pump Packaged Unit | Heat Pump | 230 | 1 |  |  | No Match | No Match |  |  |  | 47000 | 2919 | 16.1 | 9 | 34500 | 3063 | 3.3 |  | Non Federally-Regulated | 10/06/1999 |  | 05/19/2000
Florida Heat Pump | Florida Heat Pump | EM012-0CF/HZ/VT |  | Ground-Water-Source | WBAHP: Heat Pump Packaged Unit | Heat Pump | 115 | 1 |  |  | No Match | No Match |  |  |  | 12000 | 1000 | 12 | 9 | 9000 | 909 | 2.9 |  | Non Federally-Regulated | 05/29/2001 |  | 07/18/2002
ClimateMaster Inc. | Carrier Corp. | 50PEC12 |  | Ground-Water-Source | WBAHP-O: Heat Pump Packaged Un | Heat Pump | 230 | 1 |  |  | No Match | Single-Speed |  |  |  | 12500 | 668 | 18.7 | 16.2 | 12100 | 865 | 4.1 | 3.6 | Non Federally-Regulated | 10/24/2014 |  | 04/22/2015
ClimateMaster Inc. | Carrier Corp. | 50YFV/H036 |  | Water-Source | WBAHP: Heat Pump Packaged Unit | Heat Pump | 208 | 1 |  |  | No Match | Single-Speed |  |  |  | 33300 | 2523 | 13.2 | 12 | 41700 | 2716 | 4.5 | 4.2 | Federally-Regulated Commercial & Industrial Equipment | 05/02/2012 |  | 04/22/2015
Command-Aire | Command-Aire | SWPH-1033 |  | Water-Source | WBAHP: Heat Pump Packaged Unit | Heat Pump | 230 | 3 |  |  | No Match | No Match |  |  |  | 115000 | 11900 | 9.6 | 7.5 | 156000 | 12100 | 3.8 | 2.2 | Non Federally-Regulated | 01/05/1982 |  | 05/16/1984
Florida Heat Pump | Bosch | AP061-1CF/HZ/VT |  | Ground-Source | WBAHP: Heat Pump Packaged Unit | Heat Pump | 230 | 1 |  |  |  | Dual-Speed | 2772 | 730 |  | 67000 | 3622 | 18.5 | 13.4 | 49000 | 3503 | 4.1 | 3.1 | Non Federally-Regulated | 04/22/2015 |  | 05/01/2015
ClimateMaster Inc. | Trane | WPCC0087 |  | Water-Source | WBAHP-O: Heat Pump Packaged Un | Heat Pump | 265 | 1 |  |  | No Match | No Match |  |  |  | 7200 | 690 | 10.4 | 9 | 9400 | 750 | 3.6 | 3.2 | Federally-Regulated Commercial & Industrial Equipment | 07/05/1988 |  | 02/22/1990
Command-Aire | Command-Aire | SWPXR287E |  | Water-Source | WBAHP: Heat Pump Packaged Unit | Heat Pump | 265 | 1 |  |  | No Match | No Match |  |  |  | 30000 | 2702 | 11.1 | 9 | 42000 | 3000 | 4 | 3.2 | Federally-Regulated Commercial & Industrial Equipment | 01/23/1988 |  | 05/11/1988
ClimateMaster Inc. | Genesis Compact | GCH018BG******* |  | Water-Source | WBAHP: Heat Pump Packaged Unit | Heat Pump | 208 | 1 |  |  | No Match | No Match |  |  |  | 18900 | 1524 | 12.4 | 10 | 22700 | 1623 | 4.1 |  | Federally-Regulated Commercial & Industrial Equipment | 07/02/2003 |  | 12/21/2006
Mammoth | Mammoth | D124VSCXXX |  | Water-Source | WBAHP: Heat Pump Packaged Unit | Heat Pump | 208 | 1 |  |  | No Match | No Match |  |  |  | 115000 | 11500 | 10 | 9.2 | 141000 | 11600 | 3.7 |  | Non Federally-Regulated | 05/11/1988 |  | 03/15/1989
Waterfurnace International, Inc. | WFI Industries, Ltd. | VLV/VXV042*3 |  | Water-Source | WBAHP: Heat Pump Packaged Unit | Heat Pump | 208 | 3 |  |  | No Match | No Match |  |  |  | 40000 | 3076 | 13 | 10 | 48000 | 3348 | 4.2 |  | Federally-Regulated Commercial & Industrial Equipment | 06/20/2003 |  | 02/17/2011
Waterfurnace International, Inc. | Waterfurnace International, Inc. | NTV036*1 |  | Ground-Water-Source | WBAHP: Heat Pump Packaged Unit | Heat Pump | 208 | 1 |  |  | No Match | No Match |  |  |  | 39000 | 2785 | 14 | 9 | 44500 | 4829 | 2.7 |  | Non Federally-Regulated | 05/19/2000 |  | 07/18/2002
ClimateMaster Inc. | Climate Master Series | GRV/GRH042AF |  | Ground-Water-Source | WBAHP: Heat Pump Packaged Unit | Heat Pump | 460 | 3 |  |  | No Match | No Match |  |  |  | 40900 | 3029 | 13.5 | 9 | 30400 | 2783 | 3.2 |  | Non Federally-Regulated | 07/22/2002 |  | 03/12/2009
Carrier Corp. | Carrier | 50HQA036 |  | Water-Source | WBAHP: Heat Pump Packaged Unit | Heat Pump | 208 | 1 |  |  | No Match | No Match |  |  |  | 35000 | 3181 | 11 | 10 | 42500 | 3193 | 3.9 |  | Federally-Regulated Commercial & Industrial Equipment | 12/14/1994 |  | 04/07/1996
Waterfurnace International, Inc. | American Standard, Inc. | A1GC036***1**4 |  | Ground-Water-Source | WBAHP: Heat Pump Packaged Unit | Heat Pump | 230 | 1 |  |  | No Match | Single-Speed |  |  |  | 37700 | 1639 | 23 | 16.2 | 33000 | 2249 | 4.3 | 3.6 | Non Federally-Regulated | 08/23/2011 |  | 03/02/2012
Carrier Corp. | Carrier | 50KQ0063 |  | Water-Source | WBAHP: Heat Pump Packaged Unit | Heat Pump | 208 | 1 |  |  | No Match | No Match |  |  |  | 6900 | 650 | 10.6 | 9 | 8300 | 675 | 3.6 | 3.2 | Non Federally-Regulated | 05/11/1988 |  | 03/15/1989
Mammoth | Hydrobank II | E010HHG |  | Water-Source | WBAHP: Heat Pump Packaged Unit | Heat Pump | 265 | 1 |  |  | No Match | No Match |  |  |  | 10000 | 775 | 12.9 | 10 | 12500 | 915 | 4 |  | Federally-Regulated Commercial & Industrial Equipment | 01/18/2001 |  | 03/12/2009
Waterfurnace International, Inc. | Eagle Mountain | ZS036**3*0 |  | Ground-Water-Source | WBAHP: Heat Pump Packaged Unit | Heat Pump | 230 | 3 |  |  | No Match | Single-Speed |  |  |  | 37700 | 1778 | 21.2 | 16.2 | 33000 | 2480 | 3.9 | 3.6 | Non Federally-Regulated | 01/24/2011 |  | 04/19/2013
American Air Filter | Enercon | HW36 |  | Water-Source | WBAHP: Heat Pump Packaged Unit | Heat Pump | 460 | 3 |  |  | No Match | No Match |  |  |  | 36000 | 3280 | 11 | 7.5 | 43000 | 3525 | 3.6 | 2.5 | Non Federally-Regulated | 06/11/1985 |  | 05/11/1988
The Whalen Company | Whalen | VI-A1-301-BL |  | Water-Source | WBAHP: Heat Pump Packaged Unit | Heat Pump | 208 | 1 |  |  | No Match | No Match |  |  |  | 8900 | 787 | 11.3 | 10 | 12500 | 893 | 4.1 |  | Federally-Regulated Commercial & Industrial Equipment | 11/14/2000 |  | 03/12/2009
Climate Control / Snyder General | Electro-Hydronics | CW610FK |  | Water-Source | WBAHP: Heat Pump Packaged Unit | Heat Pump | 208 | 3 |  |  | No Match | No Match |  |  |  | 61500 | 5850 | 10.5 | 7.5 | 69000 | 5790 | 3.5 | 2.5 | Non Federally-Regulated | 05/16/1984 |  | 06/11/1985
Florida Heat Pump | Geomaster, LLC | AU049-1AV/AH | AU049-1CS | Water-Source | WBAHP-CB: Heat Pump Split Syst | Heat Pump | 230 | 1 |  |  | No Match | Single-Speed |  |  |  | 47000 | 3534 | 12.4 | 12 | 57000 | 3553 | 4.7 | 4.2 | Federally-Regulated Commercial & Industrial Equipment | 06/14/2011 |  | 12/12/2012
McQuay / Snyder General | Electro-Hydronics | UW550GK |  | Water-Source | WBAHP: Heat Pump Packaged Unit | Heat Pump | 208 | 3 |  |  | No Match | No Match |  |  |  | 55000 | 5670 | 9.7 | 7.5 | 67000 | 5610 | 3.5 | 2.5 | Non Federally-Regulated | 08/29/1986 |  | 05/11/1988
Florida Heat Pump | Florida Heat Pump | CW009-1 |  | Ground-Water-Source | WBAHP: Heat Pump Packaged Unit | Heat Pump | 230 | 1 |  |  | No Match | No Match |  |  |  | 8500 | 518 | 16.4 | 9 | 5200 | 476 | 3.2 |  | Non Federally-Regulated | 04/10/2000 |  | 07/18/2002
Florida Heat Pump | Energy Miser | LT 50 CF -3 |  | Ground-Water-Source | WBAHP: Heat Pump Packaged Unit | Heat Pump | 208 | 3 |  |  | No Match | No Match |  |  |  | 44500 | 4045 | 11 |  | 48000 | 4135 | 3.4 |  | Non Federally-Regulated | 02/22/1990 |  | 07/31/1991
ClimateMaster Inc. | Climate Master Series | 81610G |  | Water-Source | WBAHP-O: Heat Pump Packaged Un | Heat Pump | 265 | 1 |  |  | No Match | No Match |  |  |  | 8300 | 728 | 11.4 | 10 | 10600 | 817 | 3.8 |  | Federally-Regulated Commercial & Industrial Equipment | 12/14/1998 |  | 10/05/1999
Waterfurnace International, Inc. | Waterfurnace International, Inc. | SXH019C1 |  | Water-Source | WBAHP: Heat Pump Packaged Unit | Heat Pump | 208 | 1 |  |  | No Match | No Match |  |  |  | 18600 | 1338 | 13.9 | 9.3 | 24200 | 1447 | 4.9 | 3.8 | Federally-Regulated Commercial & Industrial Equipment | 03/31/1998 |  | 05/10/1998
Florida Heat Pump | Bosch | ES035-1CF/HZ/VT |  | Ground-Source | WBAHP: Heat Pump Packaged Unit | Heat Pump | 208 | 1 |  |  |  | Single-Speed |  |  |  | 38000 | 2209 | 17.2 | 13.4 | 28000 | 2159 | 3.8 | 3.1 | Non Federally-Regulated | 04/22/2015 |  | 04/29/2015
Waterfurnace International, Inc. | Waterfurnace International, Inc. | VL/VX080**3 |  | Ground-Water-Source | WBAHP: Heat Pump Packaged Unit | Heat Pump | 208 | 3 |  |  | No Match | No Match |  |  |  | 84000 | 6000 | 14 | 9 | 54500 | 5506 | 2.9 |  | Non Federally-Regulated | 07/22/2002 |  | 03/12/2009
Bard Manufacturing Company, Inc. | Bard | QW241-B |  | Ground-Water-Source | WBAHP: Heat Pump Packaged Unit | Heat Pump | 230 | 3 |  |  | No Match | No Match |  |  |  | 25000 | 1533 | 16.3 | 9 | 16200 | 1531 | 3.1 |  | Non Federally-Regulated | 07/22/2002 |  | 03/12/2009
Florida Heat Pump | Florida Heat Pump | TA025-1CS | DX025CC/UC | Ground-Water-Source | WBAHP-C: Heat Pump Split Syste | Heat Pump | 208 | 1 |  |  | No Match | Dual-Speed |  |  |  | 29400 | 1073 | 27.4 | 16.2 | 25000 | 1465 | 5 | 3.6 | Non Federally-Regulated | 01/10/2012 |  | 03/02/2012
Waterfurnace International, Inc. | Waterfurnace International, Inc. | NSZ022A0 | NAH022* | Ground-Water-Source | WBAHP-CB: Heat Pump Split Syst | Heat Pump | 230 | 1 |  |  | No Match | Single-Speed |  |  |  | 23300 | 835 | 27.9 | 16.2 | 18900 | 1231 | 4.5 | 3.6 | Non Federally-Regulated | 01/24/2011 |  | 10/24/2014
Mammoth | Geox | ZD043VSEXXX |  | Water-Source | WBAHP: Heat Pump Packaged Unit | Heat Pump | 208 | 1 |  |  | No Match | No Match |  |  |  | 41600 | 3780 | 11 | 9 | 51600 | 4200 | 3.6 | 3.2 | Non Federally-Regulated | 05/11/1988 |  | 03/15/1989
Mammoth | Hydrobank II | F024HHK |  | Water-Source | WBAHP: Heat Pump Packaged Unit | Heat Pump | 208 | 3 |  |  | No Match | No Match |  |  |  | 23600 | 2247 | 10.5 | 10 | 30800 | 2313 | 3.9 |  | Federally-Regulated Commercial & Industrial Equipment | 06/27/2003 |  | 03/12/2009
Trane U.S. Inc. | Trane | EXHE024 |  | Ground-Source | WBAHP: Heat Pump Packaged Unit | Heat Pump | 208 | 1 |  |  | No Match | Single-Speed |  |  |  | 24200 | 1440 | 16.8 | 13.4 | 17800 | 1450 | 3.6 | 3.1 | Non Federally-Regulated | 04/30/2009 |  | 08/15/2014
Waterfurnace International, Inc. | WFI Industries, Ltd. | VLV/VXV036*3 |  | Ground-Water-Source | WBAHP: Heat Pump Packaged Unit | Heat Pump | 230 | 3 |  |  | No Match | No Match |  |  |  | 36100 | 2755 | 13.1 | 9 | 24500 | 2563 | 2.8 |  | Non Federally-Regulated | 06/20/2003 |  | 03/12/2009
Waterfurnace International, Inc. | Eagle Mountain | ZS036**2*4 |  | Water-Source | WBAHP: Heat Pump Packaged Unit | Heat Pump | 265 | 1 |  |  | No Match | Single-Speed |  |  |  | 33300 | 2220 | 15 | 12 | 40600 | 2479 | 4.8 | 4.2 | Federally-Regulated Commercial & Industrial Equipment | 06/14/2011 |  | 03/02/2012
Carrier Corp. | Carrier | 50QXV0726 |  | Water-Source | WBAHP: Heat Pump Packaged Unit | Heat Pump | 460 | 3 |  |  | No Match | No Match |  |  |  | 73000 | 6186 | 11.8 | 9.2 | 89000 | 6450 | 4 |  | Federally-Regulated Commercial & Industrial Equipment | 02/05/1990 |  | 03/08/1996
Trane U.S. Inc. | Trane | WPVE0281 |  | Water-Source | WBAHP: Heat Pump Packaged Unit | Heat Pump | 265 | 1 |  |  | No Match | No Match |  |  |  | 27000 | 2288 | 11.8 | 9.3 | 34700 | 2480 | 4.1 | 3.8 | Federally-Regulated Commercial & Industrial Equipment | 03/31/1998 |  | 05/10/1998
Addison Products | Addison Products | VPY042-3A |  | Water-Source | WBAHP-CB: Heat Pump Split Syst | Heat Pump | 208 | 3 |  |  | No Match | No Match |  |  |  | 48700 | 4058 | 12 | 9 | 52300 | 4378 | 3.5 | 3.5 | Non Federally-Regulated | 07/22/2002 |  | 03/12/2009
Addison Products | Addison Products | HGY015-8A |  | Water-Source | WBAHP-CB: Heat Pump Split Syst | Heat Pump | 265 | 1 |  |  | No Match | No Match |  |  |  | 15900 | 1325 | 12 | 9 | 18400 | 1497 | 3.6 | 3.5 | Non Federally-Regulated | 11/14/2000 |  | 07/18/2002
McQuay International | McQuay | FCV/FCW/VWH/VWW009B-G |  | Water-Source | WBAHP: Heat Pump Packaged Unit | Heat Pump | 208 | 1 |  |  | No Match | No Match |  |  |  | 8800 | 822 | 10.7 | 10 | 12000 | 901 | 3.9 |  | Federally-Regulated Commercial & Industrial Equipment | 02/02/1998 |  | 03/31/1998
Snyder General Corp. | American Air Filter | HWW070A*T |  | Water-Source | WBAHP: Heat Pump Packaged Unit | Heat Pump | 460 | 3 |  |  | No Match | No Match |  |  |  | 70000 | 6250 | 11.2 | 10.5 | 89000 | 6889 | 3.8 | 3.8 | Non Federally-Regulated | 07/31/1991 |  | 03/31/1998
Waterfurnace International, Inc. | Waterfurnace International, Inc. | SXV030A0 |  | Water-Source | WBAHP: Heat Pump Packaged Unit | Heat Pump | 230 | 1 |  |  | No Match | No Match |  |  |  | 30600 | 2125 | 14.4 | 9.3 | 36600 | 2145 | 5 | 3.8 | Federally-Regulated Commercial & Industrial Equipment | 03/31/1998 |  | 05/10/1998
Enertech Global, LLC | Enertech | TST066 | ACD060 | Ground-Water-Source | WBAHP-C: Heat Pump Split Syste | Heat Pump | 230 | 1 |  |  | No Match | Single-Speed | 2509 | 682 | 1 | 65100 | 3426 | 19 | 16.2 | 57000 | 4386 | 3.8 | 3.6 | Non Federally-Regulated | 11/25/2009 |  | 08/23/2011
Florida Heat Pump | Florida Heat Pump | EM009-1CS | EM009-1AH/AV | Ground-Water-Source | WBAHP-CB: Heat Pump Split Syst | Heat Pump | 208 | 1 |  |  | No Match | No Match |  |  |  | 9800 | 753 | 13 | 9 | 7800 | 692 | 3.3 |  | Non Federally-Regulated | 05/29/2001 |  | 07/18/2002
Waterfurnace International, Inc. | Waterfurnace International, Inc. | ATH057D0(P) |  | Ground-Water-Source | WBAHP: Heat Pump Packaged Unit | Heat Pump | 208 | 1 |  |  | No Match | No Match |  |  |  | 36000 | 1914 | 18.8 | 9 | 26000 | 2116 | 3.6 |  | Non Federally-Regulated | 01/30/1998 |  | 03/31/1998
Florida Heat Pump | DeMarco Energy Systems | GT026-4VT/HZ/CF |  | Water-Source | WBAHP-CB: Heat Pump Split Syst | Heat Pump | 460 | 3 |  |  | No Match | No Match |  |  |  | 27000 | 2000 | 13.5 | 9 | 30600 | 2298 | 3.9 | 3.5 | Non Federally-Regulated | 10/05/1999 |  | 04/12/2000
Trane U.S. Inc. | Command-Aire | GSHC0481B |  | Water-Source | WBAHP-CB: Heat Pump Split Syst | Heat Pump | 208 | 1 |  |  | No Match | No Match |  |  |  | 49000 | 3223 | 15.2 | 9 | 52500 | 3944 | 3.9 | 3.5 | Non Federally-Regulated | 10/05/1999 |  | 04/12/2000
American Air Filter | Enercon | DHW61 |  | Water-Source | WBAHP: Heat Pump Packaged Unit | Heat Pump | 200 | 3 |  |  | No Match | No Match |  |  |  | 61000 | 5730 | 10.6 | 7.5 | 74000 | 6100 | 3.6 | 2.5 | Non Federally-Regulated | 05/16/1984 |  | 06/11/1985
McQuay / Snyder General | Electro-Hydronics | CW1000FP |  | Water-Source | WBAHP: Heat Pump Packaged Unit | Heat Pump | 460 | 3 |  |  | No Match | No Match |  |  |  | 107000 | 10000 | 10.7 | 9.2 | 136000 | 10400 | 3.8 | 2.5 | Non Federally-Regulated | 08/29/1986 |  | 05/11/1988
McQuay International | McQuay | W-CDD/CDE/CMG-1-036-E |  | Ground-Water-Source | WBAHP: Heat Pump Packaged Unit | Heat Pump | 230 | 1 |  |  | No Match | No Match |  |  |  | 36200 | 2701 | 13.4 | 9 | 25400 | 2566 | 2.9 |  | Non Federally-Regulated | 10/06/1999 |  | 04/10/2000
Mammoth | Mammoth | D043H |  | Water-Source | WBAHP: Heat Pump Packaged Unit | Heat Pump | 208 | 1 |  |  | No Match | No Match |  |  |  | 40000 | 4400 | 9.1 | 7.5 | 42000 | 4400 | 2.8 | 2.5 | Non Federally-Regulated | 01/05/1982 |  | 05/16/1984
Addison Products | Addison Products | HGY042-1A |  | Water-Source | WBAHP-CB: Heat Pump Split Syst | Heat Pump | 208 | 1 |  |  | No Match | No Match |  |  |  | 48700 | 4058 | 12 | 9 | 52300 | 4378 | 3.5 | 3.5 | Non Federally-Regulated | 11/14/2000 |  | 07/18/2002
Florida Heat Pump | Energy Miser | HECS27-1 | HEAH27-1 | Water-Source | WBAHP-C: Heat Pump Split Syste | Heat Pump | 230 | 1 |  |  | No Match | No Match |  |  |  | 25600 | 2190 | 11.7 | 9 | 33400 | 2450 | 4 | 3.2 | Non Federally-Regulated | 05/11/1988 |  | 03/15/1989
Florida Heat Pump | Florida Heat Pump | EM007-1CF |  | Water-Source | WBAHP: Heat Pump Packaged Unit | Heat Pump | 208 | 1 |  |  | No Match | No Match |  |  |  | 7500 | 609 | 12.3 | 10 | 10000 | 651 | 4.5 |  | Federally-Regulated Commercial & Industrial Equipment | 02/02/1998 |  | 03/31/1998
Singer | Electro-Hydronics | CC620CK |  | Water-Source | WBAHP: Heat Pump Packaged Unit | Heat Pump | 208 | 3 |  |  | No Match | No Match |  |  |  | 62000 | 7400 | 8.4 | 7.5 | 82000 | 8200 | 2.9 | 2.5 | Non Federally-Regulated | 01/05/1982 |  | 05/16/1984
ClimateMaster Inc. | Carrier Corp. | 50P1H/V012 |  | Ground-Water-Source | WBAHP: Heat Pump Packaged Unit | Heat Pump | 230 | 1 |  |  | No Match | Single-Speed |  |  |  | 13700 | 659 | 20.8 | 16.2 | 12500 | 964 | 3.8 | 3.6 | Non Federally-Regulated | 10/24/2014 |  | 04/22/2015
Florida Heat Pump | Geomaster, LLC | ES030-1CF/HZ/VT |  | Water-Source | WBAHP: Heat Pump Packaged Unit | Heat Pump | 208 | 1 |  |  | No Match | Single-Speed |  |  |  | 30000 | 1875 | 16 | 12 | 33500 | 2045 | 4.8 | 4.2 | Federally-Regulated Commercial & Industrial Equipment | 02/09/2009 |  | 04/20/2015
Waterfurnace International, Inc. | Geotility Geothermal Installations | ZS060**3*0 |  | Water-Source | WBAHP: Heat Pump Packaged Unit | Heat Pump | 208 | 3 |  |  | No Match | Single-Speed |  |  |  | 58400 | 3973 | 14.7 | 12 | 72500 | 4829 | 4.4 | 4.2 | Federally-Regulated Commercial & Industrial Equipment | 01/24/2011 |  | 04/19/2013
Carrier Corp. - Syracuse | Carrier | 50QXV0721 |  | Water-Source | WBAHP: Heat Pump Packaged Unit | Heat Pump | 575 | 3 |  |  | No Match | No Match |  |  |  | 73800 | 6255 | 11.8 | 10.5 | 89800 | 6530 | 4 | 3.8 | Non Federally-Regulated | 07/31/1991 |  | 03/31/1998
Hydro Delta Corp. | Hydro Delta Corp. | 03-036-WTARD-HE |  | Water-Source | WBAHP-CB: Heat Pump Split Syst | Heat Pump | 230 | 1 |  |  | No Match | No Match |  |  |  | 38000 | 2923 | 13 | 9 | 43000 | 3150 | 4 | 3.5 | Non Federally-Regulated | 12/14/1998 |  | 10/05/1999
American Air Filter | Enercon | FHW-27 |  | Water-Source | WBAHP: Heat Pump Packaged Unit | Heat Pump | 208 | 1 |  |  | No Match | No Match |  |  |  | 26400 | 2490 | 10.6 | 9 | 34600 | 2740 | 3.7 | 3.2 | Non Federally-Regulated | 02/22/1990 |  | 07/31/1991
Enertech Global, LLC | Enertech | HHT036A |  | Ground-Source | WBAHP: Heat Pump Packaged Unit | Heat Pump | 230 | 1 |  |  | No Match | Single-Speed |  |  |  | 36800 | 2067 | 17.8 | 13.4 | 28900 | 1970 | 4.3 | 3.1 | Non Federally-Regulated | 08/23/2011 |  | 12/12/2012
Florida Heat Pump | Florida Heat Pump | EM041-3CS | EM041-1AH/AV | Water-Source | WBAH: Heating Only Packaged Un | Heat Pump | 230 | 3 |  |  | No Match | No Match |  |  |  | 42000 | 3500 | 12 | 9 | 49000 | 4101 | 3.5 | 3.5 | Non Federally-Regulated | 07/22/2002 |  | 03/12/2009
ClimateMaster Inc. | Climate Master Series | HS/HL/VS/VL060H |  | Water-Source | WBAHP: Heat Pump Packaged Unit | Heat Pump | 230 | 3 |  |  | No Match | No Match |  |  |  | 62000 | 5535 | 11.2 | 10 | 75000 | 5782 | 3.8 |  | Federally-Regulated Commercial & Industrial Equipment | 04/12/2000 |  | 11/14/2000
Florida Heat Pump | Energy Miser | HEH68-4 |  | Water-Source | WBAHP: Heat Pump Packaged Unit | Heat Pump | 460 | 3 |  |  | No Match | No Match |  |  |  | 68000 | 5665 | 12 | 10.5 | 88000 | 6290 | 4.1 | 3.8 | Non Federally-Regulated | 07/31/1991 |  | 03/31/1998
Waterfurnace International, Inc. | Waterfurnace International, Inc. | SXV042B4 |  | Ground-Water-Source | WBAHP: Heat Pump Packaged Unit | Heat Pump | 460 | 3 |  |  | No Match | No Match |  |  |  | 44000 | 3358 | 13.1 | 11 | 46000 | 3370 | 4 | 3.5 | Non Federally-Regulated | 03/31/1998 |  | 05/10/1998
Mammoth | Hydrobank II | D045HHF/VHF |  | Water-Source | WBAHP: Heat Pump Packaged Unit | Heat Pump | 208 | 1 |  |  | No Match | No Match |  |  |  | 45000 | 3214 | 14 | 10 | 58000 | 3695 | 4.6 |  | Federally-Regulated Commercial & Industrial Equipment | 12/14/1998 |  | 10/05/1999
Waterfurnace International, Inc. | Trane Unitary Products Group | T1GX042***1**0 |  | Ground-Water-Source | WBAHP: Heat Pump Packaged Unit | Heat Pump | 230 | 1 |  |  | No Match | Single-Speed |  |  |  | 44600 | 2225 | 24.5 | 16.2 | 34900 | 1820 | 4.6 | 3.6 | Non Federally-Regulated | 08/23/2011 |  | 10/24/2014
Enertech Global, LLC | Enertech | GST072A | ACD060 | Ground-Source | WBAHP-CB: Heat Pump Split Syst | Heat Pump | 230 | 1 |  |  | No Match | Single-Speed | 3713 | 627 | 1 | 69000 | 4452 | 15.5 | 13.4 | 52600 | 4404 | 3.5 | 3.1 | Non Federally-Regulated | 03/02/2012 |  | 12/12/2012
Florida Heat Pump | Energy Miser | LT 70 CF -4 |  | Ground-Water-Source | WBAHP: Heat Pump Packaged Unit | Heat Pump | 460 | 3 |  |  | No Match | No Match |  |  |  | 65000 | 6130 | 10.6 | 11 | 80000 | 6895 | 3.4 | 3.4 | Non Federally-Regulated | 07/31/1991 |  | 03/31/1998
Addison Products | Addison Products | WSH029-1AL |  | Water-Source | WBAHP: Heat Pump Packaged Unit | Heat Pump | 208 | 1 |  |  | No Match | No Match |  |  |  | 28300 | 2021 | 14 | 10 | 34900 | 2176 | 4.7 |  | Federally-Regulated Commercial & Industrial Equipment | 12/14/1998 |  | 05/19/2000
Waterfurnace International, Inc. | Eagle Mountain | ZS070**0*1 |  | Water-Source | WBAHP: Heat Pump Packaged Unit | Heat Pump | 208 | 1 |  |  | No Match | Single-Speed |  |  |  | 63000 | 4406 | 14.3 | 12 | 79000 | 4926 | 4.7 | 4.2 | Federally-Regulated Commercial & Industrial Equipment | 03/02/2012 |  | 04/19/2013
Climate Control / Snyder General | Electro-Hydronics | LHP10AK |  | Water-Source | WBAHP: Heat Pump Packaged Unit | Heat Pump | 208 | 3 |  |  | No Match | No Match |  |  |  | 107000 | 9000 | 11.9 | 9.2 | 120000 | 9200 | 3.8 | 2.5 | Non Federally-Regulated | 05/16/1984 |  | 08/29/1986
Waterfurnace International, Inc. | Standard Range | WSH/WSV036A*1*** |  | Water-Source | WBAHP: Heat Pump Packaged Unit | Heat Pump | 230 | 1 |  |  | No Match | No Match |  |  |  | 36200 | 3120 | 11.6 | 9 | 43500 | 3354 | 3.8 | 3.2 | Federally-Regulated Commercial & Industrial Equipment | 09/13/1989 |  | 10/10/1989
Mammoth | Hydrobank II | D010VHG |  | Water-Source | WBAHP: Heat Pump Packaged Unit | Heat Pump | 230 | 1 |  |  | No Match | No Match |  |  |  | 10000 | 775 | 12.9 | 10 | 13000 | 906 | 4.2 |  | Federally-Regulated Commercial & Industrial Equipment | 11/14/2000 |  | 01/18/2001
Singer | Electro-Hydronics | CC520B88 |  | Water-Source | WBAHP: Heat Pump Packaged Unit | Heat Pump | 460 | 3 |  |  | No Match | No Match |  |  |  | 47000 | 5500 | 8.5 | 7.5 | 58000 | 5600 | 3 | 2.5 | Non Federally-Regulated | 01/05/1982 |  | 09/08/1982
Florida Heat Pump | Geomaster, LLC | EC060-3CF/HZ/VT |  | Water-Source | WBAHP: Heat Pump Packaged Unit | Heat Pump | 230 | 3 |  |  | No Match | Single-Speed |  |  |  | 62000 | 4697 | 13.2 | 12 | 79000 | 5261 | 4.4 | 4.2 | Federally-Regulated Commercial & Industrial Equipment | 04/23/2009 |  | 04/20/2015
Waterfurnace International, Inc. | Rybacki - Hart Enterprises | USV/USH060**3*4 |  | Ground-Source | WBAHP: Heat Pump Packaged Unit | Heat Pump | 230 | 3 |  |  | No Match | Single-Speed |  |  |  | 60900 | 3402 | 17.9 | 13.4 | 47100 | 3834 | 3.6 | 3.1 | Non Federally-Regulated | 06/14/2011 |  | 03/02/2012
Florida Heat Pump | Florida Heat Pump | EM024-2CS | EM024-2AH/AV | Ground-Water-Source | WBAHP-CB: Heat Pump Split Syst | Heat Pump | 265 | 1 |  |  | No Match | No Match |  |  |  | 25000 | 1773 | 14.1 | 9 | 18000 | 1506 | 3.5 |  | Non Federally-Regulated | 07/22/2002 |  | 03/12/2009
Addison Products | Addison Products | HWPG030-1B** |  | Ground-Water-Source | WBAHP: Heat Pump Packaged Unit | Heat Pump | 230 | 1 |  |  | No Match | No Match |  |  |  | 28400 | 1931 | 14.7 | 9 | 20200 | 1909 | 3.1 |  | Non Federally-Regulated | 05/10/1998 |  | 10/02/1998
Carrier Corp. | Carrier | 50QXV0605 |  | Water-Source | WBAHP: Heat Pump Packaged Unit | Heat Pump | 208 | 3 |  |  | No Match | No Match |  |  |  | 60000 | 4900 | 12.2 | 9 | 70000 | 5106 | 4 | 3.2 | Non Federally-Regulated | 03/15/1989 |  | 02/05/1990
Waterfurnace International, Inc. | Geotility Geothermal Installations | ZS030**3*4 |  | Ground-Water-Source | WBAHP: Heat Pump Packaged Unit | Heat Pump | 230 | 3 |  |  | No Match | Single-Speed |  |  |  | 32900 | 1377 | 23.9 | 16.2 | 28300 | 1885 | 4.4 | 3.6 | Non Federally-Regulated | 06/14/2011 |  | 04/19/2013
McQuay / Snyder General | Electro-Hydronics | UC420FP |  | Water-Source | WBAHP: Heat Pump Packaged Unit | Heat Pump | 460 | 3 |  |  | No Match | No Match |  |  |  | 42000 | 3850 | 10.9 | 7.5 | 52000 | 4100 | 3.7 | 2.5 | Non Federally-Regulated | 08/29/1986 |  | 05/11/1988
Climate Control / Snyder General | Electro-Hydronics | FC420GD |  | Water-Source | WBAHP: Heat Pump Packaged Unit | Heat Pump | 230 | 3 |  |  | No Match | No Match |  |  |  | 42000 | 3850 | 10.9 | 7.5 | 52000 | 4100 | 3.7 | 2.5 | Non Federally-Regulated | 05/16/1984 |  | 08/29/1986
Marvair | Marvair | V/H600-D |  | Water-Source | WBAHP: Heat Pump Packaged Unit | Heat Pump | 460 | 3 |  |  | No Match | No Match |  |  |  | 61000 | 6700 | 9.1 | 7.5 | 78000 | 7140 | 3.2 | 2.5 | Non Federally-Regulated | 06/11/1985 |  | 05/11/1988
Bard Manufacturing Company, Inc. | Bard | GSVS301-A |  | Ground-Water-Source | WBAHP: Heat Pump Packaged Unit | Heat Pump | 230 | 1 |  |  | No Match | No Match |  |  |  | 27400 | 1712 | 16 | 9 | 20400 | 1757 | 3.4 |  | Non Federally-Regulated | 03/18/2002 |  | 03/12/2009
Waterfurnace International, Inc. | Waterfurnace International, Inc. | SXV024C0 |  | Water-Source | WBAHP: Heat Pump Packaged Unit | Heat Pump | 230 | 1 |  |  | No Match | No Match |  |  |  | 25500 | 1688 | 15.1 | 10 | 30700 | 1697 | 5.3 |  | Federally-Regulated Commercial & Industrial Equipment | 02/02/1998 |  | 03/31/1998
California Heat Pump | Climate Master Series | 816-010 |  | Water-Source | WBAHP: Heat Pump Packaged Unit | Heat Pump | 230 | 1 |  |  | No Match | No Match |  |  |  | 9000 | 850 | 10.6 | 9 | 11300 | 870 | 3.8 | 3.2 | Non Federally-Regulated | 05/11/1988 |  | 03/15/1989
Addison Products | Addison Products | VPY042-3A |  | Water-Source | WBAHP-CB: Heat Pump Split Syst | Heat Pump | 230 | 3 |  |  | No Match | No Match |  |  |  | 48700 | 4058 | 12 | 9 | 52300 | 4378 | 3.5 | 3.5 | Non Federally-Regulated | 07/22/2002 |  | 03/12/2009
Waterfurnace International, Inc. | Spectra | SXH048A0 |  | Water-Source | WBAHP-CB: Heat Pump Split Syst | Heat Pump | 208 | 1 |  |  | No Match | No Match |  |  |  | 52000 | 4000 | 13 | 9 | 55500 | 4170 | 3.9 | 3.5 | Non Federally-Regulated | 06/02/1993 |  | 06/03/1993
Florida Heat Pump | Geomaster, LLC | EC012-0CF/HZ/VT |  | Ground-Source | WBAHP: Heat Pump Packaged Unit | Heat Pump | 115 | 1 |  |  | No Match | Single-Speed |  |  |  | 11500 | 793 | 14.5 | 13.4 | 8700 | 822 | 3.1 | 3.1 | Non Federally-Regulated | 04/30/2009 |  | 05/01/2015
Florida Heat Pump | Florida Heat Pump | GT026-2CF/HZ/VT |  | Ground-Water-Source | WBAHP: Heat Pump Packaged Unit | Heat Pump | 265 | 1 |  |  | No Match | No Match |  |  |  | 27000 | 1901 | 14.2 | 9 | 19500 | 1785 | 3.2 |  | Non Federally-Regulated | 04/10/2000 |  | 05/29/2001
Mammoth | Hydrobank II | E020HLG |  | Ground-Water-Source | WBAHP: Heat Pump Packaged Unit | Heat Pump | 265 | 1 |  |  | No Match | No Match |  |  |  | 19500 | 1488 | 13.1 | 9 | 15000 | 1417 | 3.1 |  | Non Federally-Regulated | 07/22/2002 |  | 03/12/2009
Waterfurnace International, Inc. | Waterfurnace International, Inc. | SXH010C0 |  | Ground-Source | WBAHP: Heat Pump Packaged Unit | Heat Pump | 230 | 1 |  |  | No Match | No Match |  |  |  | 9900 | 642 | 15.4 |  | 7400 | 657 | 3.3 |  | Non Federally-Regulated | 03/31/1998 |  | 05/10/1998
Carrier Corp. | Carrier | 50QXV0243 |  | Water-Source | WBAHP: Heat Pump Packaged Unit | Heat Pump | 208 | 1 |  |  | No Match | No Match |  |  |  | 23800 | 2160 | 11 | 9 | 30000 | 2450 | 3.6 | 3.2 | Non Federally-Regulated | 02/22/1990 |  | 07/31/1991
ClimateMaster Inc. | Carrier Corp. | 50YFV/H030 |  | Water-Source | WBAHP: Heat Pump Packaged Unit | Heat Pump | 208 | 1 |  |  | No Match | Single-Speed |  |  |  | 28300 | 2081 | 13.6 | 12 | 35600 | 2319 | 4.5 | 4.2 | Federally-Regulated Commercial & Industrial Equipment | 05/02/2012 |  | 04/22/2015
Snyder General Corp. | McQuay | FCV048A*T |  | Water-Source | WBAHP: Heat Pump Packaged Unit | Heat Pump | 460 | 3 |  |  | No Match | No Match |  |  |  | 47000 | 4235 | 11.1 | 9 | 59000 | 4435 | 3.9 | 3.2 | Non Federally-Regulated | 02/22/1990 |  | 07/31/1991
McQuay / Snyder General | Electro-Hydronics | LHP25AD |  | Water-Source | WBAHP: Heat Pump Packaged Unit | Heat Pump | 230 | 3 |  |  | No Match | No Match |  |  |  | 256000 | 22000 | 11.6 |  | 284000 | 22400 | 3.7 | 2.5 | Non Federally-Regulated | 08/29/1986 |  | 05/11/1988
Waterfurnace International, Inc. | Waterfurnace International, Inc. | SXV048C1 |  | Ground-Water-Source | WBAHP: Heat Pump Packaged Unit | Heat Pump | 230 | 1 |  |  | No Match | No Match |  |  |  | 51500 | 3843 | 13.4 | 9 | 36000 | 3403 | 3.1 |  | Non Federally-Regulated | 01/30/1998 |  | 03/31/1998
Florida Heat Pump | Florida Heat Pump | TA025-1CF/HZ/VT |  | Ground-Water-Source | WBAHP: Heat Pump Packaged Unit | Heat Pump | 208 | 1 |  |  | No Match | Dual-Speed |  |  |  | 31000 | 1235 | 25.1 | 16.2 | 26500 | 1618 | 4.8 | 3.6 | Non Federally-Regulated | 06/14/2011 |  | 04/20/2015
Florida Heat Pump | Geomaster, LLC | EC024-3CS | EC024-1AH/AV | Ground-Water-Source | WBAHP-CB: Heat Pump Split Syst | Heat Pump | 230 | 3 |  |  | No Match | Single-Speed |  |  |  | 27600 | 1366 | 20.2 | 16.2 | 23300 | 1366 | 3.7 | 3.6 | Non Federally-Regulated | 04/30/2009 |  | 04/20/2015
McQuay / Snyder General | Electro-Hydronics | UC140F3 |  | Water-Source | WBAHP: Heat Pump Packaged Unit | Heat Pump | 230 | 1 |  |  | No Match | No Match |  |  |  | 13500 | 1300 | 10.4 | 7.5 | 17500 | 1350 | 3.8 | 2.5 | Non Federally-Regulated | 08/29/1986 |  | 05/11/1988
Hydro Delta Corp. | Hydro Delta Corp. | 03-036-WTARWD-HE |  | Water-Source | WBAHP-CB: Heat Pump Split Syst | Heat Pump | 230 | 1 |  |  | No Match | No Match |  |  |  | 38000 | 2923 | 13 | 9 | 43000 | 3149 | 4 | 3.5 | Non Federally-Regulated | 11/17/1999 |  | 04/12/2000
Waterfurnace International, Inc. | Waterfurnace International, Inc. | SXH010C1 |  | Ground-Source | WBAHP: Heat Pump Packaged Unit | Heat Pump | 208 | 1 |  |  | No Match | No Match |  |  |  | 9900 | 642 | 15.4 |  | 7400 | 657 | 3.3 |  | Non Federally-Regulated | 03/31/1998 |  | 05/10/1998
ClimateMaster Inc. | Climate Master Series | PDW60 | GAH60 | Ground-Water-Source | WBAHP-CB: Heat Pump Split Syst | Heat Pump | 230 | 1 |  |  | No Match | No Match |  |  |  | 56000 | 4000 | 14 | 9 | 46000 | 4084 | 3.3 |  | Non Federally-Regulated | 04/10/2000 |  | 11/19/2001
McQuay / Snyder General | Electro-Hydronics | HC120A3 |  | Water-Source | WBAHP: Heat Pump Packaged Unit | Heat Pump | 230 | 1 |  |  | No Match | No Match |  |  |  | 11200 | 982 | 11.4 | 9 | 13500 | 1164 | 3.4 | 3.2 | Non Federally-Regulated | 05/11/1988 |  | 03/15/1989
Addison Products | Addison Products | HGY042-3A |  | Ground-Water-Source | WBAHP: Heat Pump Packaged Unit | Heat Pump | 230 | 3 |  |  | No Match | No Match |  |  |  | 47000 | 3560 | 13.2 | 9 | 30900 | 3017 | 3 |  | Non Federally-Regulated | 07/22/2002 |  | 03/12/2009
Trane U.S. Inc. | Trane | GXUA019 |  | Water-Source | WBAHP: Heat Pump Packaged Unit | Heat Pump | 208 | 1 |  |  | No Match | No Match |  |  |  | 19760 | 1606 | 12.3 | 10 | 25058 | 1664 | 4.4 |  | Federally-Regulated Commercial & Industrial Equipment | 04/12/2000 |  | 11/14/2000
Singer | Electro-Hydronics | FC240CD |  | Water-Source | WBAHP: Heat Pump Packaged Unit | Heat Pump | 230 | 3 |  |  | No Match | No Match |  |  |  | 24000 | 2850 | 8.4 | 7.5 | 28500 | 2900 | 2.9 | 2.5 | Non Federally-Regulated | 01/05/1982 |  | 09/08/1982
Florida Heat Pump | Energy Miser | HEV 160-3 |  | Water-Source | WBAHP: Heat Pump Packaged Unit | Heat Pump | 208 | 3 |  |  | No Match | No Match |  |  |  | 158000 | 15640 | 10.1 |  | 224000 | 8415 | 3.9 | 3.8 | Non Federally-Regulated | 07/31/1991 |  | 03/31/1998
Florida Heat Pump | Florida Heat Pump | EM072-1CS | EM072-1AH/AV | Ground-Water-Source | WBAHP-CB: Heat Pump Split Syst | Heat Pump | 230 | 1 |  |  | No Match | No Match |  |  |  | 70500 | 5145 | 13.7 | 9 | 49000 | 4486 | 3.2 |  | Non Federally-Regulated | 04/10/2000 |  | 07/18/2002
McQuay / Snyder General | Electro-Hydronics | FW350G3 |  | Water-Source | WBAHP: Heat Pump Packaged Unit | Heat Pump | 230 | 1 |  |  | No Match | No Match |  |  |  | 35600 | 3360 | 10.6 | 9 | 43000 | 3500 | 3.6 | 3.2 | Non Federally-Regulated | 05/11/1988 |  | 03/15/1989
Florida Heat Pump | Florida Heat Pump | GT054-5VT/HZ/CF |  | Water-Source | WBAHP-CB: Heat Pump Split Syst | Heat Pump | 575 | 3 |  |  | No Match | No Match |  |  |  | 53000 | 4240 | 12.5 | 9 | 62000 | 4659 | 3.9 | 3.5 | Non Federally-Regulated | 12/14/1998 |  | 10/05/1999
Mammoth | Hydrobank II | D035HHG |  | Water-Source | WBAHP: Heat Pump Packaged Unit | Heat Pump | 208 | 1 |  |  | No Match | No Match |  |  |  | 34500 | 2536 | 13.6 | 10 | 44000 | 2864 | 4.5 |  | Federally-Regulated Commercial & Industrial Equipment | 11/14/2000 |  | 01/18/2001
Waterfurnace International, Inc. | Waterfurnace International, Inc. | SXV095A3 |  | Water-Source | WBAHP: Heat Pump Packaged Unit | Heat Pump | 230 | 3 |  |  | No Match | No Match |  |  |  | 95000 | 6934 | 13.7 | 9 | 115000 | 7838 | 4.3 | 3.8 | Federally-Regulated Commercial & Industrial Equipment | 12/14/1998 |  | 10/05/1999
Mammoth | Mammoth | F043VHEXXX |  | Water-Source | WBAHP: Heat Pump Packaged Unit | Heat Pump | 230 | 3 |  |  | No Match | No Match |  |  |  | 42000 | 3820 | 11 | 9 | 52000 | 4240 | 3.6 | 3.2 | Non Federally-Regulated | 05/11/1988 |  | 03/15/1989
McQuay International | McQuay | W-LDD/LDS/LMH/LMS1070L |  | Water-Source | WBAHP: Heat Pump Packaged Unit | Heat Pump | 575 | 3 |  |  | No Match | No Match |  |  |  | 70000 | 6194 | 11.3 | 9 | 83000 | 6235 | 3.9 | 3.8 | Federally-Regulated Commercial & Industrial Equipment | 01/18/2001 |  | 03/12/2009
Mammoth | Hydrobank II | F024HHF-CR1,VHF-CR1 |  | Water-Source | WBAHP: Heat Pump Packaged Unit | Heat Pump | 208 | 3 |  |  | No Match | No Match |  |  |  | 24200 | 1936 | 12.5 | 9.3 | 30400 | 2284 | 3.9 | 3.8 | Non Federally-Regulated | 07/31/1991 |  | 03/31/1998
The Whalen Company | Whalen | VI-A-801-2 |  | Water-Source | WBAHP-O: Heat Pump Packaged Un | Heat Pump | 265 | 1 |  |  | No Match | No Match |  |  |  | 25200 | 2172 | 11.6 | 9.3 | 32000 | 2344 | 4 | 3.8 | Federally-Regulated Commercial & Industrial Equipment | 03/31/1998 |  | 05/10/1998
American Air Filter | Enercon | FHW-23 |  | Water-Source | WBAHP: Heat Pump Packaged Unit | Heat Pump | 230 | 1 |  |  | No Match | No Match |  |  |  | 22400 | 2036 | 11 | 9 | 28200 | 2117 | 3.9 | 3.2 | Non Federally-Regulated | 02/22/1990 |  | 07/31/1991
Carrier Corp. - Syracuse | Carrier | 50YAV/YAH 060 |  | Ground-Source | WBAHP: Heat Pump Packaged Unit | Heat Pump | 208 | 1 |  |  | No Match | No Match |  |  |  | 60000 | 4615 | 13 |  | 41000 | 3754 | 3.2 |  | Non Federally-Regulated | 03/31/1998 |  | 05/10/1998
ClimateMaster Inc. | Climate Master | TTV/H/D038B |  | Water-Source | WBAHP: Heat Pump Packaged Unit | Heat Pump | 230 | 1 |  |  | No Match | Single-Speed |  |  |  | 36200 | 2321 | 15.6 | 12 | 44800 | 2477 | 5.3 | 4.2 | Federally-Regulated Commercial & Industrial Equipment | 12/12/2012 |  | 06/09/2015
ClimateMaster Inc. | Carrier Corp. | 50PCH/V012 |  | Ground-Source | WBAHP: Heat Pump Packaged Unit | Heat Pump | 208 | 1 |  |  | No Match | Single-Speed |  |  |  | 12000 | 805 | 14.9 | 13.4 | 9900 | 907 | 3.2 | 3.1 | Non Federally-Regulated | 10/24/2014 |  | 04/22/2015
American Air Filter | Enercon | EVW-101 |  | Water-Source | WBAHP: Heat Pump Packaged Unit | Heat Pump | 200 | 3 |  |  | No Match | No Match |  |  |  | 101000 | 9439 | 10.7 | 9.2 | 124000 | 10383 | 3.5 |  | Non Federally-Regulated | 05/11/1988 |  | 03/15/1989
ClimateMaster Inc. | Carrier Corp. | 50PRH/V036 6 |  | Water-Source | WBAHP: Heat Pump Packaged Unit | Heat Pump | 460 | 3 |  |  | No Match | Single-Speed |  |  |  | 34500 | 2556 | 13.5 | 12 | 45200 | 3011 | 4.4 | 4.2 | Federally-Regulated Commercial & Industrial Equipment | 01/24/2011 |  | 08/23/2011
Waterfurnace International, Inc. | Waterfurnace International, Inc. | SXH048*1 |  | Water-Source | WBAHP: Heat Pump Packaged Unit | Heat Pump | 230 | 1 |  |  | No Match | No Match |  |  |  | 49000 | 3629 | 13.5 | 10 | 60500 | 3771 | 4.7 |  | Federally-Regulated Commercial & Industrial Equipment | 10/05/1999 |  | 05/19/2000
Mammoth | Hydrobank II | G120VLK |  | Ground-Water-Source | WBAHP: Heat Pump Packaged Unit | Heat Pump | 460 | 3 |  |  | No Match | No Match |  |  |  | 119000 | 8561 | 13.9 | 9 | 94600 | 8941 | 3.1 |  | Non Federally-Regulated | 03/22/2001 |  | 07/18/2002
ClimateMaster Inc. | Carrier | 50HQA/HQD/VQA/VQD024 3 |  | Water-Source | WBAHP: Heat Pump Packaged Unit | Heat Pump | 265 | 1 |  |  | No Match | No Match |  |  |  | 24500 | 1828 | 13.4 | 10 | 28900 | 1841 | 4.6 |  | Federally-Regulated Commercial & Industrial Equipment | 12/14/1998 |  | 10/05/1999
Waterfurnace International, Inc. | Waterfurnace International, Inc. | VLH036A1 |  | Water-Source | WBAHP: Heat Pump Packaged Unit | Heat Pump | 230 | 1 |  |  | No Match | No Match |  |  |  | 34400 | 2796 | 12.3 | 10 | 43000 | 3231 | 3.9 |  | Federally-Regulated Commercial & Industrial Equipment | 12/14/1998 |  | 10/05/1999
Trane U.S. Inc. | Trane | GEVA006 |  | Water-Source | WBAHP: Heat Pump Packaged Unit | Heat Pump | 208 | 1 |  |  | No Match | No Match |  |  |  | 6975 | 435 | 16 | 10 | 7956 | 457 | 5.1 |  | Federally-Regulated Commercial & Industrial Equipment | 04/12/2000 |  | 05/19/2000
Florida Heat Pump | Florida Heat Pump | GT036-3CF/HZ/VT |  | Ground-Water-Source | WBAHP: Heat Pump Packaged Unit | Heat Pump | 230 | 3 |  |  | No Match | No Match |  |  |  | 35600 | 2489 | 14.3 | 9 | 25000 | 2362 | 3.1 |  | Non Federally-Regulated | 04/10/2000 |  | 05/29/2001
Waterfurnace International, Inc. | Waterfurnace International, Inc. | SXV058B3 |  | Water-Source | WBAHP: Heat Pump Packaged Unit | Heat Pump | 208 | 3 |  |  | No Match | No Match |  |  |  | 55000 | 4044 | 13.6 | 10 | 69000 | 4493 | 4.5 |  | Federally-Regulated Commercial & Industrial Equipment | 02/02/1998 |  | 03/31/1998
Waterfurnace International, Inc. | Waterfurnace International, Inc. | NSV/NSH042G1*0 |  | Ground-Water-Source | WBAHP: Heat Pump Packaged Unit | Heat Pump | 230 | 1 |  |  | No Match | Single-Speed |  |  |  | 44600 | 1820 | 24.5 | 16.2 | 34900 | 2379 | 4.3 | 3.6 | Non Federally-Regulated | 09/03/2012 |  | 04/19/2013
Waterfurnace International, Inc. | Waterfurnace International, Inc. | ATH010C0 |  | Water-Source | WBAHP-CB: Heat Pump Split Syst | Heat Pump | 230 | 1 |  |  | No Match | No Match |  |  |  | 10100 | 687 | 14.7 | 9 | 11500 | 783 | 4.3 | 3.5 | Non Federally-Regulated | 02/02/1998 |  | 10/02/1998
Mammoth | Geox | GGH40 |  | Water-Source | WBAHP-CB: Heat Pump Split Syst | Heat Pump | 460 | 3 |  |  | No Match | No Match |  |  |  | 45500 | 4167 | 10.9 | 9 | 57000 | 4912 | 3.4 |  | Non Federally-Regulated | 12/28/1990 |  | 07/27/1992
Florida Heat Pump | Florida Heat Pump | CW009-0 |  | Water-Source | WBAHP-O: Heat Pump Packaged Un | Heat Pump | 115 | 1 |  |  | No Match | No Match |  |  |  | 8400 | 531 | 15.8 | 10 | 8600 | 494 | 5.1 |  | Federally-Regulated Commercial & Industrial Equipment | 02/02/1998 |  | 03/31/1998
Carrier Corp. | Carrier | 50QEH0364 |  | Water-Source | WBAHP: Heat Pump Packaged Unit | Heat Pump | 265 | 1 |  |  | No Match | No Match |  |  |  | 35800 | 2864 | 12.5 | 9 | 41500 | 3040 | 4 | 3.2 | Non Federally-Regulated | 02/22/1990 |  | 07/31/1991
Enertech Global, LLC | Enertech | GCT048C2 |  | Ground-Source | WBAHP: Heat Pump Packaged Unit | Heat Pump | 208 | 3 |  |  | No Match | Single-Speed |  |  |  | 50900 | 2797 | 18.2 | 13.4 | 39700 | 2838 | 4.1 | 3.1 | Non Federally-Regulated | 05/02/2012 |  | 12/12/2012
Florida Heat Pump | Florida Heat Pump | EM031-1CS | EM031-1AH/AV | Ground-Water-Source | WBAHP-CB: Heat Pump Split Syst | Heat Pump | 208 | 1 |  |  | No Match | No Match |  |  |  | 33000 | 2340 | 14.1 | 9 | 25200 | 2307 | 3.2 |  | Non Federally-Regulated | 05/29/2001 |  | 07/18/2002
Econar | Econar | GH1200 |  | Ground-Source | WBAHP: Heat Pump Packaged Unit | Heat Pump | 460 | 3 |  |  | No Match | No Match |  |  |  | 109000 | 9083 | 12 |  | 107000 | 10453 | 3 |  | Non Federally-Regulated | 03/31/1998 |  | 05/10/1998
Geoflex Systems, Inc. | Geoflex Systems, Inc. | GF1S-V/H/D/M-024WACBP |  | Water-Source | WBAHP: Heat Pump Packaged Unit | Both Heat Pump and Electric Re | 230 | 3 |  |  | No Match | Single-Speed |  |  |  | 20300 | 1216 | 16.7 | 12 | 24300 | 1295 | 5.5 | 4.2 | Federally-Regulated Commercial & Industrial Equipment | 03/02/2012 |  | 01/09/2014
Mammoth | Hydrobank II | D031HHH |  | Water-Source | WBAHP: Heat Pump Packaged Unit | Heat Pump | 230 | 1 |  |  | No Match | No Match |  |  |  | 29600 | 2487 | 11.9 | 10 | 37000 | 2581 | 4.2 |  | Federally-Regulated Commercial & Industrial Equipment | 06/27/2003 |  | 03/12/2009
American Air Filter | Enercon | HW51B |  | Water-Source | WBAHP: Heat Pump Packaged Unit | Heat Pump | 240 | 3 |  |  | No Match | No Match |  |  |  | 51000 | 6100 | 8.4 | 7.5 | 67000 | 6100 | 3.2 | 2.5 | Non Federally-Regulated | 01/05/1982 |  | 05/16/1984
Enertech Global, LLC | Enertech | H062C | MPD060 | Ground-Water-Source | WBAHP-CB: Heat Pump Split Syst | Heat Pump | 208 | 1 |  |  | No Match | Single-Speed | 2506 | 682 | 1 | 65100 | 3426 | 19 | 16.2 | 57000 | 4176 | 4 | 3.6 | Non Federally-Regulated | 08/23/2011 |  | 04/19/2013
Waterfurnace International, Inc. | Waterfurnace International, Inc. | SXV068B4 |  | Water-Source | WBAHP: Heat Pump Packaged Unit | Heat Pump | 460 | 3 |  |  | No Match | No Match |  |  |  | 65000 | 5200 | 12.5 | 10.5 | 84000 | 5470 | 4.5 | 3.8 | Federally-Regulated Commercial & Industrial Equipment | 03/31/1998 |  | 05/10/1998
Mammoth | Geox | GGV50 |  | Water-Source | WBAHP-CB: Heat Pump Split Syst | Heat Pump | 460 | 3 |  |  | No Match | No Match |  |  |  | 56000 | 5090 | 11 | 9 | 68000 | 5692 | 3.5 |  | Non Federally-Regulated | 12/28/1990 |  | 07/27/1992
Waterfurnace International, Inc. | Geotility Geothermal Installations | YS060**1*0 |  | Water-Source | WBAHP: Heat Pump Packaged Unit | Heat Pump | 230 | 1 |  |  | No Match | Single-Speed |  |  |  | 58400 | 3973 | 14.7 | 12 | 72500 | 4829 | 4.4 | 4.2 | Federally-Regulated Commercial & Industrial Equipment | 01/24/2011 |  | 04/19/2013
Waterfurnace International, Inc. | Waterfurnace International, Inc. | ATH040D1 |  | Ground-Water-Source | WBAHP: Heat Pump Packaged Unit | Heat Pump | 230 | 1 |  |  | No Match | No Match |  |  |  | 42500 | 2656 | 16 | 11 | 44000 | 2930 | 4.4 | 3.5 | Non Federally-Regulated | 03/31/1998 |  | 05/10/1998
Florida Heat Pump | Florida Heat Pump | CG009-1 |  | Ground-Water-Source | WBAHP: Heat Pump Packaged Unit | Heat Pump | 208 | 1 |  |  | No Match | No Match |  |  |  | 8500 | 518 | 16.4 | 9 | 5200 | 476 | 3.2 |  | Non Federally-Regulated | 10/06/1999 |  | 04/10/2000
Climate Control / Snyder General | Electro-Hydronics | CC200G7 |  | Water-Source | WBAHP: Heat Pump Packaged Unit | Heat Pump | 265 | 1 |  |  | No Match | No Match |  |  |  | 20000 | 1880 | 10.7 | 7.5 | 25600 | 1920 | 3.9 | 2.5 | Non Federally-Regulated | 05/16/1984 |  | 08/29/1986
Waterfurnace International, Inc. | Waterfurnace International, Inc. | ATH045D3(P) |  | Ground-Water-Source | WBAHP: Heat Pump Packaged Unit | Heat Pump | 208 | 3 |  |  | No Match | No Match |  |  |  | 27800 | 1323 | 21 | 9 | 19600 | 1472 | 3.9 |  | Non Federally-Regulated | 12/14/1998 |  | 10/06/1999
Waterfurnace International, Inc. | Waterfurnace International, Inc. | VLH030A1 |  | Water-Source | WBAHP: Heat Pump Packaged Unit | Heat Pump | 208 | 1 |  |  | No Match | No Match |  |  |  | 29700 | 2414 | 12.3 | 10 | 35900 | 2630 | 4 |  | Federally-Regulated Commercial & Industrial Equipment | 07/29/1998 |  | 10/02/1998
Florida Heat Pump | Bosch | ES035-1CF/HZ/VT |  | Water-Source | WBAHP: Heat Pump Packaged Unit | Heat Pump | 230 | 1 |  |  |  | Single-Speed |  |  |  | 36000 | 2466 | 14.6 | 12 | 43000 | 2625 | 4.8 | 4.2 | Federally-Regulated Commercial & Industrial Equipment | 04/22/2015 |  | 04/29/2015
Florida Heat Pump | Florida Heat Pump | GT030-1CS | GT030-1AH/AV | Water-Source | Water/Brine to Air Heat Pump S | Heat Pump | 230 | 1 |  |  | No Match | No Match |  |  |  | 29400 | 2027 | 14.5 | 10 | 34500 | 2246 | 4.5 |  | Federally-Regulated Commercial & Industrial Equipment | 04/12/2000 |  | 05/29/2001
Waterfurnace International, Inc. | Waterfurnace International, Inc. | SXH013B1 |  | Ground-Water-Source | WBAHP: Heat Pump Packaged Unit | Heat Pump | 208 | 1 |  |  | No Match | No Match |  |  |  | 13300 | 847 | 15.7 | 9 | 9700 | 861 | 3.3 |  | Non Federally-Regulated | 08/21/1998 |  | 10/02/1998
Enertech Global, LLC | Enertech | TST054 | ACD048 | Ground-Water-Source | WBAHP-C: Heat Pump Split Syste | Heat Pump | 208 | 1 |  |  | No Match | Single-Speed |  |  |  | 57000 | 2969 | 19.2 | 16.2 | 49700 | 3824 | 3.8 | 3.6 | Non Federally-Regulated | 11/25/2009 |  | 08/23/2011
Addison Products | Addison Products | HPY072-5A |  | Water-Source | WBAHP-CB: Heat Pump Split Syst | Heat Pump | 575 | 3 |  |  | No Match | No Match |  |  |  | 73900 | 6718 | 11 | 9 | 88800 | 7433 | 3.5 | 3.5 | Non Federally-Regulated | 07/22/2002 |  | 03/12/2009
Waterfurnace International, Inc. | Waterfurnace International, Inc. | SXV024B2 |  | Water-Source | WBAHP: Heat Pump Packaged Unit | Heat Pump | 265 | 1 |  |  | No Match | No Match |  |  |  | 25500 | 1688 | 15.1 | 10 | 30700 | 1697 | 5.3 |  | Federally-Regulated Commercial & Industrial Equipment | 08/21/1998 |  | 10/02/1998
Trane U.S. Inc. | Trane | EXVE0242 |  | Ground-Water-Source | WBAHP: Heat Pump Packaged Unit | Heat Pump | 230 | 1 |  |  | No Match | Single-Speed |  |  |  | 26500 | 1113 | 23.8 | 16.2 | 23200 | 1478 | 4.6 | 3.6 | Non Federally-Regulated | 06/14/2011 |  | 08/15/2014
ClimateMaster Inc. | Carrier | 50HQA/HQD/VQA/VQD048 3 |  | Water-Source | WBAHP: Heat Pump Packaged Unit | Heat Pump | 230 | 1 |  |  | No Match | No Match |  |  |  | 47500 | 4318 | 11 | 9.3 | 57000 | 4396 | 3.8 | 3.8 | Federally-Regulated Commercial & Industrial Equipment | 03/31/1998 |  | 05/10/1998
Command-Aire | Command-Aire | SWPH-411 |  | Water-Source | WBAHP: Heat Pump Packaged Unit | Heat Pump | 230 | 1 |  |  | No Match | No Match |  |  |  | 42000 | 4250 | 9.9 | 9 | 56000 | 4400 | 3.7 | 3.2 | Non Federally-Regulated | 05/11/1988 |  | 03/15/1989
Florida Heat Pump | Florida Heat Pump | GT054-1CS | GT054-1AV/AH | Water-Source | WBAH: Heating Only Packaged Un | Heat Pump | 230 | 1 |  |  | No Match | No Match |  |  |  | 52000 | 4193 | 12.4 | 9 | 60000 | 4626 | 3.8 | 3.5 | Non Federally-Regulated | 10/05/1999 |  | 04/12/2000
California Heat Pump | California Heat Pump | 52H**-32-** |  | Water-Source | WBAHP: Heat Pump Packaged Unit | Heat Pump | 230 | 3 |  |  | No Match | No Match |  |  |  | 52000 | 5000 | 10.4 | 7.5 | 59000 | 4900 | 3.5 | 2.5 | Non Federally-Regulated | 06/11/1985 |  | 05/11/1988
Florida Heat Pump | Florida Heat Pump | ES048-3CS | ES048-1AV/AH | Water-Source | WBAHP-CB: Heat Pump Split Syst | Heat Pump | 230 | 3 |  |  | No Match | Single-Speed |  |  |  | 48500 | 3393 | 13.8 | 12 | 56500 | 3379 | 4.9 | 4.2 | Federally-Regulated Commercial & Industrial Equipment | 07/06/2011 |  | 04/20/2015
Inter-City Products Corp. | McQuay | WMH015B*G |  | Water-Source | WBAHP-O: Heat Pump Packaged Un | Heat Pump | 208 | 1 |  |  | No Match | No Match |  |  |  | 15000 | 1250 | 12 | 9.3 | 17000 | 1282 | 3.9 | 3.8 | Non Federally-Regulated | 07/31/1991 |  | 03/31/1998
McQuay International | McQuay | WM*/WC*/CW*009C*G |  | Water-Source | WBAHP-O: Heat Pump Packaged Un | Heat Pump | 208 | 1 |  |  | No Match | No Match |  |  |  | 8700 | 690 | 12.6 | 10 | 11000 | 848 | 3.8 |  | Federally-Regulated Commercial & Industrial Equipment | 10/05/1999 |  | 09/21/2000
Florida Heat Pump | Florida Heat Pump | GT026-3CS | GT026-1AH/AV | Ground-Water-Source | WBAHP-CB: Heat Pump Split Syst | Heat Pump | 208 | 1 |  |  | No Match | No Match |  |  |  | 26500 | 1906 | 13.9 | 9 | 19000 | 1795 | 3.1 |  | Non Federally-Regulated | 04/10/2000 |  | 05/29/2001
Snyder General Corp. | McQuay | LHP15AD |  | Water-Source | WBAHP: Heat Pump Packaged Unit | Heat Pump | 230 | 3 |  |  | No Match | No Match |  |  |  | 178000 | 16950 | 10.5 |  | 227000 | 17600 | 3.8 | 2.5 | Non Federally-Regulated | 02/22/1990 |  | 07/31/1991
Florida Heat Pump | Florida Heat Pump | EM015-1CS | EM015-1AH/AV | Ground-Water-Source | WBAHP-CB: Heat Pump Split Syst | Heat Pump | 230 | 1 |  |  | No Match | No Match |  |  |  | 15200 | 1288 | 11.8 | 9 | 12000 | 1212 | 2.9 |  | Non Federally-Regulated | 05/29/2001 |  | 07/18/2002
Climate Control / Snyder General | Electro-Hydronics | CW630G3 |  | Water-Source | WBAHP: Heat Pump Packaged Unit | Heat Pump | 230 | 1 |  |  | No Match | No Match |  |  |  | 63000 | 6430 | 9.8 | 7.5 | 79000 | 6430 | 3.6 | 2.5 | Non Federally-Regulated | 06/11/1985 |  | 08/29/1986
Florida Heat Pump | Florida Heat Pump | EM048-5CF |  | Water-Source | WBAHP: Heat Pump Packaged Unit | Heat Pump | 575 | 3 |  |  | No Match | No Match |  |  |  | 49000 | 3920 | 12.5 | 10 | 58000 | 3863 | 4.4 |  | Federally-Regulated Commercial & Industrial Equipment | 12/14/1998 |  | 10/05/1999
Waterfurnace International, Inc. | Geotility Geothermal Installations | ZS042**4*1 |  | Ground-Source | WBAHP: Heat Pump Packaged Unit | Heat Pump | 460 | 3 |  |  | No Match | Single-Speed |  |  |  | 42300 | 2286 | 18.5 | 13.4 | 29900 | 2368 | 3.7 | 3.1 | Non Federally-Regulated | 01/24/2011 |  | 04/19/2013
McQuay International | McQuay | W-FDS/FDL/FDD-1-030-E |  | Water-Source | WBAHP: Heat Pump Packaged Unit | Heat Pump | 230 | 1 |  |  | No Match | No Match |  |  |  | 29600 | 2487 | 11.9 | 10 | 39000 | 2929 | 3.9 |  | Federally-Regulated Commercial & Industrial Equipment | 10/05/1999 |  | 09/21/2000
Econar | Econar | GV491 |  | Ground-Water-Source | WBAHP: Heat Pump Packaged Unit | Heat Pump | 208 | 1 |  |  | No Match | No Match |  |  |  | 43500 | 3717 | 11.7 | 11 | 66000 | 5227 | 3.7 | 3.5 | Non Federally-Regulated | 03/31/1998 |  | 05/10/1998
Friedrich Air Conditioning Co. | Climate Master Series | 804-037-E******** |  | Water-Source | WBAHP: Heat Pump Packaged Unit | Heat Pump | 265 | 1 |  |  | No Match | No Match |  |  |  | 35600 | 3360 | 10.6 | 7.5 | 42500 | 3550 | 3.5 | 2.5 | Non Federally-Regulated | 08/30/1983 |  | 08/29/1986
Waterfurnace International, Inc. | Waterfurnace International, Inc. | SXH042B0 |  | Ground-Water-Source | WBAHP: Heat Pump Packaged Unit | Heat Pump | 208 | 1 |  |  | No Match | No Match |  |  |  | 44500 | 3201 | 13.9 | 9 | 31800 | 2824 | 3.3 |  | Non Federally-Regulated | 01/30/1998 |  | 03/31/1998
Trane U.S. Inc. | Command-Aire | SPHD0351 |  | Water-Source | WBAHP: Heat Pump Packaged Unit | Heat Pump | 208 | 1 |  |  | No Match | No Match |  |  |  | 36000 | 3272 | 11 | 10 | 45800 | 3531 | 3.8 |  | Federally-Regulated Commercial & Industrial Equipment | 10/05/1999 |  | 04/12/2000
Florida Heat Pump | Florida Heat Pump | EM042-1CS | EM042-1AH/AV | Ground-Water-Source | WBAHP-CB: Heat Pump Split Syst | Heat Pump | 230 | 1 |  |  | No Match | No Match |  |  |  | 43000 | 3257 | 13.2 | 9 | 30000 | 2929 | 3 |  | Non Federally-Regulated | 07/22/2002 |  | 03/12/2009
Florida Heat Pump | Geomaster, LLC | EP036-1HZ/VT |  | Ground-Water-Source | WBAHP: Heat Pump Packaged Unit | Heat Pump | 230 | 1 |  |  | No Match | Single-Speed | 1930 | 182 |  | 40200 | 1552 | 25.9 | 16.2 | 34400 | 2058 | 4.9 | 3.6 | Non Federally-Regulated | 08/23/2011 |  | 04/21/2014
Friedrich Air Conditioning Co. | Climate Master Series | V160-32********** |  | Water-Source | WBAHP: Heat Pump Packaged Unit | Heat Pump | 230 | 3 |  |  | No Match | No Match |  |  |  | 154000 | 15400 | 10 | 7.5 | 160000 | 14200 | 3.3 | 2.2 | Non Federally-Regulated | 08/30/1983 |  | 06/11/1985
McQuay International | McQuay | FCV/FCW/VWH/VWW009B-G |  | Water-Source | WBAHP: Heat Pump Packaged Unit | Heat Pump | 230 | 1 |  |  | No Match | No Match |  |  |  | 8800 | 822 | 10.7 | 10 | 12000 | 901 | 3.9 |  | Federally-Regulated Commercial & Industrial Equipment | 12/14/1998 |  | 11/17/1999
Mammoth | Hydrobank II | D062HHG/VHG |  | Water-Source | WBAHP: Heat Pump Packaged Unit | Heat Pump | 208 | 1 |  |  | No Match | No Match |  |  |  | 61000 | 5398 | 11.3 | 9.3 | 84500 | 6516 | 3.8 | 3.8 | Federally-Regulated Commercial & Industrial Equipment | 03/31/1998 |  | 05/10/1998
Hydro Delta Corp. | Hydro Delta Corp. | 03-060-WTAR-MT |  | Ground-Water-Source | WBAHP: Heat Pump Packaged Unit | Heat Pump | 208 | 1 |  |  | No Match | No Match |  |  |  | 63000 | 5040 | 12.5 | 9 | 48500 | 4440 | 3.2 |  | Non Federally-Regulated | 10/06/1999 |  | 01/21/2000
Waterfurnace International, Inc. | Waterfurnace International, Inc. | SXH036C0 |  | Ground-Water-Source | WBAHP: Heat Pump Packaged Unit | Heat Pump | 230 | 1 |  |  | No Match | No Match |  |  |  | 36400 | 2676 | 13.6 | 9 | 26000 | 2381 | 3.2 |  | Non Federally-Regulated | 01/30/1998 |  | 03/31/1998
Waterfurnace International, Inc. | Eagle Mountain | YS060**1*4 |  | Ground-Source | WBAHP: Heat Pump Packaged Unit | Heat Pump | 230 | 1 |  |  | No Match | Single-Speed |  |  |  | 60900 | 3402 | 17.9 | 13.4 | 47100 | 3834 | 3.6 | 3.1 | Non Federally-Regulated | 03/02/2012 |  | 04/19/2013
Snyder General Corp. | American Air Filter | EHW-90 |  | Water-Source | WBAHP: Heat Pump Packaged Unit | Heat Pump | 460 | 3 |  |  | No Match | No Match |  |  |  | 91000 | 8505 | 10.7 | 10.5 | 115000 | 9113 | 3.7 | 3.8 | Non Federally-Regulated | 07/31/1991 |  | 03/31/1998
Waterfurnace International, Inc. | Waterfurnace International, Inc. | ATV040D0 |  | Ground-Source | WBAHP: Heat Pump Packaged Unit | Heat Pump | 208 | 1 |  |  | No Match | No Match |  |  |  | 41500 | 2441 | 17 |  | 29200 | 2516 | 3.4 |  | Non Federally-Regulated | 03/31/1998 |  | 05/10/1998
Mammoth | Sol-A-Terra II | E020VSB |  | Ground-Water-Source | WBAHP: Heat Pump Packaged Unit | Heat Pump | 265 | 1 |  |  | No Match | No Match |  |  |  | 19200 | 1828 | 10.5 | 11 | 23200 | 1890 | 3.6 | 3.4 | Non Federally-Regulated | 07/31/1991 |  | 03/31/1998
Climate Control / Snyder General | Electro-Hydronics | LWP10BP |  | Water-Source | WBAHP: Heat Pump Packaged Unit | Heat Pump | 460 | 3 |  |  | No Match | No Match |  |  |  | 107000 | 9000 | 11.9 | 9.2 | 120000 | 9200 | 3.8 | 2.5 | Non Federally-Regulated | 06/11/1985 |  | 08/29/1986
Waterfurnace International, Inc. | Eagle Mountain | YS036**1*0 |  | Water-Source | WBAHP: Heat Pump Packaged Unit | Heat Pump | 230 | 1 |  |  | No Match | Single-Speed |  |  |  | 33300 | 2313 | 14.4 | 12 | 40600 | 2644 | 4.5 | 4.2 | Federally-Regulated Commercial & Industrial Equipment | 01/24/2011 |  | 04/19/2013
Waterfurnace International, Inc. | Waterfurnace International, Inc. | E060**1(P) |  | Ground-Water-Source | WBAHP: Heat Pump Packaged Unit | Heat Pump | 208 | 1 |  |  | No Match | No Match |  |  |  | 31700 | 1495 | 21.2 | 9 | 22900 | 2236 | 3 |  | Non Federally-Regulated | 07/16/2001 |  | 07/18/2002
American Air Filter | Enercon | VW19 |  | Water-Source | WBAHP: Heat Pump Packaged Unit | Heat Pump | 265 | 1 |  |  | No Match | No Match |  |  |  | 18700 | 1645 | 11.4 | 7.5 | 23800 | 1795 | 3.9 | 2.5 | Non Federally-Regulated | 06/11/1985 |  | 05/11/1988
Florida Heat Pump | Florida Heat Pump | EM070-1CS | EM070-1AH/AV | Ground-Water-Source | WBAHP-CB: Heat Pump Split Syst | Heat Pump | 208 | 1 |  |  | No Match | No Match |  |  |  | 70500 | 4895 | 14.4 | 9 | 52000 | 4914 | 3.1 |  | Non Federally-Regulated | 04/10/2000 |  | 07/18/2002
Waterfurnace International, Inc. | Waterfurnace International, Inc. | SXH019B2 |  | Ground-Water-Source | WBAHP: Heat Pump Packaged Unit | Heat Pump | 265 | 1 |  |  | No Match | No Match |  |  |  | 19200 | 1371 | 14 | 9 | 15100 | 1301 | 3.4 |  | Non Federally-Regulated | 12/14/1998 |  | 10/06/1999
ClimateMaster Inc. | Heat Controller | HTS036A | HAGV36 | Ground-Source | WBAHP-CB: Heat Pump Split Syst | Heat Pump | 208 | 1 |  |  | No Match | Single-Speed |  |  |  | 36500 | 2226 | 16.4 | 13.4 | 28800 | 2346 | 3.6 | 3.1 | Non Federally-Regulated | 09/15/2009 |  | 08/23/2011
Waterfurnace International, Inc. | Waterfurnace International, Inc. | SXH068C1 |  | Ground-Water-Source | WBAHP: Heat Pump Packaged Unit | Heat Pump | 208 | 1 |  |  | No Match | No Match |  |  |  | 66000 | 5500 | 12 | 9 | 52000 | 5080 | 3 |  | Non Federally-Regulated | 01/30/1998 |  | 10/02/1998
Waterfurnace International, Inc. | Eagle Mountain | YS024**1*4 |  | Ground-Source | WBAHP: Heat Pump Packaged Unit | Heat Pump | 208 | 1 |  |  | No Match | Single-Speed |  |  |  | 24400 | 1394 | 17.5 | 13.4 | 17500 | 1350 | 3.8 | 3.1 | Non Federally-Regulated | 01/24/2011 |  | 04/19/2013
Trane U.S. Inc. | Trane | GEHA036 |  | Ground-Water-Source | WBAHP: Heat Pump Packaged Unit | Heat Pump | 208 | 1 |  |  | No Match | No Match |  |  |  | 35739 | 2335 | 15.3 | 9 | 22200 | 1983 | 3.3 |  | Non Federally-Regulated | 04/10/2000 |  | 07/18/2002
Mammoth | Hydrobank II | E006HHA/VHA |  | Water-Source | WBAHP: Heat Pump Packaged Unit | Heat Pump | 265 | 1 |  |  | No Match | No Match |  |  |  | 7000 | 636 | 11 | 10 | 9600 | 721 | 3.9 |  | Federally-Regulated Commercial & Industrial Equipment | 12/14/1998 |  | 05/23/2000
Florida Heat Pump | Florida Heat Pump | EP060-3HZ/VT |  | Ground-Source | WBAHP: Heat Pump Packaged Unit | Heat Pump | 208 | 3 |  |  | No Match | Single-Speed |  |  |  | 64500 | 3308 | 19.5 | 13.4 | 47000 | 3203 | 4.3 | 3.1 | Non Federally-Regulated | 01/24/2011 |  | 04/21/2014
Command-Aire | Command-Aire | SWPR511E |  | Water-Source | WBAHP: Heat Pump Packaged Unit | Heat Pump | 208 | 1 |  |  | No Match | No Match |  |  |  | 51000 | 4550 | 11.2 | 7.5 | 64000 | 4690 | 4 | 2.5 | Non Federally-Regulated | 05/16/1984 |  | 01/23/1988
McQuay / Snyder General | Electro-Hydronics | LHP27BK |  | Water-Source | WBAHP: Heat Pump Packaged Unit | Heat Pump | 208 | 3 |  |  | No Match | No Match |  |  |  | 295200 | 25350 | 11.6 |  | 348000 | 28300 | 3.6 | 2.5 | Non Federally-Regulated | 08/29/1986 |  | 05/11/1988
California Heat Pump | California Heat Pump | CHP-33V*-12-** |  | Water-Source | WBAHP: Heat Pump Packaged Unit | Heat Pump | 230 | 1 |  |  | No Match | No Match |  |  |  | 32500 | 3500 | 9.3 | 7.5 | 37000 | 3550 | 3.1 | 2.5 | Non Federally-Regulated | 01/05/1982 |  | 09/08/1982
Econar | Econar | GV180 |  | Water-Source | WBAHP-CB: Heat Pump Split Syst | Heat Pump | 208 | 1 |  |  | No Match | No Match |  |  |  | 18400 | 1333 | 13.8 | 9 | 21700 | 1718 | 3.7 | 3.5 | Non Federally-Regulated | 02/02/1998 |  | 10/02/1998
Econar | Econar | GH360 |  | Water-Source | WBAHP-CB: Heat Pump Split Syst | Heat Pump | 208 | 1 |  |  | No Match | No Match |  |  |  | 35800 | 2671 | 13.4 | 9 | 45000 | 3381 | 3.9 | 3.5 | Non Federally-Regulated | 02/02/1998 |  | 10/02/1998
Command-Aire | Command-Aire | SWPXR413E |  | Water-Source | WBAHP: Heat Pump Packaged Unit | Heat Pump | 208 | 3 |  |  | No Match | No Match |  |  |  | 42000 | 3780 | 11.1 | 9 | 53000 | 3880 | 4 | 3.2 | Federally-Regulated Commercial & Industrial Equipment | 01/23/1988 |  | 05/11/1988
Mammoth | Hydrobank II | F072HHH/VHH |  | Water-Source | WBAHP: Heat Pump Packaged Unit | Heat Pump | 208 | 3 |  |  | No Match | No Match |  |  |  | 70000 | 5833 | 12 | 9 | 85000 | 6555 | 3.8 | 3.8 | Federally-Regulated Commercial & Industrial Equipment | 02/02/1998 |  | 03/31/1998
Florida Heat Pump | Florida Heat Pump | GO042-1CF/HZ/VT |  | Ground-Water-Source | WBAHP: Heat Pump Packaged Unit | Heat Pump | 230 | 3 |  |  | No Match | No Match |  |  |  | 41400 | 2571 | 16.1 | 9 | 30200 | 2212 | 4 |  | Non Federally-Regulated | 05/29/2001 |  | 07/16/2001
Waterfurnace International, Inc. | Spectra | SXH030A4 |  | Water-Source | WBAHP-CB: Heat Pump Split Syst | Heat Pump | 460 | 3 |  |  | No Match | No Match |  |  |  | 31800 | 2338 | 13.6 | 9 | 33400 | 2330 | 4.2 | 3.5 | Non Federally-Regulated | 06/02/1993 |  | 06/03/1993
Florida Heat Pump | Florida Heat Pump | GT054-1CF/HZ/VT |  | Water-Source | WBAHP-CB: Heat Pump Split Syst | Heat Pump | 230 | 1 |  |  | No Match | No Match |  |  |  | 53000 | 4240 | 12.5 | 9 | 62000 | 4657 | 3.9 | 3.5 | Non Federally-Regulated | 04/12/2000 |  | 07/18/2002
ClimateMaster Inc. | Carrier | 50HQA/HQD0/VQA/VQD015 |  | Water-Source | WBAHP: Heat Pump Packaged Unit | Heat Pump | 265 | 1 |  |  | No Match | No Match |  |  |  | 14100 | 1281 | 11 | 10 | 18800 | 1377 | 4 |  | Federally-Regulated Commercial & Industrial Equipment | 02/02/1998 |  | 03/31/1998
ClimateMaster Inc. | Climate Master Series | VS/VL120 |  | Water-Source | WBAHP: Heat Pump Packaged Unit | Heat Pump | 208 | 3 |  |  | No Match | No Match |  |  |  | 120000 | 10526 | 11.4 | 9 | 135000 | 10409 | 3.8 | 3.8 | Federally-Regulated Commercial & Industrial Equipment | 10/05/1999 |  | 04/12/2000
McQuay International | McQuay | W-WD*/WL*/WM*-1-015-J |  | Water-Source | WBAHP-O: Heat Pump Packaged Un | Heat Pump | 265 | 1 |  |  | No Match | No Match |  |  |  | 15000 | 1200 | 12.5 | 10 | 18100 | 1395 | 3.8 |  | Federally-Regulated Commercial & Industrial Equipment | 09/21/2000 |  | 11/14/2000
ClimateMaster Inc. | Trane | WPVC0602 |  | Water-Source | WBAHP: Heat Pump Packaged Unit | Heat Pump | 208 | 1 |  |  | No Match | No Match |  |  |  | 63000 | 5500 | 11.5 | 9 | 78000 | 5850 | 3.9 | 3.2 | Federally-Regulated Commercial & Industrial Equipment | 07/05/1988 |  | 02/22/1990
American Air Filter | Enercon | VW51 |  | Water-Source | WBAHP: Heat Pump Packaged Unit | Heat Pump | 240 | 3 |  |  | No Match | No Match |  |  |  | 52000 | 6100 | 8.4 | 7.5 | 67000 | 6100 | 3.2 | 2.5 | Non Federally-Regulated | 01/05/1982 |  | 05/16/1984
Florida Heat Pump | Florida Heat Pump | GT036-2CS | GT036-2AH/AV | Ground-Water-Source | WBAHP-CB: Heat Pump Split Syst | Heat Pump | 265 | 1 |  |  | No Match | No Match |  |  |  | 35000 | 2500 | 14 | 9 | 24500 | 2392 | 3 |  | Non Federally-Regulated | 04/10/2000 |  | 05/29/2001
Florida Heat Pump | Florida Heat Pump | EM042-4CS | EM042-4AV | Water-Source | WBAHP-C: Heat Pump Split Syste | Heat Pump | 460 | 3 |  |  | No Match | No Match |  |  |  | 41000 | 3153 | 13 | 10 | 50000 | 3488 | 4.2 |  | Federally-Regulated Commercial & Industrial Equipment | 12/14/1998 |  | 10/05/1999
Florida Heat Pump | Florida Heat Pump | GT054-4VT/HZ/CF |  | Ground-Water-Source | WBAHP: Heat Pump Packaged Unit | Heat Pump | 460 | 3 |  |  | No Match | No Match |  |  |  | 51500 | 3961 | 13 | 9 | 42500 | 4151 | 3 |  | Non Federally-Regulated | 12/14/1998 |  | 04/10/2000
Mammoth | Hydrobank II | F045HLH |  | Ground-Water-Source | WBAHP: Heat Pump Packaged Unit | Heat Pump | 230 | 3 |  |  | No Match | No Match |  |  |  | 45000 | 3214 | 14 | 9 | 33500 | 3067 | 3.2 |  | Non Federally-Regulated | 06/27/2003 |  | 03/12/2009
Enertech Global, LLC | Enertech | HST072A | ACD060 | Ground-Water-Source | WBAHP-CB: Heat Pump Split Syst | Heat Pump | 230 | 1 |  |  | No Match | Single-Speed | 3010 | 627 | 1 | 69100 | 3735 | 18.5 | 16.2 | 65700 | 4814 | 4 | 3.6 | Non Federally-Regulated | 03/02/2012 |  | 12/12/2012
Mammoth | Hydrobank II | F064HHG |  | Water-Source | WBAHP: Heat Pump Packaged Unit | Heat Pump | 230 | 3 |  |  | No Match | No Match |  |  |  | 64000 | 4776 | 13.4 | 10 | 82000 | 5859 | 4.1 |  | Federally-Regulated Commercial & Industrial Equipment | 05/23/2000 |  | 01/18/2001
Geoflex Systems, Inc. | Geoflex Systems, Inc. | GF1S-V/H/D/M-024WAABE |  | Ground-Source | WBAHP: Heat Pump Packaged Unit | Both Heat Pump and Electric Re | 230 | 1 |  |  | No Match | Single-Speed |  |  |  | 21100 | 1071 | 19.7 | 13.4 | 15100 | 1165 | 3.8 | 3.1 | Non Federally-Regulated | 11/30/2011 |  | 03/02/2012
Waterfurnace International, Inc. | Waterfurnace International, Inc. | SXV030B3 |  | Water-Source | WBAHP: Heat Pump Packaged Unit | Heat Pump | 208 | 3 |  |  | No Match | No Match |  |  |  | 30600 | 2125 | 14.4 | 10 | 36600 | 2145 | 5 |  | Federally-Regulated Commercial & Industrial Equipment | 08/21/1998 |  | 10/02/1998
Waterfurnace International, Inc. | Eagle Mountain | ZS070**0*1 |  | Water-Source | WBAHP: Heat Pump Packaged Unit | Heat Pump | 230 | 1 |  |  | No Match | Single-Speed |  |  |  | 63000 | 4406 | 14.3 | 12 | 79000 | 4926 | 4.7 | 4.2 | Federally-Regulated Commercial & Industrial Equipment | 01/24/2011 |  | 03/02/2012
Florida Heat Pump | Florida Heat Pump | EM048-1CS | EM048-1AV | Water-Source | WBAHP-C: Heat Pump Split Syste | Heat Pump | 208 | 1 |  |  | No Match | No Match |  |  |  | 48000 | 3902 | 12.3 | 10 | 57000 | 3884 | 4.3 |  | Federally-Regulated Commercial & Industrial Equipment | 02/02/1998 |  | 03/31/1998
ClimateMaster Inc. | Climate Master | TES/P038A | TAC038A | Ground-Water-Source | WBAHP-CB: Heat Pump Split Syst | Heat Pump | 208 | 1 |  |  | No Match | Single-Speed |  |  |  | 41800 | 1699 | 24.6 | 16.2 | 35000 | 2230 | 4.6 | 3.6 | Non Federally-Regulated | 01/09/2014 |  | 06/09/2015
American Air Filter | Enercon | FHW-36 |  | Water-Source | WBAHP: Heat Pump Packaged Unit | Heat Pump | 208 | 1 |  |  | No Match | No Match |  |  |  | 35200 | 3230 | 10.9 | 9 | 43000 | 3403 | 3.7 | 3.2 | Non Federally-Regulated | 05/11/1988 |  | 03/15/1989
McQuay International | McQuay | CCW030E-N |  | Water-Source | WBAHP: Heat Pump Packaged Unit | Heat Pump | 265 | 1 |  |  | No Match | No Match |  |  |  | 30400 | 2268 | 13.4 | 10 | 37000 | 2464 | 4.4 |  | Federally-Regulated Commercial & Industrial Equipment | 12/14/1998 |  | 09/21/2000
Phillips Energy, Inc. | Phillips Energy, Inc. | 100WA-60V0100 |  | Ground-Water-Source | WBAHP: Heat Pump Packaged Unit | Heat Pump | 230 | 1 |  |  | No Match | No Match |  |  |  | 56423 | 5877 |  | 11 | 73087 | 5785 | 3.7 | 3.4 | Non Federally-Regulated | 07/31/1991 |  | 03/31/1998
Enertech Global, LLC | Enertech | TST036A2 | MPD036 | Ground-Water-Source | WBAHP-CB: Heat Pump Split Syst | Heat Pump | 230 | 3 |  |  | No Match | Single-Speed |  |  |  | 40600 | 1854 | 21.9 | 16.2 | 36400 | 2425 | 4.4 | 3.6 | Non Federally-Regulated | 12/12/2012 |  | 04/29/2015
ClimateMaster Inc. | Carrier Corp. | 50YPS049 | FE4***006 | Ground-Water-Source | WBAHP-CB: Heat Pump Split Syst | Heat Pump | 208 | 1 |  |  | No Match | Single-Speed |  |  |  | 53900 | 2579 | 20.9 | 16.2 | 47700 | 3039 | 4.6 | 3.6 | Non Federally-Regulated | 01/24/2011 |  | 08/23/2011
Mammoth | Hydrobank II | D009CHF |  | Water-Source | WBAHP-O: Heat Pump Packaged Un | Heat Pump | 230 | 1 |  |  | No Match | No Match |  |  |  | 8600 | 716 | 12 | 10 | 11100 | 813 | 4 |  | Federally-Regulated Commercial & Industrial Equipment | 05/23/2000 |  | 01/18/2001
Florida Heat Pump | Florida Heat Pump | EM060-1CS | EM060-1AV/AH | Water-Source | WBAHP-C: Heat Pump Split Syste | Heat Pump | 230 | 1 |  |  | No Match | No Match |  |  |  | 59000 | 4609 | 12.8 | 10 | 78000 | 5314 | 4.3 |  | Federally-Regulated Commercial & Industrial Equipment | 10/05/1999 |  | 04/12/2000
McQuay / Snyder General | Electro-Hydronics | CC400FP |  | Water-Source | WBAHP: Heat Pump Packaged Unit | Heat Pump | 460 | 3 |  |  | No Match | No Match |  |  |  | 39600 | 3960 | 10 | 7.5 | 45000 | 3880 | 3.4 | 2.5 | Non Federally-Regulated | 08/29/1986 |  | 05/11/1988
Waterfurnace International, Inc. | Waterfurnace International, Inc. | SXV030B0 |  | Ground-Water-Source | WBAHP: Heat Pump Packaged Unit | Heat Pump | 230 | 1 |  |  | No Match | No Match |  |  |  | 31200 | 2181 | 14.3 | 9 | 21600 | 1808 | 3.5 |  | Non Federally-Regulated | 08/21/1998 |  | 10/02/1998
Waterfurnace International, Inc. | Waterfurnace International, Inc. | P028**0 |  | Ground-Water-Source | WBAHP: Heat Pump Packaged Unit | Heat Pump | 208 | 1 |  |  | No Match | No Match |  |  |  | 29000 | 1812 | 16 | 9 | 21000 | 1757 | 3.5 |  | Non Federally-Regulated | 05/19/2000 |  | 07/18/2002
Waterfurnace International, Inc. | Waterfurnace International, Inc. | SXV024A0 |  | Water-Source | WBAHP: Heat Pump Packaged Unit | Heat Pump | 230 | 1 |  |  | No Match | No Match |  |  |  | 25500 | 1688 | 15.1 | 9.3 | 30700 | 1697 | 5.3 | 3.8 | Federally-Regulated Commercial & Industrial Equipment | 03/31/1998 |  | 05/10/1998
Florida Heat Pump | Florida Heat Pump | EM048-4CS | EM048-4AV/AH | Water-Source | WBAHP-C: Heat Pump Split Syste | Heat Pump | 460 | 3 |  |  | No Match | No Match |  |  |  | 48000 | 3902 | 12.3 | 10 | 57000 | 3883 | 4.3 |  | Federally-Regulated Commercial & Industrial Equipment | 10/05/1999 |  | 04/12/2000
Waterfurnace International, Inc. | Geosmart Energy, Inc. | ZS036**2*4 |  | Water-Source | WBAHP: Heat Pump Packaged Unit | Heat Pump | 265 | 1 |  |  | No Match | Single-Speed |  |  |  | 33300 | 2220 | 15 | 12 | 40600 | 2479 | 4.8 | 4.2 | Federally-Regulated Commercial & Industrial Equipment | 06/14/2011 |  | 03/02/2012
Waterfurnace International, Inc. | Waterfurnace International, Inc. | SXV068B3 |  | Water-Source | WBAHP: Heat Pump Packaged Unit | Heat Pump | 208 | 3 |  |  | No Match | No Match |  |  |  | 65000 | 5200 | 12.5 | 9 | 84000 | 5470 | 4.5 | 3.8 | Federally-Regulated Commercial & Industrial Equipment | 12/14/1998 |  | 10/05/1999
The Whalen Company | Whalen | VI-A-800-1 |  | Water-Source | WBAHP-O: Heat Pump Packaged Un | Heat Pump | 208 | 1 |  |  | No Match | No Match |  |  |  | 24000 | 2581 | 9.3 | 9 | 30000 | 2748 | 3.2 | 3.2 | Non Federally-Regulated | 05/11/1988 |  | 03/15/1989
Addison Products | Addison Products | WSH024-8AL |  | Water-Source | WBAHP: Heat Pump Packaged Unit | Heat Pump | 265 | 1 |  |  | No Match | No Match |  |  |  | 24000 | 1714 | 14 | 10 | 30000 | 1831 | 4.8 |  | Federally-Regulated Commercial & Industrial Equipment | 12/14/1998 |  | 05/19/2000
Florida Heat Pump | Energy Miser | LTH70-1 |  | Ground-Water-Source | WBAHP: Heat Pump Packaged Unit | Heat Pump | 208 | 1 |  |  | No Match | No Match |  |  |  | 65000 | 6130 | 10.6 | 11 | 80000 | 6895 | 3.4 | 3.4 | Non Federally-Regulated | 07/31/1991 |  | 03/31/1998
McQuay / Snyder General | Electro-Hydronics | LWP25BD |  | Water-Source | WBAHP: Heat Pump Packaged Unit | Heat Pump | 230 | 3 |  |  | No Match | No Match |  |  |  | 256000 | 22000 | 11.6 |  | 284000 | 22400 | 3.7 | 2.5 | Non Federally-Regulated | 08/29/1986 |  | 05/11/1988
Carrier Corp. | Carrier | 50QXH0305 |  | Water-Source | WBAHP: Heat Pump Packaged Unit | Heat Pump | 208 | 3 |  |  | No Match | No Match |  |  |  | 30400 | 2542 | 12 | 9 | 39000 | 3175 | 3.6 | 3.2 | Non Federally-Regulated | 02/22/1990 |  | 07/31/1991
ClimateMaster Inc. | Climate Master Series | 803-030-G******** |  | Water-Source | WBAHP: Heat Pump Packaged Unit | Heat Pump | 208 | 1 |  |  | No Match | No Match |  |  |  | 30000 | 2900 | 10.3 | 9 | 40500 | 3200 | 3.7 | 3.2 | Non Federally-Regulated | 05/11/1988 |  | 03/15/1989
Econar | Econar | GV420 |  | Water-Source | WBAHP-CB: Heat Pump Split Syst | Heat Pump | 208 | 1 |  |  | No Match | No Match |  |  |  | 35400 | 2744 | 12.9 | 9 | 50500 | 4000 | 3.7 | 3.5 | Non Federally-Regulated | 02/02/1998 |  | 10/02/1998
McQuay International | McQuay | W-LDD/LDS/LMH/LMS1070H |  | Water-Source | WBAHP: Heat Pump Packaged Unit | Heat Pump | 230 | 3 |  |  | No Match | No Match |  |  |  | 70000 | 6194 | 11.3 | 9 | 83000 | 6235 | 3.9 | 3.8 | Federally-Regulated Commercial & Industrial Equipment | 01/18/2001 |  | 03/12/2009
Florida Heat Pump | Florida Heat Pump | GT036-3CS | GT036-1AH/AV | Water-Source | WBAH: Heating Only Packaged Un | Heat Pump | 230 | 3 |  |  | No Match | No Match |  |  |  | 35900 | 2740 | 13.1 | 9 | 38000 | 2854 | 3.9 | 3.5 | Non Federally-Regulated | 05/23/2001 |  | 07/18/2002
Waterfurnace International, Inc. | Waterfurnace International, Inc. | ATH034D1 |  | Ground-Water-Source | WBAHP: Heat Pump Packaged Unit | Heat Pump | 230 | 1 |  |  | No Match | No Match |  |  |  | 34400 | 2150 | 16 | 9 | 25000 | 2220 | 3.3 |  | Non Federally-Regulated | 12/14/1998 |  | 10/06/1999
ClimateMaster Inc. | Carrier Corp. | 50P1H/V030 |  | Ground-Source | WBAHP: Heat Pump Packaged Unit | Heat Pump | 230 | 1 |  |  | No Match | Single-Speed |  |  |  | 28900 | 1914 | 15.1 | 13.4 | 23400 | 2017 | 3.4 | 3.1 | Non Federally-Regulated | 10/24/2014 |  | 04/22/2015
Florida Heat Pump | Florida Heat Pump | EM060-1HZ |  | Water-Source | WBAHP: Heat Pump Packaged Unit | Heat Pump | 208 | 1 |  |  | No Match | No Match |  |  |  | 60000 | 4615 | 13 | 10 | 80000 | 5328 | 4.4 |  | Federally-Regulated Commercial & Industrial Equipment | 02/02/1998 |  | 03/31/1998
Schneider Electric | Schneider Electric | 8VHPW09 |  | Water-Source | WBAHP-O: Heat Pump Packaged Un | Heat Pump | 208 | 1 |  |  | No Match | Single-Speed |  |  |  | 9379 | 802 | 11.7 | 11.2 | 13941 | 827 | 4.9 | 4.2 | Federally-Regulated Commercial & Industrial Equipment | 11/01/2013 |  | 11/01/2013
Waterfurnace International, Inc. | Waterfurnace International, Inc. | ATH070*1 |  | Ground-Water-Source | WBAHP: Heat Pump Packaged Unit | Heat Pump | 230 | 1 |  |  | No Match | No Match |  |  |  | 71000 | 6698 | 10.6 | 9 | 52000 | 5441 | 2.8 |  | Non Federally-Regulated | 10/06/1999 |  | 05/19/2000
Carrier Corp. | Carrier | 50QEH0423 |  | Water-Source | WBAHP: Heat Pump Packaged Unit | Heat Pump | 230 | 1 |  |  | No Match | No Match |  |  |  | 42000 | 3559 | 11.8 | 9 | 50000 | 3856 | 3.8 | 3.2 | Non Federally-Regulated | 02/22/1990 |  | 07/31/1991
American Air Filter | Enercon | VW186 |  | Water-Source | WBAHP: Heat Pump Packaged Unit | Heat Pump | 200 | 3 |  |  | No Match | No Match |  |  |  | 186000 | 21200 | 8.8 | 7.5 | 225000 | 21300 | 3.1 | 2.2 | Non Federally-Regulated | 05/16/1984 |  | 06/11/1985
Carrier Corp. | Carrier | 50QEV0093 |  | Water-Source | WBAHP: Heat Pump Packaged Unit | Heat Pump | 208 | 1 |  |  | No Match | No Match |  |  |  | 8900 | 770 | 11.6 | 9 | 11000 | 839 | 3.8 | 3.2 | Non Federally-Regulated | 02/22/1990 |  | 07/31/1991
ClimateMaster Inc. | Climate Master Series | VP/HP/DP036 G/E |  | Water-Source | WBAHP: Heat Pump Packaged Unit | Heat Pump | 265 | 1 |  |  | No Match | No Match |  |  |  | 35000 | 2692 | 13 | 10 | 43000 | 2930 | 4.3 |  | Federally-Regulated Commercial & Industrial Equipment | 12/14/1998 |  | 10/05/1999
Addison Products | Addison Products | HWPH054-3JC/3JBC |  | Water-Source | WBAHP: Heat Pump Packaged Unit | Heat Pump | 230 | 3 |  |  | No Match | No Match |  |  |  | 50000 | 4237 | 11.8 | 10 | 68000 | 5109 | 3.9 |  | Federally-Regulated Commercial & Industrial Equipment | 02/02/1998 |  | 03/31/1998
Trane U.S. Inc. | Trane | WPHD009 |  | Water-Source | WBAHP: Heat Pump Packaged Unit | Heat Pump | 208 | 1 |  |  | No Match | No Match |  |  |  | 8400 | 672 | 12.5 | 10 | 10000 | 651 | 4.5 |  | Federally-Regulated Commercial & Industrial Equipment | 04/12/2000 |  | 11/14/2000
American Air Filter | Enercon | FVW-60 |  | Water-Source | WBAHP: Heat Pump Packaged Unit | Heat Pump | 230 | 1 |  |  | No Match | No Match |  |  |  | 58000 | 5857 | 9.9 | 9 | 75000 | 6667 | 3.3 | 3.2 | Non Federally-Regulated | 05/11/1988 |  | 03/15/1989
Geoflex Systems, Inc. | Geoflex Systems, Inc. | GF1T-V/H/D/M-049WAABP |  | Ground-Water-Source | WBAHP: Heat Pump Packaged Unit | Both Heat Pump and Electric Re | 208 | 1 |  |  | No Match | Dual-Speed |  |  |  | 52300 | 2356 | 22.2 | 16.2 | 49100 | 3128 | 4.6 | 3.6 | Non Federally-Regulated | 11/30/2011 |  | 01/09/2014
Enertech Global, LLC | Enertech | HXT072D3 |  | Ground-Water-Source | WBAHP: Heat Pump Packaged Unit | Heat Pump | 460 | 3 |  |  | No Match | Single-Speed | 2875 | 710 | 1 | 78500 | 3584 | 21.9 | 16.2 | 71900 | 4789 | 4.4 | 3.6 | Non Federally-Regulated | 09/03/2012 |  | 12/12/2012
Florida Heat Pump | Florida Heat Pump | EM072-1CS | EM072-1AH/AV | Ground-Water-Source | WBAHP-CB: Heat Pump Split Syst | Heat Pump | 208 | 1 |  |  | No Match | No Match |  |  |  | 70500 | 5145 | 13.7 | 9 | 49000 | 4486 | 3.2 |  | Non Federally-Regulated | 04/10/2000 |  | 07/18/2002
Waterfurnace International, Inc. | Waterfurnace International, Inc. | SXV036A4 |  | Water-Source | WBAHP: Heat Pump Packaged Unit | Heat Pump | 460 | 3 |  |  | No Match | No Match |  |  |  | 36000 | 2647 | 13.6 | 9.3 | 44500 | 2774 | 4.7 | 3.8 | Federally-Regulated Commercial & Industrial Equipment | 03/31/1998 |  | 05/10/1998
Addison Products | Addison Products | HWPG054-3B** |  | Ground-Water-Source | WBAHP: Heat Pump Packaged Unit | Heat Pump | 208 | 3 |  |  | No Match | No Match |  |  |  | 53000 | 17666 | 3 | 9 | 40000 | 3907 | 3 |  | Non Federally-Regulated | 05/15/1998 |  | 07/29/1998
Command-Aire | Command-Aire | SWPH-211 |  | Water-Source | WBAHP: Heat Pump Packaged Unit | Heat Pump | 208 | 1 |  |  | No Match | No Match |  |  |  | 22000 | 2275 | 9.7 | 7.5 | 28500 | 2350 | 3.6 | 2.5 | Non Federally-Regulated | 01/05/1982 |  | 01/23/1988
Command-Aire | Command-Aire | SWPH-3544 |  | Water-Source | WBAHP: Heat Pump Packaged Unit | Heat Pump | 460 | 3 |  |  | No Match | No Match |  |  |  | 438000 | 47400 | 9.2 |  | 608000 | 49700 | 3.6 | 2.5 | Non Federally-Regulated | 02/22/1990 |  | 07/31/1991
Florida Heat Pump | Florida Heat Pump | EM007-0HZ |  | Water-Source | WBAHP: Heat Pump Packaged Unit | Heat Pump | 115 | 1 |  |  | No Match | No Match |  |  |  | 7500 | 609 | 12.3 | 10 | 10000 | 651 | 4.5 |  | Federally-Regulated Commercial & Industrial Equipment | 12/14/1998 |  | 10/05/1999
Florida Heat Pump | Florida Heat Pump | GT048-1VT/HZ/CF |  | Water-Source | WBAHP-CB: Heat Pump Split Syst | Heat Pump | 208 | 1 |  |  | No Match | No Match |  |  |  | 49000 | 3951 | 12.4 | 9 | 58500 | 4396 | 3.9 | 3.5 | Non Federally-Regulated | 02/02/1998 |  | 10/02/1998
Trane U.S. Inc. | Trane | WPHF0211 |  | Water-Source | WBAHP: Heat Pump Packaged Unit | Heat Pump | 208 | 1 |  |  | No Match | No Match |  |  |  | 21200 | 1422 | 14.9 | 10 | 23600 | 1571 | 4.4 |  | Federally-Regulated Commercial & Industrial Equipment | 02/02/1998 |  | 03/31/1998
Climate Control / Snyder General | Electro-Hydronics | VE140F5 |  | Water-Source | WBAHP: Heat Pump Packaged Unit | Heat Pump | 208 | 1 |  |  | No Match | No Match |  |  |  | 13500 | 1300 | 10.4 | 7.5 | 16000 | 1320 | 3.5 | 2.5 | Non Federally-Regulated | 05/16/1984 |  | 08/29/1986
Waterfurnace International, Inc. | Waterfurnace International, Inc. | SXH024A2 |  | Water-Source | WBAHP-CB: Heat Pump Split Syst | Heat Pump | 265 | 1 |  |  | No Match | No Match |  |  |  | 27400 | 1889 | 14.5 | 9 | 27400 | 1867 | 4.3 | 3.5 | Non Federally-Regulated | 02/02/1998 |  | 08/21/1998
McQuay International | McQuay | FCV/FCW/VWH/VWW030B-F |  | Water-Source | WBAHP: Heat Pump Packaged Unit | Heat Pump | 208 | 3 |  |  | No Match | No Match |  |  |  | 29600 | 2487 | 11.9 | 10 | 39000 | 2930 | 3.9 |  | Federally-Regulated Commercial & Industrial Equipment | 12/14/1998 |  | 11/17/1999
Florida Heat Pump | Florida Heat Pump | GT036-1CF/HZ/VT |  | Water-Source | WBAHP: Heat Pump Packaged Unit | Heat Pump | 230 | 1 |  |  | No Match | No Match |  |  |  | 34500 | 2379 | 14.5 | 10 | 42000 | 2412 | 5.1 |  | Federally-Regulated Commercial & Industrial Equipment | 05/29/2001 |  | 02/17/2011
Command-Aire | Command-Aire | SWP-611 |  | Water-Source | WBAHP: Heat Pump Packaged Unit | Heat Pump | 208 | 1 |  |  | No Match | No Match |  |  |  | 62000 | 6500 | 9.5 | 7.5 | 78000 | 6600 | 3.5 | 2.5 | Non Federally-Regulated | 01/05/1982 |  | 01/23/1988
American Air Filter | Enercon | DHW41 |  | Water-Source | WBAHP: Heat Pump Packaged Unit | Heat Pump | 200 | 3 |  |  | No Match | No Match |  |  |  | 41500 | 3615 | 11.5 | 7.5 | 46500 | 3585 | 3.8 | 2.5 | Non Federally-Regulated | 05/16/1984 |  | 06/11/1985
Florida Heat Pump | Florida Heat Pump | GT042-1CS | GT042-1AV/AH | Ground-Water-Source | WBAHP-CB: Heat Pump Split Syst | Heat Pump | 208 | 1 |  |  | No Match | No Match |  |  |  | 41500 | 3097 | 13.4 | 9 | 31000 | 2838 | 3.2 |  | Non Federally-Regulated | 10/06/1999 |  | 04/10/2000
Bard Manufacturing Company, Inc. | Bard | QW481-A |  | Ground-Water-Source | WBAHP: Heat Pump Packaged Unit | Heat Pump | 208 | 1 |  |  | No Match | No Match |  |  |  | 45000 | 3020 | 14.9 | 9 | 30200 | 2854 | 3.1 |  | Non Federally-Regulated | 07/22/2002 |  | 03/12/2009
Waterfurnace International, Inc. | Geotility Geothermal Installations | GS015**0*1 |  | Ground-Water-Source | WBAHP: Heat Pump Packaged Unit | Heat Pump | 230 | 1 |  |  | No Match | Single-Speed |  |  |  | 16300 | 620 | 26.3 | 16.2 | 14800 | 923 | 4.7 | 3.6 | Non Federally-Regulated | 01/24/2011 |  | 04/19/2013
California Heat Pump | Aqua-Matic | 53V*-12-** |  | Water-Source | WBAHP: Heat Pump Packaged Unit | Heat Pump | 208 | 1 |  |  | No Match | No Match |  |  |  | 52000 | 5700 | 9.1 | 7.5 | 59000 | 5700 | 3 | 2.5 | Non Federally-Regulated | 06/11/1985 |  | 05/11/1988
McQuay / Snyder General | Electro-Hydronics | WE150B5 |  | Water-Source | WBAHP: Heat Pump Packaged Unit | Heat Pump | 208 | 1 |  |  | No Match | No Match |  |  |  | 14700 | 1875 | 7.8 | 9 | 19000 | 1900 | 2.9 | 3.2 | Non Federally-Regulated | 05/11/1988 |  | 03/15/1989
Waterfurnace International, Inc. | Rybacki - Hart Enterprises | GCC/GCW/GCS/GCE15*0 |  | Ground-Water-Source | WBAHP-O: Heat Pump Packaged Un | Heat Pump | 230 | 1 |  |  | No Match | Single-Speed |  |  |  | 16200 | 736 | 22 | 16.2 | 14000 | 1001 | 4.1 | 3.6 | Non Federally-Regulated | 01/24/2011 |  | 04/19/2013
Florida Heat Pump | Florida Heat Pump | GT024-1CS | GT024-1AH/AV | Ground-Water-Source | WBAHP-CB: Heat Pump Split Syst | Heat Pump | 230 | 1 |  |  | No Match | No Match |  |  |  | 24000 | 1791 | 13.4 | 9 | 17500 | 1654 | 3.1 |  | Non Federally-Regulated | 05/29/2001 |  | 07/18/2002
Mammoth | Hydrobank II | F062HHG/VHG |  | Water-Source | WBAHP: Heat Pump Packaged Unit | Heat Pump | 208 | 3 |  |  | No Match | No Match |  |  |  | 61000 | 5398 | 11.3 | 10 | 84500 | 6516 | 3.8 |  | Federally-Regulated Commercial & Industrial Equipment | 12/14/1998 |  | 10/05/1999
American Air Filter | Enercon | EVW-75 |  | Water-Source | WBAHP: Heat Pump Packaged Unit | Heat Pump | 230 | 3 |  |  | No Match | No Match |  |  |  | 75000 | 7496 | 10 | 9.2 | 89000 | 7910 | 3.3 | 2.5 | Non Federally-Regulated | 02/22/1990 |  | 07/31/1991
Florida Heat Pump | Florida Heat Pump | CP024-1HZ/VT |  | Ground-Water-Source | WBAHP: Heat Pump Packaged Unit | Heat Pump | 230 | 1 |  |  | No Match | Single-Speed |  |  |  | 28400 | 1010 | 28.1 | 16.2 | 23700 | 1509 | 4.6 | 3.6 | Non Federally-Regulated | 06/14/2011 |  | 05/01/2015
Waterfurnace International, Inc. | Waterfurnace International, Inc. | SXH030*3 |  | Water-Source | WBAHP: Heat Pump Packaged Unit | Heat Pump | 208 | 3 |  |  | No Match | No Match |  |  |  | 30600 | 2125 | 14.4 | 10 | 36600 | 2144 | 5 |  | Federally-Regulated Commercial & Industrial Equipment | 10/05/1999 |  | 05/19/2000
Waterfurnace International, Inc. | Waterfurnace International, Inc. | SXH013B2 |  | Ground-Water-Source | WBAHP: Heat Pump Packaged Unit | Heat Pump | 265 | 1 |  |  | No Match | No Match |  |  |  | 13300 | 847 | 15.7 | 9 | 9700 | 861 | 3.3 |  | Non Federally-Regulated | 12/14/1998 |  | 10/06/1999
McQuay International | McQuay | CCH/CCW/HWH/HWW042C-G |  | Water-Source | WBAHP: Heat Pump Packaged Unit | Heat Pump | 208 | 1 |  |  | No Match | No Match |  |  |  | 40500 | 3521 | 11.5 | 10 | 49500 | 3626 | 4 |  | Federally-Regulated Commercial & Industrial Equipment | 02/02/1998 |  | 03/31/1998
Hydro Delta Corp. | Hydro Delta Corp. | 03-060-WTARW-MT |  | Ground-Water-Source | WBAHP: Heat Pump Packaged Unit | Heat Pump | 230 | 1 |  |  | No Match | No Match |  |  |  | 63500 | 4884 | 13 | 9 | 49000 | 4486 | 3.2 |  | Non Federally-Regulated | 10/06/1999 |  | 04/10/2000
Waterfurnace International, Inc. | Rybacki - Hart Enterprises | ZS030**4*0 |  | Water-Source | WBAHP: Heat Pump Packaged Unit | Heat Pump | 460 | 3 |  |  | No Match | Single-Speed |  |  |  | 29500 | 1980 | 14.9 | 12 | 34600 | 2113 | 4.8 | 4.2 | Federally-Regulated Commercial & Industrial Equipment | 01/24/2011 |  | 04/19/2013
Mammoth | Hydrobank II | F045VLF/HLF/DLF |  | Ground-Water-Source | WBAHP: Heat Pump Packaged Unit | Heat Pump | 208 | 3 |  |  | No Match | No Match |  |  |  | 44000 | 3283 | 13.4 | 9 | 34000 | 3320 | 3 |  | Non Federally-Regulated | 10/06/1999 |  | 04/10/2000
Climate Control / Snyder General | Electro-Hydronics | UC500GP |  | Water-Source | WBAHP: Heat Pump Packaged Unit | Heat Pump | 460 | 3 |  |  | No Match | No Match |  |  |  | 50000 | 4850 | 10.3 | 7.5 | 65000 | 4900 | 3.9 | 2.5 | Non Federally-Regulated | 05/16/1984 |  | 08/29/1986
Florida Heat Pump | Florida Heat Pump | EM007-1VT |  | Water-Source | WBAHP: Heat Pump Packaged Unit | Heat Pump | 230 | 1 |  |  | No Match | No Match |  |  |  | 7500 | 609 | 12.3 | 10 | 10000 | 651 | 4.5 |  | Federally-Regulated Commercial & Industrial Equipment | 02/02/1998 |  | 03/31/1998
Florida Heat Pump | Florida Heat Pump | EM048-1CF |  | Water-Source | WBAHP: Heat Pump Packaged Unit | Heat Pump | 208 | 1 |  |  | No Match | No Match |  |  |  | 49000 | 3920 | 12.5 | 10 | 58000 | 3863 | 4.4 |  | Federally-Regulated Commercial & Industrial Equipment | 12/14/1998 |  | 10/05/1999
Waterfurnace International, Inc. | Waterfurnace International, Inc. | NDV/NDH064G1*4 |  | Water-Source | WBAHP: Heat Pump Packaged Unit | Heat Pump | 230 | 1 |  |  | No Match | Dual-Speed |  |  |  | 62000 | 3804 | 16.3 | 12 | 70600 | 3979 | 5.2 | 4.2 | Federally-Regulated Commercial & Industrial Equipment | 09/03/2012 |  | 04/19/2013
Climate Control / Snyder General | Trane | WPHA40XB* |  | Water-Source | WBAHP: Heat Pump Packaged Unit | Heat Pump | 208 | 1 |  |  | No Match | No Match |  |  |  | 42000 | 3850 | 10.9 | 7.5 | 52000 | 4100 | 3.7 | 2.5 | Non Federally-Regulated | 05/16/1984 |  | 05/11/1988
McQuay / Snyder General | Electro-Hydronics | VF390F5 |  | Water-Source | WBAHP: Heat Pump Packaged Unit | Heat Pump | 208 | 1 |  |  | No Match | No Match |  |  |  | 39000 | 3700 | 10.5 | 7.5 | 48000 | 4020 | 3.5 | 2.5 | Non Federally-Regulated | 08/29/1986 |  | 05/11/1988
Addison Products | Addison Products | VGY042-3A |  | Water-Source | WBAHP-CB: Heat Pump Split Syst | Heat Pump | 208 | 3 |  |  | No Match | No Match |  |  |  | 48700 | 4058 | 12 | 9 | 52300 | 4378 | 3.5 | 3.5 | Non Federally-Regulated | 11/14/2000 |  | 07/18/2002
Florida Heat Pump | Florida Heat Pump | EM048-5CF |  | Water-Source | WBAHP: Heat Pump Packaged Unit | Heat Pump | 575 | 3 |  |  | No Match | No Match |  |  |  | 49000 | 3920 | 12.5 | 10 | 58000 | 3863 | 4.4 |  | Federally-Regulated Commercial & Industrial Equipment | 02/02/1998 |  | 03/31/1998
McQuay / Snyder General | Electro-Hydronics | FC630FD |  | Water-Source | WBAHP: Heat Pump Packaged Unit | Heat Pump | 230 | 3 |  |  | No Match | No Match |  |  |  | 63000 | 6430 | 9.8 | 7.5 | 79000 | 6430 | 3.6 | 2.5 | Non Federally-Regulated | 08/29/1986 |  | 05/11/1988
Snyder General Corp. | American Air Filter | EVW-90 |  | Water-Source | WBAHP: Heat Pump Packaged Unit | Heat Pump | 200 | 3 |  |  | No Match | No Match |  |  |  | 90000 | 8571 | 10.5 | 10.5 | 114000 | 9027 | 3.7 | 3.8 | Non Federally-Regulated | 07/31/1991 |  | 03/31/1998
McQuay International | McQuay | W-CDD/CDE/CMG-1-024-F |  | Ground-Water-Source | WBAHP: Heat Pump Packaged Unit | Heat Pump | 208 | 3 |  |  | No Match | No Match |  |  |  | 26200 | 1858 | 14.1 | 9 | 18400 | 1797 | 3 |  | Non Federally-Regulated | 10/06/1999 |  | 04/10/2000
McQuay / Snyder General | Electro-Hydronics | FW610G3 |  | Water-Source | WBAHP: Heat Pump Packaged Unit | Heat Pump | 230 | 1 |  |  | No Match | No Match |  |  |  | 61500 | 5850 | 10.5 | 7.5 | 77000 | 5785 | 3.9 | 2.5 | Non Federally-Regulated | 08/29/1986 |  | 05/11/1988
Bard Manufacturing Company, Inc. | Bard | WPV60D |  | Ground-Water-Source | WBAHP: Heat Pump Packaged Unit | Heat Pump | 230 | 1 |  |  | No Match | No Match |  |  |  | 54000 | 4695 | 11.5 | 9 | 40000 | 4687 | 2.5 |  | Non Federally-Regulated | 05/23/2001 |  | 07/18/2002
McQuay / Snyder General | Electro-Hydronics | UW260F3 |  | Water-Source | WBAHP: Heat Pump Packaged Unit | Heat Pump | 230 | 1 |  |  | No Match | No Match |  |  |  | 26000 | 2450 | 10.6 | 7.5 | 31600 | 2500 | 3.7 | 2.5 | Non Federally-Regulated | 08/29/1986 |  | 05/11/1988
Carrier Corp. | Carrier | 50HQ/VQ1205 |  | Water-Source | WBAHP: Heat Pump Packaged Unit | Heat Pump | 208 | 3 |  |  | No Match | No Match |  |  |  | 121000 | 12100 | 10 | 9.2 | 126000 | 11200 | 3.3 |  | Federally-Regulated Commercial & Industrial Equipment | 02/06/1988 |  | 04/07/1996
Mammoth | Hydrobank II | F120HHG/VHG |  | Water-Source | WBAHP: Heat Pump Packaged Unit | Heat Pump | 230 | 3 |  |  | No Match | No Match |  |  |  | 122000 | 10796 | 11.3 | 9 | 169000 | 13030 | 3.8 | 3.8 | Federally-Regulated Commercial & Industrial Equipment | 10/05/1999 |  | 05/23/2000
ClimateMaster Inc. | Carrier Corp. | 50YDS064 | FV4***006 | Ground-Water-Source | WBAHP-CB: Heat Pump Split Syst | Heat Pump | 230 | 1 |  |  | No Match | Single-Speed |  |  |  | 63800 | 3323 | 19.2 | 16.2 | 58800 | 4008 | 4.3 | 3.6 | Non Federally-Regulated | 01/24/2011 |  | 08/23/2011
Enertech Global, LLC | Enertech | TXT024A |  | Ground-Source | WBAHP: Heat Pump Packaged Unit | Heat Pump | 208 | 1 |  |  | No Match | Single-Speed |  |  |  | 28700 | 1237 | 23.2 | 13.4 | 20300 | 1322 | 4.5 | 3.1 | Non Federally-Regulated | 01/25/2011 |  | 06/14/2011
Florida Heat Pump | Energy Miser | HEV 68-4 |  | Water-Source | WBAHP: Heat Pump Packaged Unit | Heat Pump | 460 | 3 |  |  | No Match | No Match |  |  |  | 68000 | 6070 | 11.2 | 9.2 | 88000 | 6450 | 4 | 2.5 | Non Federally-Regulated | 06/11/1985 |  | 05/11/1988
Florida Heat Pump | Florida Heat Pump | EM060-1CS | EM060-1AV | Water-Source | WBAHP-C: Heat Pump Split Syste | Heat Pump | 230 | 1 |  |  | No Match | No Match |  |  |  | 59000 | 4609 | 12.8 | 10 | 78000 | 5316 | 4.3 |  | Federally-Regulated Commercial & Industrial Equipment | 02/02/1998 |  | 03/31/1998
Addison Products | Addison Products | VGY012-1A |  | Ground-Water-Source | WBAHP: Heat Pump Packaged Unit | Heat Pump | 208 | 1 |  |  | No Match | No Match |  |  |  | 11400 | 820 | 13.9 | 9 | 8200 | 750 | 3.2 |  | Non Federally-Regulated | 07/22/2002 |  | 03/12/2009
McQuay International | McQuay | CCH/CCW/HWH/HWW009C-A |  | Water-Source | WBAHP: Heat Pump Packaged Unit | Heat Pump | 115 | 1 |  |  | No Match | No Match |  |  |  | 8700 | 790 | 11 | 10 | 12000 | 901 | 3.9 |  | Federally-Regulated Commercial & Industrial Equipment | 02/02/1998 |  | 03/31/1998
ClimateMaster Inc. | Trane | WPHB0117 |  | Water-Source | WBAHP: Heat Pump Packaged Unit | Heat Pump | 265 | 1 |  |  | No Match | No Match |  |  |  | 10800 | 980 | 11 | 9 | 14000 | 1110 | 3.7 | 3.2 | Federally-Regulated Commercial & Industrial Equipment | 07/05/1988 |  | 02/22/1990
Waterfurnace International, Inc. | Waterfurnace International, Inc. | ATV045D1(P) |  | Ground-Water-Source | WBAHP: Heat Pump Packaged Unit | Heat Pump | 230 | 1 |  |  | No Match | No Match |  |  |  | 27800 | 1323 | 21 | 9 | 19600 | 1472 | 3.9 |  | Non Federally-Regulated | 12/14/1998 |  | 10/06/1999
Snyder General Corp. | McQuay | CCH009A*A |  | Water-Source | WBAHP: Heat Pump Packaged Unit | Heat Pump | 115 | 1 |  |  | No Match | No Match |  |  |  | 8800 | 815 | 10.8 | 9 | 11200 | 864 | 3.8 | 3.2 | Non Federally-Regulated | 02/22/1990 |  | 07/31/1991
Trane U.S. Inc. | Trane | GSUF0601A |  | Ground-Source | WBAHP: Heat Pump Packaged Unit | Heat Pump | 208 | 1 |  |  | No Match | No Match |  |  |  | 61000 | 4388 | 13.9 |  | 45500 | 4598 | 2.9 |  | Non Federally-Regulated | 03/31/1998 |  | 05/10/1998
McQuay International | McQuay | CCH/CCW/HWH/HWW120C-F |  | Water-Source | WBAHP: Heat Pump Packaged Unit | Heat Pump | 230 | 3 |  |  | No Match | No Match |  |  |  | 118500 | 10486 | 11.3 | 9 | 148000 | 10087 | 4.3 | 3.8 | Federally-Regulated Commercial & Industrial Equipment | 12/14/1998 |  | 11/17/1999
Waterfurnace International, Inc. | Waterfurnace International, Inc. | ATH057D1(P) |  | Ground-Source | WBAHP: Heat Pump Packaged Unit | Heat Pump | 230 | 1 |  |  | No Match | No Match |  |  |  | 36000 | 1914 | 18.8 |  | 26000 | 2116 | 3.6 |  | Non Federally-Regulated | 03/31/1998 |  | 05/10/1998
Enertech Global, LLC | Enertech | TST048A | ACD060 | Ground-Water-Source | WBAHP-CB: Heat Pump Split Syst | Heat Pump | 230 | 1 |  |  | No Match | Single-Speed |  |  |  | 55400 | 2388 | 23.2 | 16.2 | 46300 | 2887 | 4.7 | 3.6 | Non Federally-Regulated | 11/30/2011 |  | 03/02/2012
Waterfurnace International, Inc. | Geotility Geothermal Installations | ZS036**0*1 |  | Water-Source | WBAHP: Heat Pump Packaged Unit | Heat Pump | 208 | 1 |  |  | No Match | Single-Speed |  |  |  | 33300 | 2220 | 15 | 12 | 40600 | 2479 | 4.8 | 4.2 | Federally-Regulated Commercial & Industrial Equipment | 01/24/2011 |  | 04/19/2013
ClimateMaster Inc. | Climate Master Series | 813-060-H******** |  | Water-Source | WBAHP: Heat Pump Packaged Unit | Heat Pump | 208 | 3 |  |  | No Match | No Match |  |  |  | 62000 | 5536 | 11.2 | 9 | 75000 | 5782 | 3.8 | 3.2 | Federally-Regulated Commercial & Industrial Equipment | 02/11/1988 |  | 05/11/1988
Mammoth | Hydrobank II | F036HHK |  | Water-Source | WBAHP: Heat Pump Packaged Unit | Heat Pump | 230 | 3 |  |  | No Match | No Match |  |  |  | 35000 | 3240 | 10.8 | 10 | 46000 | 3455 | 3.9 |  | Federally-Regulated Commercial & Industrial Equipment | 06/27/2003 |  | 03/12/2009
Florida Heat Pump | Florida Heat Pump | GT054-3CF/HZ/VT |  | Water-Source | WBAHP-CB: Heat Pump Split Syst | Heat Pump | 208 | 3 |  |  | No Match | No Match |  |  |  | 53000 | 4240 | 12.5 | 9 | 62000 | 4657 | 3.9 | 3.5 | Non Federally-Regulated | 04/12/2000 |  | 07/18/2002
Command-Aire | Command-Aire | RUWP-403 |  | Water-Source | WBAHP: Heat Pump Packaged Unit | Heat Pump | 208 | 3 |  |  | No Match | No Match |  |  |  | 45900 | 4590 | 10 | 9 | 58200 | 4770 | 3.6 | 3.2 | Non Federally-Regulated | 02/22/1990 |  | 07/31/1991
ClimateMaster Inc. | Heat Controller | HTS024A | RHPL-HM2417 | Ground-Source | WBAHP-CB: Heat Pump Split Syst | Heat Pump | 230 | 1 |  |  | No Match | Dual-Speed |  |  |  | 26400 | 1467 | 18 | 13.4 | 19500 | 1466 | 3.9 | 3.1 | Non Federally-Regulated | 06/15/2009 |  | 08/23/2011
Addison Products | Addison Products | HGY072-5A |  | Ground-Water-Source | WBAHP: Heat Pump Packaged Unit | Heat Pump | 575 | 3 |  |  | No Match | No Match |  |  |  | 72000 | 6050 | 11.9 | 9 | 57100 | 5576 | 3 |  | Non Federally-Regulated | 11/14/2000 |  | 07/18/2002
Waterfurnace International, Inc. | Waterfurnace International, Inc. | SXH048C5 |  | Ground-Source | WBAHP: Heat Pump Packaged Unit | Heat Pump | 575 | 3 |  |  | No Match | No Match |  |  |  | 51500 | 3843 | 13.4 |  | 36000 | 3403 | 3.1 |  | Non Federally-Regulated | 03/31/1998 |  | 05/10/1998
ClimateMaster Inc. | Climate Master Series | VS/VL/HS/HL 012 |  | Water-Source | WBAHP: Heat Pump Packaged Unit | Heat Pump | 208 | 1 |  |  | No Match | No Match |  |  |  | 12200 | 1089 | 11.2 | 10 | 16200 | 1186 | 4 |  | Federally-Regulated Commercial & Industrial Equipment | 12/14/1998 |  | 04/12/2000
Mammoth | Hydrobank II | A013CHF |  | Water-Source | WBAHP-O: Heat Pump Packaged Un | Heat Pump | 115 | 1 |  |  | No Match | No Match |  |  |  | 12600 | 1024 | 12.3 | 10 | 15200 | 1113 | 4 |  | Federally-Regulated Commercial & Industrial Equipment | 05/23/2000 |  | 01/18/2001
Addison Products | Addison Products | HGY007-8A |  | Ground-Water-Source | WBAHP: Heat Pump Packaged Unit | Heat Pump | 265 | 1 |  |  | No Match | No Match |  |  |  | 8900 | 613 | 14.5 | 9 | 6700 | 594 | 3.3 |  | Non Federally-Regulated | 07/22/2002 |  | 03/12/2009
Waterfurnace International, Inc. | Waterfurnace International, Inc. | SXV030C4 |  | Ground-Source | WBAHP: Heat Pump Packaged Unit | Heat Pump | 460 | 3 |  |  | No Match | No Match |  |  |  | 31200 | 2181 | 14.3 |  | 21600 | 1808 | 3.5 |  | Non Federally-Regulated | 03/31/1998 |  | 05/10/1998
Climate Control / Snyder General | Electro-Hydronics | CC350G3 |  | Water-Source | WBAHP: Heat Pump Packaged Unit | Heat Pump | 230 | 1 |  |  | No Match | No Match |  |  |  | 35600 | 3360 | 10.6 | 7.5 | 43000 | 3500 | 3.6 | 2.5 | Non Federally-Regulated | 06/11/1985 |  | 08/29/1986
Enertech Global, LLC | Enertech | HXT036A |  | Ground-Water-Source | WBAHP: Heat Pump Packaged Unit | Heat Pump | 230 | 1 |  |  | No Match | Single-Speed |  |  |  | 39800 | 1809 | 22 | 16.2 | 34300 | 2234 | 4.5 | 3.6 | Non Federally-Regulated | 01/24/2011 |  | 04/19/2013
Waterfurnace International, Inc. | Waterfurnace International, Inc. | SXV024A2 |  | Water-Source | WBAHP: Heat Pump Packaged Unit | Heat Pump | 265 | 1 |  |  | No Match | No Match |  |  |  | 25500 | 1688 | 15.1 | 9.3 | 30700 | 1697 | 5.3 | 3.8 | Federally-Regulated Commercial & Industrial Equipment | 03/31/1998 |  | 05/10/1998
Command-Aire | Command-Aire | SWPH-151 |  | Water-Source | WBAHP: Heat Pump Packaged Unit | Heat Pump | 208 | 1 |  |  | No Match | No Match |  |  |  | 19500 | 2275 | 8.6 | 9 | 28000 | 2475 | 3.3 | 3.2 | Non Federally-Regulated | 05/11/1988 |  | 03/15/1989
McQuay / Snyder General | Electro-Hydronics | VF390F3 |  | Water-Source | WBAHP: Heat Pump Packaged Unit | Heat Pump | 230 | 1 |  |  | No Match | No Match |  |  |  | 39000 | 3700 | 10.5 | 7.5 | 48000 | 4020 | 3.5 | 2.5 | Non Federally-Regulated | 08/29/1986 |  | 05/11/1988
Florida Heat Pump | Florida Heat Pump | GT030-3VT/HZ/CF |  | Ground-Water-Source | WBAHP: Heat Pump Packaged Unit | Heat Pump | 208 | 3 |  |  | No Match | No Match |  |  |  | 31200 | 2080 | 15 | 9 | 20600 | 1886 | 3.2 |  | Non Federally-Regulated | 12/14/1998 |  | 04/10/2000
Addison Products | Addison Products | VWPG048-3B-XL* |  | Ground-Water-Source | WBAHP: Heat Pump Packaged Unit | Heat Pump | 230 | 3 |  |  | No Match | No Match |  |  |  | 48000 | 3380 | 14.2 | 9 | 34400 | 3252 | 3.1 |  | Non Federally-Regulated | 05/10/1998 |  | 10/02/1998
Mammoth | Hydrobank II | F110HHF/VHF |  | Water-Source | WBAHP: Heat Pump Packaged Unit | Heat Pump | 230 | 3 |  |  | No Match | No Match |  |  |  | 104000 | 7536 | 13.8 | 9 | 131000 | 8531 | 4.5 | 3.8 | Federally-Regulated Commercial & Industrial Equipment | 07/29/1998 |  | 10/02/1998
Waterfurnace International, Inc. | Standard Range | WSH/WSV009A*1*** |  | Water-Source | WBAHP: Heat Pump Packaged Unit | Heat Pump | 230 | 1 |  |  | No Match | No Match |  |  |  | 9000 | 818 | 11 | 9 | 11500 | 910 | 3.7 | 3.2 | Non Federally-Regulated | 10/10/1989 |  | 07/31/1991
Waterfurnace International, Inc. | Waterfurnace International, Inc. | NDZ038A0 | NAH036* | Ground-Water-Source | WBAHP-CB: Heat Pump Split Syst | Heat Pump | 208 | 1 |  |  | No Match | Dual-Speed |  |  |  | 34300 | 1681 | 20.4 | 16.2 | 33100 | 2156 | 4.5 | 3.6 | Non Federally-Regulated | 01/24/2011 |  | 08/23/2011
Florida Heat Pump | Florida Heat Pump | AU049-1CF/HZ/VT |  | Water-Source | WBAHP: Heat Pump Packaged Unit | Heat Pump | 208 | 1 |  |  | No Match | Single-Speed |  |  |  | 48000 | 3556 | 12.6 | 12 | 58000 | 3540 | 4.8 | 4.2 | Federally-Regulated Commercial & Industrial Equipment | 06/23/2011 |  | 12/12/2012
ClimateMaster Inc. | Carrier | 50KQA/D012 |  | Water-Source | WBAHP-O: Heat Pump Packaged Un | Heat Pump | 265 | 1 |  |  | No Match | No Match |  |  |  | 11800 | 921 | 12.8 | 10 | 14000 | 1051 | 3.9 |  | Federally-Regulated Commercial & Industrial Equipment | 12/14/1998 |  | 10/05/1999
Addison Products | Addison Products | VGY030-3A |  | Ground-Water-Source | WBAHP: Heat Pump Packaged Unit | Heat Pump | 208 | 3 |  |  | No Match | No Match |  |  |  | 33500 | 2557 | 13.1 | 9 | 23800 | 2179 | 3.2 |  | Non Federally-Regulated | 11/14/2000 |  | 07/18/2002
Trane U.S. Inc. | Trane | GXUB0281 |  | Water-Source | WBAHP: Heat Pump Packaged Unit | Heat Pump | 208 | 1 |  |  | No Match | No Match |  |  |  | 27000 | 2288 | 11.8 | 10 | 34700 | 2480 | 4.1 |  | Federally-Regulated Commercial & Industrial Equipment | 02/02/1998 |  | 03/31/1998
McQuay / Snyder General | Electro-Hydronics | LWP7.5AK |  | Water-Source | WBAHP: Heat Pump Packaged Unit | Heat Pump | 208 | 3 |  |  | No Match | No Match |  |  |  | 76000 | 7100 | 10.7 | 9.2 | 95000 | 7500 | 3.7 | 2.5 | Non Federally-Regulated | 08/29/1986 |  | 05/11/1988
Snyder General Corp. | American Air Filter | HWH070A*T |  | Water-Source | WBAHP: Heat Pump Packaged Unit | Heat Pump | 460 | 3 |  |  | No Match | No Match |  |  |  | 70000 | 6250 | 11.2 | 10.5 | 89000 | 6889 | 3.8 | 3.8 | Non Federally-Regulated | 07/31/1991 |  | 03/31/1998
Florida Heat Pump | Florida Heat Pump | EM070-1CS | EM070-1AH/AV | Water-Source | WBAH: Heating Only Packaged Un | Heat Pump | 230 | 1 |  |  | No Match | No Match |  |  |  | 67500 | 5037 | 13.4 | 9 | 77500 | 5975 | 3.8 | 3.5 | Non Federally-Regulated | 07/22/2002 |  | 03/12/2009
Waterfurnace International, Inc. | Geotility Geothermal Installations | ZS041**3*1 |  | Water-Source | WBAHP: Heat Pump Packaged Unit | Heat Pump | 208 | 3 |  |  | No Match | Single-Speed |  |  |  | 40000 | 2759 | 14.5 | 12 | 45000 | 2931 | 4.5 | 4.2 | Federally-Regulated Commercial & Industrial Equipment | 01/24/2011 |  | 04/19/2013
Trane U.S. Inc. | Trane | WPVF0361 |  | Water-Source | WBAHP: Heat Pump Packaged Unit | Heat Pump | 208 | 1 |  |  | No Match | No Match |  |  |  | 34600 | 2489 | 13.9 | 10 | 42000 | 2796 | 4.4 |  | Federally-Regulated Commercial & Industrial Equipment | 10/05/1999 |  | 04/12/2000
Waterfurnace International, Inc. | Johnson Controls | RJSV/RJSH015**0*1 |  | Ground-Water-Source | WBAHP: Heat Pump Packaged Unit | Heat Pump | 208 | 1 |  |  | No Match | Single-Speed |  |  |  | 16700 | 619 | 27 | 16.2 | 15500 | 967 | 4.7 | 3.6 | Non Federally-Regulated | 01/24/2011 |  | 10/24/2014
Waterfurnace International, Inc. | Waterfurnace International, Inc. | SXH042C3 |  | Ground-Source | WBAHP: Heat Pump Packaged Unit | Heat Pump | 230 | 3 |  |  | No Match | No Match |  |  |  | 44500 | 3201 | 13.9 |  | 31800 | 2824 | 3.3 |  | Non Federally-Regulated | 03/31/1998 |  | 05/10/1998
Inter-City Products Corp. | McQuay | FCW015A*N |  | Water-Source | WBAHP: Heat Pump Packaged Unit | Heat Pump | 265 | 1 |  |  | No Match | No Match |  |  |  | 13200 | 1128 | 11.7 | 9.3 | 16000 | 1207 | 3.9 | 3.8 | Non Federally-Regulated | 07/31/1991 |  | 03/31/1998
Florida Heat Pump | Florida Heat Pump | AP061-3CF/HZ/VT |  | Water-Source | WBAHP: Heat Pump Packaged Unit | Heat Pump | 208 | 3 |  |  | No Match | Dual-Speed |  |  |  | 64000 | 3951 | 16.2 | 12 | 78500 | 4260 | 5.4 | 4.2 | Federally-Regulated Commercial & Industrial Equipment | 11/30/2011 |  | 05/01/2015
Waterfurnace International, Inc. | Waterfurnace International, Inc. | SXH042B3 |  | Water-Source | WBAHP: Heat Pump Packaged Unit | Heat Pump | 230 | 3 |  |  | No Match | No Match |  |  |  | 42000 | 3000 | 14 | 10 | 54500 | 3131 | 5.1 |  | Federally-Regulated Commercial & Industrial Equipment | 02/02/1998 |  | 03/31/1998
McQuay / Snyder General | Electro-Hydronics | CC260GP |  | Water-Source | WBAHP: Heat Pump Packaged Unit | Heat Pump | 460 | 3 |  |  | No Match | No Match |  |  |  | 26000 | 2450 | 10.6 | 7.5 | 31600 | 2500 | 3.7 | 2.5 | Non Federally-Regulated | 08/29/1986 |  | 05/11/1988
ClimateMaster Inc. | Climate Master Series | VS/VL/HS/HL 036 G/E |  | Water-Source | WBAHP: Heat Pump Packaged Unit | Heat Pump | 230 | 1 |  |  | No Match | No Match |  |  |  | 35000 | 3181 | 11 | 10 | 42500 | 3192 | 3.9 |  | Federally-Regulated Commercial & Industrial Equipment | 10/05/1999 |  | 04/12/2000
Heat Controller | Heat Controller | DWPG020-1B-XL* |  | Water-Source | WBAHP-CB: Heat Pump Split Syst | Heat Pump | 208 | 1 |  |  | No Match | No Match |  |  |  | 19000 | 1407 | 13.5 | 9 | 20400 | 1494 | 4 | 3.5 | Non Federally-Regulated | 12/14/1998 |  | 04/12/2000
Mammoth | Hydrobank II | E025HLG |  | Ground-Water-Source | WBAHP: Heat Pump Packaged Unit | Heat Pump | 265 | 1 |  |  | No Match | No Match |  |  |  | 25000 | 1785 | 14 | 9 | 19000 | 1795 | 3.1 |  | Non Federally-Regulated | 01/18/2001 |  | 07/18/2002
Addison Products | Addison Products | HWY120-4A |  | Water-Source | WBAHP: Heat Pump Packaged Unit | Heat Pump | 460 | 3 |  |  | No Match | No Match |  |  |  | 110000 | 10000 | 11 | 9 | 135200 | 9661 | 4.1 | 3.8 | Federally-Regulated Commercial & Industrial Equipment | 01/18/2001 |  | 11/19/2001
Waterfurnace International, Inc. | Eagle Mountain | YS036**1*4 |  | Water-Source | WBAHP: Heat Pump Packaged Unit | Heat Pump | 230 | 1 |  |  | No Match | Single-Speed |  |  |  | 33300 | 2220 | 15 | 12 | 40600 | 2479 | 4.8 | 4.2 | Federally-Regulated Commercial & Industrial Equipment | 01/24/2011 |  | 03/02/2012
Waterfurnace International, Inc. | Eagle Mountain | GTS049A1 | GRAC048* | Water-Source | WBAHP-CB: Heat Pump Split Syst | Heat Pump | 208 | 1 |  |  | No Match | Dual-Speed |  |  |  | 45900 | 3279 | 14 | 12 | 56800 | 3542 | 4.7 | 4.2 | Federally-Regulated Commercial & Industrial Equipment | 01/24/2011 |  | 04/19/2013
Mammoth | Hydrobank II | D035HHG |  | Water-Source | WBAHP: Heat Pump Packaged Unit | Heat Pump | 230 | 1 |  |  | No Match | No Match |  |  |  | 35000 | 2573 | 13.6 | 10 | 44500 | 2897 | 4.5 |  | Federally-Regulated Commercial & Industrial Equipment | 11/14/2000 |  | 01/18/2001
Florida Heat Pump | Florida Heat Pump | GT026-2CS | GT026-2AV/AH | Water-Source | WBAH: Heating Only Packaged Un | Heat Pump | 208 | 3 |  |  | No Match | No Match |  |  |  | 26400 | 2000 | 13.2 | 9 | 30000 | 2313 | 3.8 | 3.5 | Non Federally-Regulated | 10/05/1999 |  | 04/12/2000
Waterfurnace International, Inc. | Waterfurnace International, Inc. | SXV036A4 |  | Water-Source | WBAHP-CB: Heat Pump Split Syst | Heat Pump | 460 | 3 |  |  | No Match | No Match |  |  |  | 37600 | 2870 | 13.1 | 9 | 40500 | 2967 | 4 | 3.5 | Non Federally-Regulated | 02/02/1998 |  | 08/21/1998
ClimateMaster Inc. | Trane | WPRA19HBXBX |  | Water-Source | WBAHP: Heat Pump Packaged Unit | Heat Pump | 208 | 1 |  |  | No Match | No Match |  |  |  | 19000 | 1780 | 10.7 | 9 | 24200 | 1800 | 3.9 | 3.2 | Non Federally-Regulated | 05/11/1988 |  | 03/15/1989
Enertech Global, LLC | Enertech | H024C | MPD024 | Ground-Water-Source | WBAHP-CB: Heat Pump Split Syst | Heat Pump | 208 | 1 |  |  | No Match | Single-Speed |  |  |  | 26300 | 1335 | 19.7 | 16.2 | 22900 | 1679 | 4 | 3.6 | Non Federally-Regulated | 07/16/2009 |  | 03/02/2012
Florida Heat Pump | Energy Miser | HECS34-2 | HEAH34-2 | Water-Source | WBAHP-C: Heat Pump Split Syste | Heat Pump | 265 | 1 |  |  | No Match | No Match |  |  |  | 32600 | 2785 | 11.7 | 9 | 43000 | 3150 | 4 | 3.2 | Non Federally-Regulated | 02/22/1990 |  | 07/31/1991
Waterfurnace International, Inc. | Geotility Geothermal Installations | ZS060**0*1 |  | Water-Source | WBAHP: Heat Pump Packaged Unit | Heat Pump | 208 | 1 |  |  | No Match | Single-Speed |  |  |  | 58400 | 3817 | 15.3 | 12 | 72500 | 4521 | 4.7 | 4.2 | Federally-Regulated Commercial & Industrial Equipment | 01/24/2011 |  | 04/19/2013
American Air Filter | Enercon | VW12 |  | Water-Source | WBAHP: Heat Pump Packaged Unit | Heat Pump | 208 | 1 |  |  | No Match | No Match |  |  |  | 11900 | 1085 | 11 | 7.5 | 14100 | 1130 | 3.7 | 2.5 | Non Federally-Regulated | 06/11/1985 |  | 05/11/1988
Florida Heat Pump | Geomaster, LLC | EC060-4CF/HZ/VT |  | Water-Source | WBAHP: Heat Pump Packaged Unit | Heat Pump | 460 | 3 |  |  | No Match | Single-Speed |  |  |  | 62000 | 4697 | 13.2 | 12 | 79000 | 5261 | 4.4 | 4.2 | Federally-Regulated Commercial & Industrial Equipment | 04/23/2009 |  | 04/20/2015
Mammoth | Sol-A-Terra II | G027VSC |  | Ground-Water-Source | WBAHP: Heat Pump Packaged Unit | Heat Pump | 460 | 3 |  |  | No Match | No Match |  |  |  | 27400 | 2490 | 11 | 11 | 32400 | 2714 | 3.5 | 3.4 | Non Federally-Regulated | 07/31/1991 |  | 03/31/1998
Enertech Global, LLC | Enertech | GHT060A |  | Ground-Source | WBAHP: Heat Pump Packaged Unit | Heat Pump | 208 | 1 |  |  | No Match | Single-Speed |  |  |  | 54600 | 3689 | 14.8 | 13.4 | 45600 | 3931 | 3.4 | 3.1 | Non Federally-Regulated | 12/12/2012 |  | 05/11/2015
Waterfurnace International, Inc. | Waterfurnace International, Inc. | P019**1 |  | Ground-Water-Source | WBAHP: Heat Pump Packaged Unit | Heat Pump | 230 | 1 |  |  | No Match | No Match |  |  |  | 19400 | 1168 | 16.6 | 9 | 13700 | 1115 | 3.6 |  | Non Federally-Regulated | 07/22/2002 |  | 02/17/2011
Waterfurnace International, Inc. | Waterfurnace International, Inc. | ATH066*3 |  | Ground-Water-Source | WBAHP: Heat Pump Packaged Unit | Heat Pump | 230 | 3 |  |  | No Match | No Match |  |  |  | 67000 | 5000 | 13.4 | 9 | 50000 | 4883 | 3 |  | Non Federally-Regulated | 10/06/1999 |  | 05/19/2000
Addison Products | Addison Products | HPY060-1A |  | Water-Source | WBAHP-CB: Heat Pump Split Syst | Heat Pump | 230 | 1 |  |  | No Match | No Match |  |  |  | 68000 | 5354 | 12.7 | 9 | 77200 | 6113 | 3.7 | 3.5 | Non Federally-Regulated | 11/14/2000 |  | 07/18/2002
Command-Aire | Command-Aire | SWP-3533 |  | Water-Source | WBAHP: Heat Pump Packaged Unit | Heat Pump | 208 | 3 |  |  | No Match | No Match |  |  |  | 438000 | 47400 | 9.2 |  | 608000 | 49700 | 3.6 | 2.5 | Non Federally-Regulated | 02/22/1990 |  | 07/31/1991
Mammoth | Hydrobank II | G084HHJ |  | Water-Source | WBAHP: Heat Pump Packaged Unit | Heat Pump | 460 | 3 |  |  | No Match | No Match |  |  |  | 84000 | 7179 | 11.7 | 9 | 108600 | 8373 | 3.8 | 3.8 | Federally-Regulated Commercial & Industrial Equipment | 05/23/2000 |  | 01/18/2001
Florida Heat Pump | Florida Heat Pump | CE049-1CS | DX049CC/UC | Ground-Water-Source | WBAHP-C: Heat Pump Split Syste | Heat Pump | 230 | 1 |  |  | No Match | Dual-Speed |  |  |  | 55500 | 2372 | 23.4 | 16.2 | 47500 | 3094 | 4.5 | 3.6 | Non Federally-Regulated | 03/02/2012 |  | 05/01/2015
ClimateMaster Inc. | Trane | WPVC0364 |  | Water-Source | WBAHP: Heat Pump Packaged Unit | Heat Pump | 460 | 3 |  |  | No Match | No Match |  |  |  | 36000 | 3200 | 11.3 | 9 | 42500 | 3200 | 3.9 | 3.2 | Non Federally-Regulated | 02/22/1990 |  | 07/31/1991
Florida Heat Pump | Florida Heat Pump | EM031-1HZ |  | Water-Source | WBAHP: Heat Pump Packaged Unit | Heat Pump | 208 | 1 |  |  | No Match | No Match |  |  |  | 32000 | 2285 | 14 | 9.3 | 42000 | 2735 | 4.5 | 3.8 | Federally-Regulated Commercial & Industrial Equipment | 03/31/1998 |  | 05/10/1998
ClimateMaster Inc. | Climate Master Series | V120-32/34 |  | Water-Source | WBAHP: Heat Pump Packaged Unit | Heat Pump | 208 | 3 |  |  | No Match | No Match |  |  |  | 120000 | 10526 | 11.4 | 9 | 135000 | 10412 | 3.8 | 3.8 | Federally-Regulated Commercial & Industrial Equipment | 02/02/1998 |  | 03/31/1998
Florida Heat Pump | Florida Heat Pump | GT030-3VT/HZ/CF |  | Ground-Source | WBAHP: Heat Pump Packaged Unit | Heat Pump | 230 | 3 |  |  | No Match | No Match |  |  |  | 31200 | 2080 | 15 |  | 20600 | 1886 | 3.2 |  | Non Federally-Regulated | 03/31/1998 |  | 05/10/1998
Climate Control / Snyder General | Electro-Hydronics | LWP15BD |  | Water-Source | WBAHP: Heat Pump Packaged Unit | Heat Pump | 230 | 3 |  |  | No Match | No Match |  |  |  | 178000 | 16950 | 10.5 |  | 227000 | 17600 | 3.8 | 2.5 | Non Federally-Regulated | 06/11/1985 |  | 08/29/1986
Jacobsen Energy Ind., Inc. | Jacobsen Energy Ind., Inc. | 90***2**** |  | Water-Source | WBAHP: Heat Pump Packaged Unit | Heat Pump | 208 | 3 |  |  | No Match | No Match |  |  |  | 96500 | 9500 | 10.2 | 9.2 | 112500 | 9700 | 3.4 | 2.5 | Non Federally-Regulated | 06/11/1985 |  | 05/11/1988
Carrier Corp. | Carrier | 50HQ,VQ0143 |  | Water-Source | WBAHP: Heat Pump Packaged Unit | Heat Pump | 230 | 1 |  |  | No Match | No Match |  |  |  | 14000 | 1550 | 9 | 9 | 17000 | 1650 | 3 | 3.2 | Non Federally-Regulated | 05/11/1988 |  | 03/15/1989
Singer | Electro-Hydronics | FC330CK |  | Water-Source | WBAHP: Heat Pump Packaged Unit | Heat Pump | 208 | 3 |  |  | No Match | No Match |  |  |  | 33000 | 3500 | 9.4 | 7.5 | 35500 | 3550 | 2.9 | 2.5 | Non Federally-Regulated | 01/05/1982 |  | 09/08/1982
McQuay International | McQuay | W-CDD/CDE/CME-1-012-A |  | Water-Source | WBAHP: Heat Pump Packaged Unit | Heat Pump | 115 | 1 |  |  | No Match | No Match |  |  |  | 11700 | 1063 | 11 | 10 | 14200 | 1094 | 3.8 |  | Federally-Regulated Commercial & Industrial Equipment | 09/21/2000 |  | 11/14/2000
Addison Products | Heat Controller | WPH028-1J |  | Water-Source | WBAHP: Heat Pump Packaged Unit | Heat Pump | 208 | 1 |  |  | No Match | No Match |  |  |  | 27600 | 2509 | 11 | 10 | 36400 | 2734 | 3.9 |  | Federally-Regulated Commercial & Industrial Equipment | 10/05/1999 |  | 04/12/2000
Tetco | Tetco | ESII5.5 |  | Ground-Water-Source | WBAHP: Heat Pump Packaged Unit | Heat Pump | 230 | 1 |  |  | No Match | No Match |  |  |  | 58000 | 4461 | 13 | 9 | 52000 | 5080 | 3 |  | Non Federally-Regulated | 12/14/1998 |  | 04/10/2000
Addison Products | Addison Products | WSH019-1AL |  | Water-Source | WBAHP: Heat Pump Packaged Unit | Heat Pump | 230 | 1 |  |  | No Match | No Match |  |  |  | 18200 | 1300 | 14 | 10 | 22200 | 1301 | 5 |  | Federally-Regulated Commercial & Industrial Equipment | 12/14/1998 |  | 05/19/2000
Florida Heat Pump | Energy Miser | HEV 2000-4 |  | Water-Source | WBAHP: Heat Pump Packaged Unit | Heat Pump | 460 | 3 |  |  | No Match | No Match |  |  |  | 204000 | 19429 | 10.5 |  | 240000 | 19000 | 3.7 | 3.8 | Non Federally-Regulated | 07/31/1991 |  | 03/31/1998
Singer | Electro-Hydronics | FC330C3 |  | Water-Source | WBAHP: Heat Pump Packaged Unit | Heat Pump | 230 | 1 |  |  | No Match | No Match |  |  |  | 33000 | 3500 | 9.4 | 7.5 | 35500 | 3550 | 2.9 | 2.5 | Non Federally-Regulated | 01/05/1982 |  | 09/08/1982
ClimateMaster Inc. | Climate Master Series | GSV/GSH060AG |  | Ground-Water-Source | WBAHP: Heat Pump Packaged Unit | Heat Pump | 208 | 1 |  |  | No Match | No Match |  |  |  | 61100 | 4333 | 14.1 | 9 | 49700 | 4550 | 3.2 |  | Non Federally-Regulated | 07/22/2002 |  | 03/12/2009
ClimateMaster Inc. | Carrier Corp. | 50RTP03 |  | Water-Source | WBAHP: Heat Pump Packaged Unit | Heat Pump | 208 | 3 |  |  | No Match | Single-Speed |  |  |  | 35000 | 2465 | 14.2 | 12 | 42700 | 2503 | 5 | 4.2 | Federally-Regulated Commercial & Industrial Equipment | 10/24/2014 |  | 04/22/2015
Trane U.S. Inc. | Command-Aire | SPHD0267 |  | Water-Source | WBAHP: Heat Pump Packaged Unit | Heat Pump | 265 | 1 |  |  | No Match | No Match |  |  |  | 22800 | 2171 | 10.5 | 10 | 30400 | 2283 | 3.9 |  | Federally-Regulated Commercial & Industrial Equipment | 10/05/1999 |  | 04/12/2000
Florida Heat Pump | Energy Miser | HEV27-1 |  | Water-Source | WBAHP: Heat Pump Packaged Unit | Heat Pump | 208 | 1 |  |  | No Match | No Match |  |  |  | 26600 | 2215 | 12 | 9.3 | 34400 | 2460 | 4.1 | 3.8 | Non Federally-Regulated | 07/31/1991 |  | 03/31/1998
ClimateMaster Inc. | Climate Master Series | HS/VS030G |  | Water-Source | WBAHP: Heat Pump Packaged Unit | Heat Pump | 230 | 1 |  |  | No Match | No Match |  |  |  | 28900 | 2312 | 12.5 | 10 | 37000 | 2409 | 4.5 |  | Federally-Regulated Commercial & Industrial Equipment | 11/14/2000 |  | 01/18/2001
Waterfurnace International, Inc. | Waterfurnace International, Inc. | SXH058*0 |  | Ground-Water-Source | WBAHP: Heat Pump Packaged Unit | Heat Pump | 208 | 1 |  |  | No Match | No Match |  |  |  | 56500 | 4216 | 13.4 | 9 | 45500 | 4300 | 3.1 |  | Non Federally-Regulated | 10/06/1999 |  | 05/19/2000
ClimateMaster Inc. | Climate Master Series | 80120G |  | Water-Source | WBAHP: Heat Pump Packaged Unit | Heat Pump | 208 | 1 |  |  | No Match | No Match |  |  |  | 18600 | 1710 | 10.9 | 9 | 22800 | 1855 | 3.6 | 3.2 | Federally-Regulated Commercial & Industrial Equipment | 02/11/1988 |  | 05/11/1988
Florida Heat Pump | Florida Heat Pump | EP060-1HZ/VT |  | Water-Source | WBAHP: Heat Pump Packaged Unit | Heat Pump | 230 | 1 |  |  | No Match | Single-Speed |  |  |  | 62000 | 3626 | 17.1 | 12 | 72000 | 3638 | 5.8 | 4.2 | Federally-Regulated Commercial & Industrial Equipment | 01/24/2011 |  | 06/14/2011
California Heat Pump | California Heat Pump | CHP-07C*-12-** |  | Water-Source | WBAHP: Heat Pump Packaged Unit | Heat Pump | 230 | 1 |  |  | No Match | No Match |  |  |  | 7500 | 800 | 9.4 | 7.5 | 8100 | 825 | 2.9 | 2.5 | Non Federally-Regulated | 01/05/1982 |  | 06/11/1985
Geoflex Systems, Inc. | Geoflex Systems, Inc. | GF1T-V/H/D/M-038WAABP |  | Ground-Source | WBAHP: Heat Pump Packaged Unit | Both Heat Pump and Electric Re | 208 | 1 |  |  | No Match | Dual-Speed |  |  |  | 38000 | 2021 | 18.8 | 13.4 | 28800 | 2110 | 4 | 3.1 | Non Federally-Regulated | 03/02/2012 |  | 01/09/2014
Waterfurnace International, Inc. | Waterfurnace International, Inc. | CW*018A2 |  | Ground-Water-Source | WBAHP: Heat Pump Packaged Unit | Heat Pump | 265 | 1 |  |  | No Match | No Match |  |  |  | 18100 | 1360 | 13.3 | 9 | 13900 | 1357 | 3 |  | Non Federally-Regulated | 01/30/1998 |  | 10/02/1998
McQuay / Snyder General | Electro-Hydronics | FW400G5 |  | Water-Source | WBAHP: Heat Pump Packaged Unit | Heat Pump | 208 | 1 |  |  | No Match | No Match |  |  |  | 39600 | 3960 | 10 | 7.5 | 45000 | 3880 | 3.4 | 2.5 | Non Federally-Regulated | 08/29/1986 |  | 05/11/1988
Florida Heat Pump | Florida Heat Pump | CE049-1CS | DX049CC/UC | Ground-Water-Source | WBAHP-C: Heat Pump Split Syste | Heat Pump | 208 | 1 |  |  | No Match | Dual-Speed |  |  |  | 55500 | 2372 | 23.4 | 16.2 | 47500 | 3094 | 4.5 | 3.6 | Non Federally-Regulated | 03/02/2012 |  | 05/01/2015
Waterfurnace International, Inc. | Eagle Mountain | ZS024**2*1 |  | Ground-Water-Source | WBAHP: Heat Pump Packaged Unit | Heat Pump | 265 | 1 |  |  | No Match | Single-Speed |  |  |  | 26400 | 1128 | 23.4 | 16.2 | 22300 | 1452 | 4.5 | 3.6 | Non Federally-Regulated | 01/24/2011 |  | 04/19/2013
Addison Products | Addison Products | WRH036-1JC | HRH036-1J/1JB | Water-Source | WBAHP-C: Heat Pump Split Syste | Heat Pump | 208 | 1 |  |  | No Match | No Match |  |  |  | 33000 | 3000 | 11 | 10 | 42000 | 3239 | 3.8 |  | Federally-Regulated Commercial & Industrial Equipment | 02/02/1998 |  | 03/31/1998
Command-Aire | Command-Aire | SWPXR351E |  | Water-Source | WBAHP: Heat Pump Packaged Unit | Heat Pump | 208 | 1 |  |  | No Match | No Match |  |  |  | 36000 | 3270 | 11 | 9 | 49000 | 3500 | 4 | 3.2 | Non Federally-Regulated | 05/11/1988 |  | 03/15/1989
Command-Aire | Command-Aire | SWP-2044 |  | Water-Source | WBAHP: Heat Pump Packaged Unit | Heat Pump | 460 | 3 |  |  | No Match | No Match |  |  |  | 240000 | 24700 | 9.7 |  | 336000 | 27900 | 3.5 |  | Non Federally-Regulated | 05/11/1988 |  | 03/15/1989
Enertech Global, LLC | Enertech | GTC048 | ACD060 | Ground-Source | WBAHP-C: Heat Pump Split Syste | Heat Pump | 230 | 1 |  |  | No Match | Single-Speed |  |  |  | 54300 | 3251 | 16.7 | 13.4 | 43300 | 3848 | 3.3 | 3.1 | Non Federally-Regulated | 04/30/2009 |  | 06/15/2009
Waterfurnace International, Inc. | American Standard, Inc. | A1GX036***1**1 |  | Water-Source | WBAHP: Heat Pump Packaged Unit | Heat Pump | 208 | 1 |  |  | No Match | Single-Speed |  |  |  | 34500 | 1760 | 19.6 | 12 | 38000 | 1827 | 6.1 | 4.2 | Federally-Regulated Commercial & Industrial Equipment | 08/23/2011 |  | 10/24/2014
Enertech Global, LLC | Enertech | HCT048C2 |  | Ground-Water-Source | WBAHP: Heat Pump Packaged Unit | Heat Pump | 230 | 3 |  |  | No Match | Single-Speed |  |  |  | 55600 | 2356 | 23.6 | 16.2 | 49700 | 3035 | 4.8 | 3.6 | Non Federally-Regulated | 05/02/2012 |  | 12/12/2012
Waterfurnace International, Inc. | Waterfurnace International, Inc. | SXV068B0 |  | Ground-Water-Source | WBAHP: Heat Pump Packaged Unit | Heat Pump | 208 | 1 |  |  | No Match | No Match |  |  |  | 66000 | 5500 | 12 | 9 | 52000 | 5080 | 3 |  | Non Federally-Regulated | 12/14/1998 |  | 10/06/1999
Command-Aire | Command-Aire | SWP511E |  | Water-Source | WBAHP: Heat Pump Packaged Unit | Heat Pump | 208 | 1 |  |  | No Match | No Match |  |  |  | 49000 | 4380 | 11.2 | 7.5 | 65000 | 4760 | 4 | 2.5 | Non Federally-Regulated | 06/11/1985 |  | 01/23/1988
ClimateMaster Inc. | Trane | WPHC0482 |  | Water-Source | WBAHP: Heat Pump Packaged Unit | Heat Pump | 208 | 1 |  |  | No Match | No Match |  |  |  | 48493 | 4402 | 11 | 9 | 56843 | 5228 | 3.8 | 3.2 | Non Federally-Regulated | 02/22/1990 |  | 07/31/1991
Waterfurnace International, Inc. | Waterfurnace International, Inc. | ATV070D0(P) |  | Ground-Water-Source | WBAHP: Heat Pump Packaged Unit | Heat Pump | 230 | 1 |  |  | No Match | No Match |  |  |  | 43500 | 2500 | 17.4 | 9 | 32400 | 2637 | 3.6 |  | Non Federally-Regulated | 05/10/1998 |  | 10/02/1998
Carrier Corp. | Carrier | 50HQ,VQ0606 |  | Water-Source | WBAHP: Heat Pump Packaged Unit | Heat Pump | 460 | 3 |  |  | No Match | No Match |  |  |  | 60000 | 6383 | 9.4 | 7.5 | 71000 | 6700 | 3.1 | 2.5 | Non Federally-Regulated | 09/08/1982 |  | 05/11/1988
Carrier Corp. | Carrier | 50QEV0483 |  | Water-Source | WBAHP: Heat Pump Packaged Unit | Heat Pump | 230 | 1 |  |  | No Match | No Match |  |  |  | 48000 | 4365 | 11 | 9 | 58000 | 4440 | 3.8 | 3.2 | Non Federally-Regulated | 03/15/1989 |  | 07/31/1991
Waterfurnace International, Inc. | Waterfurnace International, Inc. | ATH057D0 |  | Ground-Water-Source | WBAHP: Heat Pump Packaged Unit | Heat Pump | 230 | 1 |  |  | No Match | No Match |  |  |  | 62500 | 5081 | 12.3 | 11 | 66000 | 5227 | 3.7 | 3.5 | Non Federally-Regulated | 03/31/1998 |  | 05/10/1998
Econar | Econar | GH590 |  | Ground-Water-Source | WBAHP: Heat Pump Packaged Unit | Heat Pump | 208 | 1 |  |  | No Match | No Match |  |  |  | 57500 | 4752 | 12.1 | 9 | 54500 | 5151 | 3.1 |  | Non Federally-Regulated | 03/18/2002 |  | 03/12/2009
Hydro Delta Corp. | Hydro Delta Corp. | 03-060-WTARW-MT(P) |  | Ground-Water-Source | WBAHP: Heat Pump Packaged Unit | Heat Pump | 230 | 1 |  |  | No Match | No Match |  |  |  | 34600 | 1765 | 19.6 | 9 | 25000 | 1831 | 4 |  | Non Federally-Regulated | 12/14/1998 |  | 11/17/1999
Mammoth | Hydrobank II | E024HHG/VHG |  | Water-Source | WBAHP: Heat Pump Packaged Unit | Heat Pump | 265 | 1 |  |  | No Match | No Match |  |  |  | 24600 | 2157 | 11.4 | 9.3 | 31700 | 2444 | 3.8 | 3.8 | Federally-Regulated Commercial & Industrial Equipment | 03/31/1998 |  | 05/10/1998
Addison Products | Addison Products | HWPH044-3JA/3JBA |  | Water-Source | WBAHP: Heat Pump Packaged Unit | Heat Pump | 208 | 3 |  |  | No Match | No Match |  |  |  | 41000 | 3727 | 11 | 10 | 51000 | 3933 | 3.8 |  | Federally-Regulated Commercial & Industrial Equipment | 12/14/1998 |  | 09/21/2000
McQuay / Snyder General | Electro-Hydronics | VE390GD |  | Water-Source | WBAHP: Heat Pump Packaged Unit | Heat Pump | 230 | 3 |  |  | No Match | No Match |  |  |  | 39000 | 3700 | 10.5 | 9 | 48000 | 4020 | 3.5 | 3.2 | Non Federally-Regulated | 05/11/1988 |  | 03/15/1989
Florida Heat Pump | Florida Heat Pump | GT042-3VT/HZ/CF |  | Water-Source | WBAHP-CB: Heat Pump Split Syst | Heat Pump | 208 | 3 |  |  | No Match | No Match |  |  |  | 45000 | 3435 | 13.1 | 9 | 50000 | 3488 | 4.2 | 3.5 | Non Federally-Regulated | 12/14/1998 |  | 04/12/2000
Enertech Global, LLC | Roth Industries, Inc. | RCT060D |  | Ground-Water-Source | WBAHP: Heat Pump Packaged Unit | Heat Pump | 230 | 1 |  |  | No Match | Single-Speed | 2388 | 644 | 1 | 68200 | 3031 | 22.5 | 16.2 | 59900 | 3816 | 4.6 | 3.6 | Non Federally-Regulated | 09/03/2012 |  | 12/12/2012
Mammoth | Hydrobank II | D006HHA/VHA |  | Water-Source | WBAHP: Heat Pump Packaged Unit | Heat Pump | 230 | 1 |  |  | No Match | No Match |  |  |  | 7000 | 636 | 11 | 10 | 9600 | 721 | 3.9 |  | Federally-Regulated Commercial & Industrial Equipment | 02/02/1998 |  | 03/31/1998
Command-Aire | Command-Aire | RUWP-1544 |  | Water-Source | WBAHP: Heat Pump Packaged Unit | Heat Pump | 460 | 3 |  |  | No Match | No Match |  |  |  | 172000 | 18400 | 9.3 | 7.5 | 225000 | 18300 | 3.6 | 2.2 | Non Federally-Regulated | 01/05/1982 |  | 06/11/1985
Waterfurnace International, Inc. | Geosmart Energy, Inc. | ZS036**3*4 |  | Water-Source | WBAHP: Heat Pump Packaged Unit | Heat Pump | 208 | 3 |  |  | No Match | Single-Speed |  |  |  | 33300 | 2220 | 15 | 12 | 40600 | 2479 | 4.8 | 4.2 | Federally-Regulated Commercial & Industrial Equipment | 06/14/2011 |  | 03/02/2012
McQuay / Snyder General | Electro-Hydronics | CW500F3 |  | Water-Source | WBAHP: Heat Pump Packaged Unit | Heat Pump | 230 | 1 |  |  | No Match | No Match |  |  |  | 50000 | 4850 | 10.3 | 7.5 | 65000 | 4900 | 3.9 | 2.5 | Non Federally-Regulated | 08/29/1986 |  | 05/11/1988
Mammoth | Hydrobank II | A006CHE |  | Water-Source | WBAHP-O: Heat Pump Packaged Un | Heat Pump | 115 | 1 |  |  | No Match | No Match |  |  |  | 7400 | 672 | 11 | 10 | 10500 | 769 | 4 |  | Federally-Regulated Commercial & Industrial Equipment | 02/02/1998 |  | 03/31/1998
Singer | Electro-Hydronics | UC500 P |  | Water-Source | WBAHP: Heat Pump Packaged Unit | Heat Pump | 460 | 3 |  |  | No Match | No Match |  |  |  | 50000 | 5300 | 9.4 | 7.5 | 60000 | 5700 | 3.1 | 2.5 | Non Federally-Regulated | 09/08/1982 |  | 05/16/1984
Mammoth | Hydrobank II | G045VLG |  | Ground-Water-Source | WBAHP: Heat Pump Packaged Unit | Heat Pump | 460 | 3 |  |  | No Match | No Match |  |  |  | 44500 | 3320 | 13.4 | 9 | 34500 | 3369 | 3 |  | Non Federally-Regulated | 05/23/2000 |  | 01/18/2001
ClimateMaster Inc. | Climate Master Series | CS/CL 012 |  | Water-Source | WBAHP-O: Heat Pump Packaged Un | Heat Pump | 230 | 1 |  |  | No Match | No Match |  |  |  | 11800 | 921 | 12.8 | 10 | 14000 | 1051 | 3.9 |  | Federally-Regulated Commercial & Industrial Equipment | 10/05/1999 |  | 04/12/2000
Command-Aire | Command-Aire | SWP191E |  | Water-Source | WBAHP: Heat Pump Packaged Unit | Heat Pump | 208 | 1 |  |  | No Match | No Match |  |  |  | 18500 | 1680 | 11 | 9 | 24500 | 1750 | 4.1 | 3.2 | Non Federally-Regulated | 05/11/1988 |  | 03/15/1989
Waterfurnace International, Inc. | Waterfurnace International, Inc. | CW*009A2 |  | Ground-Source | WBAHP: Heat Pump Packaged Unit | Heat Pump | 265 | 1 |  |  | No Match | No Match |  |  |  | 9600 | 581 | 16.5 |  | 6700 | 633 | 3.1 |  | Non Federally-Regulated | 03/31/1998 |  | 05/10/1998
Command-Aire | Command-Aire | SWP514E |  | Water-Source | WBAHP: Heat Pump Packaged Unit | Heat Pump | 460 | 3 |  |  | No Match | No Match |  |  |  | 49000 | 4380 | 11.2 | 7.5 | 65000 | 4760 | 4 | 2.5 | Non Federally-Regulated | 06/11/1985 |  | 01/23/1988
Florida Heat Pump | Geomaster, LLC | EC030-3CS | EC030-1AH/AV | Water-Source | WBAHP-CB: Heat Pump Split Syst | Heat Pump | 208 | 3 |  |  | No Match | Single-Speed |  |  |  | 28500 | 2244 | 12.7 | 12 | 34300 | 2393 | 4.2 | 4.2 | Federally-Regulated Commercial & Industrial Equipment | 04/23/2009 |  | 04/20/2015
Friedrich Climate Master | Climate Master Series | 803-015-G******** |  | Water-Source | WBAHP: Heat Pump Packaged Unit | Heat Pump | 208 | 1 |  |  | No Match | No Match |  |  |  | 14500 | 1400 | 10.4 | 7.5 | 19000 | 1525 | 3.7 | 2.5 | Non Federally-Regulated | 08/29/1986 |  | 05/11/1988
Mammoth | Hydrobank II | E019VHK |  | Water-Source | WBAHP: Heat Pump Packaged Unit | Heat Pump | 265 | 1 |  |  | No Match | No Match |  |  |  | 18400 | 1672 | 11 | 10 | 24000 | 1803 | 3.9 |  | Federally-Regulated Commercial & Industrial Equipment | 06/27/2003 |  | 03/12/2009
ClimateMaster Inc. | Carrier Corp. | 50YGV/H/D072 |  | Ground-Source | WBAHP: Heat Pump Packaged Unit | Heat Pump | 208 | 1 |  |  | No Match | Single-Speed | 3880 | 100 | 130 | 71500 | 4281 | 16.7 | 13.4 | 55600 | 4526 | 3.6 | 3.1 | Non Federally-Regulated | 12/12/2012 |  | 04/22/2015
Waterfurnace International, Inc. | Eagle Mountain | GCC/GCW/GCS/GCE18*0 |  | Ground-Source | WBAHP-O: Heat Pump Packaged Un | Heat Pump | 208 | 1 |  |  | No Match | Single-Speed |  |  |  | 16600 | 1099 | 15.1 | 13.4 | 13300 | 1257 | 3.1 | 3.1 | Non Federally-Regulated | 01/24/2011 |  | 04/19/2013
Bard Manufacturing Company, Inc. | Bard | QW361-C |  | Ground-Water-Source | WBAHP: Heat Pump Packaged Unit | Heat Pump | 460 | 3 |  |  | No Match | No Match |  |  |  | 33400 | 2113 | 15.8 | 9 | 23200 | 2124 | 3.2 |  | Non Federally-Regulated | 07/22/2002 |  | 03/12/2009
Florida Heat Pump | Florida Heat Pump | GT009-1VT/HZ/CF |  | Water-Source | WBAHP-CB: Heat Pump Split Syst | Heat Pump | 230 | 1 |  |  | No Match | No Match |  |  |  | 10300 | 830 | 12.4 | 9 | 12500 | 963 | 3.8 | 3.5 | Non Federally-Regulated | 10/05/1999 |  | 04/12/2000
Florida Heat Pump | Florida Heat Pump | EM070-3CS | EM070-3AH/AV | Ground-Water-Source | WBAHP-CB: Heat Pump Split Syst | Heat Pump | 230 | 3 |  |  | No Match | No Match |  |  |  | 70500 | 4895 | 14.4 | 9 | 52000 | 4914 | 3.1 |  | Non Federally-Regulated | 07/22/2002 |  | 03/12/2009
Florida Heat Pump | Florida Heat Pump | EM048-4CS | EM048-4AH/AV | Water-Source | WBAH: Heating Only Packaged Un | Heat Pump | 460 | 3 |  |  | No Match | No Match |  |  |  | 51000 | 4434 | 11.5 | 9 | 57000 | 4771 | 3.5 | 3.5 | Non Federally-Regulated | 07/22/2002 |  | 03/12/2009
Florida Heat Pump | Florida Heat Pump | GT070-1CS | GT070-1AH/AV | Ground-Water-Source | WBAHP-CB: Heat Pump Split Syst | Heat Pump | 208 | 1 |  |  | No Match | No Match |  |  |  | 70500 | 4895 | 14.4 | 9 | 52000 | 4914 | 3.1 |  | Non Federally-Regulated | 07/22/2002 |  | 03/12/2009
Waterfurnace International, Inc. | Waterfurnace International, Inc. | NSV/NSH012F1*0 |  | Ground-Water-Source | WBAHP: Heat Pump Packaged Unit | Heat Pump | 230 | 1 |  |  | No Match | Single-Speed |  |  |  | 14500 | 569 | 25.5 | 16.2 | 12300 | 801 | 4.5 | 3.6 | Non Federally-Regulated | 05/02/2012 |  | 04/19/2013
Florida Heat Pump | Geomaster, LLC | ES030-1CF/HZ/VT |  | Ground-Source | WBAHP: Heat Pump Packaged Unit | Heat Pump | 208 | 1 |  |  | No Match | Single-Speed |  |  |  | 31000 | 1632 | 19 | 13.4 | 22000 | 1842 | 3.5 | 3.1 | Non Federally-Regulated | 02/09/2009 |  | 04/20/2015
McQuay / Snyder General | Electro-Hydronics | WE90C5 |  | Water-Source | WBAHP: Heat Pump Packaged Unit | Heat Pump | 208 | 1 |  |  | No Match | No Match |  |  |  | 8700 | 825 | 10.5 | 9 | 10000 | 850 | 3.4 | 3.2 | Non Federally-Regulated | 05/11/1988 |  | 03/15/1989
McQuay / Snyder General | Electro-Hydronics | CCW048A*F |  | Water-Source | WBAHP: Heat Pump Packaged Unit | Heat Pump | 230 | 3 |  |  | No Match | No Match |  |  |  | 48000 | 4485 | 10.7 | 9 | 55000 | 4605 | 3.5 | 3.2 | Non Federally-Regulated | 05/11/1988 |  | 03/15/1989
Enertech Global, LLC | Enertech | H026C | ACD024 | Ground-Source | WBAHP-C: Heat Pump Split Syste | Heat Pump | 230 | 1 |  |  | No Match | Single-Speed |  |  |  | 27500 | 1821 | 15.1 | 13.4 | 21000 | 1760 | 3.5 | 3.1 | Non Federally-Regulated | 04/30/2009 |  | 04/19/2013
Carrier Corp. | Carrier | 50QXV0244 |  | Water-Source | WBAHP: Heat Pump Packaged Unit | Heat Pump | 265 | 1 |  |  | No Match | No Match |  |  |  | 23800 | 2160 | 11 | 9 | 30000 | 2450 | 3.6 | 3.2 | Non Federally-Regulated | 02/22/1990 |  | 07/31/1991
Addison Products | Addison Products | VGY036-8A |  | Water-Source | WBAHP-CB: Heat Pump Split Syst | Heat Pump | 265 | 1 |  |  | No Match | No Match |  |  |  | 39400 | 2755 | 14.3 | 9 | 42700 | 3381 | 3.7 | 3.5 | Non Federally-Regulated | 01/17/2001 |  | 07/18/2002
Enertech Global, LLC | Enertech | GXT060D2 |  | Ground-Source | WBAHP: Heat Pump Packaged Unit | Heat Pump | 208 | 3 |  |  | No Match | Single-Speed |  |  |  | 64500 | 3544 | 18.2 | 13.4 | 48600 | 3652 | 3.9 | 3.1 | Non Federally-Regulated | 09/03/2012 |  | 12/12/2012
California Heat Pump | California Heat Pump | 33V*-12-** |  | Water-Source | WBAHP: Heat Pump Packaged Unit | Heat Pump | 208 | 1 |  |  | No Match | No Match |  |  |  | 31500 | 3700 | 8.5 | 7.5 | 32200 | 3400 | 3 | 2.5 | Non Federally-Regulated | 06/11/1985 |  | 05/11/1988
Maritime Geothermal, Ltd. | Nordic | W-45-W |  | Water-Source | WBAH-O: Heating Only Packaged | Heat Pump | 208 | 1 |  |  | No Match | No Match |  |  |  | 0 | 0 | 0 | 9 | 53908 | 3922 | 4 | 3.5 | Non Federally-Regulated | 07/03/1997 |  | 04/12/2000
ClimateMaster Inc. | Carrier Corp. | 50P1H/V015 |  | Water-Source | WBAHP: Heat Pump Packaged Unit | Heat Pump | 208 | 1 |  |  | No Match | Single-Speed |  |  |  | 14500 | 942 | 15.4 | 11.2 | 17300 | 1014 | 5 | 4.2 | Federally-Regulated Commercial & Industrial Equipment | 10/24/2014 |  | 04/22/2015
American Air Filter | Enercon | GVW-09 |  | Water-Source | WBAHP: Heat Pump Packaged Unit | Heat Pump | 208 | 1 |  |  | No Match | No Match |  |  |  | 8200 | 788 | 10.4 | 9 | 11500 | 911 | 3.7 | 3.2 | Non Federally-Regulated | 02/22/1990 |  | 07/31/1991
Waterfurnace International, Inc. | Waterfurnace International, Inc. | SXV042C0 |  | Ground-Source | WBAHP: Heat Pump Packaged Unit | Heat Pump | 230 | 1 |  |  | No Match | No Match |  |  |  | 44500 | 3201 | 13.9 |  | 31800 | 2824 | 3.3 |  | Non Federally-Regulated | 03/31/1998 |  | 05/10/1998
Waterfurnace International, Inc. | Waterfurnace International, Inc. | SXV013B0 |  | Ground-Water-Source | WBAHP: Heat Pump Packaged Unit | Heat Pump | 208 | 1 |  |  | No Match | No Match |  |  |  | 13300 | 847 | 15.7 | 9 | 9700 | 861 | 3.3 |  | Non Federally-Regulated | 08/21/1998 |  | 10/02/1998
ClimateMaster Inc. | Climate Master Series | GSV/GSH018 |  | Water-Source | WBAHP: Heat Pump Packaged Unit | Heat Pump | 208 | 1 |  |  | No Match | No Match |  |  |  | 17600 | 1165 | 15.1 | 10 | 21900 | 1283 | 5 |  | Federally-Regulated Commercial & Industrial Equipment | 10/05/1999 |  | 04/12/2000
Waterfurnace International, Inc. | Geotility Geothermal Installations | YS030**1*4 |  | Ground-Water-Source | WBAHP: Heat Pump Packaged Unit | Heat Pump | 230 | 1 |  |  | No Match | Single-Speed |  |  |  | 32900 | 1377 | 23.9 | 16.2 | 28300 | 1885 | 4.4 | 3.6 | Non Federally-Regulated | 01/24/2011 |  | 04/19/2013
ClimateMaster Inc. | Climate Master Series | CS/CL 009 |  | Water-Source | WBAHP-O: Heat Pump Packaged Un | Heat Pump | 230 | 1 |  |  | No Match | No Match |  |  |  | 9000 | 743 | 12.1 | 10 | 11600 | 790 | 4.3 |  | Federally-Regulated Commercial & Industrial Equipment | 10/05/1999 |  | 04/12/2000
The Whalen Company | Whalen | VI-A-300-1 |  | Water-Source | WBAHP-O: Heat Pump Packaged Un | Heat Pump | 208 | 1 |  |  | No Match | No Match |  |  |  | 10700 | 1020 | 10.5 | 9 | 13500 | 1164 | 3.4 | 3.2 | Non Federally-Regulated | 02/22/1990 |  | 07/31/1991
Waterfurnace International, Inc. | Waterfurnace International, Inc. | SXV042B0 |  | Water-Source | WBAHP: Heat Pump Packaged Unit | Heat Pump | 208 | 1 |  |  | No Match | No Match |  |  |  | 42000 | 3000 | 14 | 10 | 54500 | 3131 | 5.1 |  | Federally-Regulated Commercial & Industrial Equipment | 02/02/1998 |  | 03/31/1998
Climate Control / Snyder General | Electro-Hydronics | CC140G5 |  | Water-Source | WBAHP: Heat Pump Packaged Unit | Heat Pump | 208 | 1 |  |  | No Match | No Match |  |  |  | 13500 | 1300 | 10.4 | 7.5 | 17500 | 1350 | 3.8 | 2.5 | Non Federally-Regulated | 05/16/1984 |  | 08/29/1986
Waterfurnace International, Inc. | Waterfurnace International, Inc. | P034D | N-VSB2006A/G+FD03624A | Ground-Water-Source | WBAHP-CB: Heat Pump Split Syst | Heat Pump | 208 | 1 |  |  | No Match | No Match |  |  |  | 34500 | 2593 | 13.3 | 9 | 24300 | 2373 | 3 |  | Non Federally-Regulated | 07/22/2002 |  | 03/12/2009
Tetco | Tetco | ES114.0 |  | Ground-Source | WBAHP: Heat Pump Packaged Unit | Heat Pump | 230 | 1 |  |  | No Match | No Match |  |  |  | 43000 | 3161 | 13.6 |  | 39500 | 3734 | 3.1 |  | Non Federally-Regulated | 03/31/1998 |  | 05/10/1998
Friedrich Climate Master | Friedrich Climate Master | 80113B********A |  | Water-Source | WBAHP: Heat Pump Packaged Unit | Heat Pump | 208 | 1 |  |  | No Match | No Match |  |  |  | 11400 | 1010 | 11.3 | 7.5 | 14900 | 1095 | 4 | 2.5 | Non Federally-Regulated | 08/29/1986 |  | 05/11/1988
Waterfurnace International, Inc. | Waterfurnace International, Inc. | SXV048C1 |  | Ground-Water-Source | WBAHP: Heat Pump Packaged Unit | Heat Pump | 208 | 1 |  |  | No Match | No Match |  |  |  | 51500 | 3843 | 13.4 | 9 | 36000 | 3403 | 3.1 |  | Non Federally-Regulated | 12/14/1998 |  | 10/06/1999
McQuay International | McQuay | VWH/VWW015B-G |  | Water-Source | WBAHP: Heat Pump Packaged Unit | Heat Pump | 208 | 1 |  |  | No Match | No Match |  |  |  | 13100 | 1065 | 12.3 | 10 | 17200 | 1229 | 4.1 |  | Federally-Regulated Commercial & Industrial Equipment | 11/17/1999 |  | 09/21/2000
Enertech Global, LLC | Enertech | H036C | MPD036 | Ground-Water-Source | WBAHP-CB: Heat Pump Split Syst | Heat Pump | 230 | 1 |  |  | No Match | Single-Speed |  |  |  | 39400 | 2000 | 19.7 | 16.2 | 34400 | 2587 | 3.9 | 3.6 | Non Federally-Regulated | 07/16/2009 |  | 03/02/2012
Waterfurnace International, Inc. | Geotility Geothermal Installations | YS036**1*0 |  | Water-Source | WBAHP: Heat Pump Packaged Unit | Heat Pump | 208 | 1 |  |  | No Match | Single-Speed |  |  |  | 33300 | 2313 | 14.4 | 12 | 40600 | 2644 | 4.5 | 4.2 | Federally-Regulated Commercial & Industrial Equipment | 01/24/2011 |  | 04/19/2013
Singer | Electro-Hydronics | CC330C7 |  | Water-Source | WBAHP: Heat Pump Packaged Unit | Heat Pump | 265 | 1 |  |  | No Match | No Match |  |  |  | 33000 | 3500 | 9.4 | 7.5 | 35500 | 3550 | 2.9 | 2.5 | Non Federally-Regulated | 01/05/1982 |  | 09/08/1982
Command-Aire | Command-Aire | RWP-604 |  | Water-Source | WBAHP: Heat Pump Packaged Unit | Heat Pump | 460 | 3 |  |  | No Match | No Match |  |  |  | 73900 | 7590 | 9.7 | 9.2 | 94300 | 7500 | 3.7 | 2.5 | Non Federally-Regulated | 02/22/1990 |  | 07/31/1991
Trane U.S. Inc. | Trane | GETE009 |  | Ground-Water-Source | WBAHP-O: Heat Pump Packaged Un | Heat Pump | 208 | 1 |  |  | No Match | Single-Speed |  |  |  | 10000 | 543 | 18.4 | 16.2 | 9500 | 663 | 4.2 | 3.6 | Non Federally-Regulated | 11/25/2009 |  | 01/09/2014
Addison Products | Addison Products | VGY030-1A |  | Water-Source | WBAHP-CB: Heat Pump Split Syst | Heat Pump | 230 | 1 |  |  | No Match | No Match |  |  |  | 34900 | 2510 | 13.9 | 9 | 42300 | 3541 | 3.5 | 3.5 | Non Federally-Regulated | 11/14/2000 |  | 07/18/2002
Mammoth | Hydrobank II | F036HHB/VHB |  | Water-Source | WBAHP: Heat Pump Packaged Unit | Heat Pump | 230 | 3 |  |  | No Match | No Match |  |  |  | 35800 | 3314 | 10.8 | 10 | 47000 | 3624 | 3.8 |  | Federally-Regulated Commercial & Industrial Equipment | 12/14/1998 |  | 05/23/2000
Mammoth | Hydrobank II | D009VHJ |  | Water-Source | WBAHP: Heat Pump Packaged Unit | Heat Pump | 230 | 1 |  |  | No Match | No Match |  |  |  | 9000 | 900 | 10 | 10 | 12000 | 901 | 3.9 |  | Federally-Regulated Commercial & Industrial Equipment | 09/25/2002 |  | 03/12/2009
Florida Heat Pump | Florida Heat Pump | GT024-1CF/HZ/VT |  | Water-Source | WBAHP: Heat Pump Packaged Unit | Heat Pump | 208 | 1 |  |  | No Match | No Match |  |  |  | 23500 | 1766 | 13.3 | 10 | 27200 | 1811 | 4.4 |  | Federally-Regulated Commercial & Industrial Equipment | 05/29/2001 |  | 02/09/2009
Carrier Corp. | Carrier | 50HQ,VQ0425 |  | Water-Source | WBAHP: Heat Pump Packaged Unit | Heat Pump | 208 | 3 |  |  | No Match | No Match |  |  |  | 41000 | 4900 | 8.4 | 7.5 | 45000 | 5000 | 2.6 | 2.5 | Non Federally-Regulated | 01/05/1982 |  | 05/11/1988
Waterfurnace International, Inc. | American Standard, Inc. | A1GC024***1**4 |  | Water-Source | WBAHP: Heat Pump Packaged Unit | Heat Pump | 230 | 1 |  |  | No Match | Single-Speed |  |  |  | 23000 | 1523 | 15.1 | 12 | 27000 | 1583 | 5 | 4.2 | Federally-Regulated Commercial & Industrial Equipment | 08/23/2011 |  | 10/24/2014
Waterfurnace International, Inc. | Eagle Mountain | ZS041**0*1 |  | Ground-Source | WBAHP: Heat Pump Packaged Unit | Heat Pump | 230 | 1 |  |  | No Match | Single-Speed |  |  |  | 41000 | 2485 | 16.5 | 13.4 | 29000 | 2500 | 3.4 | 3.1 | Non Federally-Regulated | 01/24/2011 |  | 04/19/2013
Trane U.S. Inc. | Command-Aire | GSHC0361B |  | Water-Source | WBAHP-CB: Heat Pump Split Syst | Heat Pump | 208 | 1 |  |  | No Match | No Match |  |  |  | 36600 | 2407 | 15.2 | 9 | 42000 | 2861 | 4.3 | 3.5 | Non Federally-Regulated | 10/05/1999 |  | 04/12/2000
Florida Heat Pump | Florida Heat Pump | BP036-1HZ/VT |  | Water-Source | WBAHP: Heat Pump Packaged Unit | Heat Pump | 208 | 1 |  |  | No Match | Single-Speed |  |  |  | 36000 | 2093 | 17.2 | 12 | 41000 | 2145 | 5.6 | 4.2 | Federally-Regulated Commercial & Industrial Equipment | 06/14/2011 |  | 04/21/2014
Friedrich Air Conditioning Co. | Climate Master Series | 803-036-F******** |  | Water-Source | WBAHP: Heat Pump Packaged Unit | Heat Pump | 460 | 3 |  |  | No Match | No Match |  |  |  | 35600 | 3360 | 10.6 | 7.5 | 42500 | 3550 | 3.5 | 2.5 | Non Federally-Regulated | 08/30/1983 |  | 08/29/1986
Florida Heat Pump | Florida Heat Pump | EM031-2CF/HZ/VT |  | Water-Source | WBAHP: Heat Pump Packaged Unit | Heat Pump | 265 | 1 |  |  | No Match | No Match |  |  |  | 32000 | 2285 | 14 | 10 | 42000 | 2734 | 4.5 |  | Federally-Regulated Commercial & Industrial Equipment | 04/12/2000 |  | 02/17/2011
Mammoth | Hydrobank II | K090HHF/VHF |  | Water-Source | WBAHP: Heat Pump Packaged Unit | Heat Pump | 575 | 3 |  |  | No Match | No Match |  |  |  | 87300 | 6419 | 13.6 | 9 | 112000 | 7292 | 4.5 | 3.8 | Federally-Regulated Commercial & Industrial Equipment | 10/05/1999 |  | 05/23/2000
Florida Heat Pump | Florida Heat Pump | EM060-1CF |  | Water-Source | WBAHP: Heat Pump Packaged Unit | Heat Pump | 208 | 1 |  |  | No Match | No Match |  |  |  | 60000 | 4615 | 13 | 10 | 80000 | 5328 | 4.4 |  | Federally-Regulated Commercial & Industrial Equipment | 12/14/1998 |  | 10/05/1999
Bard Manufacturing Company, Inc. | Bard | WPV53 |  | Water-Source | WBAHP: Heat Pump Packaged Unit | Heat Pump | 208 | 1 |  |  | No Match | No Match |  |  |  | 49000 | 4500 | 10.9 | 9 | 54000 | 4300 | 3.6 | 3.2 | Federally-Regulated Commercial & Industrial Equipment | 01/23/1988 |  | 05/11/1988
Waterfurnace International, Inc. | Waterfurnace International, Inc. | SXV120A3 |  | Water-Source | WBAHP: Heat Pump Packaged Unit | Heat Pump | 230 | 3 |  |  | No Match | No Match |  |  |  | 120000 | 9375 | 12.8 | 9 | 163000 | 11109 | 4.3 | 3.8 | Federally-Regulated Commercial & Industrial Equipment | 02/02/1998 |  | 03/31/1998
Enertech Global, LLC | Enertech | THT024A2 |  | Ground-Water-Source | WBAHP: Heat Pump Packaged Unit | Heat Pump | 230 | 3 |  |  | No Match | Single-Speed |  |  |  | 24400 | 1232 | 19.8 | 16.2 | 24300 | 1737 | 4.1 | 3.6 | Non Federally-Regulated | 12/12/2012 |  | 05/11/2015
McQuay / Snyder General | Electro-Hydronics | FC330FD |  | Water-Source | WBAHP: Heat Pump Packaged Unit | Heat Pump | 230 | 3 |  |  | No Match | No Match |  |  |  | 30800 | 2852 | 10.8 | 9 | 39000 | 3090 | 3.7 | 3.2 | Non Federally-Regulated | 05/11/1988 |  | 03/15/1989
Florida Heat Pump | Energy Miser | HLTH50-1 |  | Water-Source | WBAH-O: Heating Only Packaged | Heat Pump | 208 | 1 |  |  | No Match | No Match |  |  |  | 0 | 0 | 0 | 9 | 56500 | 5015 | 3.3 |  | Non Federally-Regulated | 03/07/1989 |  | 07/28/1992
McQuay International | McQuay | CCH/CCW024C-N |  | Water-Source | WBAHP: Heat Pump Packaged Unit | Heat Pump | 265 | 1 |  |  | No Match | No Match |  |  |  | 25000 | 2066 | 12.1 | 10 | 30000 | 2313 | 3.8 |  | Federally-Regulated Commercial & Industrial Equipment | 11/17/1999 |  | 09/21/2000
Waterfurnace International, Inc. | WFI Industries, Ltd. | GTS038A1 | GAH036* | Water-Source | WBAHP-CB: Heat Pump Split Syst | Heat Pump | 230 | 1 |  |  | No Match | Dual-Speed |  |  |  | 34000 | 2329 | 14.6 | 12 | 40100 | 2350 | 5 | 4.2 | Federally-Regulated Commercial & Industrial Equipment | 01/24/2011 |  | 08/23/2011
Econar | Econar | GH1201 |  | Ground-Source | WBAHP: Heat Pump Packaged Unit | Heat Pump | 208 | 3 |  |  | No Match | No Match |  |  |  | 109000 | 9083 | 12 |  | 107000 | 10453 | 3 |  | Non Federally-Regulated | 03/31/1998 |  | 05/10/1998
Waterfurnace International, Inc. | Waterfurnace International, Inc. | ATH057D3(P) |  | Ground-Source | WBAHP: Heat Pump Packaged Unit | Heat Pump | 230 | 3 |  |  | No Match | No Match |  |  |  | 35000 | 1914 | 18.8 |  | 26000 | 2116 | 3.6 |  | Non Federally-Regulated | 03/31/1998 |  | 05/10/1998
Waterfurnace International, Inc. | Waterfurnace International, Inc. | SXH010C2 |  | Water-Source | WBAHP: Heat Pump Packaged Unit | Heat Pump | 265 | 1 |  |  | No Match | No Match |  |  |  | 9800 | 653 | 15 | 9.3 | 12600 | 710 | 5.2 | 3.8 | Federally-Regulated Commercial & Industrial Equipment | 03/31/1998 |  | 05/10/1998
Climate Control / Snyder General | Electro-Hydronics | CW550FK |  | Water-Source | WBAHP: Heat Pump Packaged Unit | Heat Pump | 208 | 3 |  |  | No Match | No Match |  |  |  | 55000 | 5670 | 9.7 | 7.5 | 67000 | 5610 | 3.5 | 2.5 | Non Federally-Regulated | 06/11/1985 |  | 08/29/1986
Econar | Econar | GH590 |  | Water-Source | WBAHP-CB: Heat Pump Split Syst | Heat Pump | 208 | 1 |  |  | No Match | No Match |  |  |  | 54000 | 4285 | 12.6 | 9 | 78000 | 6178 | 3.7 | 3.5 | Non Federally-Regulated | 02/02/1998 |  | 10/02/1998
ClimateMaster Inc. | Trane | WPRA26HEXBX |  | Water-Source | WBAHP: Heat Pump Packaged Unit | Heat Pump | 208 | 3 |  |  | No Match | No Match |  |  |  | 25000 | 2380 | 10.5 | 9 | 29000 | 2430 | 3.5 | 3.2 | Non Federally-Regulated | 05/11/1988 |  | 03/15/1989
Command-Aire | Command-Aire | RWP-833 |  | Water-Source | WBAHP: Heat Pump Packaged Unit | Heat Pump | 230 | 3 |  |  | No Match | No Match |  |  |  | 91800 | 9120 | 10.1 | 9.2 | 116000 | 9520 | 3.6 |  | Non Federally-Regulated | 05/11/1988 |  | 03/15/1989
American Air Filter | Enercon | DVW30 |  | Water-Source | WBAHP: Heat Pump Packaged Unit | Heat Pump | 460 | 3 |  |  | No Match | No Match |  |  |  | 29800 | 2620 | 11.4 | 7.5 | 34000 | 2620 | 3.8 | 2.5 | Non Federally-Regulated | 05/16/1984 |  | 06/11/1985
Waterfurnace International, Inc. | Waterfurnace International, Inc. | SXV010C1 |  | Water-Source | WBAHP: Heat Pump Packaged Unit | Heat Pump | 230 | 1 |  |  | No Match | No Match |  |  |  | 9800 | 653 | 15 | 10 | 12600 | 710 | 5.2 |  | Federally-Regulated Commercial & Industrial Equipment | 02/02/1998 |  | 03/31/1998
Waterfurnace International, Inc. | Johnson Controls | RJSV/RJSH042**3*1 |  | Water-Source | WBAHP: Heat Pump Packaged Unit | Heat Pump | 230 | 3 |  |  | No Match | Single-Speed |  |  |  | 40600 | 2115 | 19.2 | 12 | 44100 | 2191 | 5.9 | 4.2 | Federally-Regulated Commercial & Industrial Equipment | 01/24/2011 |  | 10/24/2014
Waterfurnace International, Inc. | Geotility Geothermal Installations | ZS023**2*0 |  | Water-Source | WBAHP: Heat Pump Packaged Unit | Heat Pump | 265 | 1 |  |  | No Match | Single-Speed |  |  |  | 23000 | 1586 | 14.5 | 12 | 26000 | 1693 | 4.5 | 4.2 | Federally-Regulated Commercial & Industrial Equipment | 01/24/2011 |  | 04/19/2013
McQuay / Snyder General | Electro-Hydronics | FC420G3 |  | Water-Source | WBAHP: Heat Pump Packaged Unit | Heat Pump | 230 | 1 |  |  | No Match | No Match |  |  |  | 42000 | 3850 | 10.9 | 7.5 | 52000 | 4100 | 3.7 | 2.5 | Non Federally-Regulated | 08/29/1986 |  | 05/11/1988
Florida Heat Pump | Florida Heat Pump | GT036-1CS | GT036-1AH/AV | Water-Source | WBAH: Heating Only Packaged Un | Heat Pump | 230 | 1 |  |  | No Match | No Match |  |  |  | 35500 | 2610 | 13.6 | 9 | 38000 | 3009 | 3.7 | 3.5 | Non Federally-Regulated | 04/12/2000 |  | 05/23/2001
Florida Heat Pump | Florida Heat Pump | EM012-0CS | EM012-0AH/AV | Water-Source | WBAH: Heating Only Packaged Un | Heat Pump | 115 | 1 |  |  | No Match | No Match |  |  |  | 12300 | 1118 | 11 | 9 | 14400 | 1205 | 3.5 | 3.5 | Non Federally-Regulated | 07/22/2002 |  | 03/12/2009
Snyder General Corp. | McQuay | CCW009A*N |  | Water-Source | WBAHP: Heat Pump Packaged Unit | Heat Pump | 265 | 1 |  |  | No Match | No Match |  |  |  | 8800 | 815 | 10.8 | 9 | 11200 | 864 | 3.8 | 3.2 | Non Federally-Regulated | 02/22/1990 |  | 07/31/1991
Waterfurnace International, Inc. | Waterfurnace International, Inc. | SXH095*5 |  | Ground-Water-Source | WBAHP: Heat Pump Packaged Unit | Heat Pump | 575 | 3 |  |  | No Match | No Match |  |  |  | 96000 | 7164 | 13.4 | 9 | 66500 | 6958 | 2.8 |  | Non Federally-Regulated | 10/06/1999 |  | 04/10/2000
ClimateMaster Inc. | Climate Master Series | 81615G |  | Water-Source | WBAHP-O: Heat Pump Packaged Un | Heat Pump | 208 | 1 |  |  | No Match | No Match |  |  |  | 12400 | 1127 | 11 | 10 | 15400 | 1187 | 3.8 |  | Federally-Regulated Commercial & Industrial Equipment | 02/02/1998 |  | 03/31/1998
Florida Heat Pump | Geomaster, LLC | ES048-1CF/HZ/VT |  | Ground-Source | WBAHP: Heat Pump Packaged Unit | Heat Pump | 230 | 1 |  |  | No Match | Single-Speed |  |  |  | 49000 | 2849 | 17.2 | 13.4 | 37500 | 3139 | 3.5 | 3.1 | Non Federally-Regulated | 02/09/2009 |  | 06/23/2011
Mammoth | Hydrobank II | D009VHJ |  | Water-Source | WBAHP: Heat Pump Packaged Unit | Heat Pump | 208 | 1 |  |  | No Match | No Match |  |  |  | 8600 | 826 | 10.4 | 10 | 11800 | 864 | 4 |  | Federally-Regulated Commercial & Industrial Equipment | 05/23/2000 |  | 11/14/2000
Florida Heat Pump | Florida Heat Pump | TA025-1CS | DX025CC/UC | Ground-Water-Source | WBAHP-C: Heat Pump Split Syste | Heat Pump | 230 | 1 |  |  | No Match | Dual-Speed |  |  |  | 29000 | 1318 | 22 | 16.2 | 26000 | 1693 | 4.5 | 3.6 | Non Federally-Regulated | 03/02/2012 |  | 04/20/2015
Waterfurnace International, Inc. | Waterfurnace International, Inc. | NDZ049A0 | NRAC048* | Ground-Water-Source | WBAHP-CB: Heat Pump Split Syst | Heat Pump | 208 | 1 |  |  | No Match | Dual-Speed |  |  |  | 50500 | 2500 | 20.2 | 16.2 | 46700 | 3111 | 4.4 | 3.6 | Non Federally-Regulated | 01/24/2011 |  | 10/24/2014
Waterfurnace International, Inc. | Waterfurnace International, Inc. | VLV042A4 |  | Water-Source | WBAHP: Heat Pump Packaged Unit | Heat Pump | 460 | 3 |  |  | No Match | No Match |  |  |  | 40000 | 3076 | 13 | 10 | 48000 | 3349 | 4.2 |  | Federally-Regulated Commercial & Industrial Equipment | 02/02/1998 |  | 03/31/1998
Bard Manufacturing Company, Inc. | Bard | WQS36B | A36AS-A | Ground-Water-Source | WBAHP-C: Heat Pump Split Syste | Heat Pump | 230 | 1 |  |  | No Match | No Match |  |  |  | 36200 | 3147 | 11.5 | 11 | 41000 | 3433 | 3.5 | 3.5 | Non Federally-Regulated | 03/31/1998 |  | 05/10/1998
McQuay / Snyder General | Electro-Hydronics | LM120E3 |  | Water-Source | WBAHP: Heat Pump Packaged Unit | Heat Pump | 230 | 1 |  |  | No Match | No Match |  |  |  | 11500 | 927 | 12.4 | 9 | 12800 | 1103 | 3.4 | 3.2 | Non Federally-Regulated | 05/11/1988 |  | 03/15/1989
ClimateMaster Inc. | Climate Master Series | HL024E********* |  | Water-Source | WBAHP: Heat Pump Packaged Unit | Heat Pump | 265 | 1 |  |  | No Match | No Match |  |  |  | 23400 | 1888 | 12.4 | 9 | 30000 | 1957 | 4.5 | 3.2 | Federally-Regulated Commercial & Industrial Equipment | 10/01/1991 |  | 07/27/1992
Waterfurnace International, Inc. | Geosmart Energy, Inc. | YS042**1*4 |  | Water-Source | WBAHP: Heat Pump Packaged Unit | Heat Pump | 230 | 1 |  |  | No Match | Single-Speed |  |  |  | 40800 | 2615 | 15.6 | 12 | 45400 | 2661 | 5 | 4.2 | Federally-Regulated Commercial & Industrial Equipment | 01/24/2011 |  | 05/01/2015
ClimateMaster Inc. | Carrier Corp. | 50PCH/V048 |  | Water-Source | WBAHP: Heat Pump Packaged Unit | Heat Pump | 230 | 1 |  |  | No Match | Single-Speed |  |  |  | 47700 | 3586 | 13.3 | 12 | 55900 | 3486 | 4.7 | 4.2 | Federally-Regulated Commercial & Industrial Equipment | 10/24/2014 |  | 04/22/2015
ClimateMaster Inc. | Trane | WPRA33HFXBX |  | Water-Source | WBAHP: Heat Pump Packaged Unit | Heat Pump | 230 | 3 |  |  | No Match | No Match |  |  |  | 33000 | 3050 | 10.8 | 9 | 35000 | 2900 | 3.5 | 3.2 | Non Federally-Regulated | 05/11/1988 |  | 03/15/1989
The Whalen Company | Whalen | VI-A-600-2 |  | Water-Source | WBAHP-O: Heat Pump Packaged Un | Heat Pump | 265 | 1 |  |  | No Match | No Match |  |  |  | 19200 | 1979 | 9.7 | 9 | 24000 | 2198 | 3.2 | 3.2 | Non Federally-Regulated | 05/11/1988 |  | 03/15/1989
Trane U.S. Inc. | Trane | EXVE018 |  | Ground-Water-Source | WBAHP: Heat Pump Packaged Unit | Heat Pump | 208 | 1 |  |  | No Match | Single-Speed |  |  |  | 19800 | 896 | 22.1 | 16.2 | 18300 | 1167 | 4.6 | 3.6 | Non Federally-Regulated | 04/30/2009 |  | 08/15/2014
Waterfurnace International, Inc. | Waterfurnace International, Inc. | SXV068C3 |  | Ground-Water-Source | WBAHP: Heat Pump Packaged Unit | Heat Pump | 230 | 3 |  |  | No Match | No Match |  |  |  | 69000 | 5750 | 12 | 11 | 80000 | 6169 | 3.8 | 3.5 | Non Federally-Regulated | 03/31/1998 |  | 05/10/1998
Climate Control / Snyder General | Trane | WPHA40XC* |  | Water-Source | WBAHP: Heat Pump Packaged Unit | Heat Pump | 230 | 1 |  |  | No Match | No Match |  |  |  | 42000 | 3850 | 10.9 | 7.5 | 52000 | 4100 | 3.7 | 2.5 | Non Federally-Regulated | 05/16/1984 |  | 05/11/1988
ClimateMaster Inc. | Climate Master Series | V160-32********** |  | Water-Source | WBAHP: Heat Pump Packaged Unit | Heat Pump | 208 | 3 |  |  | No Match | No Match |  |  |  | 154000 | 15400 | 10 |  | 160000 | 14200 | 3.3 | 3.8 | Non Federally-Regulated | 07/31/1991 |  | 03/31/1998
McQuay / Snyder General | Electro-Hydronics | FW350FK |  | Water-Source | WBAHP: Heat Pump Packaged Unit | Heat Pump | 208 | 3 |  |  | No Match | No Match |  |  |  | 35600 | 3360 | 10.6 | 7.5 | 43000 | 3500 | 3.6 | 2.5 | Non Federally-Regulated | 08/29/1986 |  | 05/11/1988
Florida Heat Pump | Florida Heat Pump | EM028-2VT |  | Water-Source | WBAHP: Heat Pump Packaged Unit | Heat Pump | 265 | 1 |  |  | No Match | No Match |  |  |  | 28000 | 1971 | 14.2 | 10 | 33400 | 2175 | 4.5 |  | Federally-Regulated Commercial & Industrial Equipment | 12/14/1998 |  | 10/05/1999
Addison Products | Addison Products | VGY060-4A |  | Water-Source | WBAHP-CB: Heat Pump Split Syst | Heat Pump | 460 | 3 |  |  | No Match | No Match |  |  |  | 68000 | 5354 | 12.7 | 9 | 77200 | 6113 | 3.7 | 3.5 | Non Federally-Regulated | 11/14/2000 |  | 07/18/2002
Command-Aire | Command-Aire | RWP-1033 |  | Water-Source | WBAHP: Heat Pump Packaged Unit | Heat Pump | 230 | 3 |  |  | No Match | No Match |  |  |  | 117000 | 11800 | 9.9 | 7.5 | 149000 | 11700 | 3.7 | 2.2 | Non Federally-Regulated | 01/05/1982 |  | 05/16/1984
Florida Heat Pump | Florida Heat Pump | EM024-2CS | EM024-2AV | Water-Source | WBAHP-C: Heat Pump Split Syste | Heat Pump | 265 | 1 |  |  | No Match | No Match |  |  |  | 23600 | 1710 | 13.8 | 10 | 29500 | 1839 | 4.7 |  | Federally-Regulated Commercial & Industrial Equipment | 02/02/1998 |  | 03/31/1998
Waterfurnace International, Inc. | Waterfurnace International, Inc. | ATV070D0(P) |  | Ground-Source | WBAHP: Heat Pump Packaged Unit | Heat Pump | 230 | 3 |  |  | No Match | No Match |  |  |  | 43500 | 2500 | 17.4 |  | 32400 | 2637 | 3.6 |  | Non Federally-Regulated | 03/31/1998 |  | 05/10/1998
ClimateMaster Inc. | Carrier Corp. | 50YCS0363 | FK4CNF003 | Ground-Water-Source | WBAHP-CB: Heat Pump Split Syst | Heat Pump | 230 | 1 |  |  | No Match | Single-Speed |  |  |  | 34900 | 1736 | 20.1 | 16.2 | 31900 | 2399 | 3.9 | 3.6 | Non Federally-Regulated | 09/15/2009 |  | 02/17/2011
Waterfurnace International, Inc. | Waterfurnace International, Inc. | SXH016C0 |  | Ground-Water-Source | WBAHP: Heat Pump Packaged Unit | Heat Pump | 208 | 1 |  |  | No Match | No Match |  |  |  | 16700 | 1210 | 13.8 | 9 | 12800 | 1136 | 3.3 |  | Non Federally-Regulated | 12/14/1998 |  | 10/06/1999
Waterfurnace International, Inc. | Rybacki - Hart Enterprises | GS018**2*1 |  | Water-Source | WBAHP: Heat Pump Packaged Unit | Heat Pump | 265 | 1 |  |  | No Match | Single-Speed |  |  |  | 18000 | 1091 | 16.5 | 12 | 23000 | 1272 | 5.3 | 4.2 | Federally-Regulated Commercial & Industrial Equipment | 01/24/2011 |  | 04/19/2013
Florida Heat Pump | Geosystems, LLC | CFS-*042 |  | Ground-Source | WBAHP: Heat Pump Packaged Unit | Heat Pump | 208 | 1 |  |  | No Match | Single-Speed |  |  |  | 45500 | 2708 | 16.8 | 13.4 | 33500 | 2727 | 3.6 | 3.1 | Non Federally-Regulated | 09/03/2012 |  | 12/12/2012
Florida Heat Pump | Florida Heat Pump | GT062-1CF/HZ/VT |  | Water-Source | WBAHP-CB: Heat Pump Split Syst | Heat Pump | 230 | 1 |  |  | No Match | No Match |  |  |  | 61500 | 4920 | 12.5 | 9 | 78000 | 6014 | 3.8 | 3.5 | Non Federally-Regulated | 04/12/2000 |  | 07/18/2002
Florida Heat Pump | Florida Heat Pump | GO024-1CF/HZ/VT |  | Water-Source | WBAHP-CB: Heat Pump Split Syst | Heat Pump | 230 | 1 |  |  | No Match | No Match |  |  |  | 28000 | 1944 | 14.4 | 9 | 30500 | 2179 | 4.1 | 3.5 | Non Federally-Regulated | 07/22/2002 |  | 03/12/2009
Waterfurnace International, Inc. | Waterfurnace International, Inc. | NSV/NSH042F1*1 |  | Water-Source | WBAHP: Heat Pump Packaged Unit | Heat Pump | 230 | 1 |  |  | No Match | Single-Speed |  |  |  | 40800 | 2040 | 20 | 12 | 42800 | 2201 | 5.7 | 4.2 | Federally-Regulated Commercial & Industrial Equipment | 05/02/2012 |  | 04/19/2013
McQuay International | McQuay | CCW036E-G |  | Ground-Water-Source | WBAHP: Heat Pump Packaged Unit | Heat Pump | 208 | 1 |  |  | No Match | No Match |  |  |  | 36200 | 2701 | 13.4 | 9 | 25400 | 2566 | 2.9 |  | Non Federally-Regulated | 10/06/1999 |  | 04/10/2000
Waterfurnace International, Inc. | Waterfurnace International, Inc. | NSV/NSH042F1*4 |  | Ground-Source | WBAHP: Heat Pump Packaged Unit | Heat Pump | 230 | 1 |  |  | No Match | Single-Speed |  |  |  | 42000 | 1927 | 21.8 | 13.4 | 27500 | 1919 | 4.2 | 3.1 | Non Federally-Regulated | 05/02/2012 |  | 04/19/2013
Econar | Econar | GH671 |  | Ground-Water-Source | WBAHP: Heat Pump Packaged Unit | Heat Pump | 208 | 1 |  |  | No Match | No Match |  |  |  | 63500 | 5669 | 11.2 | 9 | 63000 | 6154 | 3 |  | Non Federally-Regulated | 07/29/1998 |  | 10/02/1998
Waterfurnace International, Inc. | Waterfurnace International, Inc. | P028**4 |  | Ground-Water-Source | WBAHP: Heat Pump Packaged Unit | Heat Pump | 460 | 3 |  |  | No Match | No Match |  |  |  | 29000 | 1812 | 16 | 9 | 21000 | 1757 | 3.5 |  | Non Federally-Regulated | 05/19/2000 |  | 07/18/2002
Addison Products | Addison Products | WSH036-3AR |  | Water-Source | WBAHP: Heat Pump Packaged Unit | Heat Pump | 230 | 3 |  |  | No Match | No Match |  |  |  | 35000 | 2868 | 12.2 | 9.3 | 44000 | 3070 | 4.2 | 3.8 | Federally-Regulated Commercial & Industrial Equipment | 03/31/1998 |  | 05/10/1998
Climate Control / Snyder General | Electro-Hydronics | CC260F5 |  | Water-Source | WBAHP: Heat Pump Packaged Unit | Heat Pump | 208 | 1 |  |  | No Match | No Match |  |  |  | 26000 | 2450 | 10.6 | 7.5 | 31600 | 2500 | 3.7 | 2.5 | Non Federally-Regulated | 05/16/1984 |  | 08/29/1986
Addison Products | Addison Products | HWPH064-1JC/1JBC |  | Water-Source | WBAHP: Heat Pump Packaged Unit | Heat Pump | 208 | 1 |  |  | No Match | No Match |  |  |  | 59500 | 4760 | 12.5 | 9.3 | 78000 | 5861 | 3.9 | 3.8 | Federally-Regulated Commercial & Industrial Equipment | 03/31/1998 |  | 05/10/1998
Waterfurnace International, Inc. | Waterfurnace International, Inc. | SXV058C4 |  | Ground-Water-Source | WBAHP: Heat Pump Packaged Unit | Heat Pump | 460 | 3 |  |  | No Match | No Match |  |  |  | 58500 | 4365 | 13.4 | 11 | 67500 | 4945 | 4 | 3.5 | Non Federally-Regulated | 03/31/1998 |  | 05/10/1998
Enertech Global, LLC | Enertech | GST072A2 | MPD060 | Ground-Water-Source | WBAHP-CB: Heat Pump Split Syst | Heat Pump | 208 | 3 |  |  | No Match | Single-Speed | 2863 | 693 | 1 | 73600 | 3556 | 20.7 | 16.2 | 64800 | 4632 | 4.1 | 3.6 | Non Federally-Regulated | 03/02/2012 |  | 09/03/2012
Enertech Global, LLC | Roth Industries, Inc. | RCT060D3 |  | Ground-Source | WBAHP: Heat Pump Packaged Unit | Heat Pump | 460 | 3 |  |  | No Match | Single-Speed |  |  |  | 61300 | 3523 | 17.4 | 13.4 | 46500 | 3683 | 3.7 | 3.1 | Non Federally-Regulated | 12/12/2012 |  | 04/21/2014
Waterfurnace International, Inc. | Rybacki - Hart Enterprises | GCC/GCW/GCS/GCE18*2 |  | Ground-Source | WBAHP-O: Heat Pump Packaged Un | Heat Pump | 265 | 1 |  |  | No Match | Single-Speed |  |  |  | 16600 | 1099 | 15.1 | 13.4 | 13300 | 1257 | 3.1 | 3.1 | Non Federally-Regulated | 01/24/2011 |  | 04/19/2013
McQuay International | McQuay | W-CDE/CDE/CMG-1-042-E |  | Ground-Water-Source | WBAHP: Heat Pump Packaged Unit | Heat Pump | 208 | 1 |  |  | No Match | No Match |  |  |  | 41000 | 3059 | 13.4 | 9 | 27600 | 2788 | 2.9 |  | Non Federally-Regulated | 10/06/1999 |  | 04/10/2000
McQuay International | McQuay | HWH/HWW036C-F |  | Water-Source | WBAHP: Heat Pump Packaged Unit | Heat Pump | 208 | 3 |  |  | No Match | No Match |  |  |  | 36000 | 2975 | 12.1 | 10 | 42500 | 3037 | 4.1 |  | Federally-Regulated Commercial & Industrial Equipment | 11/17/1999 |  | 09/21/2000
Bard Manufacturing Company, Inc. | Bard | QW481-A |  | Ground-Water-Source | WBAHP: Heat Pump Packaged Unit | Heat Pump | 230 | 1 |  |  | No Match | No Match |  |  |  | 45000 | 3020 | 14.9 | 9 | 30200 | 2854 | 3.1 |  | Non Federally-Regulated | 03/21/2001 |  | 07/18/2002
Climate Control / Snyder General | Electro-Hydronics | CC230F7 |  | Water-Source | WBAHP: Heat Pump Packaged Unit | Heat Pump | 265 | 1 |  |  | No Match | No Match |  |  |  | 23000 | 2250 | 10.2 | 7.5 | 30000 | 2500 | 3.5 | 2.5 | Non Federally-Regulated | 06/11/1985 |  | 08/29/1986
Addison Products | Heat Controller | VWPG066-3B-XL |  | Ground-Water-Source | WBAHP: Heat Pump Packaged Unit | Heat Pump | 208 | 3 |  |  | No Match | No Match |  |  |  | 65000 | 5038 | 12.9 | 9 | 48000 | 5022 | 2.8 |  | Non Federally-Regulated | 10/06/1999 |  | 04/10/2000
Florida Heat Pump | Energy Miser | HE52CF-4 |  | Water-Source | WBAHP: Heat Pump Packaged Unit | Heat Pump | 460 | 3 |  |  | No Match | No Match |  |  |  | 51000 | 4360 | 11.7 | 9.3 | 65000 | 4760 | 4 | 3.8 | Non Federally-Regulated | 07/31/1991 |  | 03/31/1998
Climate Control / Snyder General | Electro-Hydronics | FW610GD |  | Water-Source | WBAHP: Heat Pump Packaged Unit | Heat Pump | 230 | 3 |  |  | No Match | No Match |  |  |  | 61500 | 5850 | 10.5 | 7.5 | 69000 | 5790 | 3.5 | 2.5 | Non Federally-Regulated | 05/16/1984 |  | 06/11/1985
Climate Control / Snyder General | Trane | WPHA62XG* |  | Water-Source | WBAHP: Heat Pump Packaged Unit | Heat Pump | 460 | 3 |  |  | No Match | No Match |  |  |  | 61500 | 5850 | 10.5 | 7.5 | 69000 | 5790 | 3.5 | 2.5 | Non Federally-Regulated | 05/16/1984 |  | 05/11/1988
Waterfurnace International, Inc. | Geotility Geothermal Installations | YS048**1*4 |  | Ground-Source | WBAHP: Heat Pump Packaged Unit | Heat Pump | 230 | 1 |  |  | No Match | Single-Speed |  |  |  | 49500 | 2735 | 18.1 | 13.4 | 36900 | 3004 | 3.6 | 3.1 | Non Federally-Regulated | 01/24/2011 |  | 04/19/2013
Waterfurnace International, Inc. | Waterfurnace International, Inc. | P056**3 |  | Ground-Water-Source | WBAHP: Heat Pump Packaged Unit | Heat Pump | 230 | 3 |  |  | No Match | No Match |  |  |  | 58000 | 3790 | 15.3 | 9 | 44500 | 4074 | 3.2 |  | Non Federally-Regulated | 05/19/2000 |  | 07/18/2002
ClimateMaster Inc. | Climate Master | TTV/H/D038B |  | Water-Source | WBAHP: Heat Pump Packaged Unit | Heat Pump | 208 | 1 |  |  | No Match | Single-Speed |  |  |  | 36200 | 2321 | 15.6 | 12 | 44800 | 2477 | 5.3 | 4.2 | Federally-Regulated Commercial & Industrial Equipment | 12/12/2012 |  | 06/09/2015
Addison Products | Heat Controller | WRH22-1J | HRH22-1J | Water-Source | WBAH: Heating Only Packaged Un | Heat Pump | 230 | 1 |  |  | No Match | No Match |  |  |  | 22800 | 1982 | 11.5 | 9 | 27800 | 2327 | 3.5 | 3.5 | Non Federally-Regulated | 10/05/1999 |  | 04/12/2000
Waterfurnace International, Inc. | Waterfurnace International, Inc. | NSV/NSH036F1*0 |  | Ground-Source | WBAHP: Heat Pump Packaged Unit | Heat Pump | 230 | 1 |  |  | No Match | Single-Speed |  |  |  | 34600 | 1765 | 19.6 | 13.4 | 24100 | 1766 | 4 | 3.1 | Non Federally-Regulated | 09/03/2012 |  | 04/19/2013
Waterfurnace International, Inc. | Geotility Geothermal Installations | GS012**0*0 |  | Water-Source | WBAHP: Heat Pump Packaged Unit | Heat Pump | 230 | 1 |  |  | No Match | Single-Speed |  |  |  | 11700 | 760 | 15.4 | 11.2 | 14000 | 837 | 4.9 | 4.2 | Federally-Regulated Commercial & Industrial Equipment | 01/24/2011 |  | 04/19/2013
Carrier Corp. | Carrier | 50QXV0093 |  | Water-Source | WBAHP: Heat Pump Packaged Unit | Heat Pump | 230 | 1 |  |  | No Match | No Match |  |  |  | 9100 | 766 | 11.9 | 9 | 11000 | 839 | 3.8 | 3.2 | Non Federally-Regulated | 03/15/1989 |  | 02/22/1990
Waterfurnace International, Inc. | Waterfurnace International, Inc. | SXV019A0 |  | Ground-Water-Source | WBAHP: Heat Pump Packaged Unit | Heat Pump | 230 | 1 |  |  | No Match | No Match |  |  |  | 19500 | 1402 | 13.9 | 11 | 22800 | 1629 | 4.1 | 3.5 | Non Federally-Regulated | 03/31/1998 |  | 05/10/1998
Waterfurnace International, Inc. | Rybacki - Hart Enterprises | YS024**1*0 |  | Water-Source | WBAHP: Heat Pump Packaged Unit | Heat Pump | 208 | 1 |  |  | No Match | Single-Speed |  |  |  | 23900 | 1637 | 14.6 | 12 | 27000 | 1684 | 4.7 | 4.2 | Federally-Regulated Commercial & Industrial Equipment | 01/24/2011 |  | 04/19/2013
Snyder General Corp. | McQuay | LWP22AK |  | Water-Source | WBAHP: Heat Pump Packaged Unit | Heat Pump | 208 | 3 |  |  | No Match | No Match |  |  |  | 240400 | 20550 | 11.7 |  | 270000 | 21400 | 3.7 | 2.5 | Non Federally-Regulated | 02/22/1990 |  | 07/31/1991
Florida Heat Pump | Energy Miser | LT 10 CF -1 |  | Ground-Water-Source | WBAHP: Heat Pump Packaged Unit | Heat Pump | 208 | 1 |  |  | No Match | No Match |  |  |  | 9800 | 942 | 10.4 |  | 12000 | 1035 | 3.5 |  | Non Federally-Regulated | 02/22/1990 |  | 07/31/1991
Florida Heat Pump | Florida Heat Pump | EV030-1CF/HZ/VT |  | Water-Source | WBAHP: Heat Pump Packaged Unit | Heat Pump | 208 | 1 |  |  | No Match | No Match |  |  |  | 30000 | 2097 | 14.3 | 10 | 34000 | 2213 | 4.5 |  | Federally-Regulated Commercial & Industrial Equipment | 03/22/2001 |  | 03/02/2012
Enertech Global, LLC | Enertech | GHT048A |  | Ground-Water-Source | WBAHP: Heat Pump Packaged Unit | Heat Pump | 208 | 1 |  |  | No Match | Single-Speed |  |  |  | 50600 | 2595 | 19.5 | 16.2 | 47300 | 3466 | 4 | 3.6 | Non Federally-Regulated | 12/12/2012 |  | 05/11/2015
Mammoth | Hydrobank II | G084HHG/VHG |  | Water-Source | WBAHP: Heat Pump Packaged Unit | Heat Pump | 460 | 3 |  |  | No Match | No Match |  |  |  | 84000 | 7179 | 11.7 | 9 | 108600 | 8375 | 3.8 | 3.8 | Federally-Regulated Commercial & Industrial Equipment | 12/14/1998 |  | 05/23/2000
Florida Heat Pump | Energy Miser | HEV12A-2 |  | Water-Source | WBAHP: Heat Pump Packaged Unit | Heat Pump | 265 | 1 |  |  | No Match | No Match |  |  |  | 11500 | 1045 | 11 | 9.3 | 14500 | 1120 | 3.8 | 3.8 | Non Federally-Regulated | 07/31/1991 |  | 03/31/1998
Waterfurnace International, Inc. | Waterfurnace International, Inc. | NSV/NSH018G1*1 |  | Ground-Source | WBAHP: Heat Pump Packaged Unit | Heat Pump | 208 | 1 |  |  | No Match | Single-Speed |  |  |  | 18500 | 1028 | 18 | 13.4 | 14700 | 1051 | 4.1 | 3.1 | Non Federally-Regulated | 09/03/2012 |  | 04/19/2013
Mammoth | Hydrobank II | F130VLF/HLF |  | Ground-Water-Source | WBAHP: Heat Pump Packaged Unit | Heat Pump | 208 | 3 |  |  | No Match | No Match |  |  |  | 124100 | 9546 | 13 | 9 | 95000 | 9598 | 2.9 |  | Non Federally-Regulated | 10/06/1999 |  | 04/10/2000
Florida Heat Pump | Florida Heat Pump | ES048-3CF/HZ/VT |  | Ground-Water-Source | WBAHP: Heat Pump Packaged Unit | Heat Pump | 230 | 3 |  |  | No Match | Single-Speed |  |  |  | 54500 | 2477 | 22 | 16.2 | 47500 | 2546 | 4.4 | 3.6 | Non Federally-Regulated | 07/06/2011 |  | 04/20/2015
Florida Heat Pump | Florida Heat Pump | EP048-1HZ/VT |  | Ground-Source | WBAHP: Heat Pump Packaged Unit | Heat Pump | 208 | 1 |  |  | No Match | Single-Speed |  |  |  | 50200 | 2535 | 19.8 | 13.4 | 33400 | 2646 | 3.7 | 3.1 | Non Federally-Regulated | 01/24/2011 |  | 06/14/2011
McQuay / Snyder General | Electro-Hydronics | VF200F5 |  | Water-Source | WBAHP: Heat Pump Packaged Unit | Heat Pump | 208 | 1 |  |  | No Match | No Match |  |  |  | 19000 | 1780 | 10.7 | 9 | 25600 | 1920 | 3.9 | 3.2 | Non Federally-Regulated | 05/11/1988 |  | 03/15/1989
Command-Aire | Command-Aire | SWPH-2533 |  | Water-Source | WBAHP: Heat Pump Packaged Unit | Heat Pump | 230 | 3 |  |  | No Match | No Match |  |  |  | 292000 | 31600 | 9.2 | 7.5 | 405000 | 33100 | 3.6 | 2.2 | Non Federally-Regulated | 01/05/1982 |  | 06/11/1985
McQuay / Snyder General | Electro-Hydronics | WM90C7 |  | Water-Source | WBAHP: Heat Pump Packaged Unit | Heat Pump | 265 | 1 |  |  | No Match | No Match |  |  |  | 8700 | 825 | 10.5 | 7.5 | 10000 | 850 | 3.4 | 2.5 | Non Federally-Regulated | 08/29/1986 |  | 05/11/1988
Florida Heat Pump | Florida Heat Pump | EM007-1CF |  | Water-Source | WBAHP: Heat Pump Packaged Unit | Heat Pump | 208 | 1 |  |  | No Match | No Match |  |  |  | 7500 | 609 | 12.3 | 9.3 | 10000 | 651 | 4.5 | 3.8 | Federally-Regulated Commercial & Industrial Equipment | 03/31/1998 |  | 05/10/1998
Hydro Delta Corp. | Hydro Delta Corp. | 03-026-WTARD-HE |  | Water-Source | WBAHP-CB: Heat Pump Split Syst | Heat Pump | 230 | 1 |  |  | No Match | No Match |  |  |  | 25000 | 2083 | 12 | 9 | 29000 | 2296 | 3.7 | 3.5 | Non Federally-Regulated | 10/05/1999 |  | 11/17/1999
Waterfurnace International, Inc. | Waterfurnace International, Inc. | NTV030A1 |  | Ground-Source | WBAHP: Heat Pump Packaged Unit | Heat Pump | 208 | 1 |  |  | No Match | No Match |  |  |  | 29800 | 2128 | 14 |  | 33000 | 3582 | 2.7 |  | Non Federally-Regulated | 03/31/1998 |  | 05/10/1998
Waterfurnace International, Inc. | Eagle Mountain | ZS036**2*4 |  | Ground-Water-Source | WBAHP: Heat Pump Packaged Unit | Heat Pump | 265 | 1 |  |  | No Match | Single-Speed |  |  |  | 37700 | 1639 | 23 | 16.2 | 33000 | 2249 | 4.3 | 3.6 | Non Federally-Regulated | 03/02/2012 |  | 04/19/2013
McQuay / Snyder General | Electro-Hydronics | VE070F3 |  | Water-Source | WBAHP: Heat Pump Packaged Unit | Heat Pump | 230 | 1 |  |  | No Match | No Match |  |  |  | 6900 | 645 | 10.7 | 9 | 8800 | 700 | 3.7 | 3.2 | Non Federally-Regulated | 05/11/1988 |  | 03/15/1989
Climate Control / Snyder General | Electro-Hydronics | LHV15AK |  | Water-Source | WBAHP: Heat Pump Packaged Unit | Heat Pump | 208 | 3 |  |  | No Match | No Match |  |  |  | 178000 | 16950 | 10.5 |  | 227000 | 17600 | 3.8 | 2.5 | Non Federally-Regulated | 06/11/1985 |  | 08/29/1986
Command-Aire | Command-Aire | SWPV261 |  | Water-Source | WBAHP: Heat Pump Packaged Unit | Heat Pump | 230 | 1 |  |  | No Match | No Match |  |  |  | 24000 | 2180 | 11 | 7.5 | 32000 | 2340 | 4.1 | 2.5 | Non Federally-Regulated | 06/11/1985 |  | 05/11/1988
Command-Aire | Command-Aire | SWPHXR511E |  | Water-Source | WBAHP: Heat Pump Packaged Unit | Heat Pump | 208 | 1 |  |  | No Match | No Match |  |  |  | 51000 | 4550 | 11.2 | 9 | 64000 | 4690 | 4 | 3.2 | Federally-Regulated Commercial & Industrial Equipment | 01/23/1988 |  | 05/11/1988
ClimateMaster Inc. | Climate Master Series | PDW 60 | U23R60T | Ground-Source | WBAHP-C: Heat Pump Split Syste | Heat Pump | 230 | 1 |  |  | No Match | No Match |  |  |  | 56000 | 4000 | 14 |  | 46000 | 4085 | 3.3 |  | Non Federally-Regulated | 03/31/1998 |  | 05/10/1998
Florida Heat Pump | Florida Heat Pump | EP042-3HZ/VT |  | Ground-Source | WBAHP: Heat Pump Packaged Unit | Heat Pump | 208 | 3 |  |  | No Match | Single-Speed |  |  |  | 42000 | 1981 | 21.2 | 13.4 | 28000 | 2001 | 4.1 | 3.1 | Non Federally-Regulated | 01/24/2011 |  | 04/21/2014
Singer | Electro-Hydronics | CW300D6 |  | Water-Source | WBAHP: Heat Pump Packaged Unit | Heat Pump | 230 | 1 |  |  | No Match | No Match |  |  |  | 24000 | 2850 | 8.4 | 7.5 | 28400 | 2900 | 2.9 | 2.5 | Non Federally-Regulated | 09/08/1982 |  | 05/16/1984
Waterfurnace International, Inc. | Waterfurnace International, Inc. | VLV/VXV048*3 |  | Water-Source | WBAHP: Heat Pump Packaged Unit | Heat Pump | 230 | 3 |  |  | No Match | No Match |  |  |  | 45800 | 3606 | 12.7 | 10 | 57900 | 4039 | 4.2 |  | Federally-Regulated Commercial & Industrial Equipment | 10/05/1999 |  | 06/20/2003
ClimateMaster Inc. | Climate Master Series | VL019E********* |  | Water-Source | WBAHP: Heat Pump Packaged Unit | Heat Pump | 265 | 1 |  |  | No Match | No Match |  |  |  | 20600 | 1740 | 11.8 | 9 | 23600 | 1779 | 3.9 | 3.2 | Federally-Regulated Commercial & Industrial Equipment | 07/17/1991 |  | 07/27/1992
Addison Products | Heat Controller | HWPH64-1JC/1JBC |  | Ground-Water-Source | WBAHP: Heat Pump Packaged Unit | Heat Pump | 208 | 1 |  |  | No Match | No Match |  |  |  | 16300 | 1086 | 15 | 9 | 11500 | 1052 | 3.2 |  | Non Federally-Regulated | 10/06/1999 |  | 04/10/2000
Florida Heat Pump | Florida Heat Pump | GT042-1CS | GT042-1AH/AV | Ground-Water-Source | WBAHP-CB: Heat Pump Split Syst | Heat Pump | 208 | 1 |  |  | No Match | No Match |  |  |  | 40700 | 2806 | 14.5 | 9 | 30600 | 2636 | 3.4 |  | Non Federally-Regulated | 07/22/2002 |  | 03/12/2009
McQuay International | McQuay | HWH/HWW007C-G |  | Water-Source | WBAHP: Heat Pump Packaged Unit | Heat Pump | 208 | 1 |  |  | No Match | No Match |  |  |  | 7000 | 654 | 10.7 | 10 | 9800 | 736 | 3.9 |  | Federally-Regulated Commercial & Industrial Equipment | 11/17/1999 |  | 09/21/2000
McQuay / Snyder General | Electro-Hydronics | LHV15AD |  | Water-Source | WBAHP: Heat Pump Packaged Unit | Heat Pump | 230 | 3 |  |  | No Match | No Match |  |  |  | 178000 | 16950 | 10.5 |  | 227000 | 17600 | 3.8 | 2.5 | Non Federally-Regulated | 08/29/1986 |  | 05/11/1988
Mammoth | Hydrobank II | D006HHJ |  | Water-Source | WBAHP: Heat Pump Packaged Unit | Heat Pump | 230 | 1 |  |  | No Match | No Match |  |  |  | 7000 | 636 | 11 | 10 | 9600 | 721 | 3.9 |  | Federally-Regulated Commercial & Industrial Equipment | 05/23/2000 |  | 11/14/2000
Mammoth | Mammoth | D007C |  | Water-Source | WBAHP: Heat Pump Packaged Unit | Heat Pump | 208 | 1 |  |  | No Match | No Match |  |  |  | 6700 | 800 | 8.4 | 7.5 | 8400 | 950 | 2.6 | 2.5 | Non Federally-Regulated | 01/05/1982 |  | 05/16/1984
Econar | Econar | GV491 |  | Ground-Water-Source | WBAHP: Heat Pump Packaged Unit | Heat Pump | 208 | 1 |  |  | No Match | No Match |  |  |  | 47000 | 3790 | 12.4 | 9 | 45000 | 4396 | 3 |  | Non Federally-Regulated | 08/07/1998 |  | 10/02/1998
American Air Filter | Enercon | DHW49 |  | Water-Source | WBAHP: Heat Pump Packaged Unit | Heat Pump | 208 | 1 |  |  | No Match | No Match |  |  |  | 48500 | 4500 | 10.8 | 7.5 | 61000 | 5330 | 3.4 | 2.5 | Non Federally-Regulated | 05/16/1984 |  | 06/11/1985
Carrier Corp. | Carrier | 50Q*H03641 |  | Water-Source | WBAHP: Heat Pump Packaged Unit | Heat Pump | 265 | 1 |  |  | No Match | No Match |  |  |  | 35000 | 3097 | 11.3 | 10 | 42000 | 3239 | 3.8 |  | Federally-Regulated Commercial & Industrial Equipment | 08/02/1993 |  | 03/08/1996
ClimateMaster Inc. | Heat Controller | HTS024A | RHPL-HM2417 | Ground-Water-Source | WBAHP-CB: Heat Pump Split Syst | Heat Pump | 208 | 1 |  |  | No Match | Dual-Speed |  |  |  | 27200 | 1204 | 22.6 | 16.2 | 24100 | 1606 | 4.4 | 3.6 | Non Federally-Regulated | 06/15/2009 |  | 08/23/2011
American Air Filter | Enercon | EVW-41 |  | Water-Source | WBAHP: Heat Pump Packaged Unit | Heat Pump | 460 | 3 |  |  | No Match | No Match |  |  |  | 42000 | 3652 | 11.5 | 9 | 48000 | 3916 | 3.6 | 3.2 | Non Federally-Regulated | 05/11/1988 |  | 03/15/1989
Florida Heat Pump | Florida Heat Pump | EM015-1CF/HZ/VT |  | Ground-Water-Source | WBAHP: Heat Pump Packaged Unit | Heat Pump | 208 | 1 |  |  | No Match | No Match |  |  |  | 15500 | 1291 | 12 | 9 | 12200 | 1191 | 3 |  | Non Federally-Regulated | 05/29/2001 |  | 07/18/2002
Friedrich Climate Master | Climate Master Series | V120-34********** |  | Water-Source | WBAHP: Heat Pump Packaged Unit | Heat Pump | 460 | 3 |  |  | No Match | No Match |  |  |  | 119000 | 11900 | 10 | 9.2 | 131000 | 11000 | 3.5 | 2.5 | Non Federally-Regulated | 08/29/1986 |  | 05/11/1988
Addison Products | Addison Products | VPY030-3A |  | Water-Source | WBAHP-CB: Heat Pump Split Syst | Heat Pump | 208 | 3 |  |  | No Match | No Match |  |  |  | 34900 | 2510 | 13.9 | 9 | 42300 | 3541 | 3.5 | 3.5 | Non Federally-Regulated | 11/14/2000 |  | 07/18/2002
McQuay / Snyder General | Electro-Hydronics | FC260GK |  | Water-Source | WBAHP: Heat Pump Packaged Unit | Heat Pump | 208 | 3 |  |  | No Match | No Match |  |  |  | 26000 | 2450 | 10.6 | 7.5 | 31600 | 2500 | 3.7 | 2.5 | Non Federally-Regulated | 08/29/1986 |  | 05/11/1988
Climate Control / Snyder General | Electro-Hydronics | LWP25AD |  | Water-Source | WBAHP: Heat Pump Packaged Unit | Heat Pump | 230 | 3 |  |  | No Match | No Match |  |  |  | 256000 | 22000 | 11.6 |  | 284000 | 22400 | 3.7 | 2.5 | Non Federally-Regulated | 06/11/1985 |  | 08/29/1986
ClimateMaster Inc. | Climate Master | TCH/V042AF |  | Ground-Source | WBAHP: Heat Pump Packaged Unit | Heat Pump | 460 | 3 |  |  | No Match | Single-Speed |  |  |  | 40500 | 2813 | 14.4 | 13.4 | 34300 | 3048 | 3.3 | 3.1 | Non Federally-Regulated | 07/07/2011 |  | 10/24/2014
American Air Filter | Enercon | CW06 |  | Water-Source | WBAHP: Heat Pump Packaged Unit | Heat Pump | 208 | 1 |  |  | No Match | No Match |  |  |  | 6400 | 675 |  | 7.5 | 7600 | 625 | 3.6 | 2.5 | Non Federally-Regulated | 08/29/1986 |  | 05/11/1988
Trane U.S. Inc. | Command-Aire | GSUG0601(P) |  | Ground-Water-Source | WBAHP: Heat Pump Packaged Unit | Heat Pump | 208 | 1 |  |  | No Match | No Match |  |  |  | 21200 | 1000 | 21.2 | 9 | 21200 | 1882 | 3.3 |  | Non Federally-Regulated | 11/17/1999 |  | 04/10/2000
Climate Control / Snyder General | Electro-Hydronics | UC330F5 |  | Water-Source | WBAHP: Heat Pump Packaged Unit | Heat Pump | 208 | 1 |  |  | No Match | No Match |  |  |  | 33000 | 3050 | 10.8 | 7.5 | 39000 | 3090 | 3.7 | 2.5 | Non Federally-Regulated | 05/16/1984 |  | 08/29/1986
Waterfurnace International, Inc. | Waterfurnace International, Inc. | SXV084A3 |  | Ground-Source | WBAHP: Heat Pump Packaged Unit | Heat Pump | 230 | 3 |  |  | No Match | No Match |  |  |  | 88000 | 5677 | 15.5 |  | 57000 | 5220 | 3.2 |  | Non Federally-Regulated | 03/31/1998 |  | 05/10/1998
Waterfurnace International, Inc. | Waterfurnace International, Inc. | VLH030A1 |  | Water-Source | WBAHP: Heat Pump Packaged Unit | Heat Pump | 230 | 1 |  |  | No Match | No Match |  |  |  | 29700 | 2414 | 12.3 | 10 | 35900 | 2630 | 4 |  | Federally-Regulated Commercial & Industrial Equipment | 12/14/1998 |  | 10/05/1999
Heat Controller | Heat Controller | VWPG054-3B-XL* |  | Ground-Water-Source | WBAHP: Heat Pump Packaged Unit | Heat Pump | 208 | 3 |  |  | No Match | No Match |  |  |  | 55000 | 4166 | 13.2 | 11 | 61500 | 4506 | 4 | 3.5 | Non Federally-Regulated | 03/31/1998 |  | 05/10/1998
Waterfurnace International, Inc. | Waterfurnace International, Inc. | SXH030C4 |  | Water-Source | WBAHP: Heat Pump Packaged Unit | Heat Pump | 460 | 3 |  |  | No Match | No Match |  |  |  | 30600 | 2125 | 14.4 | 10 | 36600 | 2145 | 5 |  | Federally-Regulated Commercial & Industrial Equipment | 02/02/1998 |  | 03/31/1998
ClimateMaster Inc. | Climate Master Series | HS/HL096 |  | Water-Source | WBAHP: Heat Pump Packaged Unit | Heat Pump | 208 | 3 |  |  | No Match | No Match |  |  |  | 95000 | 8630 | 11 | 10.5 | 114000 | 8790 | 3.8 | 3.8 | Non Federally-Regulated | 07/31/1991 |  | 03/31/1998
ClimateMaster Inc. | Climate Master Series | HS/HL/VS/VL036F |  | Water-Source | WBAHP: Heat Pump Packaged Unit | Heat Pump | 460 | 3 |  |  | No Match | No Match |  |  |  | 35000 | 3181 | 11 | 10 | 42500 | 3192 | 3.9 |  | Federally-Regulated Commercial & Industrial Equipment | 04/12/2000 |  | 11/14/2000
Waterfurnace International, Inc. | Waterfurnace International, Inc. | SXH030A3 |  | Ground-Source | WBAHP: Heat Pump Packaged Unit | Heat Pump | 230 | 3 |  |  | No Match | No Match |  |  |  | 31200 | 2181 | 14.3 |  | 21600 | 1808 | 3.5 |  | Non Federally-Regulated | 03/31/1998 |  | 05/10/1998
Carrier Corp. | Carrier | 50QXV0124 |  | Water-Source | WBAHP: Heat Pump Packaged Unit | Heat Pump | 265 | 1 |  |  | No Match | No Match |  |  |  | 12300 | 1115 | 11 | 9 | 15100 | 1165 | 3.8 | 3.2 | Non Federally-Regulated | 02/22/1990 |  | 07/31/1991
ClimateMaster Inc. | Climate Master Series | 814-031-G******** |  | Water-Source | WBAHP: Heat Pump Packaged Unit | Heat Pump | 230 | 1 |  |  | No Match | No Match |  |  |  | 31000 | 2897 | 10.7 | 9 | 39500 | 3046 | 3.8 | 3.2 | Non Federally-Regulated | 05/11/1988 |  | 03/15/1989
Snyder General Corp. | McQuay | LM190C7 |  | Water-Source | WBAHP-O: Heat Pump Packaged Un | Heat Pump | 265 | 1 |  |  | No Match | No Match |  |  |  | 18200 | 1825 | 10 | 9 | 22600 | 2000 | 3.3 | 3.2 | Non Federally-Regulated | 02/22/1990 |  | 07/31/1991
Friedrich Climate Master | Climate Master Series | 814-036-G******** |  | Water-Source | WBAHP: Heat Pump Packaged Unit | Heat Pump | 208 | 1 |  |  | No Match | No Match |  |  |  | 36000 | 3190 | 11.3 | 7.5 | 42500 | 3190 | 3.9 | 2.5 | Non Federally-Regulated | 08/29/1986 |  | 05/11/1988
Snyder General Corp. | McQuay | VF390G3 |  | Water-Source | WBAHP: Heat Pump Packaged Unit | Heat Pump | 230 | 1 |  |  | No Match | No Match |  |  |  | 39000 | 3700 | 10.5 | 9 | 48000 | 4020 | 3.5 | 3.2 | Non Federally-Regulated | 02/22/1990 |  | 07/31/1991
Mammoth | Mammoth | F043H |  | Water-Source | WBAHP: Heat Pump Packaged Unit | Heat Pump | 230 | 3 |  |  | No Match | No Match |  |  |  | 40000 | 4400 | 9.1 | 7.5 | 42000 | 4400 | 2.8 | 2.5 | Non Federally-Regulated | 01/05/1982 |  | 05/16/1984
Waterfurnace International, Inc. | Eagle Mountain | ZS036**3*4 |  | Ground-Source | WBAHP: Heat Pump Packaged Unit | Heat Pump | 230 | 3 |  |  | No Match | Single-Speed |  |  |  | 34500 | 1994 | 17.3 | 13.4 | 26000 | 2117 | 3.6 | 3.1 | Non Federally-Regulated | 03/02/2012 |  | 04/19/2013
Climate Control / Snyder General | Electro-Hydronics | FW500FK |  | Water-Source | WBAHP: Heat Pump Packaged Unit | Heat Pump | 208 | 3 |  |  | No Match | No Match |  |  |  | 50000 | 4850 | 10.3 | 7.5 | 65000 | 4900 | 3.9 | 2.5 | Non Federally-Regulated | 05/16/1984 |  | 08/29/1986
Waterfurnace International, Inc. | Waterfurnace International, Inc. | SXV036A3 |  | Ground-Water-Source | WBAHP: Heat Pump Packaged Unit | Heat Pump | 230 | 3 |  |  | No Match | No Match |  |  |  | 37600 | 2870 | 13.1 | 11 | 40500 | 2967 | 4 | 3.5 | Non Federally-Regulated | 03/31/1998 |  | 05/10/1998
Waterfurnace International, Inc. | Waterfurnace International, Inc. | ATH057*1(P) |  | Ground-Water-Source | WBAHP: Heat Pump Packaged Unit | Heat Pump | 230 | 1 |  |  | No Match | No Match |  |  |  | 34000 | 1808 | 18.8 | 9 | 26000 | 2116 | 3.6 |  | Non Federally-Regulated | 11/17/1999 |  | 05/19/2000
Waterfurnace International, Inc. | Waterfurnace International, Inc. | SXH013C1 |  | Ground-Water-Source | WBAHP: Heat Pump Packaged Unit | Heat Pump | 208 | 1 |  |  | No Match | No Match |  |  |  | 13500 | 906 | 14.9 | 11 | 14100 | 961 | 4.3 | 3.5 | Non Federally-Regulated | 03/31/1998 |  | 05/10/1998
Climate Control / Snyder General | Trane | WPCA19XC* |  | Water-Source | WBAHP: Heat Pump Packaged Unit | Heat Pump | 230 | 1 |  |  | No Match | No Match |  |  |  | 18200 | 1825 | 10 | 7.5 | 22600 | 2000 | 3.3 | 2.5 | Non Federally-Regulated | 05/16/1984 |  | 05/11/1988
Florida Heat Pump | Geomaster, LLC | AU049-1CF/HZ/VT |  | Water-Source | WBAHP: Heat Pump Packaged Unit | Heat Pump | 208 | 1 |  |  | No Match | Single-Speed |  |  |  | 48000 | 3556 | 13.5 | 12 | 58000 | 3540 | 4.8 | 4.2 | Federally-Regulated Commercial & Industrial Equipment | 04/23/2009 |  | 06/14/2011
Mammoth | Hydrobank II | G072VHK |  | Water-Source | WBAHP: Heat Pump Packaged Unit | Heat Pump | 460 | 3 |  |  | No Match | No Match |  |  |  | 69000 | 5750 | 12 | 9 | 86000 | 6460 | 3.9 | 3.8 | Federally-Regulated Commercial & Industrial Equipment | 06/27/2003 |  | 03/12/2009
ClimateMaster Inc. | Climate Master Series | PDW 36 | AH14-U23R42W | Ground-Water-Source | WBAHP-CB: Heat Pump Split Syst | Heat Pump | 230 | 1 |  |  | No Match | No Match |  |  |  | 36000 | 2400 | 15 | 9 | 29000 | 2499 | 3.4 |  | Non Federally-Regulated | 12/14/1998 |  | 04/10/2000
Enertech Global, LLC | Enertech | H018C | MPD024 | Ground-Water-Source | WBAHP-CB: Heat Pump Split Syst | Heat Pump | 208 | 1 |  |  | No Match | Single-Speed |  |  |  | 17400 | 845 | 20.6 | 16.2 | 15300 | 1122 | 4 | 3.6 | Non Federally-Regulated | 07/16/2009 |  | 03/02/2012
Command-Aire | Command-Aire | SWPH137E |  | Water-Source | WBAHP: Heat Pump Packaged Unit | Heat Pump | 265 | 1 |  |  | No Match | No Match |  |  |  | 12200 | 1050 | 11.6 | 9 | 16000 | 1143 | 4.1 | 3.2 | Non Federally-Regulated | 02/22/1990 |  | 07/31/1991
Addison Products | Heat Controller | HWPH032-1JA/1JBA |  | Water-Source | WBAHP: Heat Pump Packaged Unit | Heat Pump | 230 | 1 |  |  | No Match | No Match |  |  |  | 31200 | 2761 | 11.3 | 10 | 38500 | 2968 | 3.8 |  | Federally-Regulated Commercial & Industrial Equipment | 10/05/1999 |  | 04/12/2000
Command-Aire | Command-Aire | SWPXR197E |  | Water-Source | WBAHP: Heat Pump Packaged Unit | Heat Pump | 265 | 1 |  |  | No Match | No Match |  |  |  | 18500 | 1650 | 11.2 | 7.5 | 24500 | 1750 | 4 | 2.5 | Non Federally-Regulated | 05/16/1984 |  | 01/23/1988
Waterfurnace International, Inc. | Waterfurnace International, Inc. | SXH013A1 |  | Water-Source | WBAHP: Heat Pump Packaged Unit | Heat Pump | 230 | 1 |  |  | No Match | No Match |  |  |  | 12700 | 858 | 14.8 | 9.3 | 15100 | 921 | 4.8 | 3.8 | Federally-Regulated Commercial & Industrial Equipment | 03/31/1998 |  | 05/10/1998
Florida Heat Pump | Florida Heat Pump | TA035-1CS | DX035 | Ground-Source | WBAHP-CB: Heat Pump Split Syst | Both Heat Pump and Electric Re | 230 | 1 |  |  | No Match | Variable-Speed |  |  |  | 38500 | 2225 | 17.3 | 13.4 | 26000 | 2059 | 3.7 | 3.1 | Non Federally-Regulated | 03/02/2012 |  | 04/20/2015
ClimateMaster Inc. | Carrier | 50KQA/D012 |  | Water-Source | WBAHP-O: Heat Pump Packaged Un | Heat Pump | 208 | 1 |  |  | No Match | No Match |  |  |  | 11800 | 921 | 12.8 | 10 | 14000 | 1051 | 3.9 |  | Federally-Regulated Commercial & Industrial Equipment | 12/14/1998 |  | 04/12/2000
Florida Heat Pump | Florida Heat Pump | EM036-1VT |  | Water-Source | WBAHP: Heat Pump Packaged Unit | Heat Pump | 230 | 1 |  |  | No Match | No Match |  |  |  | 35000 | 2500 | 14 | 10 | 42000 | 2735 | 4.5 |  | Federally-Regulated Commercial & Industrial Equipment | 12/14/1998 |  | 10/05/1999
Florida Heat Pump | Florida Heat Pump | EM031-3CS | EM031-1AH/AV | Ground-Water-Source | WBAHP-CB: Heat Pump Split Syst | Heat Pump | 208 | 3 |  |  | No Match | No Match |  |  |  | 33000 | 2340 | 14.1 | 9 | 25200 | 2307 | 3.2 |  | Non Federally-Regulated | 07/22/2002 |  | 03/12/2009
Florida Heat Pump | Florida Heat Pump | BP007-1HZ/VT |  | Water-Source | WBAHP: Heat Pump Packaged Unit | Heat Pump | 230 | 1 |  |  | No Match | Single-Speed |  |  |  | 6800 | 433 | 15.7 | 11.2 | 8800 | 452 | 5.7 | 4.2 | Federally-Regulated Commercial & Industrial Equipment | 06/14/2011 |  | 11/30/2011
Climate Control / Snyder General | Electro-Hydronics | CW400FP |  | Water-Source | WBAHP: Heat Pump Packaged Unit | Heat Pump | 460 | 3 |  |  | No Match | No Match |  |  |  | 39600 | 3960 | 10 | 7.5 | 45000 | 3880 | 3.4 | 2.5 | Non Federally-Regulated | 06/11/1985 |  | 08/29/1986
Waterfurnace International, Inc. | Eagle Mountain | YS042**1*0 |  | Ground-Water-Source | WBAHP: Heat Pump Packaged Unit | Heat Pump | 230 | 1 |  |  | No Match | Single-Speed |  |  |  | 45800 | 2082 | 22 | 16.2 | 37000 | 2854 | 3.8 | 3.6 | Non Federally-Regulated | 01/24/2011 |  | 04/19/2013
Carrier Corp. - Syracuse | Carrier | 50HQ,VQ1005 |  | Water-Source | WBAHP: Heat Pump Packaged Unit | Heat Pump | 208 | 3 |  |  | No Match | No Match |  |  |  | 102000 | 9700 | 10.5 | 10.5 | 120000 | 9500 | 3.7 | 3.8 | Non Federally-Regulated | 07/31/1991 |  | 03/31/1998
Waterfurnace International, Inc. | Waterfurnace International, Inc. | P066**1 |  | Ground-Water-Source | WBAHP: Heat Pump Packaged Unit | Heat Pump | 208 | 1 |  |  | No Match | No Match |  |  |  | 67000 | 5000 | 13.4 | 9 | 50000 | 4883 | 3 |  | Non Federally-Regulated | 05/19/2000 |  | 07/18/2002
ClimateMaster Inc. | Climate Master Series | PDW 48 | U23R42W | Ground-Water-Source | WBAHP-CB: Heat Pump Split Syst | Heat Pump | 230 | 1 |  |  | No Match | No Match |  |  |  | 50000 | 3424 | 14.6 | 9 | 38000 | 3374 | 3.3 |  | Non Federally-Regulated | 01/30/1998 |  | 10/02/1998
Bard Manufacturing Company, Inc. | Bard | QW241-B |  | Ground-Water-Source | WBAHP: Heat Pump Packaged Unit | Heat Pump | 208 | 3 |  |  | No Match | No Match |  |  |  | 25000 | 1533 | 16.3 | 9 | 16200 | 1531 | 3.1 |  | Non Federally-Regulated | 07/22/2002 |  | 03/12/2009
Geoflex Systems, Inc. | Geoflex Systems, Inc. | GF1T-V/H/D/M-026WABBE |  | Ground-Water-Source | WBAHP: Heat Pump Packaged Unit | Both Heat Pump and Electric Re | 265 | 1 |  |  | No Match | Dual-Speed |  |  |  | 28900 | 1189 | 24.3 | 16.2 | 25500 | 1525 | 4.9 | 3.6 | Non Federally-Regulated | 11/30/2011 |  | 01/09/2014
Waterfurnace International, Inc. | Rybacki - Hart Enterprises | ZS036**3*4 |  | Ground-Water-Source | WBAHP: Heat Pump Packaged Unit | Heat Pump | 230 | 3 |  |  | No Match | Single-Speed |  |  |  | 37700 | 1639 | 23 | 16.2 | 33000 | 2249 | 4.3 | 3.6 | Non Federally-Regulated | 03/02/2012 |  | 04/19/2013
ClimateMaster Inc. | Climate Master Series | HS/HL/VS/VL036H |  | Water-Source | WBAHP: Heat Pump Packaged Unit | Heat Pump | 208 | 3 |  |  | No Match | No Match |  |  |  | 35000 | 3181 | 11 | 10 | 42500 | 3192 | 3.9 |  | Federally-Regulated Commercial & Industrial Equipment | 04/12/2000 |  | 11/14/2000
Command-Aire | Command-Aire | SWPH-137 |  | Water-Source | WBAHP: Heat Pump Packaged Unit | Heat Pump | 265 | 1 |  |  | No Match | No Match |  |  |  | 13500 | 1400 | 9.6 | 7.5 | 18800 | 1575 | 3.5 | 2.5 | Non Federally-Regulated | 01/05/1982 |  | 01/23/1988
ClimateMaster Inc. | Climate Master Series | GRV/GRH030AG |  | Ground-Water-Source | WBAHP: Heat Pump Packaged Unit | Heat Pump | 208 | 1 |  |  | No Match | No Match |  |  |  | 28200 | 2088 | 13.5 | 9 | 20500 | 1820 | 3.3 |  | Non Federally-Regulated | 04/10/2000 |  | 07/18/2002
ClimateMaster Inc. | Climate Master | TES/P049A | TAH049B | Ground-Source | WBAHP-CB: Heat Pump Split Syst | Heat Pump | 208 | 1 |  |  | No Match | Single-Speed |  |  |  | 49200 | 2811 | 17.5 | 13.4 | 37100 | 2788 | 3.9 | 3.1 | Non Federally-Regulated | 12/12/2012 |  | 06/09/2015
Waterfurnace International, Inc. | Waterfurnace International, Inc. | NSZ060A4 | NRAC060* | Ground-Water-Source | WBAHP-CB: Heat Pump Split Syst | Heat Pump | 460 | 3 |  |  | No Match | Single-Speed |  |  |  | 62300 | 2953 | 21.1 | 16.2 | 52900 | 3781 | 4.1 | 3.6 | Non Federally-Regulated | 08/23/2011 |  | 03/02/2012
Florida Heat Pump | Florida Heat Pump | GO060-1CF/HZ/VT |  | Water-Source | WBAHP-CB: Heat Pump Split Syst | Heat Pump | 208 | 1 |  |  | No Match | No Match |  |  |  | 60000 | 4347 | 13.8 | 9 | 62000 | 4541 | 4 | 3.5 | Non Federally-Regulated | 07/22/2002 |  | 03/12/2009
Command-Aire | Command-Aire | SWPH-603 |  | Water-Source | WBAHP: Heat Pump Packaged Unit | Heat Pump | 208 | 3 |  |  | No Match | No Match |  |  |  | 71300 | 7500 | 9.5 | 7.5 | 98700 | 7150 | 4 | 2.2 | Non Federally-Regulated | 01/05/1982 |  | 05/16/1984
Florida Heat Pump | Florida Heat Pump | EM036-1CS | EM036-1AH/AV | Ground-Water-Source | WBAHP-CB: Heat Pump Split Syst | Heat Pump | 208 | 1 |  |  | No Match | No Match |  |  |  | 36000 | 2553 | 14.1 | 9 | 25000 | 2289 | 3.2 |  | Non Federally-Regulated | 07/22/2002 |  | 03/12/2009
Waterfurnace International, Inc. | Spectra | SXV024A2 |  | Water-Source | WBAHP: Heat Pump Packaged Unit | Heat Pump | 265 | 1 |  |  | No Match | No Match |  |  |  | 26000 | 1688 | 15.4 | 10 | 31200 | 1725 | 5.3 |  | Federally-Regulated Commercial & Industrial Equipment | 06/02/1993 |  | 06/03/1993
Addison Products | Addison Products | VGY024-1A |  | Water-Source | WBAHP-CB: Heat Pump Split Syst | Heat Pump | 208 | 1 |  |  | No Match | No Match |  |  |  | 25500 | 1992 | 12.8 | 9 | 28200 | 2233 | 3.7 | 3.5 | Non Federally-Regulated | 11/14/2000 |  | 07/18/2002
Waterfurnace International, Inc. | Waterfurnace International, Inc. | SXH013B0 |  | Ground-Water-Source | WBAHP: Heat Pump Packaged Unit | Heat Pump | 230 | 1 |  |  | No Match | No Match |  |  |  | 13300 | 847 | 15.7 | 9 | 9700 | 861 | 3.3 |  | Non Federally-Regulated | 12/14/1998 |  | 10/06/1999
McQuay / Snyder General | Electro-Hydronics | WM090C3 |  | Water-Source | WBAHP: Heat Pump Packaged Unit | Heat Pump | 230 | 1 |  |  | No Match | No Match |  |  |  | 8700 | 825 | 10.5 | 9 | 10000 | 850 | 3.4 | 3.2 | Non Federally-Regulated | 05/11/1988 |  | 03/15/1989
Florida Heat Pump | Florida Heat Pump | GT042-1CS | GT042-1AH/AV | Ground-Water-Source | WBAHP-CB: Heat Pump Split Syst | Heat Pump | 208 | 1 |  |  | No Match | No Match |  |  |  | 40700 | 2806 | 14.5 | 9 | 30600 | 2636 | 3.4 |  | Non Federally-Regulated | 05/29/2001 |  | 07/18/2002
Waterfurnace International, Inc. | Trane Unitary Products Group | T1GX022***1**0 |  | Water-Source | WBAHP: Heat Pump Packaged Unit | Heat Pump | 208 | 1 |  |  | No Match | Single-Speed |  |  |  | 20600 | 1198 | 17.2 | 12 | 25000 | 1222 | 6 | 4.2 | Federally-Regulated Commercial & Industrial Equipment | 08/23/2011 |  | 10/24/2014
Addison Products | Heat Controller | HWPG060-1B-XL |  | Ground-Water-Source | WBAHP: Heat Pump Packaged Unit | Heat Pump | 208 | 1 |  |  | No Match | No Match |  |  |  | 58000 | 4393 | 13.2 | 9 | 44000 | 4297 | 3 |  | Non Federally-Regulated | 10/06/1999 |  | 04/10/2000
McQuay / Snyder General | Electro-Hydronics | FW260F3 |  | Water-Source | WBAHP: Heat Pump Packaged Unit | Heat Pump | 230 | 1 |  |  | No Match | No Match |  |  |  | 26000 | 2450 | 10.6 | 7.5 | 31600 | 2500 | 3.7 | 2.5 | Non Federally-Regulated | 08/29/1986 |  | 05/11/1988
Inter-City Products Corp. | McQuay | LHP10AK |  | Water-Source | WBAHP: Heat Pump Packaged Unit | Heat Pump | 208 | 3 |  |  | No Match | No Match |  |  |  | 107000 | 9000 | 11.9 | 10.5 | 120000 | 9200 | 3.8 | 3.8 | Non Federally-Regulated | 07/31/1991 |  | 03/31/1998
Waterfurnace International, Inc. | Waterfurnace International, Inc. | ATH046D0 |  | Ground-Water-Source | WBAHP: Heat Pump Packaged Unit | Heat Pump | 208 | 1 |  |  | No Match | No Match |  |  |  | 47000 | 2919 | 16.1 | 9 | 34500 | 3063 | 3.3 |  | Non Federally-Regulated | 12/14/1998 |  | 10/06/1999
Hydro Delta Corp. | Hydro Delta Corp. | 03-026-WTARW-HE |  | Ground-Water-Source | WBAHP: Heat Pump Packaged Unit | Heat Pump | 230 | 1 |  |  | No Match | No Match |  |  |  | 24600 | 1892 | 13 | 9 | 19800 | 1871 | 3.1 |  | Non Federally-Regulated | 10/06/1999 |  | 04/10/2000
Florida Heat Pump | Florida Heat Pump | CE025-1CS | DX025 | Water-Source | WBAHP-CB: Heat Pump Split Syst | Heat Pump | 230 | 1 |  |  | No Match | Variable-Speed |  |  |  | 24500 | 1750 | 14 | 12 | 31500 | 2007 | 4.6 | 4.2 | Federally-Regulated Commercial & Industrial Equipment | 01/10/2012 |  | 03/02/2012
McQuay / Snyder General | Electro-Hydronics | WE190C3 |  | Water-Source | WBAHP: Heat Pump Packaged Unit | Heat Pump | 230 | 1 |  |  | No Match | No Match |  |  |  | 18200 | 1825 | 10 | 7.5 | 22600 | 2000 | 3.3 | 2.5 | Non Federally-Regulated | 08/29/1986 |  | 05/11/1988
Command-Aire | Command-Aire | RWP-1044 |  | Water-Source | WBAHP: Heat Pump Packaged Unit | Heat Pump | 460 | 3 |  |  | No Match | No Match |  |  |  | 117000 | 11800 | 9.9 | 9.2 | 149000 | 11700 | 3.7 |  | Federally-Regulated Commercial & Industrial Equipment | 01/23/1988 |  | 05/11/1988
ClimateMaster Inc. | Climate Master Series | VP/HP042H |  | Water-Source | WBAHP: Heat Pump Packaged Unit | Heat Pump | 208 | 3 |  |  | No Match | No Match |  |  |  | 41000 | 3153 | 13 | 10 | 51000 | 3396 | 4.4 |  | Federally-Regulated Commercial & Industrial Equipment | 04/12/2000 |  | 11/14/2000
Enertech Global, LLC | Enertech | TST054 | ACD048 | Ground-Source | WBAHP-C: Heat Pump Split Syste | Heat Pump | 208 | 1 |  |  | No Match | Single-Speed |  |  |  | 54300 | 3352 | 16.2 | 13.4 | 43300 | 3525 | 3.6 | 3.1 | Non Federally-Regulated | 08/23/2011 |  | 04/19/2013
McQuay International | McQuay | W-FDS/FDL/FDD-1-007-E |  | Water-Source | WBAHP: Heat Pump Packaged Unit | Heat Pump | 230 | 1 |  |  | No Match | No Match |  |  |  | 6800 | 653 | 10.4 | 10 | 9800 | 755 | 3.8 |  | Federally-Regulated Commercial & Industrial Equipment | 10/05/1999 |  | 09/21/2000
Mammoth | Hydrobank II | F052HHJ |  | Water-Source | WBAHP: Heat Pump Packaged Unit | Heat Pump | 230 | 3 |  |  | No Match | No Match |  |  |  | 53500 | 4734 | 11.3 | 10 | 69500 | 5221 | 3.9 |  | Federally-Regulated Commercial & Industrial Equipment | 05/23/2000 |  | 01/18/2001
Florida Heat Pump | Florida Heat Pump | CE061-1CS | DX061 | Water-Source | WBAHP-CB: Heat Pump Split Syst | Heat Pump | 208 | 1 |  |  | No Match | Dual-Speed |  |  |  | 60000 | 4167 | 14.4 | 12 | 74500 | 4549 | 4.8 | 4.2 | Federally-Regulated Commercial & Industrial Equipment | 03/02/2012 |  | 05/01/2015
Marvair | Marvair | WH036HPA | WM136HPA | Water-Source | WBAHP-C: Heat Pump Split Syste | Heat Pump | 208 | 1 |  |  | No Match | No Match |  |  |  | 35000 | 3500 | 10 | 9 | 47000 | 3826 | 3.6 | 3.2 | Non Federally-Regulated | 05/11/1988 |  | 03/15/1989
Addison Products | Addison Products | HWPH032-1JA/1JBA |  | Water-Source | WBAHP: Heat Pump Packaged Unit | Heat Pump | 230 | 1 |  |  | No Match | No Match |  |  |  | 31200 | 2761 | 11.3 | 9.3 | 38500 | 2969 | 3.8 | 3.8 | Federally-Regulated Commercial & Industrial Equipment | 03/31/1998 |  | 05/10/1998
Addison Products | Addison Products | VPY072-3A |  | Water-Source | WBAHP-CB: Heat Pump Split Syst | Heat Pump | 230 | 3 |  |  | No Match | No Match |  |  |  | 73900 | 6718 | 11 | 9 | 88800 | 7433 | 3.5 | 3.5 | Non Federally-Regulated | 07/22/2002 |  | 03/12/2009
Waterfurnace International, Inc. | Waterfurnace International, Inc. | SXH019A1 |  | Ground-Water-Source | WBAHP: Heat Pump Packaged Unit | Heat Pump | 230 | 1 |  |  | No Match | No Match |  |  |  | 19200 | 1371 | 14 | 9 | 15100 | 1301 | 3.4 |  | Non Federally-Regulated | 01/30/1998 |  | 03/31/1998
Florida Heat Pump | Florida Heat Pump | CW009-1 |  | Water-Source | WBAHP-O: Heat Pump Packaged Un | Heat Pump | 208 | 1 |  |  | No Match | No Match |  |  |  | 8400 | 531 | 15.8 | 10 | 8600 | 494 | 5.1 |  | Federally-Regulated Commercial & Industrial Equipment | 12/14/1998 |  | 02/17/2011
Enertech Global, LLC | Roth Industries, Inc. | RCT060D2 |  | Ground-Source | WBAHP: Heat Pump Packaged Unit | Heat Pump | 208 | 3 |  |  | No Match | Single-Speed |  |  |  | 63500 | 3547 | 17.9 | 13.4 | 47600 | 3671 | 3.8 | 3.1 | Non Federally-Regulated | 09/03/2012 |  | 12/12/2012
Florida Heat Pump | Florida Heat Pump | TA049-1CS | DX049 | Ground-Water-Source | WBAHP-CB: Heat Pump Split Syst | Both Heat Pump and Electric Re | 208 | 1 |  |  | No Match | Dual-Speed |  |  |  | 57000 | 2201 | 25.9 | 16.2 | 50000 | 2991 | 4.9 | 3.6 | Non Federally-Regulated | 03/02/2012 |  | 04/20/2015
Florida Heat Pump | Florida Heat Pump | CE025-1CS | DX025CC/UC | Ground-Source | WBAHP-C: Heat Pump Split Syste | Heat Pump | 230 | 1 |  |  | No Match | Dual-Speed |  |  |  | 26000 | 1538 | 16.9 | 13.4 | 20000 | 1584 | 3.7 | 3.1 | Non Federally-Regulated | 01/10/2012 |  | 03/02/2012
ClimateMaster Inc. | Carrier Corp. | 50YDS038 | FE4***005 | Water-Source | WBAHP-CB: Heat Pump Split Syst | Heat Pump | 230 | 1 |  |  | No Match | Single-Speed |  |  |  | 35900 | 2426 | 14.8 | 12 | 44700 | 2620 | 5 | 4.2 | Federally-Regulated Commercial & Industrial Equipment | 01/24/2011 |  | 08/23/2011
Command-Aire | Command-Aire | RUWP-833 |  | Water-Source | WBAHP: Heat Pump Packaged Unit | Heat Pump | 230 | 3 |  |  | No Match | No Match |  |  |  | 91800 | 9120 | 10.1 | 9.2 | 116000 | 9520 | 3.6 | 2.5 | Non Federally-Regulated | 05/16/1984 |  | 05/11/1988
Trane U.S. Inc. | Trane | WPHF057 |  | Water-Source | WBAHP: Heat Pump Packaged Unit | Heat Pump | 208 | 1 |  |  | No Match | Single-Speed |  |  |  | 56400 | 4029 | 14 | 12 | 58600 | 4092 | 4.2 | 4.2 | Federally-Regulated Commercial & Industrial Equipment | 08/27/2008 |  | 11/25/2009
Mammoth | Hydrobank II | D025VLG |  | Ground-Water-Source | WBAHP: Heat Pump Packaged Unit | Heat Pump | 208 | 1 |  |  | No Match | No Match |  |  |  | 24800 | 1771 | 14 | 9 | 18800 | 1776 | 3.1 |  | Non Federally-Regulated | 01/18/2001 |  | 07/18/2002
McQuay / Snyder General | Electro-Hydronics | FW260G3 |  | Water-Source | WBAHP: Heat Pump Packaged Unit | Heat Pump | 230 | 1 |  |  | No Match | No Match |  |  |  | 26000 | 2450 | 10.6 | 9 | 31000 | 2524 | 3.6 | 3.2 | Non Federally-Regulated | 05/11/1988 |  | 03/15/1989
Florida Heat Pump | Florida Heat Pump | TA035-1CS | TA035-1AH/AV | Water-Source | WBAHP-CB: Heat Pump Split Syst | Heat Pump | 208 | 1 |  |  | No Match | Dual-Speed |  |  |  | 36600 | 2301 | 15.9 | 12 | 43000 | 2520 | 5 | 4.2 | Federally-Regulated Commercial & Industrial Equipment | 06/14/2011 |  | 04/20/2015
Waterfurnace International, Inc. | Waterfurnace International, Inc. | SXH030B0 |  | Water-Source | WBAHP: Heat Pump Packaged Unit | Heat Pump | 230 | 1 |  |  | No Match | No Match |  |  |  | 30600 | 2125 | 14.4 | 10 | 36600 | 2145 | 5 |  | Federally-Regulated Commercial & Industrial Equipment | 08/21/1998 |  | 10/02/1998
Carrier Corp. | Carrier | 50QXH0483 |  | Water-Source | WBAHP: Heat Pump Packaged Unit | Heat Pump | 230 | 1 |  |  | No Match | No Match |  |  |  | 47000 | 4273 | 11 | 9 | 59000 | 4550 | 3.8 | 3.2 | Non Federally-Regulated | 03/15/1989 |  | 07/31/1991
Mammoth | Hydrobank II | G025HLG |  | Ground-Water-Source | WBAHP: Heat Pump Packaged Unit | Heat Pump | 460 | 3 |  |  | No Match | No Match |  |  |  | 25000 | 1785 | 14 | 9 | 19000 | 1795 | 3.1 |  | Non Federally-Regulated | 07/22/2002 |  | 03/12/2009
Command-Aire | Command-Aire | RWP-1533 |  | Water-Source | WBAHP: Heat Pump Packaged Unit | Heat Pump | 208 | 3 |  |  | No Match | No Match |  |  |  | 172000 | 18400 | 9.3 | 7.5 | 225000 | 18300 | 3.6 | 2.2 | Non Federally-Regulated | 01/05/1982 |  | 06/11/1985
Geoflex Systems, Inc. | Geoflex Systems, Inc. | GF1S-V/H/D/M-030WACBP |  | Water-Source | WBAHP: Heat Pump Packaged Unit | Both Heat Pump and Electric Re | 230 | 3 |  |  | No Match | Single-Speed |  |  |  | 26900 | 1601 | 16.8 | 12 | 32200 | 1781 | 5.3 | 4.2 | Federally-Regulated Commercial & Industrial Equipment | 03/02/2012 |  | 01/09/2014
Waterfurnace International, Inc. | Waterfurnace International, Inc. | SXV030*3 |  | Water-Source | WBAHP: Heat Pump Packaged Unit | Heat Pump | 208 | 3 |  |  | No Match | No Match |  |  |  | 30600 | 2125 | 14.4 | 10 | 36600 | 2144 | 5 |  | Federally-Regulated Commercial & Industrial Equipment | 10/05/1999 |  | 05/19/2000
Climate Control / Snyder General | Electro-Hydronics | VF90F3 |  | Water-Source | WBAHP: Heat Pump Packaged Unit | Heat Pump | 230 | 1 |  |  | No Match | No Match |  |  |  | 9000 | 855 | 10.5 | 7.5 | 11000 | 920 | 3.5 | 2.5 | Non Federally-Regulated | 06/11/1985 |  | 08/29/1986
Carrier Corp. - Syracuse | Carrier | 50HQ,VQ1206 |  | Water-Source | WBAHP: Heat Pump Packaged Unit | Heat Pump | 460 | 3 |  |  | No Match | No Match |  |  |  | 121000 | 12100 | 10 | 9.2 | 126000 | 11200 | 3.3 |  | Non Federally-Regulated | 05/11/1988 |  | 03/15/1989
Waterfurnace International, Inc. | Waterfurnace International, Inc. | ATH045D3(P) |  | Ground-Source | WBAHP: Heat Pump Packaged Unit | Heat Pump | 230 | 3 |  |  | No Match | No Match |  |  |  | 27800 | 1323 | 21 |  | 19600 | 1472 | 3.9 |  | Non Federally-Regulated | 03/31/1998 |  | 05/10/1998
American Air Filter | Enercon | DVW-120 |  | Water-Source | WBAHP: Heat Pump Packaged Unit | Heat Pump | 200 | 3 |  |  | No Match | No Match |  |  |  | 120000 | 11100 | 10.8 | 9.2 | 145000 | 11800 | 3.6 | 2.5 | Non Federally-Regulated | 02/22/1990 |  | 07/31/1991
Waterfurnace International, Inc. | Johnson Controls | RKV/RKH060**0*0 |  | Water-Source | WBAHP: Heat Pump Packaged Unit | Heat Pump | 208 | 1 |  |  | No Match | Single-Speed |  |  |  | 61300 | 3981 | 15.4 | 12 | 69000 | 4044 | 5 | 4.2 | Federally-Regulated Commercial & Industrial Equipment | 09/03/2012 |  | 01/09/2014
Addison Products | Addison Products | VWY072-3A |  | Water-Source | WBAHP: Heat Pump Packaged Unit | Heat Pump | 208 | 3 |  |  | No Match | No Match |  |  |  | 7500 | 600 | 12.5 | 10 | 90200 | 5872 | 4.5 |  | Federally-Regulated Commercial & Industrial Equipment | 05/19/2000 |  | 11/14/2000
Mammoth | Hydrobank II | F043VHJ |  | Water-Source | WBAHP: Heat Pump Packaged Unit | Heat Pump | 208 | 3 |  |  | No Match | No Match |  |  |  | 39500 | 3526 | 11.2 | 10 | 51000 | 3831 | 3.9 |  | Federally-Regulated Commercial & Industrial Equipment | 01/18/2001 |  | 03/22/2001
Climate Control / Snyder General | Electro-Hydronics | RC150A3 |  | Water-Source | WBAHP: Heat Pump Packaged Unit | Heat Pump | 230 | 1 |  |  | No Match | No Match |  |  |  | 14500 | 1305 | 11.1 | 7.5 | 20000 | 1465 | 4 | 2.5 | Non Federally-Regulated | 06/11/1985 |  | 08/29/1986
McQuay / Snyder General | Electro-Hydronics | CW400G5 |  | Water-Source | WBAHP: Heat Pump Packaged Unit | Heat Pump | 208 | 1 |  |  | No Match | No Match |  |  |  | 39600 | 3960 | 10 | 7.5 | 45000 | 3880 | 3.4 | 2.5 | Non Federally-Regulated | 08/29/1986 |  | 05/11/1988
Waterfurnace International, Inc. | Geosmart Energy, Inc. | GTS038A1 | GAH036* | Ground-Water-Source | WBAHP-CB: Heat Pump Split Syst | Heat Pump | 230 | 1 |  |  | No Match | Dual-Speed |  |  |  | 34300 | 1681 | 20.4 | 16.2 | 33100 | 2156 | 4.5 | 3.6 | Non Federally-Regulated | 01/24/2011 |  | 08/23/2011
ClimateMaster Inc. | Climate Master Series | VP/HP/DP060 G |  | Water-Source | WBAHP: Heat Pump Packaged Unit | Heat Pump | 208 | 1 |  |  | No Match | No Match |  |  |  | 59000 | 4609 | 12.8 | 10 | 71000 | 4729 | 4.4 |  | Federally-Regulated Commercial & Industrial Equipment | 12/14/1998 |  | 04/12/2000
Waterfurnace International, Inc. | Geotility Geothermal Installations | ZS024**0*0 |  | Ground-Water-Source | WBAHP: Heat Pump Packaged Unit | Heat Pump | 230 | 1 |  |  | No Match | Single-Speed |  |  |  | 26400 | 1158 | 22.8 | 16.2 | 22300 | 1634 | 4 | 3.6 | Non Federally-Regulated | 01/24/2011 |  | 04/19/2013
Mammoth | Hydrobank II | K086HLK |  | Ground-Water-Source | WBAHP: Heat Pump Packaged Unit | Heat Pump | 575 | 3 |  |  | No Match | No Match |  |  |  | 86000 | 6370 | 13.5 | 9 | 64000 | 6048 | 3.1 |  | Non Federally-Regulated | 07/22/2002 |  | 03/12/2009
Marvair | Marvair | WHO25HPA | WMI25HPA | Water-Source | WBAHP-C: Heat Pump Split Syste | Heat Pump | 208 | 1 |  |  | No Match | No Match |  |  |  | 25500 | 2476 | 10.3 | 9 | 32900 | 2755 | 3.5 | 3.2 | Federally-Regulated Commercial & Industrial Equipment | 02/22/1988 |  | 07/27/1992
Waterfurnace International, Inc. | Waterfurnace International, Inc. | USV/USH036**2*4 |  | Ground-Water-Source | WBAHP: Heat Pump Packaged Unit | Heat Pump | 265 | 1 |  |  | No Match | Single-Speed |  |  |  | 37700 | 1639 | 23 | 16.2 | 33000 | 2249 | 4.3 | 3.6 | Non Federally-Regulated | 06/14/2011 |  | 03/02/2012
American Air Filter | Enercon | BCW06 |  | Water-Source | WBAHP: Heat Pump Packaged Unit | Heat Pump | 240 | 1 |  |  | No Match | No Match |  |  |  | 6500 | 675 | 9.6 | 7.5 | 7700 | 625 | 3.6 | 2.5 | Non Federally-Regulated | 01/05/1982 |  | 05/16/1984
Snyder General Corp. | McQuay | HC070B7 |  | Water-Source | WBAHP: Heat Pump Packaged Unit | Heat Pump | 265 | 1 |  |  | No Match | No Match |  |  |  | 6900 | 670 | 10.3 | 9 | 8800 | 716 | 3.6 | 3.2 | Non Federally-Regulated | 02/22/1990 |  | 07/31/1991
ClimateMaster Inc. | Climate Master Series | GRV/GRH036BH |  | Ground-Water-Source | WBAHP: Heat Pump Packaged Unit | Heat Pump | 230 | 3 |  |  | No Match | No Match |  |  |  | 34300 | 2578 | 13.3 | 9 | 26300 | 2408 | 3.2 |  | Non Federally-Regulated | 01/22/2003 |  | 03/12/2009
Addison Products | Addison Products | DWPG017-1B-XL* |  | Ground-Water-Source | WBAHP: Heat Pump Packaged Unit | Heat Pump | 230 | 1 |  |  | No Match | No Match |  |  |  | 16300 | 1124 | 14.5 | 9 | 11500 | 1087 | 3.1 |  | Non Federally-Regulated | 12/14/1998 |  | 04/10/2000
California Heat Pump | California Heat Pump | 30R*-12-** |  | Water-Source | WBAHP: Heat Pump Packaged Unit | Heat Pump | 208 | 1 |  |  | No Match | No Match |  |  |  | 28400 | 2850 | 10 | 7.5 | 32400 | 2600 | 3.6 | 2.5 | Non Federally-Regulated | 06/11/1985 |  | 05/11/1988
Command-Aire | Command-Aire | RUWP-203 |  | Water-Source | WBAHP: Heat Pump Packaged Unit | Heat Pump | 208 | 3 |  |  | No Match | No Match |  |  |  | 25000 | 2440 | 10.2 | 9 | 31200 | 2420 | 3.8 | 3.2 | Federally-Regulated Commercial & Industrial Equipment | 01/23/1988 |  | 05/11/1988
ClimateMaster Inc. | Climate Master | ADD/E049A | CNP**48 | Ground-Water-Source | WBAHP-C: Heat Pump Split Syste | Heat Pump | 208 | 1 |  |  | No Match | Single-Speed |  |  |  | 52500 | 2263 | 23.2 | 16.2 | 47000 | 3061 | 4.5 | 3.6 | Non Federally-Regulated | 01/09/2014 |  | 06/09/2015
Econar | Econar | GH981 |  | Ground-Water-Source | WBAHP: Heat Pump Packaged Unit | Heat Pump | 208 | 3 |  |  | No Match | No Match |  |  |  | 92000 | 7419 | 12.4 | 9 | 91000 | 8603 | 3.1 |  | Non Federally-Regulated | 12/14/1998 |  | 10/06/1999
Florida Heat Pump | Geomaster, LLC | EC042-3CF/HZ/VT |  | Water-Source | WBAHP: Heat Pump Packaged Unit | Heat Pump | 208 | 3 |  |  | No Match | Single-Speed |  |  |  | 42000 | 3231 | 13 | 12 | 53000 | 3697 | 4.2 | 4.2 | Federally-Regulated Commercial & Industrial Equipment | 04/30/2009 |  | 04/20/2015
Waterfurnace International, Inc. | Geotility Geothermal Installations | ZS041**4*0 |  | Water-Source | WBAHP: Heat Pump Packaged Unit | Heat Pump | 460 | 3 |  |  | No Match | Single-Speed |  |  |  | 40000 | 2899 | 13.8 | 12 | 45000 | 3067 | 4.3 | 4.2 | Federally-Regulated Commercial & Industrial Equipment | 01/24/2011 |  | 04/19/2013
Florida Heat Pump | Geomaster, LLC | AP049-1CF/HZ/VT |  | Ground-Source | WBAHP: Heat Pump Packaged Unit | Heat Pump | 208 | 1 |  |  | No Match | Single-Speed |  |  |  | 52000 | 2737 | 19 | 13.4 | 38000 | 2716 | 4.1 | 3.1 | Non Federally-Regulated | 06/14/2011 |  | 04/20/2015
Geoflex Systems, Inc. | Geoflex Systems, Inc. | GF1T-V/H/D/M-026WABBP |  | Ground-Source | WBAHP: Heat Pump Packaged Unit | Both Heat Pump and Electric Re | 265 | 1 |  |  | No Match | Dual-Speed |  |  |  | 26100 | 1434 | 18.2 | 13.4 | 20400 | 1495 | 4 | 3.1 | Non Federally-Regulated | 11/30/2011 |  | 01/09/2014
Bard Manufacturing Company, Inc. | Bard | WPVD36 |  | Water-Source | WBAHP: Heat Pump Packaged Unit | Heat Pump | 208 | 1 |  |  | No Match | No Match |  |  |  | 34000 | 3270 | 10.4 | 9 | 42000 | 3380 | 3.6 | 3.2 | Non Federally-Regulated | 02/22/1990 |  | 07/31/1991
ClimateMaster Inc. | Carrier Corp. | 50PSH/V/D060****2 |  | Ground-Source | WBAHP: Heat Pump Packaged Unit | Heat Pump | 208 | 1 |  |  | No Match | Single-Speed |  |  |  | 63900 | 3715 | 17.2 | 13.4 | 46900 | 3715 | 3.7 | 3.1 | Non Federally-Regulated | 10/24/2014 |  | 04/22/2015
ClimateMaster Inc. | Carrier | 50HQA/HQD/VQA/VQD060 5 |  | Water-Source | WBAHP: Heat Pump Packaged Unit | Heat Pump | 208 | 3 |  |  | No Match | No Match |  |  |  | 62000 | 5535 | 11.2 | 9.3 | 75000 | 5784 | 3.8 | 3.8 | Federally-Regulated Commercial & Industrial Equipment | 03/31/1998 |  | 05/10/1998
Enertech Global, LLC | Enertech | HCT024C |  | Ground-Water-Source | WBAHP: Heat Pump Packaged Unit | Heat Pump | 208 | 1 |  |  | No Match | Single-Speed |  |  |  | 28400 | 1048 | 27.1 | 16.2 | 24300 | 1344 | 5.3 | 3.6 | Non Federally-Regulated | 05/02/2012 |  | 04/21/2014
McQuay / Snyder General | Electro-Hydronics | FW350G3 |  | Water-Source | WBAHP: Heat Pump Packaged Unit | Heat Pump | 230 | 1 |  |  | No Match | No Match |  |  |  | 35600 | 3360 | 10.6 | 7.5 | 43000 | 3500 | 3.6 | 2.5 | Non Federally-Regulated | 08/29/1986 |  | 05/11/1988
Command-Aire | Command-Aire | SWPH833* |  | Water-Source | WBAHP: Heat Pump Packaged Unit | Heat Pump | 208 | 3 |  |  | No Match | No Match |  |  |  | 95000 | 8120 | 11.7 | 9.2 | 120000 | 8370 | 4.2 |  | Federally-Regulated Commercial & Industrial Equipment | 01/23/1988 |  | 05/11/1988
Waterfurnace International, Inc. | Waterfurnace International, Inc. | ATH046D1 |  | Ground-Water-Source | WBAHP: Heat Pump Packaged Unit | Heat Pump | 230 | 1 |  |  | No Match | No Match |  |  |  | 47500 | 3025 | 15.7 | 11 | 52000 | 3628 | 4.2 | 3.5 | Non Federally-Regulated | 03/31/1998 |  | 05/10/1998
Addison Products | Addison Products | HWPH032-3JA/3JBA |  | Water-Source | WBAHP: Heat Pump Packaged Unit | Heat Pump | 230 | 3 |  |  | No Match | No Match |  |  |  | 31200 | 2761 | 11.3 | 10 | 38500 | 2969 | 3.8 |  | Federally-Regulated Commercial & Industrial Equipment | 02/02/1998 |  | 03/31/1998
Snyder General Corp. | McQuay | VF330G7 |  | Water-Source | WBAHP: Heat Pump Packaged Unit | Heat Pump | 265 | 1 |  |  | No Match | No Match |  |  |  | 30800 | 2852 | 10.8 | 9 | 35000 | 2900 | 3.5 | 3.2 | Non Federally-Regulated | 02/22/1990 |  | 07/31/1991
Florida Heat Pump | Florida Heat Pump | EM060-5VT/HZ/CF |  | Water-Source | WBAHP: Heat Pump Packaged Unit | Heat Pump | 575 | 3 |  |  | No Match | No Match |  |  |  | 60000 | 4615 | 13 | 10 | 80000 | 5327 | 4.4 |  | Federally-Regulated Commercial & Industrial Equipment | 10/05/1999 |  | 04/12/2000
Waterfurnace International, Inc. | Waterfurnace International, Inc. | SXV030C0 |  | Ground-Source | WBAHP: Heat Pump Packaged Unit | Heat Pump | 208 | 1 |  |  | No Match | No Match |  |  |  | 31200 | 2181 | 14.3 |  | 21600 | 1808 | 3.5 |  | Non Federally-Regulated | 03/31/1998 |  | 05/10/1998
Waterfurnace International, Inc. | Rybacki - Hart Enterprises | ZS070**3*4 |  | Water-Source | WBAHP: Heat Pump Packaged Unit | Heat Pump | 208 | 3 |  |  | No Match | Single-Speed |  |  |  | 63000 | 4406 | 14.3 | 12 | 79000 | 4926 | 4.7 | 4.2 | Federally-Regulated Commercial & Industrial Equipment | 03/02/2012 |  | 04/19/2013
ClimateMaster Inc. | Climate Master Series | GSV/GSH024AE |  | Ground-Water-Source | WBAHP: Heat Pump Packaged Unit | Heat Pump | 265 | 1 |  |  | No Match | No Match |  |  |  | 26100 | 1631 | 16 | 9 | 19800 | 1757 | 3.3 |  | Non Federally-Regulated | 07/22/2002 |  | 01/22/2003
American Air Filter | Enercon | VW62 |  | Water-Source | WBAHP: Heat Pump Packaged Unit | Heat Pump | 240 | 1 |  |  | No Match | No Match |  |  |  | 62000 | 7100 | 8.7 | 7.5 | 68000 | 6400 | 3.1 | 2.5 | Non Federally-Regulated | 01/05/1982 |  | 05/16/1984
Carrier Corp. | Carrier | 50KQ0194 |  | Water-Source | WBAHP: Heat Pump Packaged Unit | Heat Pump | 265 | 1 |  |  | No Match | No Match |  |  |  | 18400 | 1615 | 11.4 | 9 | 23000 | 1820 | 3.7 | 3.2 | Non Federally-Regulated | 02/22/1990 |  | 07/31/1991
Waterfurnace International, Inc. | Waterfurnace International, Inc. | ATV046D0 |  | Ground-Water-Source | WBAHP: Heat Pump Packaged Unit | Heat Pump | 208 | 1 |  |  | No Match | No Match |  |  |  | 47000 | 2919 | 16.1 | 9 | 34500 | 3063 | 3.3 |  | Non Federally-Regulated | 01/30/1998 |  | 10/02/1998
McQuay / Snyder General | Electro-Hydronics | HC140A3 |  | Water-Source | WBAHP: Heat Pump Packaged Unit | Heat Pump | 230 | 1 |  |  | No Match | No Match |  |  |  | 13500 | 1300 | 10.4 | 7.5 | 17500 | 1350 | 3.8 | 2.5 | Non Federally-Regulated | 08/29/1986 |  | 05/11/1988
McQuay International | McQuay | WCCH/WCCW-009-E |  | Water-Source | WBAHP: Heat Pump Packaged Unit | Heat Pump | 208 | 1 |  |  | No Match | No Match |  |  |  | 8500 | 726 | 11.7 | 10 | 11800 | 843 | 4.1 |  | Federally-Regulated Commercial & Industrial Equipment | 11/19/2002 |  | 03/12/2009
Waterfurnace International, Inc. | Rybacki - Hart Enterprises | YS048**1*4 |  | Water-Source | WBAHP: Heat Pump Packaged Unit | Heat Pump | 230 | 1 |  |  | No Match | Single-Speed |  |  |  | 47700 | 3077 | 15.5 | 12 | 56000 | 3419 | 4.8 | 4.2 | Federally-Regulated Commercial & Industrial Equipment | 01/24/2011 |  | 04/19/2013
Command-Aire | Command-Aire | SWPH-257 |  | Water-Source | WBAHP: Heat Pump Packaged Unit | Heat Pump | 265 | 1 |  |  | No Match | No Match |  |  |  | 32500 | 3550 | 9.2 | 7.5 | 42000 | 3450 | 3.6 | 2.5 | Non Federally-Regulated | 08/30/1983 |  | 01/23/1988
Florida Heat Pump | Florida Heat Pump | EM096-4HZ/VT |  | Water-Source | WBAHP-CB: Heat Pump Split Syst | Heat Pump | 460 | 3 |  |  | No Match | No Match |  |  |  | 104000 | 8062 | 12.9 | 9 | 109000 | 8188 | 3.9 | 3.5 | Non Federally-Regulated | 05/23/2001 |  | 07/18/2002
ClimateMaster Inc. | Climate Master Series | VS/VL/HS/HL 036 F/H |  | Water-Source | WBAHP: Heat Pump Packaged Unit | Heat Pump | 208 | 3 |  |  | No Match | No Match |  |  |  | 35000 | 3181 | 11 | 10 | 42500 | 3193 | 3.9 |  | Federally-Regulated Commercial & Industrial Equipment | 12/14/1998 |  | 04/12/2000
ClimateMaster Inc. | Carrier Corp. | 50YFV/H024*2 |  | Water-Source | WBAHP: Heat Pump Packaged Unit | Heat Pump | 230 | 1 |  |  | No Match | Single-Speed |  |  |  | 23500 | 1667 | 14.1 | 12 | 27800 | 1811 | 4.5 | 4.2 | Federally-Regulated Commercial & Industrial Equipment | 01/09/2014 |  | 04/22/2015
Climate Control / Snyder General | Electro-Hydronics | CC500GD |  | Water-Source | WBAHP: Heat Pump Packaged Unit | Heat Pump | 230 | 3 |  |  | No Match | No Match |  |  |  | 50000 | 4850 | 10.3 | 7.5 | 65000 | 4900 | 3.9 | 2.5 | Non Federally-Regulated | 05/16/1984 |  | 08/29/1986
Waterfurnace International, Inc. | Waterfurnace International, Inc. | ATV046D0 |  | Ground-Water-Source | WBAHP: Heat Pump Packaged Unit | Heat Pump | 208 | 1 |  |  | No Match | No Match |  |  |  | 47000 | 2919 | 16.1 | 9 | 34500 | 3063 | 3.3 |  | Non Federally-Regulated | 12/14/1998 |  | 10/06/1999
Enertech Global, LLC | Roth Industries, Inc. | RCT060D3 |  | Ground-Water-Source | WBAHP: Heat Pump Packaged Unit | Heat Pump | 460 | 3 |  |  | No Match | Single-Speed | 2388 | 644 | 1 | 68200 | 3031 | 22.5 | 16.2 | 59900 | 3816 | 4.6 | 3.6 | Non Federally-Regulated | 09/03/2012 |  | 12/12/2012
Florida Heat Pump | Florida Heat Pump | EM096-5CS | EM096-5AH/AV | Ground-Water-Source | WBAHP-CB: Heat Pump Split Syst | Heat Pump | 575 | 3 |  |  | No Match | No Match |  |  |  | 95500 | 7234 | 13.2 | 9 | 65500 | 6190 | 3.1 |  | Non Federally-Regulated | 07/22/2002 |  | 03/12/2009
Waterfurnace International, Inc. | WFI Industries, Ltd. | USV/USH060**3*4 |  | Water-Source | WBAHP: Heat Pump Packaged Unit | Heat Pump | 230 | 3 |  |  | No Match | Single-Speed |  |  |  | 58400 | 3817 | 15.3 | 12 | 72500 | 4521 | 4.7 | 4.2 | Federally-Regulated Commercial & Industrial Equipment | 03/02/2012 |  | 05/01/2015
Mammoth | Mammoth | F072HHC |  | Water-Source | WBAHP: Heat Pump Packaged Unit | Heat Pump | 230 | 3 |  |  | No Match | No Match |  |  |  | 66000 | 6140 | 10.7 | 9.2 | 75000 | 6218 | 3.5 | 2.5 | Non Federally-Regulated | 05/16/1984 |  | 06/11/1985
Econar | Econar | GH981 |  | Ground-Source | WBAHP: Heat Pump Packaged Unit | Heat Pump | 460 | 3 |  |  | No Match | No Match |  |  |  | 92000 | 7419 | 12.4 |  | 91000 | 8603 | 3.1 |  | Non Federally-Regulated | 03/31/1998 |  | 05/10/1998
Waterfurnace International, Inc. | Geotility Geothermal Installations | ZS024**3*4 |  | Water-Source | WBAHP: Heat Pump Packaged Unit | Heat Pump | 208 | 3 |  |  | No Match | Single-Speed |  |  |  | 23900 | 1583 | 15.1 | 12 | 27000 | 1583 | 5 | 4.2 | Federally-Regulated Commercial & Industrial Equipment | 06/14/2011 |  | 04/19/2013
Waterfurnace International, Inc. | Waterfurnace International, Inc. | CC/CE/CS/CW09*2 |  | Water-Source | WBAHP-O: Heat Pump Packaged Un | Heat Pump | 265 | 1 |  |  | No Match | No Match |  |  |  | 9000 | 600 | 15 | 10 | 12200 | 744 | 4.8 |  | Federally-Regulated Commercial & Industrial Equipment | 11/14/2000 |  | 02/17/2011
Florida Heat Pump | Florida Heat Pump | EM036-3CS | EM036-1AH/AV | Ground-Water-Source | WBAHP-CB: Heat Pump Split Syst | Heat Pump | 230 | 3 |  |  | No Match | No Match |  |  |  | 36000 | 2553 | 14.1 | 9 | 25000 | 2289 | 3.2 |  | Non Federally-Regulated | 05/29/2001 |  | 07/18/2002
Florida Heat Pump | Florida Heat Pump | CW012-2 |  | Water-Source | WBAHP-O: Heat Pump Packaged Un | Heat Pump | 208 | 1 |  |  | No Match | No Match |  |  |  | 11000 | 714 | 15.4 | 9.3 | 11300 | 704 | 4.7 | 3.8 | Federally-Regulated Commercial & Industrial Equipment | 03/31/1998 |  | 05/10/1998
Mammoth | Geox | ZD013HHEXXX |  | Water-Source | WBAHP: Heat Pump Packaged Unit | Heat Pump | 230 | 1 |  |  | No Match | No Match |  |  |  | 12800 | 1250 | 10.2 | 9 | 16000 | 1340 | 3.5 | 3.2 | Non Federally-Regulated | 05/11/1988 |  | 03/15/1989
Waterfurnace International, Inc. | Eagle Mountain | ZS060**0*4 |  | Water-Source | WBAHP: Heat Pump Packaged Unit | Heat Pump | 230 | 1 |  |  | No Match | Single-Speed |  |  |  | 58400 | 3817 | 15.3 | 12 | 72500 | 4521 | 4.7 | 4.2 | Federally-Regulated Commercial & Industrial Equipment | 06/14/2011 |  | 03/02/2012
Waterfurnace International, Inc. | Rybacki - Hart Enterprises | ZS030**3*0 |  | Ground-Water-Source | WBAHP: Heat Pump Packaged Unit | Heat Pump | 208 | 3 |  |  | No Match | Single-Speed |  |  |  | 32900 | 1430 | 23 | 16.2 | 28300 | 2074 | 4 | 3.6 | Non Federally-Regulated | 01/24/2011 |  | 04/19/2013
Heat Controller | Heat Controller | VWPG054-3B-XL* |  | Water-Source | WBAHP-CB: Heat Pump Split Syst | Heat Pump | 208 | 3 |  |  | No Match | No Match |  |  |  | 55000 | 4166 | 13.2 | 9 | 61500 | 4506 | 4 | 3.5 | Non Federally-Regulated | 02/02/1998 |  | 10/02/1998
Koldwave Division, Mestek, Inc. | Heat Exchangers | 6K36CMHT |  | Water-Source | WBAHP: Heat Pump Packaged Unit | Heat Pump | 208 | 1 |  |  | No Match | No Match |  |  |  | 36800 | 2830 | 13 | 9.3 | 44000 | 3145 | 4.1 | 3.8 | Federally-Regulated Commercial & Industrial Equipment | 03/31/1998 |  | 05/10/1998
Waterfurnace International, Inc. | Waterfurnace International, Inc. | P040**1 |  | Ground-Water-Source | WBAHP: Heat Pump Packaged Unit | Heat Pump | 230 | 1 |  |  | No Match | No Match |  |  |  | 41500 | 2441 | 17 | 9 | 29200 | 2516 | 3.4 |  | Non Federally-Regulated | 05/19/2000 |  | 07/18/2002
Climate Control / Snyder General | Electro-Hydronics | UC330G3 |  | Water-Source | WBAHP: Heat Pump Packaged Unit | Heat Pump | 230 | 1 |  |  | No Match | No Match |  |  |  | 33000 | 3050 | 10.8 | 7.5 | 39000 | 3090 | 3.7 | 2.5 | Non Federally-Regulated | 05/16/1984 |  | 08/29/1986
Enertech Global, LLC | Enertech | GSC024 | MPD024 | Ground-Source | WBAHP-CB: Heat Pump Split Syst | Heat Pump | 208 | 1 |  |  | No Match | Single-Speed |  |  |  | 25000 | 1462 | 17.1 | 13.4 | 20000 | 1676 | 3.5 | 3.1 | Non Federally-Regulated | 07/16/2009 |  | 03/02/2012
Waterfurnace International, Inc. | Waterfurnace International, Inc. | NSV/NSH042F1*4 |  | Ground-Water-Source | WBAHP: Heat Pump Packaged Unit | Heat Pump | 208 | 1 |  |  | No Match | Single-Speed |  |  |  | 46200 | 1566 | 29.5 | 16.2 | 35000 | 2093 | 4.9 | 3.6 | Non Federally-Regulated | 05/02/2012 |  | 04/19/2013
Hydro Delta Corp. | Hydro Delta Corp. | 03-067-WTARD-HE |  | Ground-Water-Source | WBAHP: Heat Pump Packaged Unit | Heat Pump | 230 | 1 |  |  | No Match | No Match |  |  |  | 70000 | 5468 | 12.8 | 11 | 79000 | 5936 | 3.9 | 3.5 | Non Federally-Regulated | 03/31/1998 |  | 05/10/1998
ClimateMaster Inc. | Genesis Compact | GCV030BH******* |  | Water-Source | WBAHP: Heat Pump Packaged Unit | Heat Pump | 208 | 3 |  |  | No Match | No Match |  |  |  | 27500 | 2272 | 12.1 | 10 | 34600 | 2306 | 4.4 |  | Federally-Regulated Commercial & Industrial Equipment | 07/02/2003 |  | 12/21/2006
Trane U.S. Inc. | Trane | GXHA0191 |  | Water-Source | WBAHP: Heat Pump Packaged Unit | Heat Pump | 208 | 1 |  |  | No Match | No Match |  |  |  | 18900 | 1657 | 11.4 | 9.3 | 24100 | 1810 | 3.9 | 3.8 | Federally-Regulated Commercial & Industrial Equipment | 03/31/1998 |  | 05/10/1998
Bard Manufacturing Company, Inc. | Bard | WPVD36 |  | Water-Source | WBAHP: Heat Pump Packaged Unit | Heat Pump | 208 | 1 |  |  | No Match | No Match |  |  |  | 34000 | 3270 | 10.4 | 7.5 | 42000 | 3380 | 3.6 | 2.5 | Non Federally-Regulated | 09/08/1982 |  | 01/23/1988
Carrier Corp. | Carrier | 50HQ.VQ0333 |  | Water-Source | WBAHP: Heat Pump Packaged Unit | Heat Pump | 208 | 1 |  |  | No Match | No Match |  |  |  | 33000 | 3837 | 8.6 | 7.5 | 40000 | 4350 | 2.7 | 2.5 | Non Federally-Regulated | 09/08/1982 |  | 08/30/1983
McQuay International | McQuay | FCV/FCW/VWH/VWW030B-F |  | Water-Source | WBAHP: Heat Pump Packaged Unit | Heat Pump | 208 | 3 |  |  | No Match | No Match |  |  |  | 29600 | 2487 | 11.9 | 10 | 39000 | 2930 | 3.9 |  | Federally-Regulated Commercial & Industrial Equipment | 02/02/1998 |  | 03/31/1998
ClimateMaster Inc. | Carrier Corp. | 38WQS018 3 | FK4CNF002 | Ground-Source | WBAHP-CB: Heat Pump Split Syst | Heat Pump | 208 | 1 |  |  | No Match | Single-Speed |  |  |  | 17800 | 1099 | 16.2 | 13.4 | 12800 | 1072 | 3.5 | 3.1 | Non Federally-Regulated | 09/15/2009 |  | 02/17/2011
McQuay / Snyder General | Electro-Hydronics | CC1000FK |  | Water-Source | WBAHP: Heat Pump Packaged Unit | Heat Pump | 208 | 3 |  |  | No Match | No Match |  |  |  | 107000 | 10000 | 10.7 | 9.2 | 136000 | 10400 | 3.8 | 2.5 | Non Federally-Regulated | 08/29/1986 |  | 05/11/1988
McQuay International | McQuay | LHP/LWP12D-W |  | Water-Source | WBAHP: Heat Pump Packaged Unit | Heat Pump | 575 | 3 |  |  | No Match | No Match |  |  |  | 116000 | 9747 | 11.9 | 9 | 139000 | 9936 | 4.1 | 3.8 | Federally-Regulated Commercial & Industrial Equipment | 12/14/1998 |  | 10/05/1999
Command-Aire | Command-Aire | SWP-217 |  | Water-Source | WBAHP: Heat Pump Packaged Unit | Heat Pump | 265 | 1 |  |  | No Match | No Match |  |  |  | 22000 | 2275 | 9.7 | 7.5 | 28500 | 2350 | 3.6 | 2.5 | Non Federally-Regulated | 01/05/1982 |  | 01/23/1988
Addison Products | Heat Controller | HWPH064-1JC/1JBC |  | Water-Source | WBAHP: Heat Pump Packaged Unit | Heat Pump | 208 | 1 |  |  | No Match | No Match |  |  |  | 59500 | 4760 | 12.5 | 10 | 78000 | 5859 | 3.9 |  | Federally-Regulated Commercial & Industrial Equipment | 10/05/1999 |  | 04/12/2000
Addison Products | Addison Products | HWPG042-1B** |  | Water-Source | WBAHP-CB: Heat Pump Split Syst | Heat Pump | 230 | 1 |  |  | No Match | No Match |  |  |  | 42000 | 2896 | 14.5 | 9 | 46000 | 3209 | 4.2 | 3.5 | Non Federally-Regulated | 02/02/1998 |  | 10/02/1998
McQuay International | McQuay | FCV/FCW009B-G |  | Water-Source | WBAHP: Heat Pump Packaged Unit | Heat Pump | 230 | 1 |  |  | No Match | No Match |  |  |  | 8800 | 822 | 10.7 | 10 | 12000 | 901 | 3.9 |  | Federally-Regulated Commercial & Industrial Equipment | 11/17/1999 |  | 09/21/2000
ClimateMaster Inc. | Climate Master Series | GSV/GSH015 |  | Water-Source | WBAHP: Heat Pump Packaged Unit | Heat Pump | 208 | 1 |  |  | No Match | No Match |  |  |  | 14600 | 906 | 16.1 | 10 | 17100 | 927 | 5.4 |  | Federally-Regulated Commercial & Industrial Equipment | 10/05/1999 |  | 04/12/2000
Mammoth | Hydrobank II | F045HHG |  | Water-Source | WBAHP: Heat Pump Packaged Unit | Heat Pump | 208 | 3 |  |  | No Match | No Match |  |  |  | 44500 | 3178 | 14 | 10 | 57500 | 3662 | 4.6 |  | Federally-Regulated Commercial & Industrial Equipment | 05/23/2000 |  | 01/18/2001
Mammoth | Hydrobank II | K086HLL |  | Ground-Water-Source | WBAHP: Heat Pump Packaged Unit | Heat Pump | 575 | 3 |  |  | No Match | No Match |  |  |  | 86000 | 6370 | 13.5 | 9 | 64000 | 6048 | 3.1 |  | Non Federally-Regulated | 06/27/2003 |  | 03/12/2009
Florida Heat Pump | Energy Miser | LTV60-1 |  | Ground-Water-Source | WBAHP: Heat Pump Packaged Unit | Heat Pump | 208 | 1 |  |  | No Match | No Match |  |  |  | 55000 | 4780 | 11.5 | 11 | 65000 | 5440 | 3.5 | 3.4 | Non Federally-Regulated | 07/31/1991 |  | 03/31/1998
Addison Products | Addison Products | VWY096-3A |  | Water-Source | WBAHP: Heat Pump Packaged Unit | Heat Pump | 208 | 3 |  |  | No Match | No Match |  |  |  | 98800 | 6813 | 14.5 | 9 | 118500 | 7233 | 4.8 | 3.8 | Federally-Regulated Commercial & Industrial Equipment | 11/14/2000 |  | 01/24/2002
Waterfurnace International, Inc. | Waterfurnace International, Inc. | SXH010C0 |  | Ground-Water-Source | WBAHP: Heat Pump Packaged Unit | Heat Pump | 230 | 1 |  |  | No Match | No Match |  |  |  | 9900 | 642 | 15.4 | 9 | 7400 | 657 | 3.3 |  | Non Federally-Regulated | 01/30/1998 |  | 10/02/1998
Geoflex Systems, Inc. | Geoflex Systems, Inc. | GF1S-V/H/D/M-024WACBP |  | Ground-Water-Source | WBAHP: Heat Pump Packaged Unit | Both Heat Pump and Electric Re | 230 | 3 |  |  | No Match | Single-Speed |  |  |  | 22900 | 798 | 28.7 | 16.2 | 19900 | 1166 | 5 | 3.6 | Non Federally-Regulated | 11/30/2011 |  | 03/02/2012
Command-Aire | Command-Aire | SWPH-401 |  | Water-Source | WBAHP: Heat Pump Packaged Unit | Heat Pump | 208 | 1 |  |  | No Match | No Match |  |  |  | 47000 | 6200 | 7.6 | 7.5 | 71000 | 6700 | 3.1 | 2.5 | Non Federally-Regulated | 08/30/1983 |  | 05/16/1984
Addison Products | Heat Controller | DWPG048-1B-XL |  | Ground-Water-Source | WBAHP: Heat Pump Packaged Unit | Heat Pump | 230 | 1 |  |  | No Match | No Match |  |  |  | 48000 | 3380 | 14.2 | 9 | 34400 | 3251 | 3.1 |  | Non Federally-Regulated | 10/06/1999 |  | 04/10/2000
Waterfurnace International, Inc. | Waterfurnace International, Inc. | VLV/VXV036*1 |  | Water-Source | WBAHP: Heat Pump Packaged Unit | Heat Pump | 230 | 1 |  |  | No Match | No Match |  |  |  | 34800 | 2697 | 12.9 | 10 | 42000 | 2861 | 4.3 |  | Federally-Regulated Commercial & Industrial Equipment | 10/05/1999 |  | 06/20/2003
Waterfurnace International, Inc. | Geotility Geothermal Installations | ZS048**4*1 |  | Ground-Source | WBAHP: Heat Pump Packaged Unit | Heat Pump | 460 | 3 |  |  | No Match | Single-Speed |  |  |  | 49500 | 2735 | 18.1 | 13.4 | 36900 | 3004 | 3.6 | 3.1 | Non Federally-Regulated | 01/24/2011 |  | 04/19/2013
California Heat Pump | California Heat Pump | 43H**-32-** |  | Water-Source | WBAHP: Heat Pump Packaged Unit | Heat Pump | 230 | 3 |  |  | No Match | No Match |  |  |  | 43000 | 3840 | 11.2 | 7.5 | 47000 | 3720 | 3.7 | 2.5 | Non Federally-Regulated | 06/11/1985 |  | 05/11/1988
Waterfurnace International, Inc. | Waterfurnace International, Inc. | ATV022C0 |  | Ground-Water-Source | WBAHP: Heat Pump Packaged Unit | Heat Pump | 230 | 1 |  |  | No Match | No Match |  |  |  | 23600 | 1493 | 15.8 | 11 | 23800 | 1516 | 4.6 | 3.5 | Non Federally-Regulated | 03/31/1998 |  | 05/10/1998
Inter-City Products Corp. | McQuay | CCH042C*F |  | Water-Source | WBAHP: Heat Pump Packaged Unit | Heat Pump | 208 | 3 |  |  | No Match | No Match |  |  |  | 40500 | 3522 | 11.5 | 9.3 | 49500 | 3831 | 3.8 | 3.8 | Non Federally-Regulated | 07/31/1991 |  | 03/31/1998
Florida Heat Pump | Florida Heat Pump | CW012-0 |  | Water-Source | WBAHP-CB: Heat Pump Split Syst | Heat Pump | 115 | 1 |  |  | No Match | No Match |  |  |  | 11500 | 676 | 17 | 9 | 11500 | 842 | 4 | 3.5 | Non Federally-Regulated | 07/22/2002 |  | 03/12/2009
Florida Heat Pump | Florida Heat Pump | GT054-1CF/HZ/VT |  | Water-Source | WBAHP-CB: Heat Pump Split Syst | Heat Pump | 208 | 1 |  |  | No Match | No Match |  |  |  | 53000 | 4240 | 12.5 | 9 | 62000 | 4657 | 3.9 | 3.5 | Non Federally-Regulated | 04/12/2000 |  | 07/18/2002
Addison Products | Addison Products | VPY012-8A |  | Water-Source | WBAHP-CB: Heat Pump Split Syst | Heat Pump | 265 | 1 |  |  | No Match | No Match |  |  |  | 11900 | 991 | 12 | 9 | 13500 | 1069 | 3.7 | 3.5 | Non Federally-Regulated | 07/22/2002 |  | 03/12/2009
ClimateMaster Inc. | Climate Master Series | V160-32********** |  | Water-Source | WBAHP: Heat Pump Packaged Unit | Heat Pump | 208 | 3 |  |  | No Match | No Match |  |  |  | 154000 | 15400 | 10 |  | 160000 | 14200 | 3.3 |  | Non Federally-Regulated | 05/11/1988 |  | 03/15/1989
American Air Filter | Enercon | HW 33 |  | Water-Source | WBAHP: Heat Pump Packaged Unit | Heat Pump | 208 | 3 |  |  | No Match | No Match |  |  |  | 34300 | 4000 | 8.6 | 7.5 | 40300 | 4000 | 3 | 2.5 | Non Federally-Regulated | 08/30/1983 |  | 05/16/1984
Enertech Global, LLC | Enertech | HHT060A |  | Ground-Source | WBAHP: Heat Pump Packaged Unit | Heat Pump | 208 | 1 |  |  | No Match | Single-Speed |  |  |  | 59600 | 3590 | 16.6 | 13.4 | 46800 | 3609 | 3.8 | 3.1 | Non Federally-Regulated | 08/23/2011 |  | 12/12/2012
McQuay International | McQuay | FCV/FCW/VWH/VWW036B-F |  | Water-Source | WBAHP: Heat Pump Packaged Unit | Heat Pump | 230 | 3 |  |  | No Match | No Match |  |  |  | 35200 | 2957 | 11.9 | 10 | 45000 | 3297 | 4 |  | Federally-Regulated Commercial & Industrial Equipment | 02/02/1998 |  | 03/31/1998
ClimateMaster Inc. | Carrier Corp. | 50YPS038 | FE4***005 | Water-Source | WBAHP-CB: Heat Pump Split Syst | Heat Pump | 208 | 1 |  |  | No Match | Single-Speed |  |  |  | 35900 | 2426 | 14.8 | 12 | 44700 | 2620 | 5 | 4.2 | Federally-Regulated Commercial & Industrial Equipment | 01/24/2011 |  | 08/23/2011
Mammoth | Mammoth | D054V |  | Water-Source | WBAHP: Heat Pump Packaged Unit | Heat Pump | 208 | 1 |  |  | No Match | No Match |  |  |  | 54500 | 5050 | 10.8 | 7.5 | 66500 | 5120 | 3.8 | 2.5 | Non Federally-Regulated | 06/11/1985 |  | 05/11/1988
Florida Heat Pump | Florida Heat Pump | GT054-4CS | GT054-4AV/AH | Ground-Water-Source | WBAHP-CB: Heat Pump Split Syst | Heat Pump | 460 | 3 |  |  | No Match | No Match |  |  |  | 50500 | 3884 | 13 | 9 | 42000 | 4101 | 3 |  | Non Federally-Regulated | 10/06/1999 |  | 04/10/2000
American Air Filter | Enercon | FHW-30 |  | Water-Source | WBAHP: Heat Pump Packaged Unit | Heat Pump | 460 | 3 |  |  | No Match | No Match |  |  |  | 28800 | 2619 | 11 | 9 | 34000 | 2624 | 3.8 | 3.2 | Non Federally-Regulated | 05/11/1988 |  | 03/15/1989
ClimateMaster Inc. | Trane | WPHA52XF* |  | Water-Source | WBAHP: Heat Pump Packaged Unit | Heat Pump | 230 | 3 |  |  | No Match | No Match |  |  |  | 50000 | 4850 | 10.3 | 9 | 65000 | 4900 | 3.9 | 3.2 | Non Federally-Regulated | 05/11/1988 |  | 03/15/1989
Florida Heat Pump | Florida Heat Pump | GO030-1CF/HZ/VT |  | Ground-Water-Source | WBAHP: Heat Pump Packaged Unit | Heat Pump | 208 | 1 |  |  | No Match | No Match |  |  |  | 28800 | 1822 | 15.8 | 9 | 20000 | 1583 | 3.7 |  | Non Federally-Regulated | 07/22/2002 |  | 03/12/2009
Florida Heat Pump | Geomaster, LLC | EC012-0CF/HZ/VT |  | Water-Source | WBAHP: Heat Pump Packaged Unit | Heat Pump | 115 | 1 |  |  | No Match | Single-Speed |  |  |  | 11000 | 846 | 13 | 11.2 | 14500 | 944 | 4.5 | 4.2 | Federally-Regulated Commercial & Industrial Equipment | 04/30/2009 |  | 05/01/2015
Enertech Global, LLC | Enertech | TXT036C2 |  | Ground-Source | WBAHP: Heat Pump Packaged Unit | Heat Pump | 230 | 3 |  |  | No Match | Single-Speed |  |  |  | 39300 | 1985 | 19.8 | 13.4 | 28600 | 1905 | 4.4 | 3.1 | Non Federally-Regulated | 03/02/2012 |  | 12/12/2012
Waterfurnace International, Inc. | American Standard, Inc. | A1GC060***1**4 |  | Ground-Source | WBAHP: Heat Pump Packaged Unit | Heat Pump | 208 | 1 |  |  | No Match | Single-Speed |  |  |  | 60900 | 3402 | 17.9 | 13.4 | 47100 | 3834 | 3.6 | 3.1 | Non Federally-Regulated | 03/02/2012 |  | 10/24/2014
McQuay / Snyder General | Electro-Hydronics | VF260F5 |  | Water-Source | WBAHP: Heat Pump Packaged Unit | Heat Pump | 208 | 1 |  |  | No Match | No Match |  |  |  | 25000 | 2450 | 10.2 | 7.5 | 31600 | 2500 | 3.7 | 2.5 | Non Federally-Regulated | 08/29/1986 |  | 05/11/1988
Heat Controller | Heat Controller | VWPG036-1B-XL* |  | Ground-Water-Source | WBAHP: Heat Pump Packaged Unit | Heat Pump | 208 | 1 |  |  | No Match | No Match |  |  |  | 36000 | 2627 | 13.7 | 11 | 37800 | 2701 | 4.1 | 3.5 | Non Federally-Regulated | 03/31/1998 |  | 05/10/1998
McQuay International | McQuay | W-WD*/WL*/WM*-1-009-E |  | Water-Source | WBAHP-O: Heat Pump Packaged Un | Heat Pump | 208 | 1 |  |  | No Match | No Match |  |  |  | 8700 | 690 | 12.6 | 10 | 11000 | 848 | 3.8 |  | Federally-Regulated Commercial & Industrial Equipment | 09/21/2000 |  | 11/14/2000
Waterfurnace International, Inc. | American Standard, Inc. | A1GC030***1**4 |  | Water-Source | WBAHP: Heat Pump Packaged Unit | Heat Pump | 230 | 1 |  |  | No Match | Single-Speed |  |  |  | 29500 | 1879 | 15.7 | 12 | 34600 | 1988 | 5.1 | 4.2 | Federally-Regulated Commercial & Industrial Equipment | 08/23/2011 |  | 10/24/2014
Addison Products | Addison Products | DWPG048-3B-XL* |  | Ground-Water-Source | WBAHP: Heat Pump Packaged Unit | Heat Pump | 230 | 3 |  |  | No Match | No Match |  |  |  | 48000 | 3380 | 14.2 | 9 | 34400 | 3252 | 3.1 |  | Non Federally-Regulated | 12/14/1998 |  | 04/10/2000
Florida Heat Pump | Florida Heat Pump | EM007-2HZ |  | Water-Source | WBAHP: Heat Pump Packaged Unit | Heat Pump | 265 | 1 |  |  | No Match | No Match |  |  |  | 7500 | 609 | 12.3 | 10 | 10000 | 651 | 4.5 |  | Federally-Regulated Commercial & Industrial Equipment | 12/14/1998 |  | 10/05/1999
Econar | Econar | GV670 |  | Ground-Water-Source | WBAHP: Heat Pump Packaged Unit | Heat Pump | 208 | 1 |  |  | No Match | No Match |  |  |  | 63500 | 5669 | 11.2 | 9 | 63000 | 6154 | 3 |  | Non Federally-Regulated | 07/29/1998 |  | 10/02/1998
Waterfurnace International, Inc. | Waterfurnace International, Inc. | SXH010A1 |  | Ground-Source | WBAHP: Heat Pump Packaged Unit | Heat Pump | 230 | 1 |  |  | No Match | No Match |  |  |  | 9900 | 642 | 15.4 |  | 7400 | 657 | 3.3 |  | Non Federally-Regulated | 03/31/1998 |  | 05/10/1998
Waterfurnace International, Inc. | Geotility Geothermal Installations | YS036**1*0 |  | Water-Source | WBAHP: Heat Pump Packaged Unit | Heat Pump | 230 | 1 |  |  | No Match | Single-Speed |  |  |  | 33300 | 2313 | 14.4 | 12 | 40600 | 2644 | 4.5 | 4.2 | Federally-Regulated Commercial & Industrial Equipment | 01/24/2011 |  | 04/19/2013
Enertech Global, LLC | Enertech | TCT036C |  | Ground-Source | WBAHP: Heat Pump Packaged Unit | Heat Pump | 208 | 1 |  |  | No Match | Single-Speed |  |  |  | 38400 | 2076 | 18.5 | 13.4 | 28500 | 1856 | 4.5 | 3.1 | Non Federally-Regulated | 05/02/2012 |  | 12/12/2012
Geoflex Systems, Inc. | Geoflex Systems, Inc. | GF1S-V/H/D/M-042WAABP |  | Ground-Source | WBAHP: Heat Pump Packaged Unit | Both Heat Pump and Electric Re | 230 | 1 |  |  | No Match | Single-Speed |  |  |  | 39800 | 2095 | 19 | 13.4 | 29000 | 2237 | 3.8 | 3.1 | Non Federally-Regulated | 03/02/2012 |  | 01/09/2014
Waterfurnace International, Inc. | Waterfurnace International, Inc. | SXH036C2 |  | Water-Source | WBAHP: Heat Pump Packaged Unit | Heat Pump | 265 | 1 |  |  | No Match | No Match |  |  |  | 36000 | 2647 | 13.6 | 9.3 | 44500 | 2774 | 4.7 | 3.8 | Federally-Regulated Commercial & Industrial Equipment | 03/31/1998 |  | 05/10/1998
Command-Aire | Command-Aire | SWP1033* |  | Water-Source | WBAHP: Heat Pump Packaged Unit | Heat Pump | 208 | 3 |  |  | No Match | No Match |  |  |  | 124000 | 10690 | 11.6 | 10.5 | 156000 | 10880 | 4.2 | 3.8 | Federally-Regulated Commercial & Industrial Equipment | 03/31/1998 |  | 05/10/1998
Waterfurnace International, Inc. | Waterfurnace International, Inc. | SXV030B3 |  | Water-Source | WBAHP-CB: Heat Pump Split Syst | Heat Pump | 230 | 3 |  |  | No Match | No Match |  |  |  | 31800 | 2338 | 13.6 | 9 | 33400 | 2330 | 4.2 | 3.5 | Non Federally-Regulated | 08/21/1998 |  | 10/02/1998
Econar | Econar | GH230 |  | Water-Source | WBAHP-CB: Heat Pump Split Syst | Heat Pump | 208 | 1 |  |  | No Match | No Match |  |  |  | 26200 | 1858 | 14.1 | 9 | 26400 | 2036 | 3.8 | 3.5 | Non Federally-Regulated | 02/02/1998 |  | 10/02/1998
Florida Heat Pump | Florida Heat Pump | GO060-1CF/HZ/VT |  | Ground-Water-Source | WBAHP: Heat Pump Packaged Unit | Heat Pump | 208 | 1 |  |  | No Match | No Match |  |  |  | 59000 | 4469 | 13.2 | 9 | 40000 | 3906 | 3 |  | Non Federally-Regulated | 07/22/2002 |  | 03/12/2009
Heat Controller | Heat Controller | HWPG054-1B** |  | Ground-Water-Source | WBAHP: Heat Pump Packaged Unit | Heat Pump | 208 | 1 |  |  | No Match | No Match |  |  |  | 55000 | 4166 | 13.2 | 11 | 61500 | 4506 | 4 | 3.5 | Non Federally-Regulated | 03/31/1998 |  | 05/10/1998
Florida Heat Pump | Florida Heat Pump | EM120-3VT |  | Water-Source | WBAHP: Heat Pump Packaged Unit | Heat Pump | 230 | 3 |  |  | No Match | No Match |  |  |  | 123000 | 8601 | 14.3 | 9 | 145000 | 8499 | 5 | 3.8 | Federally-Regulated Commercial & Industrial Equipment | 02/02/1998 |  | 03/31/1998
Florida Heat Pump | Geomaster, LLC | EP036-3HZ/VT |  | Water-Source | WBAHP: Heat Pump Packaged Unit | Heat Pump | 208 | 3 |  |  | No Match | Single-Speed | 2129 | 182 |  | 36000 | 2093 | 17.2 | 12 | 41000 | 2146 | 5.6 | 4.2 | Federally-Regulated Commercial & Industrial Equipment | 08/23/2011 |  | 04/21/2014
Florida Heat Pump | Florida Heat Pump | EM031-3CF/HZ/VT |  | Ground-Water-Source | WBAHP: Heat Pump Packaged Unit | Heat Pump | 230 | 3 |  |  | No Match | No Match |  |  |  | 33500 | 2326 | 14.4 | 9 | 25800 | 2290 | 3.3 |  | Non Federally-Regulated | 05/29/2001 |  | 07/18/2002
Waterfurnace International, Inc. | Waterfurnace International, Inc. | SXH068B0 |  | Water-Source | WBAHP: Heat Pump Packaged Unit | Heat Pump | 230 | 1 |  |  | No Match | No Match |  |  |  | 65000 | 5200 | 12.5 | 9 | 84000 | 5470 | 4.5 | 3.8 | Federally-Regulated Commercial & Industrial Equipment | 02/02/1998 |  | 03/31/1998
Addison Products | Addison Products | HGY072-5A |  | Water-Source | WBAHP-CB: Heat Pump Split Syst | Heat Pump | 575 | 3 |  |  | No Match | No Match |  |  |  | 73900 | 6718 | 11 | 9 | 88800 | 7433 | 3.5 | 3.5 | Non Federally-Regulated | 07/22/2002 |  | 03/12/2009
Florida Heat Pump | Florida Heat Pump | GT072-3VT/HZ |  | Ground-Water-Source | WBAHP: Heat Pump Packaged Unit | Heat Pump | 208 | 3 |  |  | No Match | No Match |  |  |  | 72000 | 5142 | 14 | 9 | 50000 | 4439 | 3.3 |  | Non Federally-Regulated | 10/06/1999 |  | 04/10/2000
Florida Heat Pump | Florida Heat Pump | AP049-1CS | AP049-1AV/AH | Water-Source | WBAHP-CB: Heat Pump Split Syst | Heat Pump | 230 | 1 |  |  | No Match | Single-Speed |  |  |  | 50000 | 3185 | 15.7 | 12 | 53000 | 3046 | 5.1 | 4.2 | Federally-Regulated Commercial & Industrial Equipment | 10/03/2011 |  | 04/20/2015
Florida Heat Pump | Florida Heat Pump | EM007-0VT |  | Water-Source | WBAHP: Heat Pump Packaged Unit | Heat Pump | 115 | 1 |  |  | No Match | No Match |  |  |  | 7500 | 609 | 12.3 | 10 | 10000 | 651 | 4.5 |  | Federally-Regulated Commercial & Industrial Equipment | 12/14/1998 |  | 10/05/1999
Mammoth | Hydrobank II | A013HHJ |  | Water-Source | WBAHP: Heat Pump Packaged Unit | Heat Pump | 115 | 1 |  |  | No Match | No Match |  |  |  | 12600 | 1024 | 12.3 | 10 | 15200 | 1113 | 4 |  | Federally-Regulated Commercial & Industrial Equipment | 05/23/2000 |  | 01/18/2001
Florida Heat Pump | Florida Heat Pump | CE061-1CF/HZ/VT |  | Water-Source | WBAHP: Heat Pump Packaged Unit | Heat Pump | 208 | 1 |  |  | No Match | Dual-Speed |  |  |  | 60000 | 4285 | 14 | 12 | 72000 | 4489 | 4.7 | 4.2 | Federally-Regulated Commercial & Industrial Equipment | 06/14/2011 |  | 04/22/2015
Mammoth | Mammoth | F086H |  | Water-Source | WBAHP: Heat Pump Packaged Unit | Heat Pump | 230 | 3 |  |  | No Match | No Match |  |  |  | 79000 | 8775 | 9 | 7.5 | 88000 | 8900 | 2.9 | 2.2 | Non Federally-Regulated | 09/08/1982 |  | 05/16/1984
Waterfurnace International, Inc. | Eagle Mountain | GTS026A1 | GAH026* | Ground-Source | WBAHP-CB: Heat Pump Split Syst | Heat Pump | 208 | 1 |  |  | No Match | Dual-Speed |  |  |  | 26200 | 1541 | 17 | 13.4 | 19500 | 1465 | 3.9 | 3.1 | Non Federally-Regulated | 01/24/2011 |  | 04/19/2013
Waterfurnace International, Inc. | Geotility Geothermal Installations | GS015**0*1 |  | Ground-Source | WBAHP: Heat Pump Packaged Unit | Heat Pump | 230 | 1 |  |  | No Match | Single-Speed |  |  |  | 14200 | 768 | 18.5 | 13.4 | 11800 | 910 | 3.8 | 3.1 | Non Federally-Regulated | 01/24/2011 |  | 04/19/2013
ClimateMaster Inc. | Carrier Corp. | 50P1H/V036 |  | Ground-Water-Source | WBAHP: Heat Pump Packaged Unit | Heat Pump | 208 | 1 |  |  | No Match | Single-Speed |  |  |  | 38700 | 1870 | 20.7 | 16.2 | 37500 | 2748 | 4 | 3.6 | Non Federally-Regulated | 10/24/2014 |  | 04/22/2015
Mammoth | Hydrobank II | F036HHB/VHB |  | Water-Source | WBAHP: Heat Pump Packaged Unit | Heat Pump | 208 | 3 |  |  | No Match | No Match |  |  |  | 35300 | 3268 | 10.8 | 10 | 46500 | 3585 | 3.8 |  | Federally-Regulated Commercial & Industrial Equipment | 10/05/1999 |  | 05/23/2000
ClimateMaster Inc. | Trane | WPRA33HCXBX |  | Water-Source | WBAHP: Heat Pump Packaged Unit | Heat Pump | 230 | 1 |  |  | No Match | No Match |  |  |  | 33000 | 3050 | 10.8 | 9 | 35000 | 2900 | 3.5 | 3.2 | Non Federally-Regulated | 05/11/1988 |  | 03/15/1989
Waterfurnace International, Inc. | Johnson Controls | RCLC/RCLW/RCLS/RCLX12*0 |  | Ground-Water-Source | WBAHP-O: Heat Pump Packaged Un | Heat Pump | 230 | 1 |  |  | No Match | Single-Speed |  |  |  | 12700 | 709 | 17.9 | 16.2 | 11800 | 961 | 3.6 | 3.6 | Non Federally-Regulated | 05/02/2012 |  | 01/09/2014
Waterfurnace International, Inc. | Waterfurnace International, Inc. | SXV019A1 |  | Ground-Water-Source | WBAHP: Heat Pump Packaged Unit | Heat Pump | 208 | 1 |  |  | No Match | No Match |  |  |  | 19200 | 1371 | 14 | 9 | 15100 | 1301 | 3.4 |  | Non Federally-Regulated | 01/30/1998 |  | 08/21/1998
McQuay / Snyder General | Electro-Hydronics | LHP25BK |  | Water-Source | WBAHP: Heat Pump Packaged Unit | Heat Pump | 208 | 3 |  |  | No Match | No Match |  |  |  | 256000 | 22000 | 11.6 |  | 284000 | 22400 | 3.7 | 2.5 | Non Federally-Regulated | 08/29/1986 |  | 05/11/1988
Power-Save International, Inc. | S.O.E.S.I. | PSD-200 |  | Water-Source | WBAHP: Heat Pump Packaged Unit | Heat Pump | 230 | 1 |  |  | No Match | No Match |  |  |  | 26000 | 2070 | 12.6 | 9 | 27000 | 1980 | 4 | 3.2 | Non Federally-Regulated | 02/22/1990 |  | 07/31/1991
Climate Control / Snyder General | Electro-Hydronics | CC630G5 |  | Water-Source | WBAHP: Heat Pump Packaged Unit | Heat Pump | 208 | 1 |  |  | No Match | No Match |  |  |  | 63000 | 6430 | 9.8 | 7.5 | 79000 | 6430 | 3.6 | 2.5 | Non Federally-Regulated | 06/11/1985 |  | 08/29/1986
Florida Heat Pump | Florida Heat Pump | EV048-3CF/HZ/VT |  | Ground-Source | WBAHP: Heat Pump Packaged Unit | Heat Pump | 208 | 3 |  |  | No Match | Multiple-Speed |  |  |  | 49000 | 2988 | 16.4 | 13.4 | 37500 | 3232 | 3.4 | 3.1 | Non Federally-Regulated | 06/23/2011 |  | 12/12/2012
Florida Heat Pump | Clean Energy Developments Corp. | PS048-3CF/HZ/VT |  | Water-Source | WBAHP: Heat Pump Packaged Unit | Heat Pump | 230 | 3 |  |  | No Match | Single-Speed |  |  |  | 48500 | 3392 | 13.9 | 12 | 56500 | 3379 | 4.9 | 4.2 | Federally-Regulated Commercial & Industrial Equipment | 07/06/2011 |  | 09/03/2012
Florida Heat Pump | Florida Heat Pump | EM028-1CF/HZ/VT |  | Water-Source | WBAHP-CB: Heat Pump Split Syst | Heat Pump | 230 | 1 |  |  | No Match | No Match |  |  |  | 30500 | 2382 | 12.8 | 9 | 33400 | 2796 | 3.5 | 3.5 | Non Federally-Regulated | 05/23/2001 |  | 07/18/2002
Waterfurnace International, Inc. | Waterfurnace International, Inc. | SXV019C1 |  | Ground-Water-Source | WBAHP: Heat Pump Packaged Unit | Heat Pump | 208 | 1 |  |  | No Match | No Match |  |  |  | 19200 | 1371 | 14 | 9 | 15100 | 1301 | 3.4 |  | Non Federally-Regulated | 12/14/1998 |  | 10/06/1999
Friedrich Climate Master | Friedrich Climate Master | 80117E********A |  | Water-Source | WBAHP: Heat Pump Packaged Unit | Heat Pump | 265 | 1 |  |  | No Match | No Match |  |  |  | 16000 | 1415 | 11.3 | 7.5 | 18700 | 1415 | 3.9 | 2.5 | Non Federally-Regulated | 08/29/1986 |  | 05/11/1988
ClimateMaster Inc. | Climate Master Series | VP/HP030G |  | Water-Source | WBAHP: Heat Pump Packaged Unit | Heat Pump | 208 | 1 |  |  | No Match | No Match |  |  |  | 29000 | 2230 | 13 | 10 | 36000 | 2397 | 4.4 |  | Federally-Regulated Commercial & Industrial Equipment | 04/12/2000 |  | 11/14/2000
Enertech Global, LLC | Enertech | TXT048C3 |  | Ground-Source | WBAHP: Heat Pump Packaged Unit | Heat Pump | 460 | 3 |  |  | No Match | Single-Speed |  |  |  | 49900 | 2697 | 18.5 | 13.4 | 39500 | 2756 | 4.2 | 3.1 | Non Federally-Regulated | 05/02/2012 |  | 12/12/2012
Waterfurnace International, Inc. | Geotility Geothermal Installations | ZS024**0*0 |  | Water-Source | WBAHP: Heat Pump Packaged Unit | Heat Pump | 230 | 1 |  |  | No Match | Single-Speed |  |  |  | 23900 | 1637 | 14.6 | 12 | 27000 | 1684 | 4.7 | 4.2 | Federally-Regulated Commercial & Industrial Equipment | 01/24/2011 |  | 04/19/2013
Mammoth | Hydrobank II | A009HHG/VHG |  | Water-Source | WBAHP: Heat Pump Packaged Unit | Heat Pump | 115 | 1 |  |  | No Match | No Match |  |  |  | 8800 | 846 | 10.4 | 10 | 12000 | 879 | 4 |  | Federally-Regulated Commercial & Industrial Equipment | 12/14/1998 |  | 05/23/2000
Florida Heat Pump | Energy Miser | HE19CF-1 |  | Water-Source | WBAHP: Heat Pump Packaged Unit | Heat Pump | 208 | 1 |  |  | No Match | No Match |  |  |  | 18600 | 1700 | 10.9 | 9 | 23500 | 1680 | 4.1 | 3.2 | Non Federally-Regulated | 05/11/1988 |  | 03/15/1989
Climate Control / Snyder General | Electro-Hydronics | FW350FK |  | Water-Source | WBAHP: Heat Pump Packaged Unit | Heat Pump | 208 | 3 |  |  | No Match | No Match |  |  |  | 35600 | 3360 | 10.6 | 7.5 | 43000 | 3500 | 3.6 | 2.5 | Non Federally-Regulated | 06/11/1985 |  | 08/29/1986
Florida Heat Pump | Florida Heat Pump | EM012-2CS | EM012-2AV | Water-Source | WBAHP-C: Heat Pump Split Syste | Heat Pump | 265 | 1 |  |  | No Match | No Match |  |  |  | 11300 | 1008 | 11.2 | 9.3 | 14300 | 1074 | 3.9 | 3.8 | Federally-Regulated Commercial & Industrial Equipment | 03/31/1998 |  | 05/10/1998
ClimateMaster Inc. | Carrier Corp. | 50PCH/V036 |  | Ground-Source | WBAHP: Heat Pump Packaged Unit | Heat Pump | 208 | 1 |  |  | No Match | Single-Speed |  |  |  | 35300 | 2369 | 14.9 | 13.4 | 29600 | 2629 | 3.3 | 3.1 | Non Federally-Regulated | 10/24/2014 |  | 04/22/2015
Waterfurnace International, Inc. | Waterfurnace International, Inc. | E024**1 |  | Ground-Water-Source | WBAHP: Heat Pump Packaged Unit | Heat Pump | 230 | 1 |  |  | No Match | No Match |  |  |  | 24200 | 1337 | 18.1 | 9 | 15700 | 1352 | 3.4 |  | Non Federally-Regulated | 07/22/2002 |  | 06/20/2003
Waterfurnace International, Inc. | Waterfurnace International, Inc. | VLV/VXV042*4 |  | Water-Source | WBAHP: Heat Pump Packaged Unit | Heat Pump | 460 | 3 |  |  | No Match | No Match |  |  |  | 40000 | 3076 | 13 | 10 | 48000 | 3348 | 4.2 |  | Federally-Regulated Commercial & Industrial Equipment | 10/05/1999 |  | 06/20/2003
Trane U.S. Inc. | Trane | GSUF0361A |  | Water-Source | WBAHP-CB: Heat Pump Split Syst | Heat Pump | 208 | 1 |  |  | No Match | No Match |  |  |  | 36000 | 2500 | 14.4 | 9 | 40500 | 3207 | 3.7 | 3.5 | Non Federally-Regulated | 10/05/1999 |  | 04/12/2000
Solar Oriented Environmental Systems | S.O.E.S.I. | PSD-1000 (2) |  | Water-Source | WBAHP: Heat Pump Packaged Unit | Heat Pump | 230 | 1 |  |  | No Match | No Match |  |  |  | 132000 | 10350 | 12.7 | 9.2 | 148000 | 9936 | 4.3 | 2.5 | Non Federally-Regulated | 05/16/1984 |  | 05/11/1988
Waterfurnace International, Inc. | Spectra | SXH048A3 |  | Water-Source | WBAHP-CB: Heat Pump Split Syst | Heat Pump | 208 | 3 |  |  | No Match | No Match |  |  |  | 52000 | 4000 | 13 | 9 | 55500 | 4170 | 3.9 | 3.5 | Non Federally-Regulated | 06/02/1993 |  | 06/03/1993
Florida Heat Pump | Clean Energy Developments Corp. | PT049-1CF/HZ/VT |  | Ground-Source | WBAHP: Heat Pump Packaged Unit | Heat Pump | 230 | 1 |  |  | No Match | Single-Speed |  |  |  | 52000 | 2737 | 19 | 13.4 | 38000 | 2716 | 4.1 | 3.1 | Non Federally-Regulated | 06/23/2011 |  | 09/03/2012
ClimateMaster Inc. | Climate Master Series | VT072G(P) |  | Ground-Water-Source | WBAHP: Heat Pump Packaged Unit | Heat Pump | 230 | 1 |  |  | No Match | No Match |  |  |  | 34800 | 2320 | 15 | 9 | 26000 | 2176 | 3.5 |  | Non Federally-Regulated | 04/10/2000 |  | 05/24/2001
Addison Products | Addison Products | DWPG042-3B-XL* |  | Water-Source | WBAHP-CB: Heat Pump Split Syst | Heat Pump | 230 | 3 |  |  | No Match | No Match |  |  |  | 42000 | 2896 | 14.5 | 9 | 46000 | 3209 | 4.2 | 3.5 | Non Federally-Regulated | 12/14/1998 |  | 10/05/1999
Waterfurnace International, Inc. | Spectra | SXV019A2 |  | Water-Source | WBAHP-CB: Heat Pump Split Syst | Heat Pump | 265 | 1 |  |  | No Match | No Match |  |  |  | 19500 | 1477 | 13.2 | 9 | 22800 | 1629 | 4.1 | 3.5 | Non Federally-Regulated | 06/02/1993 |  | 06/03/1993
Waterfurnace International, Inc. | Waterfurnace International, Inc. | SXH036B3 |  | Ground-Water-Source | WBAHP: Heat Pump Packaged Unit | Heat Pump | 230 | 3 |  |  | No Match | No Match |  |  |  | 36400 | 2676 | 13.6 | 9 | 26000 | 2381 | 3.2 |  | Non Federally-Regulated | 12/14/1998 |  | 10/06/1999
Addison Products | Addison Products | HGY007-1A |  | Water-Source | WBAHP: Heat Pump Packaged Unit | Heat Pump | 230 | 1 |  |  | No Match | No Match |  |  |  | 7600 | 589 | 12.9 | 10 | 10100 | 657 | 4.5 |  | Federally-Regulated Commercial & Industrial Equipment | 11/14/2000 |  | 01/18/2001
Waterfurnace International, Inc. | WFI Industries, Ltd. | ZS036**0*4 |  | Ground-Water-Source | WBAHP: Heat Pump Packaged Unit | Heat Pump | 208 | 1 |  |  | No Match | Single-Speed |  |  |  | 37700 | 1639 | 23 | 16.2 | 33000 | 2249 | 4.3 | 3.6 | Non Federally-Regulated | 06/14/2011 |  | 03/02/2012
Florida Heat Pump | Florida Heat Pump | GT048-3VT/HZ/CF |  | Ground-Water-Source | WBAHP: Heat Pump Packaged Unit | Heat Pump | 230 | 3 |  |  | No Match | No Match |  |  |  | 48000 | 3692 | 13 | 9 | 37000 | 3614 | 3 |  | Non Federally-Regulated | 12/14/1998 |  | 04/10/2000
Florida Heat Pump | Geomaster, LLC | AU049-1CF/HZ/VT |  | Ground-Source | WBAHP: Heat Pump Packaged Unit | Heat Pump | 230 | 1 |  |  | No Match | Single-Speed |  |  |  | 49000 | 3161 | 15.5 | 13.4 | 38000 | 3093 | 3.6 | 3.1 | Non Federally-Regulated | 06/14/2011 |  | 12/12/2012
Singer | Electro-Hydronics | CC330B88 |  | Water-Source | WBAHP: Heat Pump Packaged Unit | Heat Pump | 460 | 3 |  |  | No Match | No Match |  |  |  | 33000 | 3500 | 9.4 | 7.5 | 35500 | 3550 | 2.9 | 2.5 | Non Federally-Regulated | 01/05/1982 |  | 09/08/1982
Waterfurnace International, Inc. | Waterfurnace International, Inc. | ATH045*3 |  | Ground-Water-Source | WBAHP: Heat Pump Packaged Unit | Heat Pump | 230 | 3 |  |  | No Match | No Match |  |  |  | 50000 | 3571 | 14 | 9 | 33000 | 3119 | 3.1 |  | Non Federally-Regulated | 10/06/1999 |  | 05/19/2000
Florida Heat Pump | Florida Heat Pump | EM015-1CS | EM015-1AH/AV | Water-Source | WBAH: Heating Only Packaged Un | Heat Pump | 208 | 1 |  |  | No Match | No Match |  |  |  | 15800 | 1436 | 11 | 9 | 19700 | 1649 | 3.5 | 3.5 | Non Federally-Regulated | 07/22/2002 |  | 03/12/2009
Addison Products | Addison Products | WSH028-1AR |  | Water-Source | WBAHP: Heat Pump Packaged Unit | Heat Pump | 230 | 1 |  |  | No Match | No Match |  |  |  | 27000 | 2177 | 12.4 | 10 | 34600 | 2304 | 4.4 |  | Federally-Regulated Commercial & Industrial Equipment | 02/02/1998 |  | 03/31/1998
Waterfurnace International, Inc. | Waterfurnace International, Inc. | SXV010C0 |  | Water-Source | WBAHP: Heat Pump Packaged Unit | Heat Pump | 230 | 1 |  |  | No Match | No Match |  |  |  | 9800 | 653 | 15 | 10 | 12600 | 710 | 5.2 |  | Federally-Regulated Commercial & Industrial Equipment | 12/14/1998 |  | 10/05/1999
Enertech Global, LLC | Enertech | GHT048A |  | Ground-Source | WBAHP: Heat Pump Packaged Unit | Heat Pump | 230 | 1 |  |  | No Match | Single-Speed |  |  |  | 49400 | 2760 | 17.9 | 13.4 | 38500 | 2821 | 4 | 3.1 | Non Federally-Regulated | 08/23/2011 |  | 12/12/2012
ClimateMaster Inc. | Carrier Corp. | 50YCS0303 | FK4CNF003 | Ground-Water-Source | WBAHP-CB: Heat Pump Split Syst | Heat Pump | 208 | 1 |  |  | No Match | Single-Speed |  |  |  | 30200 | 1452 | 20.8 | 16.2 | 26400 | 1985 | 3.9 | 3.6 | Non Federally-Regulated | 09/15/2009 |  | 02/17/2011
Inter-City Products Corp. | McQuay | CCH042C*G |  | Water-Source | WBAHP: Heat Pump Packaged Unit | Heat Pump | 208 | 1 |  |  | No Match | No Match |  |  |  | 40500 | 3522 | 11.5 | 9.3 | 49500 | 3831 | 3.8 | 3.8 | Non Federally-Regulated | 07/31/1991 |  | 03/31/1998
Command-Aire | Command-Aire | SWP513E |  | Water-Source | WBAHP: Heat Pump Packaged Unit | Heat Pump | 208 | 3 |  |  | No Match | No Match |  |  |  | 49000 | 4380 | 11.2 | 9 | 65000 | 4760 | 4 | 3.2 | Non Federally-Regulated | 05/11/1988 |  | 03/15/1989
Waterfurnace International, Inc. | Waterfurnace International, Inc. | NSZ030A0 | NRAC026* | Ground-Source | WBAHP-CB: Heat Pump Split Syst | Heat Pump | 208 | 1 |  |  | No Match | Single-Speed |  |  |  | 26800 | 1354 | 19.8 | 13.4 | 19700 | 1443 | 4 | 3.1 | Non Federally-Regulated | 01/24/2011 |  | 10/24/2014
Enertech Global, LLC | Enertech | GHT060A2 |  | Ground-Water-Source | WBAHP: Heat Pump Packaged Unit | Heat Pump | 230 | 3 |  |  | No Match | Single-Speed |  |  |  | 62800 | 2976 | 21.1 | 16.2 | 58600 | 3903 | 4.4 | 3.6 | Non Federally-Regulated | 03/02/2012 |  | 12/12/2012
Waterfurnace International, Inc. | Waterfurnace International, Inc. | NSV/NSH048G1*4 |  | Water-Source | WBAHP: Heat Pump Packaged Unit | Heat Pump | 208 | 1 |  |  | No Match | Single-Speed |  |  |  | 47300 | 2557 | 18.5 | 12 | 53100 | 2882 | 5.4 | 4.2 | Federally-Regulated Commercial & Industrial Equipment | 09/03/2012 |  | 04/19/2013
Trane U.S. Inc. | Trane | GSHC0601A |  | Ground-Water-Source | WBAHP: Heat Pump Packaged Unit | Heat Pump | 208 | 1 |  |  | No Match | No Match |  |  |  | 57500 | 4389 | 13.1 | 9 | 43500 | 4720 | 2.7 |  | Non Federally-Regulated | 10/06/1999 |  | 07/18/2002
McQuay / Snyder General | Electro-Hydronics | CC140G7 |  | Water-Source | WBAHP: Heat Pump Packaged Unit | Heat Pump | 265 | 1 |  |  | No Match | No Match |  |  |  | 13500 | 1300 | 10.4 | 7.5 | 17500 | 1350 | 3.8 | 2.5 | Non Federally-Regulated | 08/29/1986 |  | 05/11/1988
Climate Control / Snyder General | Electro-Hydronics | FW350FP |  | Water-Source | WBAHP: Heat Pump Packaged Unit | Heat Pump | 460 | 3 |  |  | No Match | No Match |  |  |  | 35600 | 3360 | 10.6 | 7.5 | 43000 | 3500 | 3.6 | 2.5 | Non Federally-Regulated | 06/11/1985 |  | 08/29/1986
Waterfurnace International, Inc. | Waterfurnace International, Inc. | SXH010A1 |  | Water-Source | WBAHP: Heat Pump Packaged Unit | Heat Pump | 208 | 1 |  |  | No Match | No Match |  |  |  | 9800 | 653 | 15 | 10 | 12600 | 710 | 5.2 |  | Federally-Regulated Commercial & Industrial Equipment | 02/02/1998 |  | 03/31/1998
Command-Aire | Command-Aire | SWP-844 |  | Water-Source | WBAHP: Heat Pump Packaged Unit | Heat Pump | 460 | 3 |  |  | No Match | No Match |  |  |  | 88700 | 9200 | 9.6 | 7.5 | 128000 | 10300 | 3.6 | 2.2 | Non Federally-Regulated | 08/30/1983 |  | 05/16/1984
Mammoth | Geox | ZF036VHA |  | Water-Source | WBAHP: Heat Pump Packaged Unit | Heat Pump | 208 | 3 |  |  | No Match | No Match |  |  |  | 35400 | 3277 | 10.8 | 9.3 | 46500 | 3585 | 3.8 | 3.8 | Non Federally-Regulated | 07/31/1991 |  | 03/31/1998
ClimateMaster Inc. | Climate Master | TTP/S038 | CNPV*36* | Water-Source | WBAHP-C: Heat Pump Split Syste | Heat Pump | 208 | 1 |  |  | No Match | Single-Speed |  |  |  | 36000 | 2535 | 14.2 | 12 | 44700 | 2850 | 4.6 | 4.2 | Federally-Regulated Commercial & Industrial Equipment | 11/25/2009 |  | 06/09/2015
Addison Products | Addison Products | WRH022-1J | HRH022-1J | Water-Source | WBAH: Heating Only Packaged Un | Heat Pump | 208 | 1 |  |  | No Match | No Match |  |  |  | 22800 | 1982 | 11.5 | 9 | 27800 | 2327 | 3.5 | 3.5 | Non Federally-Regulated | 10/05/1999 |  | 09/21/2000
Waterfurnace International, Inc. | Waterfurnace International, Inc. | NSV/NSH036F1*4 |  | Ground-Water-Source | WBAHP: Heat Pump Packaged Unit | Heat Pump | 230 | 1 |  |  | No Match | Single-Speed |  |  |  | 38000 | 1262 | 30.1 | 16.2 | 28200 | 1621 | 5.1 | 3.6 | Non Federally-Regulated | 05/02/2012 |  | 04/19/2013
Enertech Global, LLC | Enertech | HRT060A | MPD060 | Ground-Source | WBAHP-CB: Heat Pump Split Syst | Heat Pump | 208 | 1 |  |  | No Match | Single-Speed |  |  |  | 62500 | 3571 | 17.5 | 13.4 | 46300 | 3769 | 3.6 | 3.1 | Non Federally-Regulated | 09/03/2012 |  | 12/12/2012
Command-Aire | Command-Aire | SWP-3544 |  | Water-Source | WBAHP: Heat Pump Packaged Unit | Heat Pump | 460 | 3 |  |  | No Match | No Match |  |  |  | 438000 | 47400 | 9.2 | 7.5 | 608000 | 49700 | 3.6 | 2.2 | Non Federally-Regulated | 01/05/1982 |  | 06/11/1985
Heat Controller | Heat Controller | VWPG060-3B-XL* |  | Water-Source | WBAHP-CB: Heat Pump Split Syst | Heat Pump | 208 | 1 |  |  | No Match | No Match |  |  |  | 59000 | 4538 | 13 | 9 | 66000 | 4959 | 3.9 | 3.5 | Non Federally-Regulated | 02/02/1998 |  | 10/02/1998
Climate Control / Snyder General | Electro-Hydronics | VE260GD |  | Water-Source | WBAHP: Heat Pump Packaged Unit | Heat Pump | 230 | 3 |  |  | No Match | No Match |  |  |  | 25000 | 2450 | 10.2 | 7.5 | 31600 | 2500 | 3.7 | 2.5 | Non Federally-Regulated | 05/16/1984 |  | 08/29/1986
Command-Aire | Command-Aire | SWPR511E |  | Water-Source | WBAHP: Heat Pump Packaged Unit | Heat Pump | 230 | 1 |  |  | No Match | No Match |  |  |  | 51000 | 4550 | 11.2 | 9 | 64000 | 4690 | 4 | 3.2 | Non Federally-Regulated | 05/11/1988 |  | 03/15/1989
Waterfurnace International, Inc. | Eagle Mountain | GTS038A1 | GRAC036* | Ground-Water-Source | WBAHP-CB: Heat Pump Split Syst | Heat Pump | 230 | 1 |  |  | No Match | Dual-Speed |  |  |  | 34300 | 1681 | 20.4 | 16.2 | 33100 | 2156 | 4.5 | 3.6 | Non Federally-Regulated | 01/24/2011 |  | 08/23/2011
Thermal Energy Systems | Thermaflo II | 60***1**** |  | Water-Source | WBAHP: Heat Pump Packaged Unit | Heat Pump | 208 | 1 |  |  | No Match | No Match |  |  |  | 60000 | 5350 | 11.2 | 9 | 73000 | 6100 | 3.9 | 3.2 | Non Federally-Regulated | 02/22/1990 |  | 07/31/1991
Mammoth | Hydrobank II | E014VLG |  | Ground-Water-Source | WBAHP: Heat Pump Packaged Unit | Heat Pump | 265 | 1 |  |  | No Match | No Match |  |  |  | 13900 | 1061 | 13.1 | 9 | 11000 | 1074 | 3 |  | Non Federally-Regulated | 01/18/2001 |  | 05/29/2001
Trane U.S. Inc. | Trane | GSUG 0481(P) |  | Ground-Water-Source | WBAHP: Heat Pump Packaged Unit | Heat Pump | 208 | 1 |  |  | No Match | No Match |  |  |  | 18100 | 826 | 21.9 | 9 | 18100 | 1395 | 3.8 |  | Non Federally-Regulated | 11/17/1999 |  | 04/10/2000
Florida Heat Pump | Florida Heat Pump | EM041-1CS | EM041-1AV | Water-Source | WBAHP-C: Heat Pump Split Syste | Heat Pump | 208 | 1 |  |  | No Match | No Match |  |  |  | 39000 | 3000 | 13 | 10 | 49000 | 3502 | 4.1 |  | Federally-Regulated Commercial & Industrial Equipment | 02/02/1998 |  | 03/31/1998
Florida Heat Pump | Florida Heat Pump | EM009-2CS | EM009-2AV | Water-Source | WBAHP-C: Heat Pump Split Syste | Heat Pump | 265 | 1 |  |  | No Match | No Match |  |  |  | 9300 | 756 | 12.3 | 10 | 12800 | 852 | 4.4 |  | Federally-Regulated Commercial & Industrial Equipment | 02/02/1998 |  | 03/31/1998
ClimateMaster Inc. | Climate Master Series | VS/VL/HS/HL 030 F/H |  | Water-Source | WBAHP: Heat Pump Packaged Unit | Heat Pump | 230 | 3 |  |  | No Match | No Match |  |  |  | 28900 | 2312 | 12.5 | 10 | 37000 | 2409 | 4.5 |  | Federally-Regulated Commercial & Industrial Equipment | 10/05/1999 |  | 04/12/2000
Mammoth | Hydrobank II | F025HLH |  | Ground-Water-Source | WBAHP: Heat Pump Packaged Unit | Heat Pump | 230 | 3 |  |  | No Match | No Match |  |  |  | 25000 | 1785 | 14 | 9 | 19000 | 1795 | 3.1 |  | Non Federally-Regulated | 06/27/2003 |  | 03/12/2009
Singer | Electro-Hydronics | QW600D6 |  | Water-Source | WBAHP: Heat Pump Packaged Unit | Heat Pump | 208 | 1 |  |  | No Match | No Match |  |  |  | 50000 | 5300 | 9.4 | 7.5 | 60000 | 5700 | 3.1 | 2.5 | Non Federally-Regulated | 09/08/1982 |  | 05/16/1984
Florida Heat Pump | Florida Heat Pump | GT054-1CS | GT054-1AH/AV | Ground-Water-Source | WBAHP-CB: Heat Pump Split Syst | Heat Pump | 230 | 1 |  |  | No Match | No Match |  |  |  | 50500 | 3976 | 12.7 | 9 | 41500 | 4192 | 2.9 |  | Non Federally-Regulated | 07/22/2002 |  | 03/12/2009
ClimateMaster Inc. | Climate Master Series | V120-32/34 |  | Water-Source | WBAHP: Heat Pump Packaged Unit | Heat Pump | 460 | 3 |  |  | No Match | No Match |  |  |  | 120000 | 10526 | 11.4 | 10.5 | 135000 | 10412 | 3.8 | 3.8 | Federally-Regulated Commercial & Industrial Equipment | 03/31/1998 |  | 05/10/1998
McQuay / Snyder General | Electro-Hydronics | CCH036A*F |  | Water-Source | WBAHP: Heat Pump Packaged Unit | Heat Pump | 208 | 3 |  |  | No Match | No Match |  |  |  | 35000 | 3125 | 11.2 | 9 | 41500 | 3200 | 3.8 | 3.2 | Non Federally-Regulated | 05/11/1988 |  | 03/15/1989
Mammoth | Hydrobank II | G031HHH |  | Water-Source | WBAHP: Heat Pump Packaged Unit | Heat Pump | 460 | 3 |  |  | No Match | No Match |  |  |  | 29600 | 2487 | 11.9 | 10 | 37000 | 2581 | 4.2 |  | Federally-Regulated Commercial & Industrial Equipment | 06/27/2003 |  | 03/12/2009
Mammoth | Hydrobank II | D043HHG/VHG |  | Water-Source | WBAHP: Heat Pump Packaged Unit | Heat Pump | 208 | 1 |  |  | No Match | No Match |  |  |  | 42000 | 3589 | 11.7 | 9.3 | 54300 | 4187 | 3.8 | 3.8 | Federally-Regulated Commercial & Industrial Equipment | 03/31/1998 |  | 05/10/1998
McQuay / Snyder General | Electro-Hydronics | LWP22BK |  | Water-Source | WBAHP: Heat Pump Packaged Unit | Heat Pump | 208 | 3 |  |  | No Match | No Match |  |  |  | 240400 | 20550 | 11.7 |  | 270000 | 21400 | 3.7 |  | Non Federally-Regulated | 05/11/1988 |  | 03/15/1989
Waterfurnace International, Inc. | Waterfurnace International, Inc. | SXH068B0 |  | Ground-Source | WBAHP: Heat Pump Packaged Unit | Heat Pump | 208 | 1 |  |  | No Match | No Match |  |  |  | 66000 | 5500 | 12 |  | 52000 | 5080 | 3 |  | Non Federally-Regulated | 03/31/1998 |  | 05/10/1998
Waterfurnace International, Inc. | Waterfurnace International, Inc. | E048**1 |  | Ground-Water-Source | WBAHP: Heat Pump Packaged Unit | Heat Pump | 208 | 1 |  |  | No Match | No Match |  |  |  | 49400 | 3187 | 15.5 | 9 | 36300 | 3323 | 3.2 |  | Non Federally-Regulated | 07/22/2002 |  | 03/12/2009
Waterfurnace International, Inc. | Waterfurnace International, Inc. | ATV010C1 |  | Ground-Water-Source | WBAHP: Heat Pump Packaged Unit | Heat Pump | 208 | 1 |  |  | No Match | No Match |  |  |  | 9900 | 642 | 15.4 | 9 | 7400 | 657 | 3.3 |  | Non Federally-Regulated | 01/30/1998 |  | 10/02/1998
McQuay International | McQuay | W-CDD/CDE/CMG-1-048-F |  | Water-Source | WBAHP: Heat Pump Packaged Unit | Heat Pump | 230 | 3 |  |  | No Match | No Match |  |  |  | 44000 | 3548 | 12.4 | 10 | 56000 | 3646 | 4.5 |  | Federally-Regulated Commercial & Industrial Equipment | 10/05/1999 |  | 09/21/2000
Florida Heat Pump | Florida Heat Pump | GT042-3CF/HZ/VT |  | Ground-Water-Source | WBAHP: Heat Pump Packaged Unit | Heat Pump | 230 | 3 |  |  | No Match | No Match |  |  |  | 41300 | 2790 | 14.8 | 9 | 31000 | 2595 | 3.5 |  | Non Federally-Regulated | 07/22/2002 |  | 03/12/2009
Addison Products | Addison Products | HWY072-5A |  | Water-Source | WBAHP: Heat Pump Packaged Unit | Heat Pump | 575 | 3 |  |  | No Match | No Match |  |  |  | 75000 | 6000 | 12.5 | 9 | 90200 | 5872 | 4.5 | 3.8 | Federally-Regulated Commercial & Industrial Equipment | 11/17/1999 |  | 11/14/2000
Waterfurnace International, Inc. | Waterfurnace International, Inc. | SXV048C1 |  | Ground-Source | WBAHP: Heat Pump Packaged Unit | Heat Pump | 230 | 1 |  |  | No Match | No Match |  |  |  | 51500 | 3843 | 13.4 |  | 36000 | 3403 | 3.1 |  | Non Federally-Regulated | 03/31/1998 |  | 05/10/1998
Enertech Global, LLC | Enertech | H050C | MPD048 | Ground-Water-Source | WBAHP-CB: Heat Pump Split Syst | Heat Pump | 208 | 1 |  |  | No Match | Single-Speed |  |  |  | 57000 | 2969 | 19.2 | 16.2 | 49700 | 3835 | 3.8 | 3.6 | Non Federally-Regulated | 07/16/2009 |  | 08/23/2011
Command-Aire | Command-Aire | SWPH-614 |  | Water-Source | WBAHP: Heat Pump Packaged Unit | Heat Pump | 460 | 3 |  |  | No Match | No Match |  |  |  | 62000 | 6500 | 9.5 | 9 | 78000 | 6600 | 3.5 | 3.2 | Non Federally-Regulated | 02/22/1990 |  | 07/31/1991
Florida Heat Pump | Florida Heat Pump | EM012-0CS | EM012-0AH/AV | Ground-Water-Source | WBAHP-CB: Heat Pump Split Syst | Heat Pump | 115 | 1 |  |  | No Match | No Match |  |  |  | 11800 | 1008 | 11.7 | 9 | 8800 | 889 | 2.9 |  | Non Federally-Regulated | 07/22/2002 |  | 03/12/2009
Trane U.S. Inc. | Command-Aire | SPHD0411 |  | Water-Source | WBAHP: Heat Pump Packaged Unit | Heat Pump | 208 | 1 |  |  | No Match | No Match |  |  |  | 40000 | 3508 | 11.4 | 10 | 52000 | 4009 | 3.8 |  | Federally-Regulated Commercial & Industrial Equipment | 10/05/1999 |  | 04/12/2000
Florida Heat Pump | Florida Heat Pump | EM120-1CS | EM120-1AV | Water-Source | WBAH: Heating Only Packaged Un | Heat Pump | 208 | 1 |  |  | No Match | No Match |  |  |  | 121000 | 9166 | 13.2 | 9 | 137000 | 9790 | 4.1 | 3.5 | Non Federally-Regulated | 07/22/2002 |  | 03/12/2009
Florida Heat Pump | Florida Heat Pump | TA035-1CS | TA035-1AH/AV | Ground-Water-Source | WBAHP-CB: Heat Pump Split Syst | Heat Pump | 208 | 1 |  |  | No Match | Dual-Speed |  |  |  | 41200 | 1760 | 23.4 | 16.2 | 36200 | 2306 | 4.6 | 3.6 | Non Federally-Regulated | 06/14/2011 |  | 04/20/2015
Florida Heat Pump | Florida Heat Pump | EM015-1CS | EM015-1AH/AV | Ground-Water-Source | WBAHP-CB: Heat Pump Split Syst | Heat Pump | 208 | 1 |  |  | No Match | No Match |  |  |  | 15200 | 1288 | 11.8 | 9 | 12000 | 1212 | 2.9 |  | Non Federally-Regulated | 07/22/2002 |  | 03/12/2009
Florida Heat Pump | Energy Miser | HLTV70-3 |  | Water-Source | WBAH-O: Heating Only Packaged | Heat Pump | 208 | 3 |  |  | No Match | No Match |  |  |  | 0 | 0 | 0 | 9 | 82000 | 6865 | 3.5 |  | Non Federally-Regulated | 03/07/1989 |  | 07/28/1992
Geoflex Systems, Inc. | Geoflex Systems, Inc. | GF1S-V/H/D/M-030WAABE |  | Ground-Source | WBAHP: Heat Pump Packaged Unit | Both Heat Pump and Electric Re | 208 | 1 |  |  | No Match | Single-Speed |  |  |  | 26000 | 1340 | 19.4 | 13.4 | 20600 | 1589 | 3.8 | 3.1 | Non Federally-Regulated | 11/30/2011 |  | 03/02/2012
Inter-City Products Corp. | McQuay | CCW090A*T |  | Water-Source | WBAHP: Heat Pump Packaged Unit | Heat Pump | 460 | 3 |  |  | No Match | No Match |  |  |  | 87000 | 9063 | 9.6 | 10.5 | 98000 | 8448 | 3.4 | 3.8 | Non Federally-Regulated | 07/31/1991 |  | 03/31/1998
Florida Heat Pump | Florida Heat Pump | EM028-1VT |  | Water-Source | WBAHP: Heat Pump Packaged Unit | Heat Pump | 208 | 1 |  |  | No Match | No Match |  |  |  | 28000 | 1971 | 14.2 | 10 | 33400 | 2175 | 4.5 |  | Federally-Regulated Commercial & Industrial Equipment | 02/02/1998 |  | 03/31/1998
Waterfurnace International, Inc. | Eagle Mountain | ZS036**0*4 |  | Ground-Source | WBAHP: Heat Pump Packaged Unit | Heat Pump | 230 | 1 |  |  | No Match | Single-Speed |  |  |  | 34500 | 1994 | 17.3 | 13.4 | 26000 | 2117 | 3.6 | 3.1 | Non Federally-Regulated | 03/02/2012 |  | 04/19/2013
Waterfurnace International, Inc. | Geosmart Energy, Inc. | GTS038A1 | GRAC036* | Ground-Source | WBAHP-CB: Heat Pump Split Syst | Heat Pump | 208 | 1 |  |  | No Match | Dual-Speed |  |  |  | 35000 | 2047 | 17.1 | 13.4 | 25700 | 1982 | 3.8 | 3.1 | Non Federally-Regulated | 01/24/2011 |  | 08/23/2011
Florida Heat Pump | Florida Heat Pump | EM007-0CS | EM007-0AH/AV | Ground-Water-Source | WBAHP-CB: Heat Pump Split Syst | Heat Pump | 115 | 1 |  |  | No Match | No Match |  |  |  | 7700 | 616 | 12.5 | 9 | 6000 | 532 | 3.3 |  | Non Federally-Regulated | 05/29/2001 |  | 07/18/2002
The Whalen Company | Whalen | VI-A-600-1 |  | Water-Source | WBAHP-O: Heat Pump Packaged Un | Heat Pump | 208 | 1 |  |  | No Match | No Match |  |  |  | 19200 | 1939 | 9.9 | 9 | 24000 | 2132 | 3.3 | 3.2 | Non Federally-Regulated | 02/22/1990 |  | 07/31/1991
Waterfurnace International, Inc. | Waterfurnace International, Inc. | SXV030B0 |  | Water-Source | WBAHP: Heat Pump Packaged Unit | Heat Pump | 208 | 1 |  |  | No Match | No Match |  |  |  | 30600 | 2125 | 14.4 | 10 | 36600 | 2145 | 5 |  | Federally-Regulated Commercial & Industrial Equipment | 12/14/1998 |  | 10/05/1999
McQuay / Snyder General | Electro-Hydronics | VE330FD |  | Water-Source | WBAHP: Heat Pump Packaged Unit | Heat Pump | 230 | 3 |  |  | No Match | No Match |  |  |  | 33000 | 3050 | 10.8 | 7.5 | 35000 | 2900 | 3.5 | 2.5 | Non Federally-Regulated | 08/29/1986 |  | 05/11/1988
Waterfurnace International, Inc. | Waterfurnace International, Inc. | SXH048C4 |  | Water-Source | WBAHP: Heat Pump Packaged Unit | Heat Pump | 460 | 3 |  |  | No Match | No Match |  |  |  | 49000 | 3629 | 13.5 | 10 | 60500 | 3772 | 4.7 |  | Federally-Regulated Commercial & Industrial Equipment | 02/02/1998 |  | 03/31/1998
Enertech Global, LLC | Enertech | GXT048C2 |  | Ground-Water-Source | WBAHP: Heat Pump Packaged Unit | Heat Pump | 208 | 3 |  |  | No Match | Single-Speed |  |  |  | 53600 | 2382 | 22.5 | 16.2 | 47700 | 3107 | 4.5 | 3.6 | Non Federally-Regulated | 12/12/2012 |  | 04/21/2014
Carrier Corp. | Carrier | 50QXV0123 |  | Water-Source | WBAHP: Heat Pump Packaged Unit | Heat Pump | 208 | 1 |  |  | No Match | No Match |  |  |  | 12300 | 1101 | 11.2 | 9 | 15100 | 1178 | 3.3 | 3.2 | Non Federally-Regulated | 03/15/1989 |  | 02/05/1990
Snyder General Corp. | McQuay | CCH036A*G |  | Water-Source | WBAHP: Heat Pump Packaged Unit | Heat Pump | 230 | 1 |  |  | No Match | No Match |  |  |  | 35000 | 3030 | 11.6 | 9 | 41500 | 3140 | 3.9 | 3.2 | Non Federally-Regulated | 02/22/1990 |  | 07/31/1991
Addison Products | Addison Products | WPH054-1JC/1JBC |  | Water-Source | WBAHP: Heat Pump Packaged Unit | Heat Pump | 208 | 1 |  |  | No Match | No Match |  |  |  | 50000 | 4237 | 11.8 | 10 | 68000 | 5109 | 3.9 |  | Federally-Regulated Commercial & Industrial Equipment | 02/02/1998 |  | 03/31/1998
ClimateMaster Inc. | Climate Master Series | 80120G |  | Water-Source | WBAHP: Heat Pump Packaged Unit | Heat Pump | 230 | 1 |  |  | No Match | No Match |  |  |  | 19000 | 1750 | 10.9 | 9 | 23200 | 1888 | 3.6 | 3.2 | Non Federally-Regulated | 02/22/1990 |  | 07/31/1991
Florida Heat Pump | Florida Heat Pump | GT062-3CS | GT062-1AH/AV | Ground-Water-Source | WBAHP-CB: Heat Pump Split Syst | Heat Pump | 208 | 3 |  |  | No Match | No Match |  |  |  | 59500 | 4685 | 12.7 | 9 | 49000 | 4950 | 2.9 |  | Non Federally-Regulated | 04/10/2000 |  | 07/18/2002
Mammoth | Hydrobank II | D031VHH |  | Water-Source | WBAHP: Heat Pump Packaged Unit | Heat Pump | 230 | 1 |  |  | No Match | No Match |  |  |  | 29600 | 2487 | 11.9 | 10 | 37000 | 2581 | 4.2 |  | Federally-Regulated Commercial & Industrial Equipment | 06/27/2003 |  | 03/12/2009
McQuay / Snyder General | Electro-Hydronics | CCW019A*G |  | Water-Source | WBAHP: Heat Pump Packaged Unit | Heat Pump | 208 | 1 |  |  | No Match | No Match |  |  |  | 19000 | 1600 | 11.9 | 9 | 24000 | 1730 | 4.1 | 3.2 | Non Federally-Regulated | 05/11/1988 |  | 03/15/1989
Mammoth | Sol-A-Terra II | G035HSB |  | Ground-Water-Source | WBAHP: Heat Pump Packaged Unit | Heat Pump | 460 | 3 |  |  | No Match | No Match |  |  |  | 36600 | 3452 | 10.6 | 11 | 46000 | 3850 | 3.5 | 3.4 | Non Federally-Regulated | 07/31/1991 |  | 03/31/1998
Waterfurnace International, Inc. | Waterfurnace International, Inc. | NSZ022A2 | NRAC026* | Water-Source | WBAHP-CB: Heat Pump Split Syst | Heat Pump | 265 | 1 |  |  | No Match | Single-Speed |  |  |  | 19700 | 1209 | 16.3 | 12 | 23500 | 1299 | 5.3 | 4.2 | Federally-Regulated Commercial & Industrial Equipment | 08/23/2011 |  | 10/24/2014
Trane U.S. Inc. | Trane | GETE015 |  | Ground-Source | WBAHP-O: Heat Pump Packaged Un | Heat Pump | 208 | 1 |  |  | No Match | Single-Speed |  |  |  | 15600 | 994 | 15.7 | 13.4 | 11800 | 1049 | 3.3 | 3.1 | Non Federally-Regulated | 01/25/2011 |  | 01/09/2014
McQuay International | McQuay | W-FDL/FDS/FMS-1-015-J |  | Water-Source | WBAHP: Heat Pump Packaged Unit | Heat Pump | 265 | 1 |  |  | No Match | No Match |  |  |  | 13100 | 1065 | 12.3 | 10 | 17200 | 1229 | 4.1 |  | Federally-Regulated Commercial & Industrial Equipment | 09/21/2000 |  | 03/12/2009
ClimateMaster Inc. | Climate Master Series | HS/HL/VS/VL042H |  | Water-Source | WBAHP: Heat Pump Packaged Unit | Heat Pump | 208 | 3 |  |  | No Match | No Match |  |  |  | 41500 | 3705 | 11.2 | 10 | 52500 | 3845 | 4 |  | Federally-Regulated Commercial & Industrial Equipment | 01/18/2001 |  | 11/19/2001
Florida Heat Pump | Geomaster, LLC | ES070-1CS | ES070-1AV/AH | Ground-Water-Source | WBAHP-CB: Heat Pump Split Syst | Heat Pump | 230 | 1 |  |  | No Match | Single-Speed | 4068 | 803 | 1 | 74500 | 3744 | 19.9 | 16.2 | 66500 | 4875 | 4 | 3.6 | Non Federally-Regulated | 06/15/2009 |  | 05/01/2015
Waterfurnace International, Inc. | Waterfurnace International, Inc. | SXH016C2 |  | Ground-Water-Source | WBAHP: Heat Pump Packaged Unit | Heat Pump | 265 | 1 |  |  | No Match | No Match |  |  |  | 16700 | 1210 | 13.8 | 9 | 12800 | 1136 | 3.3 |  | Non Federally-Regulated | 12/14/1998 |  | 10/06/1999
McQuay / Snyder General | Electro-Hydronics | UC200G7 |  | Water-Source | WBAHP: Heat Pump Packaged Unit | Heat Pump | 265 | 1 |  |  | No Match | No Match |  |  |  | 20000 | 1880 |  | 7.5 | 25600 | 1920 | 3.9 | 2.5 | Non Federally-Regulated | 08/29/1986 |  | 05/11/1988
Florida Heat Pump | Florida Heat Pump | EM007-1CS | EM007-1AH/AV | Water-Source | WBAH: Heating Only Packaged Un | Heat Pump | 208 | 1 |  |  | No Match | No Match |  |  |  | 8100 | 680 | 11.9 | 9 | 9800 | 797 | 3.6 | 3.5 | Non Federally-Regulated | 05/23/2001 |  | 07/18/2002
Mammoth | Mammoth | D014HSBXXX |  | Ground-Water-Source | WBAHP: Heat Pump Packaged Unit | Heat Pump | 230 | 1 |  |  | No Match | No Match |  |  |  | 13200 | 1080 | 12.2 |  | 16500 | 1205 | 4 |  | Non Federally-Regulated | 05/11/1988 |  | 03/15/1989
ClimateMaster Inc. | Climate Master Series | 804-025-E******** |  | Water-Source | WBAHP: Heat Pump Packaged Unit | Heat Pump | 265 | 1 |  |  | No Match | No Match |  |  |  | 25400 | 2275 | 11.2 | 9 | 35000 | 2650 | 3.9 | 3.2 | Federally-Regulated Commercial & Industrial Equipment | 01/23/1988 |  | 05/11/1988
Enertech Global, LLC | Roth Industries, Inc. | RCT060D2 |  | Ground-Source | WBAHP: Heat Pump Packaged Unit | Heat Pump | 208 | 3 |  |  | No Match | Single-Speed |  |  |  | 61300 | 3523 | 17.4 | 13.4 | 46500 | 3683 | 3.7 | 3.1 | Non Federally-Regulated | 12/12/2012 |  | 04/21/2014
Waterfurnace International, Inc. | Waterfurnace International, Inc. | VLV012A2 |  | Water-Source | WBAHP: Heat Pump Packaged Unit | Heat Pump | 265 | 1 |  |  | No Match | No Match |  |  |  | 11600 | 859 | 13.5 | 10 | 15100 | 1005 | 4.4 |  | Federally-Regulated Commercial & Industrial Equipment | 02/02/1998 |  | 03/31/1998
Climate Control / Snyder General | Electro-Hydronics | VE330G5 |  | Water-Source | WBAHP: Heat Pump Packaged Unit | Heat Pump | 208 | 1 |  |  | No Match | No Match |  |  |  | 33000 | 3050 | 10.8 | 7.5 | 35000 | 2900 | 3.5 | 2.5 | Non Federally-Regulated | 05/16/1984 |  | 08/29/1986
Waterfurnace International, Inc. | American Standard, Inc. | A2GX049***1*1 |  | Ground-Source | WBAHP: Heat Pump Packaged Unit | Heat Pump | 230 | 1 |  |  | No Match | Dual-Speed |  |  |  | 50000 | 2778 | 18 | 13.4 | 37400 | 2675 | 4.1 | 3.1 | Non Federally-Regulated | 08/23/2011 |  | 10/24/2014
Waterfurnace International, Inc. | Johnson Controls | RJSV/RJSH042**4*1 |  | Ground-Source | WBAHP: Heat Pump Packaged Unit | Heat Pump | 460 | 3 |  |  | No Match | Single-Speed |  |  |  | 42000 | 1963 | 21.4 | 13.4 | 27500 | 1919 | 4.2 | 3.1 | Non Federally-Regulated | 01/24/2011 |  | 10/24/2014
Waterfurnace International, Inc. | Geosmart Energy, Inc. | YS070**1*4 |  | Water-Source | WBAHP: Heat Pump Packaged Unit | Heat Pump | 230 | 1 |  |  | No Match | Single-Speed |  |  |  | 63000 | 4406 | 14.3 | 12 | 79000 | 4926 | 4.7 | 4.2 | Federally-Regulated Commercial & Industrial Equipment | 01/24/2011 |  | 01/09/2014
Addison Products | Addison Products | HWPH044-4JA/4JBA |  | Water-Source | WBAHP: Heat Pump Packaged Unit | Heat Pump | 460 | 3 |  |  | No Match | No Match |  |  |  | 41000 | 3727 | 11 | 10 | 51000 | 3933 | 3.8 |  | Federally-Regulated Commercial & Industrial Equipment | 12/14/1998 |  | 09/21/2000
Addison Products | Addison Products | VWY054-1A |  | Water-Source | WBAHP: Heat Pump Packaged Unit | Heat Pump | 208 | 1 |  |  | No Match | No Match |  |  |  | 54800 | 4248 | 12.9 | 10 | 66100 | 4401 | 4.4 |  | Federally-Regulated Commercial & Industrial Equipment | 05/19/2000 |  | 11/14/2000
Command-Aire | Command-Aire | SWP354E |  | Water-Source | WBAHP: Heat Pump Packaged Unit | Heat Pump | 460 | 3 |  |  | No Match | No Match |  |  |  | 36000 | 3270 | 11 | 7.5 | 49000 | 3500 | 4 | 2.5 | Non Federally-Regulated | 05/16/1984 |  | 06/11/1985
Addison Products | Addison Products | VWPG042-3B-XL* |  | Water-Source | WBAHP-CB: Heat Pump Split Syst | Heat Pump | 230 | 3 |  |  | No Match | No Match |  |  |  | 42000 | 2896 | 14.5 | 9 | 46000 | 3209 | 4.2 | 3.5 | Non Federally-Regulated | 02/02/1998 |  | 10/02/1998
Mammoth | Hydrobank II | D006HHA/VHA |  | Water-Source | WBAHP: Heat Pump Packaged Unit | Heat Pump | 230 | 1 |  |  | No Match | No Match |  |  |  | 7000 | 636 | 11 | 10 | 9600 | 721 | 3.9 |  | Federally-Regulated Commercial & Industrial Equipment | 12/14/1998 |  | 05/23/2000
Enertech Global, LLC | Enertech | GHT048A |  | Ground-Water-Source | WBAHP: Heat Pump Packaged Unit | Heat Pump | 208 | 1 |  |  | No Match | Single-Speed |  |  |  | 52500 | 2283 | 23 | 16.2 | 48700 | 3037 | 4.7 | 3.6 | Non Federally-Regulated | 08/23/2011 |  | 12/12/2012
McQuay International | McQuay | FCV/FCW/VWH/VWW019B-N |  | Water-Source | WBAHP: Heat Pump Packaged Unit | Heat Pump | 265 | 1 |  |  | No Match | No Match |  |  |  | 19000 | 1637 | 11.6 | 10 | 23500 | 1812 | 3.8 |  | Federally-Regulated Commercial & Industrial Equipment | 02/02/1998 |  | 03/31/1998
McQuay / Snyder General | Electro-Hydronics | FW420G5 |  | Water-Source | WBAHP: Heat Pump Packaged Unit | Heat Pump | 208 | 1 |  |  | No Match | No Match |  |  |  | 42000 | 3850 | 10.9 | 7.5 | 52000 | 4100 | 3.7 | 2.5 | Non Federally-Regulated | 08/29/1986 |  | 05/11/1988
Econar | Econar | GH291 |  | Ground-Water-Source | WBAHP: Heat Pump Packaged Unit | Heat Pump | 208 | 1 |  |  | No Match | No Match |  |  |  | 28600 | 2087 | 13.7 | 9 | 25800 | 2291 | 3.3 |  | Non Federally-Regulated | 01/30/1998 |  | 03/31/1998
Waterfurnace International, Inc. | Waterfurnace International, Inc. | SXV036C0 |  | Water-Source | WBAHP: Heat Pump Packaged Unit | Heat Pump | 230 | 1 |  |  | No Match | No Match |  |  |  | 36000 | 2647 | 13.6 | 10 | 44500 | 2774 | 4.7 |  | Federally-Regulated Commercial & Industrial Equipment | 02/02/1998 |  | 03/31/1998
Florida Heat Pump | Bosch | ES035-1CF/HZ/VT |  | Ground-Water-Source | WBAHP: Heat Pump Packaged Unit | Heat Pump | 230 | 1 |  |  |  | Single-Speed |  |  |  | 42000 | 1944 | 21.6 | 16.2 | 36000 | 2512 | 4.2 | 3.6 | Non Federally-Regulated | 04/22/2015 |  | 04/29/2015
Waterfurnace International, Inc. | Waterfurnace International, Inc. | NSV/NSH036G1*4 |  | Ground-Water-Source | WBAHP: Heat Pump Packaged Unit | Heat Pump | 230 | 1 |  |  | No Match | Single-Speed |  |  |  | 38000 | 1262 | 30.1 | 16.2 | 28200 | 1621 | 5.1 | 3.6 | Non Federally-Regulated | 09/03/2012 |  | 04/19/2013
DeMarco Energy Systems | DeMarco Energy Systems | SL130-3VT |  | Water-Source | WBAHP-CB: Heat Pump Split Syst | Heat Pump | 230 | 3 |  |  | No Match | No Match |  |  |  | 126000 | 11150 | 11.3 | 9 | 163000 | 12911 | 3.7 | 3.5 | Non Federally-Regulated | 10/02/1998 |  | 04/12/2000
ClimateMaster Inc. | Carrier Corp. | 50YGV/H/D038 |  | Ground-Source | WBAHP: Heat Pump Packaged Unit | Heat Pump | 208 | 1 |  |  | No Match | Single-Speed |  |  |  | 39700 | 1975 | 20.1 | 13.4 | 29000 | 1977 | 4.3 | 3.1 | Non Federally-Regulated | 12/12/2012 |  | 04/22/2015
Enertech Global, LLC | Roth Industries, Inc. | RXT036C |  | Ground-Source | WBAHP: Heat Pump Packaged Unit | Heat Pump | 230 | 1 |  |  | No Match | Single-Speed |  |  |  | 39300 | 1985 | 19.8 | 13.4 | 28600 | 1905 | 4.4 | 3.1 | Non Federally-Regulated | 11/30/2011 |  | 12/12/2012
Waterfurnace International, Inc. | Waterfurnace International, Inc. | SXH068*3 |  | Ground-Water-Source | WBAHP: Heat Pump Packaged Unit | Heat Pump | 208 | 3 |  |  | No Match | No Match |  |  |  | 66000 | 5500 | 12 | 9 | 52000 | 5078 | 3 |  | Non Federally-Regulated | 10/06/1999 |  | 05/19/2000
Florida Heat Pump | Geomaster, LLC | EC007-0CF/HZ/VT |  | Ground-Water-Source | WBAHP: Heat Pump Packaged Unit | Heat Pump | 115 | 1 |  |  | No Match | Single-Speed |  |  |  | 7200 | 360 | 20 | 16.2 | 6000 | 411 | 4 | 3.6 | Non Federally-Regulated | 04/30/2009 |  | 04/20/2015
Waterfurnace International, Inc. | Waterfurnace International, Inc. | ATH057D1 |  | Ground-Water-Source | WBAHP: Heat Pump Packaged Unit | Heat Pump | 230 | 1 |  |  | No Match | No Match |  |  |  | 62500 | 5081 | 12.3 | 11 | 66000 | 5227 | 3.7 | 3.5 | Non Federally-Regulated | 03/31/1998 |  | 05/10/1998
Enertech Global, LLC | Enertech | GHT060A |  | Ground-Source | WBAHP: Heat Pump Packaged Unit | Heat Pump | 208 | 1 |  |  | No Match | Single-Speed |  |  |  | 59600 | 3590 | 16.6 | 13.4 | 46800 | 3609 | 3.8 | 3.1 | Non Federally-Regulated | 08/23/2011 |  | 12/12/2012
ClimateMaster Inc. | Carrier Corp. | 50PSH/V/D036****2 |  | Water-Source | WBAHP: Heat Pump Packaged Unit | Heat Pump | 230 | 1 |  |  | No Match | Single-Speed |  |  |  | 33400 | 1965 | 17 | 12 | 40400 | 2114 | 5.6 | 4.2 | Federally-Regulated Commercial & Industrial Equipment | 10/24/2014 |  | 04/22/2015
Climate Control / Snyder General | Trane | WPRA40HFXBX |  | Water-Source | WBAHP: Heat Pump Packaged Unit | Heat Pump | 230 | 3 |  |  | No Match | No Match |  |  |  | 41000 | 3800 | 10.8 | 7.5 | 45000 | 3770 | 3.5 | 2.5 | Non Federally-Regulated | 05/16/1984 |  | 05/11/1988
Florida Heat Pump | Florida Heat Pump | EM009-2CF/HZ/VT |  | Water-Source | WBAHP: Heat Pump Packaged Unit | Heat Pump | 265 | 1 |  |  | No Match | No Match |  |  |  | 9500 | 760 | 12.5 | 10 | 13000 | 846 | 4.5 |  | Federally-Regulated Commercial & Industrial Equipment | 04/12/2000 |  | 02/17/2011
Command-Aire | Command-Aire | SWPH-257 |  | Water-Source | WBAHP: Heat Pump Packaged Unit | Heat Pump | 265 | 1 |  |  | No Match | No Match |  |  |  | 32500 | 3550 | 9.2 | 9 | 42000 | 3450 | 3.6 | 3.2 | Non Federally-Regulated | 02/22/1990 |  | 07/31/1991
Trane U.S. Inc. | Trane | WPHF040 |  | Water-Source | WBAHP: Heat Pump Packaged Unit | Heat Pump | 208 | 1 |  |  | No Match | Single-Speed |  |  |  | 38900 | 2664 | 14.6 | 12 | 41800 | 2851 | 4.3 | 4.2 | Federally-Regulated Commercial & Industrial Equipment | 08/27/2008 |  | 11/25/2009
Econar | Econar | GH981 |  | Ground-Source | WBAHP: Heat Pump Packaged Unit | Heat Pump | 208 | 3 |  |  | No Match | No Match |  |  |  | 92000 | 7419 | 12.4 |  | 91000 | 8603 | 3.1 |  | Non Federally-Regulated | 03/31/1998 |  | 05/10/1998
American Air Filter | Enercon | VW 124 |  | Water-Source | WBAHP: Heat Pump Packaged Unit | Heat Pump | 230 | 3 |  |  | No Match | No Match |  |  |  | 124000 | 14100 | 8.8 | 7.5 | 150000 | 14200 | 3.1 | 2.2 | Non Federally-Regulated | 08/30/1983 |  | 05/16/1984
Waterfurnace International, Inc. | Geotility Geothermal Installations | ZS042**3*1 |  | Ground-Source | WBAHP: Heat Pump Packaged Unit | Heat Pump | 208 | 3 |  |  | No Match | Single-Speed |  |  |  | 42300 | 2286 | 18.5 | 13.4 | 29900 | 2368 | 3.7 | 3.1 | Non Federally-Regulated | 01/24/2011 |  | 04/19/2013
McQuay International | McQuay | W-FDD/FDE/FME-1-042-E |  | Water-Source | WBAHP: Heat Pump Packaged Unit | Heat Pump | 230 | 1 |  |  | No Match | No Match |  |  |  | 41800 | 3483 | 12 | 10 | 53000 | 3882 | 4 |  | Federally-Regulated Commercial & Industrial Equipment | 09/21/2000 |  | 03/12/2009
ClimateMaster Inc. | Carrier Corp. | 50PCH/V048 |  | Ground-Source | WBAHP: Heat Pump Packaged Unit | Heat Pump | 230 | 1 |  |  | No Match | Single-Speed |  |  |  | 49000 | 3333 | 14.7 | 13.4 | 36400 | 3138 | 3.4 | 3.1 | Non Federally-Regulated | 10/24/2014 |  | 04/22/2015
Command-Aire | Command-Aire | SWP191E |  | Water-Source | WBAHP: Heat Pump Packaged Unit | Heat Pump | 230 | 1 |  |  | No Match | No Match |  |  |  | 18500 | 1650 | 11.2 | 7.5 | 24500 | 1750 | 4 | 2.5 | Non Federally-Regulated | 05/16/1984 |  | 06/11/1985
ClimateMaster Inc. | Heat Controller | HTS060A | HAGV60 | Ground-Source | WBAHP-CB: Heat Pump Split Syst | Heat Pump | 208 | 1 |  |  | No Match | Single-Speed |  |  |  | 61700 | 3856 | 16 | 13.4 | 46500 | 3788 | 3.6 | 3.1 | Non Federally-Regulated | 09/15/2009 |  | 08/23/2011
Florida Heat Pump | Florida Heat Pump | EM041-5CS | EM041-5AV | Water-Source | WBAHP-C: Heat Pump Split Syste | Heat Pump | 575 | 3 |  |  | No Match | No Match |  |  |  | 39000 | 3000 | 13 | 9.3 | 49000 | 3502 | 4.1 | 3.8 | Federally-Regulated Commercial & Industrial Equipment | 03/31/1998 |  | 05/10/1998
Command-Aire | Command-Aire | SWPH-463 |  | Water-Source | WBAHP: Heat Pump Packaged Unit | Heat Pump | 230 | 3 |  |  | No Match | No Match |  |  |  | 46000 | 4800 | 9.6 | 7.5 | 55000 | 4600 | 3.5 | 2.5 | Non Federally-Regulated | 01/05/1982 |  | 05/11/1988
Mammoth | Hydrobank II | D016VHH |  | Water-Source | WBAHP: Heat Pump Packaged Unit | Heat Pump | 230 | 1 |  |  | No Match | No Match |  |  |  | 16000 | 1454 | 11 | 10 | 20000 | 1502 | 3.9 |  | Federally-Regulated Commercial & Industrial Equipment | 01/18/2001 |  | 11/19/2001
Snyder General Corp. | American Air Filter | FVW-09 |  | Water-Source | WBAHP: Heat Pump Packaged Unit | Heat Pump | 208 | 1 |  |  | No Match | No Match |  |  |  | 8200 | 796 | 10.3 | 9 | 11500 | 911 | 3.7 | 3.2 | Federally-Regulated Commercial & Industrial Equipment | 02/04/1988 |  | 07/27/1992
McQuay / Snyder General | Electro-Hydronics | LWP7.5AP |  | Water-Source | WBAHP: Heat Pump Packaged Unit | Heat Pump | 460 | 3 |  |  | No Match | No Match |  |  |  | 76000 | 7100 | 10.7 | 9.2 | 95000 | 7500 | 3.7 | 2.5 | Non Federally-Regulated | 08/29/1986 |  | 05/11/1988
Waterfurnace International, Inc. | Johnson Controls | RJTV/RJTH049**3 |  | Water-Source | WBAHP: Heat Pump Packaged Unit | Heat Pump | 208 | 3 |  |  | No Match | Dual-Speed |  |  |  | 48300 | 3057 | 15.8 | 12 | 57400 | 3299 | 5.1 | 4.2 | Federally-Regulated Commercial & Industrial Equipment | 01/24/2011 |  | 10/24/2014
Econar | Econar | GH361 |  | Water-Source | WBAHP-CB: Heat Pump Split Syst | Heat Pump | 208 | 1 |  |  | No Match | No Match |  |  |  | 35800 | 2671 | 13.4 | 9 | 45000 | 3381 | 3.9 | 3.5 | Non Federally-Regulated | 12/14/1998 |  | 04/12/2000
McQuay / Snyder General | Electro-Hydronics | FC400G3 |  | Water-Source | WBAHP: Heat Pump Packaged Unit | Heat Pump | 230 | 1 |  |  | No Match | No Match |  |  |  | 39600 | 3960 | 10 | 9 | 45000 | 3880 | 3.4 | 3.2 | Non Federally-Regulated | 05/11/1988 |  | 03/15/1989
Waterfurnace International, Inc. | Waterfurnace International, Inc. | NDZ038A0 | NAH036* | Ground-Water-Source | WBAHP-CB: Heat Pump Split Syst | Heat Pump | 230 | 1 |  |  | No Match | Dual-Speed |  |  |  | 34300 | 1681 | 20.4 | 16.2 | 33100 | 2156 | 4.5 | 3.6 | Non Federally-Regulated | 01/24/2011 |  | 08/23/2011
Waterfurnace International, Inc. | Waterfurnace International, Inc. | ATH045D1(P) |  | Ground-Water-Source | WBAHP: Heat Pump Packaged Unit | Heat Pump | 208 | 1 |  |  | No Match | No Match |  |  |  | 27800 | 1323 | 21 | 9 | 19600 | 1472 | 3.9 |  | Non Federally-Regulated | 01/30/1998 |  | 03/31/1998
California Heat Pump | California Heat Pump | CHP-33V*-13-** |  | Water-Source | WBAHP: Heat Pump Packaged Unit | Heat Pump | 265 | 1 |  |  | No Match | No Match |  |  |  | 32500 | 3700 | 8.8 | 7.5 | 33200 | 3400 | 2.9 | 2.5 | Non Federally-Regulated | 09/08/1982 |  | 06/11/1985
Econar | Econar | GV291 |  | Water-Source | WBAHP-CB: Heat Pump Split Syst | Heat Pump | 208 | 1 |  |  | No Match | No Match |  |  |  | 29800 | 2274 | 13.1 | 9 | 35800 | 2623 | 4 | 3.5 | Non Federally-Regulated | 12/14/1998 |  | 04/12/2000
Mammoth | Hydrobank II | F024HHJ |  | Water-Source | WBAHP: Heat Pump Packaged Unit | Heat Pump | 230 | 3 |  |  | No Match | No Match |  |  |  | 24600 | 2157 | 11.4 | 10 | 31700 | 2444 | 3.8 |  | Federally-Regulated Commercial & Industrial Equipment | 05/23/2000 |  | 11/14/2000
California Heat Pump | Aqua-Matic | 33V*-12-** |  | Water-Source | WBAHP: Heat Pump Packaged Unit | Heat Pump | 230 | 1 |  |  | No Match | No Match |  |  |  | 32500 | 3700 | 8.8 | 7.5 | 33200 | 3400 | 2.9 | 2.5 | Non Federally-Regulated | 06/11/1985 |  | 05/11/1988
Climate Control / Snyder General | Electro-Hydronics | LM120C7 |  | Water-Source | WBAHP: Heat Pump Packaged Unit | Heat Pump | 265 | 1 |  |  | No Match | No Match |  |  |  | 11500 | 1200 | 9.6 | 7.5 | 14000 | 1300 | 3.1 | 2.5 | Non Federally-Regulated | 05/16/1984 |  | 08/29/1986
Florida Heat Pump | Geomaster, LLC | EV030-1CS | EV030-1AV/AH | Ground-Source | WBAHP-CB: Heat Pump Split Syst | Heat Pump | 230 | 1 |  |  | No Match | Single-Speed |  |  |  | 30400 | 1727 | 17.6 | 13.4 | 21600 | 1919 | 3.3 | 3.1 | Non Federally-Regulated | 06/15/2009 |  | 08/23/2011
California Heat Pump | Aqua-Matic | 42V*-32-** |  | Water-Source | WBAHP: Heat Pump Packaged Unit | Heat Pump | 208 | 3 |  |  | No Match | No Match |  |  |  | 39000 | 4700 | 8.3 | 7.5 | 43000 | 4100 | 3 | 2.5 | Non Federally-Regulated | 06/11/1985 |  | 05/11/1988
McQuay International | McQuay | W-CDS/CME/CMS-1-120-F |  | Water-Source | WBAHP: Heat Pump Packaged Unit | Heat Pump | 208 | 3 |  |  | No Match | No Match |  |  |  | 118500 | 10486 | 11.3 | 9 | 148000 | 10084 | 4.3 | 3.8 | Federally-Regulated Commercial & Industrial Equipment | 10/05/1999 |  | 09/21/2000
Waterfurnace International, Inc. | Waterfurnace International, Inc. | ATV013C0 |  | Ground-Water-Source | WBAHP: Heat Pump Packaged Unit | Heat Pump | 230 | 1 |  |  | No Match | No Match |  |  |  | 13300 | 847 | 15.7 | 9 | 9700 | 861 | 3.3 |  | Non Federally-Regulated | 01/30/1998 |  | 03/31/1998
McQuay / Snyder General | Electro-Hydronics | VF260G3 |  | Water-Source | WBAHP: Heat Pump Packaged Unit | Heat Pump | 230 | 1 |  |  | No Match | No Match |  |  |  | 25000 | 2450 | 10.2 | 7.5 | 31600 | 2500 | 3.7 | 2.5 | Non Federally-Regulated | 08/29/1986 |  | 05/11/1988
ClimateMaster Inc. | Climate Master Series | GSV/GSH015AE |  | Water-Source | WBAHP: Heat Pump Packaged Unit | Heat Pump | 265 | 1 |  |  | No Match | No Match |  |  |  | 14600 | 906 | 16.1 | 10 | 17100 | 927 | 5.4 |  | Federally-Regulated Commercial & Industrial Equipment | 04/12/2000 |  | 11/19/2002
Waterfurnace International, Inc. | Eagle Mountain | ZS041**5*0 |  | Ground-Water-Source | WBAHP: Heat Pump Packaged Unit | Heat Pump | 575 | 3 |  |  | No Match | Single-Speed |  |  |  | 44500 | 2160 | 20.6 | 16.2 | 36000 | 2776 | 3.8 | 3.6 | Non Federally-Regulated | 01/24/2011 |  | 04/19/2013
Mammoth | Hydrobank II | D030VHJ |  | Water-Source | WBAHP: Heat Pump Packaged Unit | Heat Pump | 230 | 1 |  |  | No Match | No Match |  |  |  | 31000 | 2818 | 11 | 10 | 39000 | 2929 | 3.9 |  | Federally-Regulated Commercial & Industrial Equipment | 11/14/2000 |  | 01/18/2001
Command-Aire | Command-Aire | SWPH513E |  | Water-Source | WBAHP: Heat Pump Packaged Unit | Heat Pump | 230 | 3 |  |  | No Match | No Match |  |  |  | 49000 | 4380 | 11.2 | 9 | 65000 | 4760 | 4 | 3.2 | Non Federally-Regulated | 05/11/1988 |  | 03/15/1989
Florida Heat Pump | Geomaster, LLC | EC041-1CF/HZ/VT |  | Water-Source | WBAHP: Heat Pump Packaged Unit | Heat Pump | 208 | 1 |  |  | No Match | Single-Speed |  |  |  | 38000 | 3040 | 12.5 | 12 | 49000 | 3418 | 4.2 | 4.2 | Federally-Regulated Commercial & Industrial Equipment | 04/23/2009 |  | 04/20/2015
Addison Products | Addison Products | VWPG048-1B-XL* |  | Ground-Water-Source | WBAHP: Heat Pump Packaged Unit | Heat Pump | 208 | 1 |  |  | No Match | No Match |  |  |  | 47500 | 3298 | 14.4 | 9 | 34400 | 3251 | 3.1 |  | Non Federally-Regulated | 10/06/1999 |  | 04/10/2000
Waterfurnace International, Inc. | Waterfurnace International, Inc. | SXV042B4 |  | Water-Source | WBAHP: Heat Pump Packaged Unit | Heat Pump | 460 | 3 |  |  | No Match | No Match |  |  |  | 42000 | 3000 | 14 | 10 | 54500 | 3131 | 5.1 |  | Federally-Regulated Commercial & Industrial Equipment | 12/14/1998 |  | 10/05/1999
Waterfurnace International, Inc. | Waterfurnace International, Inc. | VLH036A1 |  | Water-Source | WBAHP: Heat Pump Packaged Unit | Heat Pump | 208 | 1 |  |  | No Match | No Match |  |  |  | 34400 | 2796 | 12.3 | 10 | 43000 | 3231 | 3.9 |  | Federally-Regulated Commercial & Industrial Equipment | 07/29/1998 |  | 10/02/1998
Snyder General Corp. | McQuay | LWP7.5AP |  | Water-Source | WBAHP: Heat Pump Packaged Unit | Heat Pump | 460 | 3 |  |  | No Match | No Match |  |  |  | 76000 | 7100 | 10.7 | 9.2 | 95000 | 7500 | 3.7 | 2.5 | Non Federally-Regulated | 02/22/1990 |  | 07/31/1991
ClimateMaster Inc. | Climate Master Series | HS/HL 096 F/H |  | Water-Source | WBAHP: Heat Pump Packaged Unit | Heat Pump | 230 | 3 |  |  | No Match | No Match |  |  |  | 95000 | 8636 | 11 | 9 | 114000 | 8789 | 3.8 | 3.8 | Federally-Regulated Commercial & Industrial Equipment | 10/05/1999 |  | 04/12/2000
ClimateMaster Inc. | Heat Controller | HTS024A | HAGV24 | Ground-Water-Source | WBAHP-CB: Heat Pump Split Syst | Heat Pump | 230 | 1 |  |  | No Match | Single-Speed |  |  |  | 27100 | 1173 | 23.1 | 16.2 | 24500 | 1633 | 4.4 | 3.6 | Non Federally-Regulated | 09/15/2009 |  | 08/23/2011
Waterfurnace International, Inc. | Waterfurnace International, Inc. | CW*009A2 |  | Ground-Water-Source | WBAHP: Heat Pump Packaged Unit | Heat Pump | 265 | 1 |  |  | No Match | No Match |  |  |  | 9600 | 581 | 16.5 | 9 | 6700 | 633 | 3.1 |  | Non Federally-Regulated | 12/14/1998 |  | 10/06/1999
McQuay / Snyder General | Electro-Hydronics | FC550F3 |  | Water-Source | WBAHP: Heat Pump Packaged Unit | Heat Pump | 230 | 1 |  |  | No Match | No Match |  |  |  | 55000 | 5670 | 9.7 | 7.5 | 67000 | 5610 | 3.5 | 2.5 | Non Federally-Regulated | 08/29/1986 |  | 05/11/1988
Waterfurnace International, Inc. | Eagle Mountain | ZS036**3*0 |  | Ground-Water-Source | WBAHP: Heat Pump Packaged Unit | Heat Pump | 208 | 3 |  |  | No Match | Single-Speed |  |  |  | 37700 | 1778 | 21.2 | 16.2 | 33000 | 2480 | 3.9 | 3.6 | Non Federally-Regulated | 01/24/2011 |  | 04/19/2013
McQuay / Snyder General | Electro-Hydronics | VF330G3 |  | Water-Source | WBAHP: Heat Pump Packaged Unit | Heat Pump | 230 | 1 |  |  | No Match | No Match |  |  |  | 30800 | 2852 | 10.8 | 9 | 35000 | 2900 | 3.5 | 3.2 | Non Federally-Regulated | 05/11/1988 |  | 03/15/1989
Florida Heat Pump | Florida Heat Pump | GO024-1CF/HZ/VT |  | Ground-Water-Source | WBAHP: Heat Pump Packaged Unit | Heat Pump | 230 | 1 |  |  | No Match | No Match |  |  |  | 27200 | 1789 | 15.2 | 9 | 18400 | 1585 | 3.4 |  | Non Federally-Regulated | 07/22/2002 |  | 03/12/2009
McQuay International | McQuay | CCH/CCW/HWH/HWW012C-G |  | Water-Source | WBAHP: Heat Pump Packaged Unit | Heat Pump | 208 | 1 |  |  | No Match | No Match |  |  |  | 11700 | 1063 | 11 | 10 | 14200 | 1094 | 3.8 |  | Federally-Regulated Commercial & Industrial Equipment | 12/14/1998 |  | 11/17/1999
Marvair | Marvair | WHP57HPA |  | Water-Source | WBAHP: Heat Pump Packaged Unit | Heat Pump | 230 | 1 |  |  | No Match | No Match |  |  |  | 57000 | 5429 | 10.5 | 9 | 72000 | 5703 | 3.7 | 3.2 | Non Federally-Regulated | 02/22/1990 |  | 07/31/1991
Enertech Global, LLC | Enertech | HRT036A | ACD036 | Ground-Source | WBAHP-CB: Heat Pump Split Syst | Heat Pump | 208 | 1 |  |  | No Match | Single-Speed |  |  |  | 36200 | 2142 | 16.9 | 13.4 | 28000 | 2104 | 3.9 | 3.1 | Non Federally-Regulated | 09/03/2012 |  | 12/12/2012
Florida Heat Pump | Florida Heat Pump | GT026-2VT/HZ/CF |  | Water-Source | WBAHP-CB: Heat Pump Split Syst | Heat Pump | 265 | 1 |  |  | No Match | No Match |  |  |  | 27000 | 2000 | 13.5 | 9 | 30600 | 2299 | 3.9 | 3.5 | Non Federally-Regulated | 12/14/1998 |  | 10/05/1999
Command-Aire | Command-Aire | SWPH613E |  | Water-Source | WBAHP: Heat Pump Packaged Unit | Heat Pump | 208 | 3 |  |  | No Match | No Match |  |  |  | 62000 | 5640 | 11 | 9 | 78000 | 5710 | 4 | 3.2 | Federally-Regulated Commercial & Industrial Equipment | 01/23/1988 |  | 05/11/1988
Waterfurnace International, Inc. | Eagle Mountain | ZS048**3*1 |  | Water-Source | WBAHP: Heat Pump Packaged Unit | Heat Pump | 208 | 3 |  |  | No Match | Single-Speed |  |  |  | 47700 | 3077 | 15.5 | 12 | 56000 | 3419 | 4.8 | 4.2 | Federally-Regulated Commercial & Industrial Equipment | 01/24/2011 |  | 04/19/2013
Mammoth | Hydrobank II | A013CHE |  | Water-Source | WBAHP-O: Heat Pump Packaged Un | Heat Pump | 115 | 1 |  |  | No Match | No Match |  |  |  | 12600 | 1024 | 12.3 | 10 | 15200 | 1113 | 4 |  | Federally-Regulated Commercial & Industrial Equipment | 02/02/1998 |  | 03/31/1998
Waterfurnace International, Inc. | Waterfurnace International, Inc. | SXH013A2 |  | Water-Source | WBAHP-CB: Heat Pump Split Syst | Heat Pump | 265 | 1 |  |  | No Match | No Match |  |  |  | 13500 | 906 | 14.9 | 9 | 14100 | 961 | 4.3 | 3.5 | Non Federally-Regulated | 02/02/1998 |  | 08/21/1998
Waterfurnace International, Inc. | Eagle Mountain | ZS042**0*1 |  | Water-Source | WBAHP: Heat Pump Packaged Unit | Heat Pump | 230 | 1 |  |  | No Match | Single-Speed |  |  |  | 40800 | 2615 | 15.6 | 12 | 45400 | 2661 | 5 | 4.2 | Federally-Regulated Commercial & Industrial Equipment | 01/24/2011 |  | 04/19/2013
Florida Heat Pump | Florida Heat Pump | GT024-1CS | GT024-1AH/AV | Ground-Water-Source | WBAHP-CB: Heat Pump Split Syst | Heat Pump | 230 | 1 |  |  | No Match | No Match |  |  |  | 24000 | 1791 | 13.4 | 9 | 17500 | 1654 | 3.1 |  | Non Federally-Regulated | 07/22/2002 |  | 03/12/2009
Enertech Global, LLC | Roth Industries, Inc. | RXT060D |  | Ground-Source | WBAHP: Heat Pump Packaged Unit | Heat Pump | 208 | 1 |  |  | No Match | Single-Speed |  |  |  | 64500 | 3544 | 18.2 | 13.4 | 48600 | 3652 | 3.9 | 3.1 | Non Federally-Regulated | 09/03/2012 |  | 12/12/2012
McQuay / Snyder General | Electro-Hydronics | CC630F3 |  | Water-Source | WBAHP: Heat Pump Packaged Unit | Heat Pump | 230 | 1 |  |  | No Match | No Match |  |  |  | 63000 | 6430 | 9.8 | 7.5 | 79000 | 6430 | 3.6 | 2.5 | Non Federally-Regulated | 08/29/1986 |  | 05/11/1988
Waterfurnace International, Inc. | Waterfurnace International, Inc. | SXH010C2 |  | Ground-Water-Source | WBAHP: Heat Pump Packaged Unit | Heat Pump | 265 | 1 |  |  | No Match | No Match |  |  |  | 9900 | 642 | 15.4 | 9 | 7400 | 657 | 3.3 |  | Non Federally-Regulated | 01/30/1998 |  | 03/31/1998
Waterfurnace International, Inc. | Waterfurnace International, Inc. | ATV022D0 |  | Ground-Water-Source | WBAHP: Heat Pump Packaged Unit | Heat Pump | 208 | 1 |  |  | No Match | No Match |  |  |  | 23400 | 1392 | 16.8 | 9 | 15700 | 1353 | 3.4 |  | Non Federally-Regulated | 12/14/1998 |  | 10/06/1999
Waterfurnace International, Inc. | Waterfurnace International, Inc. | ATH070D3(P) |  | Ground-Water-Source | WBAHP: Heat Pump Packaged Unit | Heat Pump | 208 | 3 |  |  | No Match | No Match |  |  |  | 43500 | 2500 | 17.4 | 9 | 32400 | 2637 | 3.6 |  | Non Federally-Regulated | 05/10/1998 |  | 10/02/1998
Mammoth | Mammoth | D034VSC |  | Water-Source | WBAHP: Heat Pump Packaged Unit | Heat Pump | 208 | 1 |  |  | No Match | No Match |  |  |  | 31200 | 2920 | 10.7 | 7.5 | 38000 | 3270 | 3.4 | 2.5 | Non Federally-Regulated | 06/11/1985 |  | 05/11/1988
Singer | Electro-Hydronics | UC240C3 |  | Water-Source | WBAHP: Heat Pump Packaged Unit | Heat Pump | 230 | 1 |  |  | No Match | No Match |  |  |  | 24000 | 2850 | 8.4 | 7.5 | 28500 | 2900 | 2.9 | 2.5 | Non Federally-Regulated | 01/05/1982 |  | 09/08/1982
Florida Heat Pump | Energy Miser | HEV9-2 |  | Water-Source | WBAHP: Heat Pump Packaged Unit | Heat Pump | 265 | 1 |  |  | No Match | No Match |  |  |  | 9000 | 820 | 11 | 9.3 | 12400 | 910 | 4 | 3.8 | Non Federally-Regulated | 07/31/1991 |  | 03/31/1998
ClimateMaster Inc. | Climate Master Series | 804-019-E******** |  | Water-Source | WBAHP: Heat Pump Packaged Unit | Heat Pump | 265 | 1 |  |  | No Match | No Match |  |  |  | 19000 | 1775 | 10.7 | 9 | 24000 | 1760 | 3.6 | 3.2 | Federally-Regulated Commercial & Industrial Equipment | 02/11/1988 |  | 05/11/1988
Waterfurnace International, Inc. | Geosmart Energy, Inc. | GTS038A1 | GRAC036* | Ground-Source | WBAHP-CB: Heat Pump Split Syst | Heat Pump | 230 | 1 |  |  | No Match | Dual-Speed |  |  |  | 35000 | 2047 | 17.1 | 13.4 | 25700 | 1982 | 3.8 | 3.1 | Non Federally-Regulated | 01/24/2011 |  | 08/23/2011
Waterfurnace International, Inc. | Waterfurnace International, Inc. | NDV/NDH049F1*1 |  | Water-Source | WBAHP: Heat Pump Packaged Unit | Heat Pump | 230 | 1 |  |  | No Match | Dual-Speed |  |  |  | 50300 | 2942 | 17.1 | 12 | 56100 | 3162 | 5.2 | 4.2 | Federally-Regulated Commercial & Industrial Equipment | 05/02/2012 |  | 04/19/2013
Waterfurnace International, Inc. | Eagle Mountain | ZS030**3*1 |  | Ground-Water-Source | WBAHP: Heat Pump Packaged Unit | Heat Pump | 230 | 3 |  |  | No Match | Single-Speed |  |  |  | 32900 | 1377 | 23.9 | 16.2 | 28300 | 1885 | 4.4 | 3.6 | Non Federally-Regulated | 01/24/2011 |  | 04/19/2013
Singer | Electro-Hydronics | FC240CK |  | Water-Source | WBAHP: Heat Pump Packaged Unit | Heat Pump | 208 | 3 |  |  | No Match | No Match |  |  |  | 24000 | 2850 | 8.4 | 7.5 | 28500 | 2900 | 2.9 | 2.5 | Non Federally-Regulated | 01/05/1982 |  | 09/08/1982
Waterfurnace International, Inc. | Johnson Controls | RKV/RKH030**0*4 |  | Ground-Water-Source | WBAHP: Heat Pump Packaged Unit | Heat Pump | 208 | 1 |  |  | No Match | Single-Speed |  |  |  | 30800 | 1137 | 27.1 | 16.2 | 24400 | 1521 | 4.7 | 3.6 | Non Federally-Regulated | 09/03/2012 |  | 01/09/2014
Florida Heat Pump | Florida Heat Pump | EM042-3VT |  | Water-Source | WBAHP: Heat Pump Packaged Unit | Heat Pump | 208 | 3 |  |  | No Match | No Match |  |  |  | 42000 | 3181 | 13.2 | 9.3 | 51000 | 3475 | 4.3 | 3.8 | Federally-Regulated Commercial & Industrial Equipment | 03/31/1998 |  | 05/10/1998
Waterfurnace International, Inc. | Waterfurnace International, Inc. | NDV/NDH026G1*1 |  | Water-Source | WBAHP: Heat Pump Packaged Unit | Heat Pump | 208 | 1 |  |  | No Match | Dual-Speed |  |  |  | 26000 | 1503 | 17.3 | 12 | 30300 | 1615 | 5.5 | 4.2 | Federally-Regulated Commercial & Industrial Equipment | 09/03/2012 |  | 04/19/2013
Florida Heat Pump | Geomaster, LLC | ES035-1CS | ES035-1AV/AH | Ground-Source | WBAHP-CB: Heat Pump Split Syst | Heat Pump | 208 | 1 |  |  | No Match | Dual-Speed |  |  |  | 37200 | 2201 | 16.9 | 13.4 | 27400 | 2172 | 3.7 | 3.1 | Non Federally-Regulated | 06/15/2009 |  | 11/30/2011
Florida Heat Pump | Florida Heat Pump | GT048-5VT/HZ/CF |  | Ground-Water-Source | WBAHP: Heat Pump Packaged Unit | Heat Pump | 575 | 3 |  |  | No Match | No Match |  |  |  | 48000 | 3692 | 13 | 9 | 37000 | 3614 | 3 |  | Non Federally-Regulated | 12/14/1998 |  | 04/10/2000
Command-Aire | Command-Aire | SWPH287E |  | Water-Source | WBAHP: Heat Pump Packaged Unit | Heat Pump | 265 | 1 |  |  | No Match | No Match |  |  |  | 30000 | 2702 | 11.1 | 7.5 | 42000 | 3000 | 4 | 2.5 | Non Federally-Regulated | 05/16/1984 |  | 06/11/1985
Addison Products | Addison Products | HWPH032-4JRA/4JLA |  | Water-Source | WBAHP-CB: Heat Pump Split Syst | Heat Pump | 460 | 3 |  |  | No Match | No Match |  |  |  | 32200 | 2927 | 11 | 9 | 36200 | 3030 | 3.5 | 3.5 | Non Federally-Regulated | 10/05/1999 |  | 11/14/2000
Addison Products | Heat Controller | HWPG042-1B-XL |  | Ground-Water-Source | WBAHP: Heat Pump Packaged Unit | Heat Pump | 208 | 1 |  |  | No Match | No Match |  |  |  | 41500 | 2804 | 14.8 | 9 | 30000 | 2746 | 3.2 |  | Non Federally-Regulated | 10/06/1999 |  | 04/10/2000
Florida Heat Pump | Florida Heat Pump | EM096-1HZ |  | Water-Source | WBAHP: Heat Pump Packaged Unit | Heat Pump | 208 | 1 |  |  | No Match | No Match |  |  |  | 96000 | 7111 | 13.5 | 9 | 109000 | 6796 | 4.7 | 3.8 | Federally-Regulated Commercial & Industrial Equipment | 02/02/1998 |  | 03/31/1998
Climate Control / Snyder General | Electro-Hydronics | LHP10AP |  | Water-Source | WBAHP: Heat Pump Packaged Unit | Heat Pump | 460 | 3 |  |  | No Match | No Match |  |  |  | 107000 | 9000 | 11.9 | 9.2 | 120000 | 9200 | 3.8 | 2.5 | Non Federally-Regulated | 05/16/1984 |  | 08/29/1986
Climate Control / Snyder General | Electro-Hydronics | UC200F5 |  | Water-Source | WBAHP: Heat Pump Packaged Unit | Heat Pump | 208 | 1 |  |  | No Match | No Match |  |  |  | 20000 | 1880 | 10.7 | 7.5 | 25600 | 1920 | 3.9 | 2.5 | Non Federally-Regulated | 05/16/1984 |  | 08/29/1986
Snyder General Corp. | American Air Filter | FVW-60 |  | Water-Source | WBAHP: Heat Pump Packaged Unit | Heat Pump | 230 | 1 |  |  | No Match | No Match |  |  |  | 58000 | 5800 | 10 | 9 | 75000 | 6667 | 3.3 | 3.2 | Federally-Regulated Commercial & Industrial Equipment | 02/09/1989 |  | 07/27/1992
Waterfurnace International, Inc. | Waterfurnace International, Inc. | SXH068C3 |  | Ground-Water-Source | WBAHP: Heat Pump Packaged Unit | Heat Pump | 230 | 3 |  |  | No Match | No Match |  |  |  | 66000 | 5500 | 12 | 9 | 52000 | 5080 | 3 |  | Non Federally-Regulated | 01/30/1998 |  | 03/31/1998
Mammoth | Hydrobank II | D054VLE/HLE/DLE |  | Ground-Water-Source | WBAHP: Heat Pump Packaged Unit | Heat Pump | 230 | 1 |  |  | No Match | No Match |  |  |  | 54500 | 3978 | 13.7 | 9 | 42500 | 4016 | 3.1 |  | Non Federally-Regulated | 10/06/1999 |  | 04/10/2000
Florida Heat Pump | Florida Heat Pump | EM120-1CS | EM120-1AV | Ground-Water-Source | WBAHP-CB: Heat Pump Split Syst | Heat Pump | 230 | 1 |  |  | No Match | No Match |  |  |  | 121500 | 8617 | 14.1 | 9 | 92000 | 8423 | 3.2 |  | Non Federally-Regulated | 07/22/2002 |  | 03/12/2009
Mammoth | Hydrobank II | G025HLG |  | Ground-Water-Source | WBAHP: Heat Pump Packaged Unit | Heat Pump | 460 | 3 |  |  | No Match | No Match |  |  |  | 25000 | 1785 | 14 | 9 | 19000 | 1795 | 3.1 |  | Non Federally-Regulated | 01/18/2001 |  | 07/18/2002
Waterfurnace International, Inc. | Waterfurnace International, Inc. | SXH048C0 |  | Ground-Source | WBAHP: Heat Pump Packaged Unit | Heat Pump | 230 | 1 |  |  | No Match | No Match |  |  |  | 51500 | 3843 | 13.4 |  | 36000 | 3403 | 3.1 |  | Non Federally-Regulated | 03/31/1998 |  | 05/10/1998
Florida Heat Pump | Florida Heat Pump | EM060-1CF/HZ/VT |  | Ground-Water-Source | WBAHP: Heat Pump Packaged Unit | Heat Pump | 230 | 1 |  |  | No Match | No Match |  |  |  | 62500 | 4629 | 13.5 | 9 | 52000 | 4481 | 3.4 |  | Non Federally-Regulated | 05/29/2001 |  | 07/18/2002
Waterfurnace International, Inc. | WFI Industries, Ltd. | ZS036**0*4 |  | Water-Source | WBAHP: Heat Pump Packaged Unit | Heat Pump | 208 | 1 |  |  | No Match | Single-Speed |  |  |  | 33300 | 2220 | 15 | 12 | 40600 | 2479 | 4.8 | 4.2 | Federally-Regulated Commercial & Industrial Equipment | 06/14/2011 |  | 03/02/2012
Mammoth | Hydrobank II | F035VLE/HLE/DLE |  | Ground-Water-Source | WBAHP: Heat Pump Packaged Unit | Heat Pump | 230 | 3 |  |  | No Match | No Match |  |  |  | 37000 | 2642 | 14 | 9 | 28500 | 2693 | 3.1 |  | Non Federally-Regulated | 10/06/1999 |  | 04/10/2000
Waterfurnace International, Inc. | Johnson Controls | RJTV/RJTH049**4 |  | Ground-Water-Source | WBAHP: Heat Pump Packaged Unit | Heat Pump | 460 | 3 |  |  | No Match | Dual-Speed |  |  |  | 53200 | 2344 | 22.7 | 16.2 | 47200 | 2943 | 4.7 | 3.6 | Non Federally-Regulated | 01/24/2011 |  | 10/24/2014
McQuay International | McQuay | W-WD*/WL*/WM*-1-012-E |  | Water-Source | WBAHP-O: Heat Pump Packaged Un | Heat Pump | 208 | 1 |  |  | No Match | No Match |  |  |  | 11400 | 876 | 13 | 10 | 12800 | 986 | 3.8 |  | Federally-Regulated Commercial & Industrial Equipment | 09/21/2000 |  | 11/14/2000
Addison Products | Addison Products | DWPG017-1B-XL* |  | Ground-Water-Source | WBAHP: Heat Pump Packaged Unit | Heat Pump | 208 | 1 |  |  | No Match | No Match |  |  |  | 16300 | 1086 | 15 | 9 | 11500 | 1053 | 3.2 |  | Non Federally-Regulated | 12/14/1998 |  | 04/10/2000
Waterfurnace International, Inc. | Waterfurnace International, Inc. | VLH036A3 |  | Water-Source | WBAHP: Heat Pump Packaged Unit | Heat Pump | 208 | 3 |  |  | No Match | No Match |  |  |  | 34400 | 2796 | 12.3 | 10 | 43000 | 3231 | 3.9 |  | Federally-Regulated Commercial & Industrial Equipment | 12/14/1998 |  | 10/05/1999
McQuay / Snyder General | Electro-Hydronics | CW260F5 |  | Water-Source | WBAHP: Heat Pump Packaged Unit | Heat Pump | 208 | 1 |  |  | No Match | No Match |  |  |  | 26000 | 2450 | 10.6 | 7.5 | 31600 | 2500 | 3.7 | 2.5 | Non Federally-Regulated | 08/29/1986 |  | 05/11/1988
Carrier Corp. | Carrier | 50QXH0721 |  | Water-Source | WBAHP: Heat Pump Packaged Unit | Heat Pump | 575 | 3 |  |  | No Match | No Match |  |  |  | 71000 | 6228 | 11.4 | 9.2 | 92000 | 6420 | 4.2 |  | Federally-Regulated Commercial & Industrial Equipment | 09/25/1989 |  | 03/08/1996
Trane U.S. Inc. | Trane | WPVF0483 |  | Water-Source | WBAHP: Heat Pump Packaged Unit | Heat Pump | 208 | 3 |  |  | No Match | No Match |  |  |  | 46000 | 3382 | 13.6 | 10 | 54000 | 3767 | 4.2 |  | Federally-Regulated Commercial & Industrial Equipment | 10/05/1999 |  | 04/12/2000
Hydro Delta Corp. | Hydro Delta Corp. | 03-046-WTARW-HE |  | Ground-Water-Source | WBAHP: Heat Pump Packaged Unit | Heat Pump | 208 | 1 |  |  | No Match | No Match |  |  |  | 42000 | 3230 | 13 | 9 | 34200 | 3232 | 3.1 |  | Non Federally-Regulated | 10/06/1999 |  | 04/10/2000
Addison Products | Addison Products | HWPG012-8A* |  | Ground-Water-Source | WBAHP: Heat Pump Packaged Unit | Heat Pump | 265 | 1 |  |  | No Match | No Match |  |  |  | 12000 | 745 | 16.1 | 9 | 8900 | 766 | 3.4 |  | Non Federally-Regulated | 05/10/1998 |  | 10/02/1998
Waterfurnace International, Inc. | Geotility Geothermal Installations | ZS036**0*4 |  | Ground-Water-Source | WBAHP: Heat Pump Packaged Unit | Heat Pump | 208 | 1 |  |  | No Match | Single-Speed |  |  |  | 37700 | 1639 | 23 | 16.2 | 33000 | 2249 | 4.3 | 3.6 | Non Federally-Regulated | 06/14/2011 |  | 03/02/2012
Heat Controller | Heat Controller | HWPH64-1JC/1JBC |  | Ground-Water-Source | WBAHP: Heat Pump Packaged Unit | Heat Pump | 230 | 1 |  |  | No Match | No Match |  |  |  | 63500 | 5080 | 12.5 | 11 | 76000 | 6364 | 3.5 | 3.5 | Non Federally-Regulated | 03/31/1998 |  | 05/10/1998
ClimateMaster Inc. | Climate Master Series | HS/HL 096 F/H |  | Water-Source | WBAHP: Heat Pump Packaged Unit | Heat Pump | 460 | 3 |  |  | No Match | No Match |  |  |  | 95000 | 8636 | 11 | 9 | 114000 | 8792 | 3.8 | 3.8 | Federally-Regulated Commercial & Industrial Equipment | 02/02/1998 |  | 03/31/1998
Waterfurnace International, Inc. | Geosmart Energy, Inc. | YS060**1*0 |  | Water-Source | WBAHP: Heat Pump Packaged Unit | Heat Pump | 230 | 1 |  |  | No Match | Single-Speed |  |  |  | 58400 | 3973 | 14.7 | 12 | 72500 | 4829 | 4.4 | 4.2 | Federally-Regulated Commercial & Industrial Equipment | 01/24/2011 |  | 05/01/2015
Singer | Electro-Hydronics | VF140A3 |  | Water-Source | WBAHP: Heat Pump Packaged Unit | Heat Pump | 230 | 1 |  |  | No Match | No Match |  |  |  | 14000 | 1700 | 8.2 | 7.5 | 16500 | 1950 | 2.5 | 2.5 | Non Federally-Regulated | 01/05/1982 |  | 09/08/1982
ClimateMaster Inc. | Climate Master Series | GSV/GSH048 |  | Water-Source | WBAHP: Heat Pump Packaged Unit | Heat Pump | 208 | 1 |  |  | No Match | No Match |  |  |  | 46700 | 3198 | 14.6 | 10 | 55800 | 3406 | 4.8 |  | Federally-Regulated Commercial & Industrial Equipment | 10/05/1999 |  | 04/12/2000
Climate Control / Snyder General | Trane | WPVA33XG* |  | Water-Source | WBAHP: Heat Pump Packaged Unit | Heat Pump | 460 | 3 |  |  | No Match | No Match |  |  |  | 33000 | 3056 | 10.8 | 7.5 | 39000 | 3089 | 3.7 | 2.5 | Non Federally-Regulated | 05/16/1984 |  | 05/11/1988
McQuay / Snyder General | Electro-Hydronics | VF200G5 |  | Water-Source | WBAHP: Heat Pump Packaged Unit | Heat Pump | 208 | 1 |  |  | No Match | No Match |  |  |  | 19000 | 1780 | 10.7 | 9 | 25600 | 1920 | 3.9 | 3.2 | Non Federally-Regulated | 05/11/1988 |  | 03/15/1989
ClimateMaster Inc. | Climate Master | ACA/B060 |  | Ground-Water-Source | WBAHP: Heat Pump Packaged Unit | Heat Pump | 230 | 1 |  |  | No Match | Single-Speed |  |  |  | 63800 | 3127 | 20.4 | 16.2 | 58000 | 4250 | 4 | 3.6 | Non Federally-Regulated | 03/02/2012 |  | 06/09/2015
Florida Heat Pump | Geomaster, LLC | EV060-1CF/HZ/VT |  | Water-Source | WBAHP: Heat Pump Packaged Unit | Heat Pump | 230 | 1 |  |  | No Match | Single-Speed |  |  |  | 57500 | 4423 | 13 | 12 | 66000 | 4497 | 4.3 | 4.2 | Federally-Regulated Commercial & Industrial Equipment | 02/09/2009 |  | 12/12/2012
Climate Control / Snyder General | Electro-Hydronics | CC90F5 |  | Water-Source | WBAHP: Heat Pump Packaged Unit | Heat Pump | 208 | 1 |  |  | No Match | No Match |  |  |  | 9000 | 855 | 10.5 | 7.5 | 11000 | 920 | 3.5 | 2.5 | Non Federally-Regulated | 06/11/1985 |  | 08/29/1986
ClimateMaster Inc. | Carrier Corp. | 50YFV/H024 |  | Water-Source | WBAHP: Heat Pump Packaged Unit | Heat Pump | 208 | 1 |  |  | No Match | Single-Speed |  |  |  | 22000 | 1667 | 13.2 | 12 | 27700 | 1727 | 4.7 | 4.2 | Federally-Regulated Commercial & Industrial Equipment | 05/02/2012 |  | 04/22/2015
Addison Products | Addison Products | VGY018-8A |  | Water-Source | WBAHP: Heat Pump Packaged Unit | Heat Pump | 265 | 1 |  |  | No Match | No Match |  |  |  | 17600 | 1303 | 13.5 | 10 | 24200 | 1337 | 5.3 |  | Federally-Regulated Commercial & Industrial Equipment | 11/14/2000 |  | 03/22/2001
Econar | Econar | GH491 |  | Ground-Water-Source | WBAHP: Heat Pump Packaged Unit | Heat Pump | 208 | 1 |  |  | No Match | No Match |  |  |  | 43500 | 3717 | 11.7 | 11 | 66000 | 5227 | 3.7 | 3.5 | Non Federally-Regulated | 03/31/1998 |  | 05/10/1998
Waterfurnace International, Inc. | American Standard, Inc. | A1GC030***1**0 |  | Ground-Water-Source | WBAHP: Heat Pump Packaged Unit | Heat Pump | 208 | 1 |  |  | No Match | Single-Speed |  |  |  | 32900 | 1430 | 23 | 16.2 | 28300 | 2074 | 4 | 3.6 | Non Federally-Regulated | 08/23/2011 |  | 10/24/2014
McQuay International | McQuay | CCH/CCW036C-T |  | Water-Source | WBAHP: Heat Pump Packaged Unit | Heat Pump | 460 | 3 |  |  | No Match | No Match |  |  |  | 36000 | 2975 | 12.1 | 10 | 42500 | 3037 | 4.1 |  | Federally-Regulated Commercial & Industrial Equipment | 11/17/1999 |  | 09/21/2000
Waterfurnace International, Inc. | Eagle Mountain | ZS036**4*0 |  | Ground-Source | WBAHP: Heat Pump Packaged Unit | Heat Pump | 460 | 3 |  |  | No Match | Single-Speed |  |  |  | 34500 | 2078 | 16.6 | 13.4 | 26000 | 2309 | 3.3 | 3.1 | Non Federally-Regulated | 01/24/2011 |  | 04/19/2013
American Air Filter | Enercon | FHW-30 |  | Water-Source | WBAHP: Heat Pump Packaged Unit | Heat Pump | 460 | 3 |  |  | No Match | No Match |  |  |  | 28800 | 2619 | 11 | 9 | 34000 | 2624 | 3.8 | 3.2 | Non Federally-Regulated | 02/22/1990 |  | 07/31/1991
Addison Products | Addison Products | DWPG048-3B-XL* |  | Ground-Water-Source | WBAHP: Heat Pump Packaged Unit | Heat Pump | 208 | 3 |  |  | No Match | No Match |  |  |  | 47500 | 3298 | 14.4 | 9 | 34000 | 3214 | 3.1 |  | Non Federally-Regulated | 07/29/1998 |  | 10/02/1998
Mammoth | Geox | ZG030VHA |  | Water-Source | WBAHP: Heat Pump Packaged Unit | Heat Pump | 460 | 3 |  |  | No Match | No Match |  |  |  | 31000 | 2696 | 11.5 | 9 | 38500 | 2968 | 3.8 | 3.2 | Federally-Regulated Commercial & Industrial Equipment | 12/26/1990 |  | 07/27/1992
Carrier Corp. | Carrier | 50QXH0305 |  | Water-Source | WBAHP: Heat Pump Packaged Unit | Heat Pump | 230 | 3 |  |  | No Match | No Match |  |  |  | 30400 | 2521 | 12.1 | 9 | 39000 | 2858 | 4 | 3.2 | Non Federally-Regulated | 02/22/1990 |  | 07/31/1991
Florida Heat Pump | Energy Miser | HECS42-4 | HEAH42-4 | Water-Source | WBAHP-C: Heat Pump Split Syste | Heat Pump | 460 | 3 |  |  | No Match | No Match |  |  |  | 41500 | 3770 | 11 | 9 | 51000 | 3830 | 3.9 | 3.2 | Non Federally-Regulated | 02/22/1990 |  | 07/31/1991
Florida Heat Pump | Florida Heat Pump | GT018-2CS | GT018-2AV/AH | Ground-Water-Source | WBAHP-CB: Heat Pump Split Syst | Heat Pump | 265 | 1 |  |  | No Match | No Match |  |  |  | 16200 | 1012 | 16 | 9 | 11300 | 1034 | 3.2 |  | Non Federally-Regulated | 10/06/1999 |  | 04/10/2000
Florida Heat Pump | Energy Miser | LTV10-1 |  | Ground-Water-Source | WBAHP: Heat Pump Packaged Unit | Heat Pump | 208 | 1 |  |  | No Match | No Match |  |  |  | 9800 | 942 | 10.4 | 11 | 12000 | 1035 | 3.4 | 3.4 | Non Federally-Regulated | 07/31/1991 |  | 03/31/1998
Climate Control / Snyder General | Trane | WPHA14XC* |  | Water-Source | WBAHP: Heat Pump Packaged Unit | Heat Pump | 230 | 1 |  |  | No Match | No Match |  |  |  | 13500 | 1300 | 10.4 | 7.5 | 17500 | 1350 | 3.8 | 2.5 | Non Federally-Regulated | 05/16/1984 |  | 05/11/1988
ClimateMaster Inc. | Carrier Corp. | 50PSH/V006 |  | Water-Source | WBAHP: Heat Pump Packaged Unit | Heat Pump | 230 | 1 |  |  | No Match | Single-Speed |  |  |  | 6300 | 401 | 15.7 | 11.2 | 8000 | 434 | 5.4 | 4.2 | Federally-Regulated Commercial & Industrial Equipment | 10/24/2014 |  | 04/22/2015
Waterfurnace International, Inc. | Waterfurnace International, Inc. | VLV048A1 |  | Water-Source | WBAHP: Heat Pump Packaged Unit | Heat Pump | 208 | 1 |  |  | No Match | No Match |  |  |  | 45800 | 3606 | 12.7 | 10 | 57900 | 4040 | 4.2 |  | Federally-Regulated Commercial & Industrial Equipment | 12/14/1998 |  | 10/05/1999
ClimateMaster Inc. | Heat Controller | HTS060A | HAGV60 | Ground-Water-Source | WBAHP-CB: Heat Pump Split Syst | Heat Pump | 230 | 1 |  |  | No Match | Single-Speed | 1676 | 640 | 69 | 65300 | 3298 | 19.8 | 16.2 | 57700 | 3846 | 4.4 | 3.6 | Non Federally-Regulated | 09/15/2009 |  | 08/23/2011
American Air Filter | Enercon | DHW39 |  | Water-Source | WBAHP: Heat Pump Packaged Unit | Heat Pump | 460 | 3 |  |  | No Match | No Match |  |  |  | 39000 | 3615 | 10.8 | 7.5 | 44500 | 3620 | 3.6 | 2.5 | Non Federally-Regulated | 05/16/1984 |  | 06/11/1985
Mammoth | Sol-A-Terra II | F035VSB |  | Ground-Water-Source | WBAHP: Heat Pump Packaged Unit | Heat Pump | 208 | 3 |  |  | No Match | No Match |  |  |  | 36200 | 3415 | 10.6 | 11 | 45500 | 3809 | 3.5 | 3.4 | Non Federally-Regulated | 07/31/1991 |  | 03/31/1998
Florida Heat Pump | Energy Miser | LT 20CF -1 |  | Ground-Water-Source | WBAHP: Heat Pump Packaged Unit | Heat Pump | 208 | 1 |  |  | No Match | No Match |  |  |  | 20000 | 1960 | 10.2 |  | 22800 | 2025 | 3.3 |  | Non Federally-Regulated | 02/22/1990 |  | 07/31/1991
Enertech Global, LLC | Enertech | TXT036A |  | Ground-Source | WBAHP: Heat Pump Packaged Unit | Heat Pump | 230 | 1 |  |  | No Match | Single-Speed |  |  |  | 38900 | 2137 | 18.2 | 13.4 | 28500 | 2037 | 4.1 | 3.1 | Non Federally-Regulated | 01/24/2011 |  | 04/19/2013
Enertech Global, LLC | Enertech | HCT072D |  | Ground-Water-Source | WBAHP: Heat Pump Packaged Unit | Heat Pump | 208 | 1 |  |  | No Match | Single-Speed | 2967 | 710 | 1 | 77200 | 3676 | 21 | 16.2 | 72600 | 4948 | 4.3 | 3.6 | Non Federally-Regulated | 09/03/2012 |  | 12/12/2012
Solar Oriented Environmental Systems | S.O.E.S.I. | PSS-1200 (4) |  | Water-Source | WBAHP: Heat Pump Packaged Unit | Heat Pump | 230 | 1 |  |  | No Match | No Match |  |  |  | 152000 | 9844 | 15.4 | 7.5 | 160000 | 9936 | 4.7 | 2.2 | Non Federally-Regulated | 05/16/1984 |  | 06/11/1985
Waterfurnace International, Inc. | Waterfurnace International, Inc. | SXH036B3 |  | Water-Source | WBAHP: Heat Pump Packaged Unit | Heat Pump | 208 | 3 |  |  | No Match | No Match |  |  |  | 36000 | 2647 | 13.6 | 10 | 44500 | 2774 | 4.7 |  | Federally-Regulated Commercial & Industrial Equipment | 12/14/1998 |  | 10/05/1999
Waterfurnace International, Inc. | Waterfurnace International, Inc. | VLV036A3 |  | Water-Source | WBAHP: Heat Pump Packaged Unit | Heat Pump | 230 | 3 |  |  | No Match | No Match |  |  |  | 34800 | 2697 | 12.9 | 10 | 42000 | 2862 | 4.3 |  | Federally-Regulated Commercial & Industrial Equipment | 12/14/1998 |  | 10/05/1999
Florida Heat Pump | Florida Heat Pump | GT048-1CF/HZ/VT |  | Ground-Water-Source | WBAHP: Heat Pump Packaged Unit | Heat Pump | 208 | 1 |  |  | No Match | No Match |  |  |  | 48000 | 3692 | 13 | 9 | 37000 | 3613 | 3 |  | Non Federally-Regulated | 04/10/2000 |  | 05/29/2001
Command-Aire | Command-Aire | SWPHXR267E |  | Water-Source | WBAHP: Heat Pump Packaged Unit | Heat Pump | 265 | 1 |  |  | No Match | No Match |  |  |  | 24000 | 2160 | 11.1 | 9 | 32000 | 2340 | 4.1 | 3.2 | Non Federally-Regulated | 05/11/1988 |  | 03/15/1989
Snyder General Corp. | American Air Filter | HWH042C*F |  | Water-Source | WBAHP: Heat Pump Packaged Unit | Heat Pump | 208 | 3 |  |  | No Match | No Match |  |  |  | 40500 | 3522 | 11.5 | 9.3 | 49500 | 3831 | 3.8 | 3.8 | Non Federally-Regulated | 07/31/1991 |  | 03/31/1998
Waterfurnace International, Inc. | Extended Range | WXH/WXV031A*2*** |  | Water-Source | WBAHP-CB: Heat Pump Split Syst | Heat Pump | 265 | 1 |  |  | No Match | No Match |  |  |  | 32600 | 3075 | 10.6 | 9 | 38500 | 3418 | 3.3 |  | Non Federally-Regulated | 09/13/1989 |  | 07/27/1992
Waterfurnace International, Inc. | Rybacki - Hart Enterprises | ZS042**3*4 |  | Ground-Source | WBAHP: Heat Pump Packaged Unit | Heat Pump | 208 | 3 |  |  | No Match | Single-Speed |  |  |  | 42300 | 2286 | 18.5 | 13.4 | 29900 | 2368 | 3.7 | 3.1 | Non Federally-Regulated | 06/14/2011 |  | 04/19/2013
ClimateMaster Inc. | Climate Master Series | V100-32********** |  | Water-Source | WBAHP: Heat Pump Packaged Unit | Heat Pump | 208 | 3 |  |  | No Match | No Match |  |  |  | 101000 | 9700 | 10.4 | 9.2 | 109000 | 9400 | 3.4 |  | Non Federally-Regulated | 05/11/1988 |  | 03/15/1989
Geosystems, LLC | Geosystems, LLC | RGT-V036 |  | Ground-Water-Source | WBAHP: Heat Pump Packaged Unit | Heat Pump | 208 | 1 |  |  | No Match | Dual-Speed |  |  |  | 41500 | 1701 | 24.4 | 16.2 | 34000 | 2076 | 4.8 | 3.6 | Non Federally-Regulated | 03/02/2012 |  | 12/12/2012
McQuay / Snyder General | Electro-Hydronics | CCH042A*F |  | Water-Source | WBAHP: Heat Pump Packaged Unit | Heat Pump | 208 | 3 |  |  | No Match | No Match |  |  |  | 41000 | 3867 | 10.6 | 9 | 52000 | 4119 | 3.7 | 3.2 | Non Federally-Regulated | 05/11/1988 |  | 03/15/1989
Waterfurnace International, Inc. | Geotility Geothermal Installations | ZS060**4*1 |  | Ground-Source | WBAHP: Heat Pump Packaged Unit | Heat Pump | 460 | 3 |  |  | No Match | Single-Speed |  |  |  | 60900 | 3402 | 17.9 | 13.4 | 47100 | 3834 | 3.6 | 3.1 | Non Federally-Regulated | 01/24/2011 |  | 04/19/2013
Addison Products | Heat Controller | HWPH044-3JA/3JBA |  | Water-Source | WBAHP: Heat Pump Packaged Unit | Heat Pump | 230 | 3 |  |  | No Match | No Match |  |  |  | 41000 | 3727 | 11 | 10 | 51000 | 3932 | 3.8 |  | Federally-Regulated Commercial & Industrial Equipment | 10/05/1999 |  | 04/12/2000
Snyder General Corp. | McQuay | VE330GD |  | Water-Source | WBAHP: Heat Pump Packaged Unit | Heat Pump | 230 | 3 |  |  | No Match | No Match |  |  |  | 30800 | 2852 | 10.8 | 9 | 35000 | 2900 | 3.5 | 3.2 | Non Federally-Regulated | 02/22/1990 |  | 07/31/1991
Waterfurnace International, Inc. | Rybacki - Hart Enterprises | ZS060**5*0 |  | Ground-Source | WBAHP: Heat Pump Packaged Unit | Heat Pump | 575 | 3 |  |  | No Match | Single-Speed |  |  |  | 60900 | 3669 | 16.6 | 13.4 | 47100 | 4183 | 3.3 | 3.1 | Non Federally-Regulated | 01/24/2011 |  | 04/19/2013
Climate Control / Snyder General | Electro-Hydronics | FC260GD |  | Water-Source | WBAHP: Heat Pump Packaged Unit | Heat Pump | 230 | 3 |  |  | No Match | No Match |  |  |  | 26000 | 2450 | 10.6 | 7.5 | 31600 | 2500 | 3.7 | 2.5 | Non Federally-Regulated | 05/16/1984 |  | 08/29/1986
Waterfurnace International, Inc. | Waterfurnace International, Inc. | SXV010B0 |  | Water-Source | WBAHP: Heat Pump Packaged Unit | Heat Pump | 208 | 1 |  |  | No Match | No Match |  |  |  | 9800 | 653 | 15 | 10 | 12600 | 710 | 5.2 |  | Federally-Regulated Commercial & Industrial Equipment | 12/14/1998 |  | 10/05/1999
McQuay / Snyder General | Electro-Hydronics | LHP15AD |  | Water-Source | WBAHP: Heat Pump Packaged Unit | Heat Pump | 230 | 3 |  |  | No Match | No Match |  |  |  | 178000 | 16950 | 10.5 |  | 227000 | 17600 | 3.8 |  | Non Federally-Regulated | 05/11/1988 |  | 03/15/1989
McQuay / Snyder General | Electro-Hydronics | UW500GP |  | Water-Source | WBAHP: Heat Pump Packaged Unit | Heat Pump | 460 | 3 |  |  | No Match | No Match |  |  |  | 50000 | 4850 | 10.3 | 7.5 | 65000 | 4900 | 3.9 | 2.5 | Non Federally-Regulated | 08/29/1986 |  | 05/11/1988
Marvair | Marvair | WHP47HPA |  | Water-Source | WBAHP: Heat Pump Packaged Unit | Heat Pump | 208 | 1 |  |  | No Match | No Match |  |  |  | 46900 | 4264 | 11 | 9 | 59400 | 4581 | 3.8 | 3.2 | Non Federally-Regulated | 05/11/1988 |  | 03/15/1989
Marvair | Marvair | V360-B2-A |  | Water-Source | WBAHP: Heat Pump Packaged Unit | Heat Pump | 230 | 1 |  |  | No Match | No Match |  |  |  | 36000 | 3500 | 10.2 | 7.5 | 45000 | 3800 | 3.5 | 2.5 | Non Federally-Regulated | 01/05/1982 |  | 05/16/1984
Florida Heat Pump | Energy Miser | HECS23-2 | HEAH23-2 | Water-Source | WBAHP-C: Heat Pump Split Syste | Heat Pump | 265 | 1 |  |  | No Match | No Match |  |  |  | 22500 | 1830 | 12.3 | 9.3 | 27800 | 1940 | 4.2 | 3.8 | Non Federally-Regulated | 07/31/1991 |  | 03/31/1998
Addison Products | Addison Products | HGY048-1A |  | Ground-Water-Source | WBAHP: Heat Pump Packaged Unit | Heat Pump | 208 | 1 |  |  | No Match | No Match |  |  |  | 53900 | 4052 | 13.3 | 9 | 36800 | 3478 | 3.1 |  | Non Federally-Regulated | 11/14/2000 |  | 07/18/2002
Addison Products | Addison Products | HWPH032-1JRA/1JLA |  | Water-Source | WBAHP-CB: Heat Pump Split Syst | Heat Pump | 208 | 1 |  |  | No Match | No Match |  |  |  | 32200 | 2927 | 11 | 9 | 36200 | 3030 | 3.5 | 3.5 | Non Federally-Regulated | 10/05/1999 |  | 11/14/2000
Snyder General Corp. | American Air Filter | DVW-188 |  | Water-Source | WBAHP: Heat Pump Packaged Unit | Heat Pump | 230 | 3 |  |  | No Match | No Match |  |  |  | 188000 | 16621 | 11.3 |  | 222000 | 17583 | 3.7 | 3.8 | Non Federally-Regulated | 07/31/1991 |  | 03/31/1998
Waterfurnace International, Inc. | Waterfurnace International, Inc. | SXH036C0 |  | Ground-Water-Source | WBAHP: Heat Pump Packaged Unit | Heat Pump | 230 | 1 |  |  | No Match | No Match |  |  |  | 36400 | 2676 | 13.6 | 9 | 26000 | 2381 | 3.2 |  | Non Federally-Regulated | 12/14/1998 |  | 10/06/1999
Florida Heat Pump | Florida Heat Pump | GT062-3CF/HZ/VT |  | Water-Source | WBAHP-CB: Heat Pump Split Syst | Heat Pump | 208 | 3 |  |  | No Match | No Match |  |  |  | 61500 | 4920 | 12.5 | 9 | 78000 | 6014 | 3.8 | 3.5 | Non Federally-Regulated | 07/22/2002 |  | 03/12/2009
Waterfurnace International, Inc. | Geotility Geothermal Installations | ZS041**0*0 |  | Water-Source | WBAHP: Heat Pump Packaged Unit | Heat Pump | 230 | 1 |  |  | No Match | Single-Speed |  |  |  | 40000 | 2899 | 13.8 | 12 | 45000 | 3067 | 4.3 | 4.2 | Federally-Regulated Commercial & Industrial Equipment | 01/24/2011 |  | 04/19/2013
Waterfurnace International, Inc. | Waterfurnace International, Inc. | SXH030A1 |  | Ground-Water-Source | WBAHP: Heat Pump Packaged Unit | Heat Pump | 230 | 1 |  |  | No Match | No Match |  |  |  | 31800 | 2338 | 13.6 | 11 | 33400 | 2330 | 4.2 | 3.5 | Non Federally-Regulated | 03/31/1998 |  | 05/10/1998
ClimateMaster Inc. | Climate Master | GSS036BG | FK4CNF003 | Ground-Source | WBAHP-CB: Heat Pump Split Syst | Heat Pump | 230 | 1 |  |  | No Match | Single-Speed |  |  |  | 34700 | 2182 | 15.9 | 13.4 | 25900 | 2302 | 3.3 | 3.1 | Non Federally-Regulated | 09/15/2009 |  | 02/17/2011
Florida Heat Pump | Florida Heat Pump | EV048-1CF/HZ/VT |  | Ground-Water-Source | WBAHP: Heat Pump Packaged Unit | Heat Pump | 230 | 1 |  |  | No Match | Single-Speed |  |  |  | 55000 | 2670 | 20.6 | 16.2 | 47000 | 2670 | 4.2 | 3.6 | Non Federally-Regulated | 07/06/2011 |  | 12/12/2012
Waterfurnace International, Inc. | Waterfurnace International, Inc. | ATV056D3 |  | Ground-Water-Source | WBAHP: Heat Pump Packaged Unit | Heat Pump | 208 | 3 |  |  | No Match | No Match |  |  |  | 58000 | 3790 | 15.3 | 9 | 44500 | 4075 | 3.2 |  | Non Federally-Regulated | 12/14/1998 |  | 10/06/1999
ClimateMaster Inc. | Climate Master Series | VP/HP/DP048 F/H |  | Water-Source | WBAHP: Heat Pump Packaged Unit | Heat Pump | 230 | 3 |  |  | No Match | No Match |  |  |  | 48000 | 3555 | 13.5 | 10 | 57000 | 3795 | 4.4 |  | Federally-Regulated Commercial & Industrial Equipment | 10/05/1999 |  | 04/12/2000
ClimateMaster Inc. | Climate Master Series | CS/CL 007 |  | Water-Source | WBAHP-O: Heat Pump Packaged Un | Heat Pump | 208 | 1 |  |  | No Match | No Match |  |  |  | 6800 | 531 | 12.8 | 10 | 8600 | 547 | 4.6 |  | Federally-Regulated Commercial & Industrial Equipment | 02/02/1998 |  | 03/31/1998
Florida Heat Pump | Florida Heat Pump | GT026-3CS | GT026-1AV/AH | Ground-Water-Source | WBAHP-CB: Heat Pump Split Syst | Heat Pump | 208 | 3 |  |  | No Match | No Match |  |  |  | 26400 | 1899 | 13.9 | 9 | 19100 | 1805 | 3.1 |  | Non Federally-Regulated | 10/06/1999 |  | 04/10/2000
Command-Aire | Command-Aire | SWPV197 |  | Water-Source | WBAHP: Heat Pump Packaged Unit | Heat Pump | 265 | 1 |  |  | No Match | No Match |  |  |  | 18500 | 1680 | 11 | 9 | 24500 | 1800 | 4 | 3.2 | Federally-Regulated Commercial & Industrial Equipment | 01/23/1988 |  | 05/11/1988
Command-Aire | Command-Aire | SWPH-1233 |  | Water-Source | WBAHP: Heat Pump Packaged Unit | Heat Pump | 230 | 3 |  |  | No Match | No Match |  |  |  | 140000 | 15400 | 9.1 |  | 199000 | 14600 | 4 | 2.5 | Non Federally-Regulated | 06/11/1985 |  | 05/11/1988
Florida Heat Pump | Florida Heat Pump | BP007-1HZ/VT |  | Ground-Water-Source | WBAHP: Heat Pump Packaged Unit | Heat Pump | 230 | 1 |  |  | No Match | Single-Speed |  |  |  | 8400 | 334 | 25.1 | 16.2 | 7000 | 418 | 4.9 | 3.6 | Non Federally-Regulated | 06/14/2011 |  | 11/30/2011
Waterfurnace International, Inc. | Eagle Mountain | ZS030**2*0 |  | Ground-Source | WBAHP: Heat Pump Packaged Unit | Heat Pump | 265 | 1 |  |  | No Match | Single-Speed |  |  |  | 29000 | 1706 | 17 | 13.4 | 22800 | 1909 | 3.5 | 3.1 | Non Federally-Regulated | 01/24/2011 |  | 04/19/2013
Addison Products | Addison Products | VWPG054-3B-XL* |  | Ground-Water-Source | WBAHP: Heat Pump Packaged Unit | Heat Pump | 230 | 3 |  |  | No Match | No Match |  |  |  | 53000 | 3925 | 13.5 | 9 | 40000 | 3907 | 3 |  | Non Federally-Regulated | 05/10/1998 |  | 10/02/1998
ClimateMaster Inc. | Climate Master Series | 803-012-E******** |  | Water-Source | WBAHP: Heat Pump Packaged Unit | Heat Pump | 265 | 1 |  |  | No Match | No Match |  |  |  | 12400 | 1204 | 10.3 | 9 | 16200 | 1356 | 3.5 | 3.2 | Non Federally-Regulated | 02/22/1990 |  | 07/31/1991
Florida Heat Pump | Energy Miser | LT 70 CF -3 |  | Ground-Water-Source | WBAHP: Heat Pump Packaged Unit | Heat Pump | 208 | 3 |  |  | No Match | No Match |  |  |  | 65000 | 6130 | 10.6 | 11 | 80000 | 6895 | 3.4 | 3.4 | Non Federally-Regulated | 07/31/1991 |  | 03/31/1998
Florida Heat Pump | Florida Heat Pump | EM036-2CF/HZ/VT |  | Water-Source | WBAHP-CB: Heat Pump Split Syst | Heat Pump | 265 | 1 |  |  | No Match | No Match |  |  |  | 38000 | 2900 | 13.1 | 9 | 42000 | 3418 | 3.6 | 3.5 | Non Federally-Regulated | 07/22/2002 |  | 03/12/2009
ClimateMaster Inc. | Climate Master Series | 814-096-F******** |  | Water-Source | WBAHP: Heat Pump Packaged Unit | Heat Pump | 460 | 3 |  |  | No Match | No Match |  |  |  | 97000 | 8820 | 11 | 9.2 | 114000 | 8790 | 3.8 |  | Non Federally-Regulated | 05/11/1988 |  | 03/15/1989
Carrier Corp. | Carrier | 50QXH0365 |  | Water-Source | WBAHP: Heat Pump Packaged Unit | Heat Pump | 208 | 3 |  |  | No Match | No Match |  |  |  | 35800 | 2864 | 12.5 | 9 | 41500 | 3040 | 4 | 3.2 | Non Federally-Regulated | 10/10/1989 |  | 07/31/1991
ClimateMaster Inc. | Carrier Corp. | RVC/RHC009 4 |  | Water-Source | WBAHP: Heat Pump Packaged Unit | Heat Pump | 265 | 1 |  |  | No Match | Single-Speed |  |  |  | 8300 | 654 | 12.7 | 11.2 | 10800 | 736 | 4.3 | 4.2 | Federally-Regulated Commercial & Industrial Equipment | 02/09/2009 |  | 02/17/2011
ClimateMaster Inc. | Climate Master Series | 814-120-H******** |  | Water-Source | WBAHP: Heat Pump Packaged Unit | Heat Pump | 208 | 3 |  |  | No Match | No Match |  |  |  | 124000 | 11070 | 11.2 | 9.2 | 150000 | 11570 | 3.8 | 2.5 | Non Federally-Regulated | 02/22/1990 |  | 07/31/1991
American Air Filter | Enercon | CCW-15 |  | Water-Source | WBAHP-O: Heat Pump Packaged Un | Heat Pump | 230 | 1 |  |  | No Match | No Match |  |  |  | 14700 | 1295 | 11.4 | 9 | 16600 | 1325 | 3.7 | 3.2 | Non Federally-Regulated | 05/11/1988 |  | 03/15/1989
Florida Heat Pump | Geomaster, LLC | EC024-1CS | EC024-1AH/AV | Ground-Water-Source | WBAHP-CB: Heat Pump Split Syst | Heat Pump | 208 | 1 |  |  | No Match | Single-Speed |  |  |  | 27600 | 1366 | 20.2 | 16.2 | 23300 | 1366 | 3.7 | 3.6 | Non Federally-Regulated | 04/30/2009 |  | 04/20/2015
Waterfurnace International, Inc. | Waterfurnace International, Inc. | SXH024C0 |  | Ground-Water-Source | WBAHP: Heat Pump Packaged Unit | Heat Pump | 230 | 1 |  |  | No Match | No Match |  |  |  | 27000 | 1741 | 15.5 | 9 | 18000 | 1551 | 3.4 |  | Non Federally-Regulated | 01/30/1998 |  | 03/31/1998
Waterfurnace International, Inc. | Waterfurnace International, Inc. | SXH036A0 |  | Ground-Water-Source | WBAHP: Heat Pump Packaged Unit | Heat Pump | 230 | 1 |  |  | No Match | No Match |  |  |  | 36400 | 2676 | 13.6 | 9 | 26000 | 2381 | 3.2 |  | Non Federally-Regulated | 01/30/1998 |  | 03/31/1998
Waterfurnace International, Inc. | Eagle Mountain | GCC/GCW/GCS/GCE18*2 |  | Ground-Source | WBAHP-O: Heat Pump Packaged Un | Heat Pump | 265 | 1 |  |  | No Match | Single-Speed |  |  |  | 16600 | 1099 | 15.1 | 13.4 | 13300 | 1257 | 3.1 | 3.1 | Non Federally-Regulated | 01/24/2011 |  | 04/19/2013
Carrier Corp. - Syracuse | Carrier | 50QXH0725 |  | Water-Source | WBAHP: Heat Pump Packaged Unit | Heat Pump | 230 | 3 |  |  | No Match | No Match |  |  |  | 72000 | 6288 | 11.5 | 9.2 | 92000 | 6420 | 4.2 | 2.5 | Non Federally-Regulated | 02/22/1990 |  | 07/31/1991
Waterfurnace International, Inc. | Waterfurnace International, Inc. | ATV045D0(P) |  | Ground-Source | WBAHP: Heat Pump Packaged Unit | Heat Pump | 208 | 1 |  |  | No Match | No Match |  |  |  | 27800 | 1323 | 21 |  | 19600 | 1472 | 3.9 |  | Non Federally-Regulated | 03/31/1998 |  | 05/10/1998
Hydro Delta Corp. | Hydro Delta Corp. | 03-054-WTARWD-HE |  | Water-Source | WBAHP-CB: Heat Pump Split Syst | Heat Pump | 208 | 1 |  |  | No Match | No Match |  |  |  | 55000 | 4435 | 12.4 | 9 | 64000 | 5208 | 3.6 | 3.5 | Non Federally-Regulated | 10/05/1999 |  | 04/12/2000
Trane U.S. Inc. | Trane | GSHC0241A |  | Ground-Water-Source | WBAHP: Heat Pump Packaged Unit | Heat Pump | 208 | 1 |  |  | No Match | No Match |  |  |  | 24800 | 1589 | 15.6 | 9 | 18800 | 1899 | 2.9 |  | Non Federally-Regulated | 10/06/1999 |  | 07/18/2002
ClimateMaster Inc. | Climate Master | GSS030BG | FK4CNF003 | Ground-Source | WBAHP-CB: Heat Pump Split Syst | Heat Pump | 208 | 1 |  |  | No Match | Single-Speed |  |  |  | 29800 | 1817 | 16.4 | 13.4 | 21500 | 1801 | 3.5 | 3.1 | Non Federally-Regulated | 09/15/2009 |  | 02/17/2011
Command-Aire | Command-Aire | SWPXR414E |  | Water-Source | WBAHP: Heat Pump Packaged Unit | Heat Pump | 460 | 3 |  |  | No Match | No Match |  |  |  | 42000 | 3780 | 11.1 | 9 | 53000 | 3880 | 4 | 3.2 | Federally-Regulated Commercial & Industrial Equipment | 01/23/1988 |  | 05/11/1988
Command-Aire | Command-Aire | SWP-1533 |  | Water-Source | WBAHP: Heat Pump Packaged Unit | Heat Pump | 230 | 3 |  |  | No Match | No Match |  |  |  | 169000 | 18500 | 9.1 |  | 235000 | 18900 | 3.7 | 2.5 | Non Federally-Regulated | 06/11/1985 |  | 05/11/1988
Florida Heat Pump | Florida Heat Pump | EM012-1CF/HZ/VT |  | Water-Source | WBAHP-CB: Heat Pump Split Syst | Heat Pump | 208 | 1 |  |  | No Match | No Match |  |  |  | 12500 | 1136 | 11 | 9 | 14600 | 1222 | 3.5 | 3.5 | Non Federally-Regulated | 07/22/2002 |  | 03/12/2009
Command-Aire | Command-Aire | SWPC-091 |  | Water-Source | WBAHP: Heat Pump Packaged Unit | Heat Pump | 208 | 1 |  |  | No Match | No Match |  |  |  | 9700 | 1100 | 8.8 | 9 | 12000 | 1150 | 3.1 | 3.2 | Non Federally-Regulated | 05/11/1988 |  | 03/15/1989
Snyder General Corp. | McQuay | LWP22AP |  | Water-Source | WBAHP: Heat Pump Packaged Unit | Heat Pump | 460 | 3 |  |  | No Match | No Match |  |  |  | 240400 | 20550 | 11.7 |  | 270000 | 21400 | 3.7 | 2.5 | Non Federally-Regulated | 02/22/1990 |  | 07/31/1991
Waterfurnace International, Inc. | Trane Unitary Products Group | T1GC036***1**4 |  | Ground-Source | WBAHP: Heat Pump Packaged Unit | Heat Pump | 208 | 1 |  |  | No Match | Single-Speed |  |  |  | 34500 | 1994 | 17.3 | 13.4 | 26000 | 2177 | 3.5 | 3.1 | Non Federally-Regulated | 08/23/2011 |  | 03/02/2012
Enertech Global, LLC | Enertech | TST054 | ACD048 | Ground-Water-Source | WBAHP-C: Heat Pump Split Syste | Heat Pump | 230 | 1 |  |  | No Match | Single-Speed |  |  |  | 57000 | 2969 | 19.2 | 16.2 | 49700 | 3824 | 3.8 | 3.6 | Non Federally-Regulated | 11/25/2009 |  | 08/23/2011
Florida Heat Pump | Geomaster, LLC | EV024-1CS | EV024-1AV/AH | Water-Source | WBAHP-CB: Heat Pump Split Syst | Heat Pump | 208 | 1 |  |  | No Match | Single-Speed |  |  |  | 24500 | 1750 | 14 | 12 | 31900 | 2227 | 4.2 | 4.2 | Federally-Regulated Commercial & Industrial Equipment | 06/15/2009 |  | 12/12/2012
McQuay / Snyder General | Electro-Hydronics | WE90C3 |  | Water-Source | WBAHP: Heat Pump Packaged Unit | Heat Pump | 230 | 1 |  |  | No Match | No Match |  |  |  | 8700 | 825 | 10.5 | 7.5 | 10000 | 850 | 3.4 | 2.5 | Non Federally-Regulated | 08/29/1986 |  | 05/11/1988
California Heat Pump | Aqua-Matic | 11H**-13-** |  | Water-Source | WBAHP: Heat Pump Packaged Unit | Heat Pump | 265 | 1 |  |  | No Match | No Match |  |  |  | 10800 | 982 | 11 | 7.5 | 14000 | 1100 | 3.7 | 2.5 | Non Federally-Regulated | 06/11/1985 |  | 05/11/1988
McQuay / Snyder General | Electro-Hydronics | HC70A3 |  | Water-Source | WBAHP: Heat Pump Packaged Unit | Heat Pump | 230 | 1 |  |  | No Match | No Match |  |  |  | 6900 | 640 | 10.7 | 7.5 | 8800 | 680 | 3.8 | 2.5 | Non Federally-Regulated | 08/29/1986 |  | 05/11/1988
Carrier Corp. | Carrier | 50QEV0606 |  | Water-Source | WBAHP: Heat Pump Packaged Unit | Heat Pump | 460 | 3 |  |  | No Match | No Match |  |  |  | 60000 | 5080 | 11.8 | 9 | 70000 | 5106 | 4 | 3.2 | Non Federally-Regulated | 02/22/1990 |  | 07/31/1991
Florida Heat Pump | Geosystems, LLC | CFS-*048 |  | Water-Source | WBAHP: Heat Pump Packaged Unit | Heat Pump | 230 | 1 |  |  | No Match | Single-Speed |  |  |  | 48500 | 3489 | 13.9 | 12 | 56500 | 3379 | 4.9 | 4.2 | Federally-Regulated Commercial & Industrial Equipment | 09/03/2012 |  | 12/12/2012
Florida Heat Pump | Bosch | CP024-1HZ/VT |  | Ground-Water-Source | WBAHP: Heat Pump Packaged Unit | Heat Pump | 208 | 1 |  |  |  | Single-Speed |  |  |  | 28400 | 1011 | 28.1 | 16.2 | 23700 | 1510 | 4.6 | 3.6 | Non Federally-Regulated | 04/22/2015 |  | 05/01/2015
Florida Heat Pump | Florida Heat Pump | CE061-1CF/HZ/VT |  | Water-Source | WBAHP: Heat Pump Packaged Unit | Heat Pump | 230 | 1 |  |  | No Match | Dual-Speed |  |  |  | 60000 | 4285 | 14 | 12 | 72000 | 4489 | 4.7 | 4.2 | Federally-Regulated Commercial & Industrial Equipment | 06/14/2011 |  | 04/22/2015
Mammoth | Hydrobank II | G035VHG |  | Water-Source | WBAHP: Heat Pump Packaged Unit | Heat Pump | 460 | 3 |  |  | No Match | No Match |  |  |  | 37000 | 2624 | 14.1 | 10 | 45000 | 2866 | 4.6 |  | Federally-Regulated Commercial & Industrial Equipment | 05/23/2000 |  | 11/14/2000
McQuay International | McQuay | W-FDD/FDE/FME-1-060-F |  | Water-Source | WBAHP: Heat Pump Packaged Unit | Heat Pump | 230 | 3 |  |  | No Match | No Match |  |  |  | 58000 | 5321 | 10.9 | 10 | 78000 | 5859 | 3.9 |  | Federally-Regulated Commercial & Industrial Equipment | 09/21/2000 |  | 03/12/2009
Enertech Global, LLC | Enertech | GCT048C2 |  | Ground-Source | WBAHP: Heat Pump Packaged Unit | Heat Pump | 230 | 3 |  |  | No Match | Single-Speed |  |  |  | 48300 | 2808 | 17.2 | 13.4 | 38600 | 2901 | 3.9 | 3.1 | Non Federally-Regulated | 12/12/2012 |  | 04/21/2014
California Heat Pump | California Heat Pump | CHP-26H*-32-** |  | Water-Source | WBAHP: Heat Pump Packaged Unit | Heat Pump | 208 | 3 |  |  | No Match | No Match |  |  |  | 24500 | 3050 | 8 | 7.5 | 30000 | 3200 | 2.7 | 2.5 | Non Federally-Regulated | 01/05/1982 |  | 09/08/1982
McQuay / Snyder General | Electro-Hydronics | WM75C3 |  | Water-Source | WBAHP: Heat Pump Packaged Unit | Heat Pump | 230 | 1 |  |  | No Match | No Match |  |  |  | 6900 | 645 | 10.7 | 7.5 | 9500 | 730 | 3.8 | 2.5 | Non Federally-Regulated | 08/29/1986 |  | 05/11/1988
Enertech Global, LLC | Enertech | HXT024C2 |  | Ground-Source | WBAHP: Heat Pump Packaged Unit | Heat Pump | 208 | 3 |  |  | No Match | Single-Speed |  |  |  | 27500 | 1256 | 21.9 | 13.4 | 19700 | 1228 | 4.7 | 3.1 | Non Federally-Regulated | 03/02/2012 |  | 04/21/2014
McQuay / Snyder General | Electro-Hydronics | LWP15AP |  | Water-Source | WBAHP: Heat Pump Packaged Unit | Heat Pump | 460 | 3 |  |  | No Match | No Match |  |  |  | 178000 | 16950 | 10.5 |  | 227000 | 17600 | 3.8 |  | Non Federally-Regulated | 05/11/1988 |  | 03/15/1989
Florida Heat Pump | Florida Heat Pump | GT024-4CS | GT024-4AH/AV | Ground-Water-Source | WBAHP-CB: Heat Pump Split Syst | Heat Pump | 460 | 3 |  |  | No Match | No Match |  |  |  | 24000 | 1791 | 13.4 | 9 | 17500 | 1654 | 3.1 |  | Non Federally-Regulated | 07/16/2001 |  | 07/18/2002
Command-Aire | Command-Aire | SWP-1844 |  | Water-Source | WBAHP: Heat Pump Packaged Unit | Heat Pump | 460 | 3 |  |  | No Match | No Match |  |  |  | 206000 | 22700 | 9.1 |  | 286000 | 23100 | 3.6 | 2.5 | Non Federally-Regulated | 06/11/1985 |  | 01/23/1988
American Air Filter | Enercon | VW49 |  | Water-Source | WBAHP: Heat Pump Packaged Unit | Heat Pump | 230 | 3 |  |  | No Match | No Match |  |  |  | 49000 | 4470 | 11 | 7.5 | 62000 | 5260 | 3.5 | 2.5 | Non Federally-Regulated | 06/11/1985 |  | 05/11/1988
Florida Heat Pump | Florida Heat Pump | EM009-1CS | EM009-1AH/AV | Water-Source | WBAH: Heating Only Packaged Un | Heat Pump | 230 | 1 |  |  | No Match | No Match |  |  |  | 10200 | 857 | 11.9 | 9 | 12800 | 1041 | 3.6 | 3.5 | Non Federally-Regulated | 07/22/2002 |  | 03/12/2009
Jacobsen Energy Ind., Inc. | Thermaflo II | 36***4**** |  | Water-Source | WBAHP: Heat Pump Packaged Unit | Heat Pump | 230 | 3 |  |  | No Match | No Match |  |  |  | 36500 | 3100 | 11.8 | 7.5 | 43800 | 3425 | 3.7 | 2.5 | Non Federally-Regulated | 06/11/1985 |  | 05/11/1988
California Heat Pump | Trane | WPHB-0432 |  | Water-Source | WBAHP: Heat Pump Packaged Unit | Heat Pump | 230 | 1 |  |  | No Match | No Match |  |  |  | 43000 | 3840 | 11.2 | 7.5 | 47000 | 3720 | 3.7 | 2.5 | Non Federally-Regulated | 06/11/1985 |  | 05/11/1988
Waterfurnace International, Inc. | Standard Range | WSH/WSV049A*1*** |  | Water-Source | WBAHP: Heat Pump Packaged Unit | Heat Pump | 230 | 1 |  |  | No Match | No Match |  |  |  | 50500 | 4856 | 10.4 | 9 | 60500 | 4923 | 3.6 | 3.2 | Federally-Regulated Commercial & Industrial Equipment | 09/13/1989 |  | 10/10/1989
Florida Heat Pump | Geomaster, LLC | AU035-1CS | AU035-1AV/AH | Water-Source | WBAHP-CB: Heat Pump Split Syst | Heat Pump | 208 | 1 |  |  | No Match | Single-Speed |  |  |  | 35300 | 2469 | 14.3 | 12 | 42200 | 2631 | 4.7 | 4.2 | Federally-Regulated Commercial & Industrial Equipment | 04/23/2009 |  | 12/12/2012
Waterfurnace International, Inc. | Johnson Controls | NBV/NBH038**0*4 |  | Water-Source | WBAHP: Heat Pump Packaged Unit | Heat Pump | 230 | 1 |  |  | No Match | Single-Speed |  |  |  | 39000 | 2167 | 18 | 12 | 40300 | 2187 | 5.4 | 4.2 | Federally-Regulated Commercial & Industrial Equipment | 09/03/2012 |  | 01/09/2014
Waterfurnace International, Inc. | Johnson Controls | RGSV/RGSH060**0*4 |  | Water-Source | WBAHP: Heat Pump Packaged Unit | Heat Pump | 230 | 1 |  |  | No Match | Single-Speed |  |  |  | 58400 | 3817 | 15.3 | 12 | 72500 | 4521 | 4.7 | 4.2 | Federally-Regulated Commercial & Industrial Equipment | 06/14/2011 |  | 03/02/2012
Hydro Delta Corp. | Hydro Delta Corp. | 03-054-WTARW-HM |  | Water-Source | WBAHP-CB: Heat Pump Split Syst | Heat Pump | 230 | 1 |  |  | No Match | No Match |  |  |  | 56000 | 4480 | 12.5 | 9 | 65000 | 5148 | 3.7 | 3.5 | Non Federally-Regulated | 02/02/1998 |  | 10/02/1998
Geoflex Systems, Inc. | Geoflex Systems, Inc. | GS1S-V/H/D/M-024WADBP |  | Ground-Source | WBAHP: Heat Pump Packaged Unit | Both Heat Pump and Electric Re | 460 | 3 |  |  | No Match | Single-Speed |  |  |  | 21100 | 1071 | 19.7 | 13.4 | 15100 | 1165 | 3.8 | 3.1 | Non Federally-Regulated | 03/02/2012 |  | 01/09/2014
Florida Heat Pump | Florida Heat Pump | GT054-5VT/HZ/CF |  | Ground-Water-Source | WBAHP: Heat Pump Packaged Unit | Heat Pump | 575 | 3 |  |  | No Match | No Match |  |  |  | 53000 | 4240 | 12.5 | 11 | 62000 | 4659 | 3.9 | 3.5 | Non Federally-Regulated | 03/31/1998 |  | 05/10/1998
Florida Heat Pump | Geomaster, LLC | EC041-1CF/HZ/VT |  | Water-Source | WBAHP: Heat Pump Packaged Unit | Heat Pump | 230 | 1 |  |  | No Match | Single-Speed |  |  |  | 38000 | 3040 | 12.5 | 12 | 49000 | 3418 | 4.2 | 4.2 | Federally-Regulated Commercial & Industrial Equipment | 04/23/2009 |  | 04/20/2015
Florida Heat Pump | Florida Heat Pump | GT048-5CF/HZ/VT |  | Ground-Water-Source | WBAHP: Heat Pump Packaged Unit | Heat Pump | 575 | 3 |  |  | No Match | No Match |  |  |  | 49000 | 3602 | 13.6 | 9 | 37000 | 3188 | 3.4 |  | Non Federally-Regulated | 07/22/2002 |  | 03/12/2009
Waterfurnace International, Inc. | Waterfurnace International, Inc. | NDV/NDH049G1*4 |  | Ground-Water-Source | WBAHP: Heat Pump Packaged Unit | Heat Pump | 230 | 1 |  |  | No Match | Dual-Speed |  |  |  | 56200 | 2294 | 24.5 | 16.2 | 46300 | 2950 | 4.6 | 3.6 | Non Federally-Regulated | 09/03/2012 |  | 04/19/2013
ClimateMaster Inc. | Climate Master Series | PDW 18 | AH08-U17R30K | Ground-Source | WBAHP-CB: Heat Pump Split Syst | Heat Pump | 230 | 1 |  |  | No Match | No Match |  |  |  | 18500 | 1217 | 15.2 |  | 13500 | 1198 | 3.3 |  | Non Federally-Regulated | 03/31/1998 |  | 05/10/1998
Florida Heat Pump | Energy Miser | HEV12A-1 |  | Water-Source | WBAHP: Heat Pump Packaged Unit | Heat Pump | 230 | 1 |  |  | No Match | No Match |  |  |  | 11500 | 1045 | 11 | 9.3 | 14500 | 1120 | 3.8 | 3.8 | Non Federally-Regulated | 07/31/1991 |  | 03/31/1998
Hydro Delta Corp. | Hydro Delta Corp. | 03-054-WTAR-HE |  | Ground-Water-Source | WBAHP: Heat Pump Packaged Unit | Heat Pump | 208 | 1 |  |  | No Match | No Match |  |  |  | 53500 | 4147 | 12.9 | 9 | 40400 | 4384 | 2.7 |  | Non Federally-Regulated | 01/21/2000 |  | 04/10/2000
ClimateMaster Inc. | Climate Master Series | 803-030-F******** |  | Water-Source | WBAHP: Heat Pump Packaged Unit | Heat Pump | 460 | 3 |  |  | No Match | No Match |  |  |  | 30000 | 2900 | 10.3 | 9 | 40500 | 3200 | 3.7 | 3.2 | Non Federally-Regulated | 05/11/1988 |  | 03/15/1989
ClimateMaster Inc. | Climate Master Series | HS/VS060G |  | Water-Source | WBAHP: Heat Pump Packaged Unit | Heat Pump | 230 | 1 |  |  | No Match | No Match |  |  |  | 62000 | 5535 | 11.2 | 10 | 75000 | 5782 | 3.8 |  | Federally-Regulated Commercial & Industrial Equipment | 11/14/2000 |  | 01/18/2001
Singer | Electro-Hydronics | UC240C5 |  | Water-Source | WBAHP: Heat Pump Packaged Unit | Heat Pump | 208 | 1 |  |  | No Match | No Match |  |  |  | 24000 | 2850 | 8.4 | 7.5 | 28400 | 2900 | 2.9 | 2.5 | Non Federally-Regulated | 09/08/1982 |  | 05/16/1984
Waterfurnace International, Inc. | Waterfurnace International, Inc. | SXH058C4 |  | Water-Source | WBAHP: Heat Pump Packaged Unit | Heat Pump | 460 | 3 |  |  | No Match | No Match |  |  |  | 55000 | 4044 | 13.6 | 10 | 69000 | 4493 | 4.5 |  | Federally-Regulated Commercial & Industrial Equipment | 12/14/1998 |  | 10/05/1999
Snyder General Corp. | McQuay | LHP25BD |  | Water-Source | WBAHP: Heat Pump Packaged Unit | Heat Pump | 230 | 3 |  |  | No Match | No Match |  |  |  | 256000 | 22000 | 11.6 |  | 284000 | 22400 | 3.7 | 2.5 | Non Federally-Regulated | 02/22/1990 |  | 07/31/1991
Waterfurnace International, Inc. | Rybacki - Hart Enterprises | GS018**0*0 |  | Ground-Water-Source | WBAHP: Heat Pump Packaged Unit | Heat Pump | 208 | 1 |  |  | No Match | Single-Speed |  |  |  | 20700 | 812 | 25.5 | 16.2 | 18400 | 1226 | 4.4 | 3.6 | Non Federally-Regulated | 01/24/2011 |  | 04/19/2013
Florida Heat Pump | Florida Heat Pump | EM031-2CS | EM031-2AH/AV | Water-Source | WBAH: Heating Only Packaged Un | Heat Pump | 265 | 1 |  |  | No Match | No Match |  |  |  | 34500 | 2695 | 12.8 | 9 | 41000 | 3336 | 3.6 | 3.5 | Non Federally-Regulated | 07/22/2002 |  | 03/12/2009
Waterfurnace International, Inc. | Waterfurnace International, Inc. | E048**1(P) |  | Ground-Water-Source | WBAHP: Heat Pump Packaged Unit | Heat Pump | 230 | 1 |  |  | No Match | No Match |  |  |  | 29400 | 1420 | 20.7 | 9 | 21500 | 1657 | 3.8 |  | Non Federally-Regulated | 05/24/2001 |  | 07/18/2002
McQuay International | McQuay | CCW036E-G |  | Water-Source | WBAHP: Heat Pump Packaged Unit | Heat Pump | 230 | 1 |  |  | No Match | No Match |  |  |  | 35300 | 2674 | 13.2 | 10 | 40500 | 2825 | 4.2 |  | Federally-Regulated Commercial & Industrial Equipment | 12/14/1998 |  | 09/21/2000
Trane U.S. Inc. | Command-Aire | GSHC0241B |  | Water-Source | WBAHP-CB: Heat Pump Split Syst | Heat Pump | 208 | 1 |  |  | No Match | No Match |  |  |  | 26600 | 1602 | 16.6 | 9 | 29800 | 2359 | 3.7 | 3.5 | Non Federally-Regulated | 10/05/1999 |  | 04/12/2000
Carrier Corp. | Carrier | 50QEV0606 |  | Water-Source | WBAHP: Heat Pump Packaged Unit | Heat Pump | 460 | 3 |  |  | No Match | No Match |  |  |  | 60000 | 4900 | 12.2 | 9 | 70000 | 5106 | 4 | 3.2 | Non Federally-Regulated | 03/15/1989 |  | 02/05/1990
Waterfurnace International, Inc. | Waterfurnace International, Inc. | SXH016A1 |  | Water-Source | WBAHP: Heat Pump Packaged Unit | Heat Pump | 208 | 1 |  |  | No Match | No Match |  |  |  | 16000 | 1185 | 13.5 | 9.3 | 20400 | 1195 | 5 | 3.8 | Federally-Regulated Commercial & Industrial Equipment | 03/31/1998 |  | 05/10/1998
Waterfurnace International, Inc. | Waterfurnace International, Inc. | SXH030B4 |  | Water-Source | WBAHP-CB: Heat Pump Split Syst | Heat Pump | 460 | 3 |  |  | No Match | No Match |  |  |  | 31800 | 2338 | 13.6 | 9 | 33400 | 2330 | 4.2 | 3.5 | Non Federally-Regulated | 08/21/1998 |  | 10/02/1998
Singer | Electro-Hydronics | CC260B3 |  | Water-Source | WBAHP: Heat Pump Packaged Unit | Heat Pump | 230 | 1 |  |  | No Match | No Match |  |  |  | 24000 | 2850 | 8.4 | 7.5 | 28500 | 2900 | 2.9 | 2.5 | Non Federally-Regulated | 01/05/1982 |  | 09/08/1982
Addison Products | Addison Products | HWPH054-3JC/3JBC |  | Water-Source | WBAHP: Heat Pump Packaged Unit | Heat Pump | 230 | 3 |  |  | No Match | No Match |  |  |  | 50000 | 4237 | 11.8 | 9.3 | 68000 | 5109 | 3.9 | 3.8 | Federally-Regulated Commercial & Industrial Equipment | 03/31/1998 |  | 05/10/1998
Trane U.S. Inc. | Trane | EXHE0302 |  | Ground-Source | WBAHP: Heat Pump Packaged Unit | Heat Pump | 230 | 1 |  |  | No Match | Single-Speed |  |  |  | 30600 | 1769 | 17.3 | 13.4 | 22400 | 1774 | 3.7 | 3.1 | Non Federally-Regulated | 06/14/2011 |  | 08/15/2014
Mammoth | Hydrobank II | D024HHJ |  | Water-Source | WBAHP: Heat Pump Packaged Unit | Heat Pump | 208 | 1 |  |  | No Match | No Match |  |  |  | 23600 | 2247 | 10.5 | 10 | 30800 | 2313 | 3.9 |  | Federally-Regulated Commercial & Industrial Equipment | 01/18/2001 |  | 03/12/2009
Florida Heat Pump | Geosystems, LLC | CFS-*048 |  | Water-Source | WBAHP: Heat Pump Packaged Unit | Heat Pump | 208 | 1 |  |  | No Match | Single-Speed |  |  |  | 48500 | 3489 | 13.9 | 12 | 56500 | 3379 | 4.9 | 4.2 | Federally-Regulated Commercial & Industrial Equipment | 09/03/2012 |  | 12/12/2012
Addison Products | Addison Products | HWPH064-1JC/1JBC |  | Water-Source | WBAHP-CB: Heat Pump Split Syst | Heat Pump | 208 | 1 |  |  | No Match | No Match |  |  |  | 63500 | 5080 | 12.5 | 9 | 76000 | 6362 | 3.5 | 3.5 | Non Federally-Regulated | 10/05/1999 |  | 09/21/2000
Singer | Electro-Hydronics | CC400B3 |  | Water-Source | WBAHP: Heat Pump Packaged Unit | Heat Pump | 230 | 1 |  |  | No Match | No Match |  |  |  | 40000 | 4350 | 9.2 | 7.5 | 43000 | 4500 | 2.8 | 2.5 | Non Federally-Regulated | 01/05/1982 |  | 09/08/1982
Snyder General Corp. | McQuay | VF200F3 |  | Water-Source | WBAHP: Heat Pump Packaged Unit | Heat Pump | 230 | 1 |  |  | No Match | No Match |  |  |  | 19000 | 1780 | 10.7 | 9 | 25600 | 1920 | 3.9 | 3.2 | Non Federally-Regulated | 02/22/1990 |  | 07/31/1991
Geoflex Systems, Inc. | Geoflex Systems, Inc. | GF1T-V/H/D/M-038WAABP |  | Water-Source | WBAHP: Heat Pump Packaged Unit | Both Heat Pump and Electric Re | 208 | 1 |  |  | No Match | Dual-Speed |  |  |  | 36500 | 2267 | 16.1 | 12 | 44800 | 2431 | 5.4 | 4.2 | Federally-Regulated Commercial & Industrial Equipment | 11/30/2011 |  | 03/02/2012
Mammoth | Hydrobank II | G031VLG |  | Ground-Water-Source | WBAHP: Heat Pump Packaged Unit | Heat Pump | 460 | 3 |  |  | No Match | No Match |  |  |  | 30000 | 2290 | 13.1 | 9 | 23800 | 2249 | 3.1 |  | Non Federally-Regulated | 07/22/2002 |  | 03/12/2009
Waterfurnace International, Inc. | Eagle Mountain | ZS070**0*1 |  | Water-Source | WBAHP: Heat Pump Packaged Unit | Heat Pump | 208 | 1 |  |  | No Match | Single-Speed |  |  |  | 63000 | 4406 | 14.3 | 12 | 79000 | 4926 | 4.7 | 4.2 | Federally-Regulated Commercial & Industrial Equipment | 01/24/2011 |  | 03/02/2012
Hydro Delta Corp. | Hydro Delta Corp. | 03-046-WTARW-HM |  | Water-Source | WBAHP-CB: Heat Pump Split Syst | Heat Pump | 208 | 1 |  |  | No Match | No Match |  |  |  | 43000 | 3495 | 12.3 | 9 | 51000 | 3932 | 3.8 | 3.5 | Non Federally-Regulated | 10/05/1999 |  | 04/12/2000
American Air Filter | Enercon | EHW-101 |  | Water-Source | WBAHP: Heat Pump Packaged Unit | Heat Pump | 200 | 3 |  |  | No Match | No Match |  |  |  | 101000 | 9439 | 10.7 | 9.2 | 124000 | 10383 | 3.5 |  | Non Federally-Regulated | 05/11/1988 |  | 03/15/1989
Mammoth | Hydrobank II | D031VLG |  | Ground-Water-Source | WBAHP: Heat Pump Packaged Unit | Heat Pump | 208 | 1 |  |  | No Match | No Match |  |  |  | 29800 | 2274 | 13.1 | 9 | 23600 | 2230 | 3.1 |  | Non Federally-Regulated | 07/22/2002 |  | 03/12/2009
Trane U.S. Inc. | Trane | EXHE0368 |  | Water-Source | WBAHP: Heat Pump Packaged Unit | Heat Pump | 230 | 3 |  |  | No Match | Single-Speed |  |  |  | 35100 | 2208 | 15.9 | 12 | 42000 | 2322 | 5.3 | 4.2 | Federally-Regulated Commercial & Industrial Equipment | 06/14/2011 |  | 08/15/2014
Florida Heat Pump | Energy Miser | LTH40-1 |  | Ground-Water-Source | WBAHP: Heat Pump Packaged Unit | Heat Pump | 208 | 1 |  |  | No Match | No Match |  |  |  | 36400 | 3250 | 11.2 | 11 | 42000 | 3515 | 3.5 | 3.4 | Non Federally-Regulated | 07/31/1991 |  | 03/31/1998
Climate Control / Snyder General | Trane | WPHA26XE* |  | Water-Source | WBAHP: Heat Pump Packaged Unit | Heat Pump | 208 | 3 |  |  | No Match | No Match |  |  |  | 26000 | 2453 | 10.6 | 7.5 | 31600 | 2503 | 3.7 | 2.5 | Non Federally-Regulated | 05/16/1984 |  | 05/11/1988
Waterfurnace International, Inc. | Geosmart Energy, Inc. | YS048**1*4 |  | Water-Source | WBAHP: Heat Pump Packaged Unit | Heat Pump | 230 | 1 |  |  | No Match | Single-Speed |  |  |  | 47700 | 3077 | 15.5 | 12 | 56000 | 3419 | 4.8 | 4.2 | Federally-Regulated Commercial & Industrial Equipment | 01/24/2011 |  | 05/01/2015
Waterfurnace International, Inc. | Waterfurnace International, Inc. | ATV066D1 |  | Ground-Water-Source | WBAHP: Heat Pump Packaged Unit | Heat Pump | 230 | 1 |  |  | No Match | No Match |  |  |  | 67000 | 5000 | 13.4 | 9 | 50000 | 4884 | 3 |  | Non Federally-Regulated | 01/30/1998 |  | 10/02/1998
Singer | Electro-Hydronics | WM190C5 |  | Water-Source | WBAHP: Heat Pump Packaged Unit | Heat Pump | 208 | 1 |  |  | No Match | No Match |  |  |  | 18000 | 1850 | 9.7 | 7.5 | 22600 | 6850 | 3.3 | 2.5 | Non Federally-Regulated | 01/05/1982 |  | 09/08/1982
Waterfurnace International, Inc. | Waterfurnace International, Inc. | P056**0 |  | Water-Source | WBAHP: Heat Pump Packaged Unit | Heat Pump | 208 | 1 |  |  | No Match | No Match |  |  |  | 56200 | 3649 | 15.4 | 10 | 66800 | 4349 | 4.5 |  | Federally-Regulated Commercial & Industrial Equipment | 05/19/2000 |  | 02/17/2011
Waterfurnace International, Inc. | Geotility Geothermal Installations | GS012**2*0 |  | Water-Source | WBAHP: Heat Pump Packaged Unit | Heat Pump | 265 | 1 |  |  | No Match | Single-Speed |  |  |  | 11700 | 760 | 15.4 | 11.2 | 14000 | 837 | 4.9 | 4.2 | Federally-Regulated Commercial & Industrial Equipment | 01/24/2011 |  | 12/12/2012
Singer | Electro-Hydronics | WM190C3 |  | Water-Source | WBAHP: Heat Pump Packaged Unit | Heat Pump | 230 | 1 |  |  | No Match | No Match |  |  |  | 18200 | 1825 | 10 | 7.5 | 22600 | 2000 | 3.3 | 2.5 | Non Federally-Regulated | 09/08/1982 |  | 05/16/1984
Climate Control / Snyder General | Electro-Hydronics | CC610F3 |  | Water-Source | WBAHP: Heat Pump Packaged Unit | Heat Pump | 230 | 1 |  |  | No Match | No Match |  |  |  | 61500 | 5850 | 10.5 | 7.5 | 69000 | 5790 | 3.5 | 2.5 | Non Federally-Regulated | 05/16/1984 |  | 06/11/1985
Command-Aire | Command-Aire | SWPH261E |  | Water-Source | WBAHP: Heat Pump Packaged Unit | Heat Pump | 208 | 1 |  |  | No Match | No Match |  |  |  | 24000 | 2190 | 11 | 7.5 | 32000 | 2340 | 4.1 | 2.5 | Non Federally-Regulated | 06/11/1985 |  | 01/23/1988
Waterfurnace International, Inc. | Waterfurnace International, Inc. | NSZ048A0 | NRAC048* | Ground-Water-Source | WBAHP-CB: Heat Pump Split Syst | Heat Pump | 230 | 1 |  |  | No Match | Single-Speed |  |  |  | 48900 | 2055 | 23.8 | 16.2 | 45100 | 2937 | 4.5 | 3.6 | Non Federally-Regulated | 01/24/2011 |  | 10/24/2014
Waterfurnace International, Inc. | Johnson Controls | RGSV/RGSH036**4*1 |  | Water-Source | WBAHP: Heat Pump Packaged Unit | Heat Pump | 460 | 3 |  |  | No Match | Single-Speed |  |  |  | 33300 | 2220 | 15 | 12 | 40600 | 2479 | 4.8 | 4.2 | Federally-Regulated Commercial & Industrial Equipment | 01/24/2011 |  | 03/02/2012
Marvair | Marvair | H-V345-A1-A |  | Water-Source | WBAHP: Heat Pump Packaged Unit | Heat Pump | 208 | 1 |  |  | No Match | No Match |  |  |  | 34000 | 3500 | 10 | 7.5 | 41000 | 3850 | 3.1 | 2.5 | Non Federally-Regulated | 08/30/1983 |  | 05/16/1984
Hydron Module | Hydron Module | CS-WW46 |  | Ground-Water-Source | WBAHP: Heat Pump Packaged Unit | Heat Pump | 230 | 1 |  |  | No Match | No Match |  |  |  | 40000 | 2900 | 13.8 | 9 | 37000 | 3400 | 3.2 |  | Non Federally-Regulated | 02/26/2003 |  | 03/12/2009
Florida Heat Pump | Geomaster, LLC | EC060-3CF/HZ/VT |  | Ground-Source | WBAHP: Heat Pump Packaged Unit | Heat Pump | 230 | 3 |  |  | No Match | Single-Speed |  |  |  | 63600 | 4327 | 14.7 | 13.4 | 50000 | 4443 | 3.3 | 3.1 | Non Federally-Regulated | 04/30/2009 |  | 04/20/2015
McQuay International | McQuay | CCH/CCW030C-T |  | Water-Source | WBAHP: Heat Pump Packaged Unit | Heat Pump | 460 | 3 |  |  | No Match | No Match |  |  |  | 30000 | 2500 | 12 | 10 | 37000 | 2779 | 3.9 |  | Federally-Regulated Commercial & Industrial Equipment | 11/17/1999 |  | 09/21/2000
Command-Aire | Command-Aire | SWP-461 |  | Water-Source | WBAHP: Heat Pump Packaged Unit | Heat Pump | 208 | 1 |  |  | No Match | No Match |  |  |  | 46000 | 4800 | 9.6 | 9 | 55000 | 4600 | 3.5 | 3.2 | Non Federally-Regulated | 02/22/1990 |  | 07/31/1991
Waterfurnace International, Inc. | Waterfurnace International, Inc. | P010**0 |  | Ground-Water-Source | WBAHP: Heat Pump Packaged Unit | Heat Pump | 208 | 1 |  |  | No Match | No Match |  |  |  | 9900 | 642 | 15.4 | 9 | 7400 | 657 | 3.3 |  | Non Federally-Regulated | 07/22/2002 |  | 06/27/2003
McQuay International | McQuay | CCW060E-G |  | Water-Source | WBAHP: Heat Pump Packaged Unit | Heat Pump | 230 | 1 |  |  | No Match | No Match |  |  |  | 55000 | 4365 | 12.6 | 10 | 67000 | 4675 | 4.2 |  | Federally-Regulated Commercial & Industrial Equipment | 02/02/1998 |  | 03/31/1998
ClimateMaster Inc. | Trane | WPHA40XC* |  | Water-Source | WBAHP: Heat Pump Packaged Unit | Heat Pump | 230 | 1 |  |  | No Match | No Match |  |  |  | 42000 | 3850 | 10.9 | 9 | 52000 | 4100 | 3.7 | 3.2 | Non Federally-Regulated | 05/11/1988 |  | 03/15/1989
Waterfurnace International, Inc. | Waterfurnace International, Inc. | NSV/NSH018F1*4 |  | Ground-Water-Source | WBAHP: Heat Pump Packaged Unit | Heat Pump | 230 | 1 |  |  | No Match | Single-Speed |  |  |  | 21000 | 784 | 26.8 | 16.2 | 19000 | 1185 | 4.7 | 3.6 | Non Federally-Regulated | 05/02/2012 |  | 04/19/2013
Florida Heat Pump | Florida Heat Pump | GT018-2CF/HZ/VT |  | Water-Source | WBAHP: Heat Pump Packaged Unit | Heat Pump | 265 | 1 |  |  | No Match | No Match |  |  |  | 16200 | 1045 | 15.5 | 10 | 19000 | 1070 | 5.2 |  | Federally-Regulated Commercial & Industrial Equipment | 04/12/2000 |  | 02/17/2011
Geoflex Systems, Inc. | Geoflex Systems, Inc. | GF1S-V/H/D/M-042WACBP |  | Water-Source | WBAHP: Heat Pump Packaged Unit | Both Heat Pump and Electric Re | 230 | 3 |  |  | No Match | Single-Speed |  |  |  | 38600 | 2121 | 18.2 | 12 | 45500 | 2299 | 5.8 | 4.2 | Federally-Regulated Commercial & Industrial Equipment | 11/30/2011 |  | 03/02/2012
McQuay International | McQuay | FCV/FCW/VWH/VWW060B-G |  | Water-Source | WBAHP: Heat Pump Packaged Unit | Heat Pump | 208 | 1 |  |  | No Match | No Match |  |  |  | 58000 | 5321 | 10.9 | 10 | 78000 | 5861 | 3.9 |  | Federally-Regulated Commercial & Industrial Equipment | 02/02/1998 |  | 03/31/1998
Inter-City Products Corp. | McQuay | LHP20AK |  | Water-Source | WBAHP: Heat Pump Packaged Unit | Heat Pump | 208 | 3 |  |  | No Match | No Match |  |  |  | 214000 | 18000 | 11.9 |  | 240000 | 18400 | 3.8 | 3.8 | Non Federally-Regulated | 07/31/1991 |  | 03/31/1998
Snyder General Corp. | McQuay | CCW048A*G |  | Water-Source | WBAHP: Heat Pump Packaged Unit | Heat Pump | 208 | 1 |  |  | No Match | No Match |  |  |  | 48000 | 4350 | 11 | 9 | 55000 | 4425 | 3.6 | 3.2 | Non Federally-Regulated | 02/22/1990 |  | 07/31/1991
Command-Aire | Command-Aire | SWPH614E |  | Water-Source | WBAHP: Heat Pump Packaged Unit | Heat Pump | 460 | 3 |  |  | No Match | No Match |  |  |  | 62000 | 5640 | 11 | 7.5 | 78000 | 5710 | 4 | 2.5 | Non Federally-Regulated | 06/11/1985 |  | 01/23/1988
Florida Heat Pump | Energy Miser | HECS27-1 | HEAH27-1 | Water-Source | WBAHP-C: Heat Pump Split Syste | Heat Pump | 208 | 1 |  |  | No Match | No Match |  |  |  | 25600 | 2190 | 11.7 | 9 | 33400 | 2450 | 4 | 3.2 | Non Federally-Regulated | 02/22/1990 |  | 07/31/1991
Addison Products | Addison Products | WSH029-1AR |  | Water-Source | WBAHP: Heat Pump Packaged Unit | Heat Pump | 208 | 1 |  |  | No Match | No Match |  |  |  | 28300 | 2021 | 14 | 9.3 | 34900 | 2176 | 4.7 | 3.8 | Federally-Regulated Commercial & Industrial Equipment | 03/31/1998 |  | 05/10/1998
Addison Products | Addison Products | HWPH054-4JC/4JBC |  | Water-Source | WBAHP: Heat Pump Packaged Unit | Heat Pump | 460 | 3 |  |  | No Match | No Match |  |  |  | 50000 | 4237 | 11.8 | 10 | 68000 | 5109 | 3.9 |  | Federally-Regulated Commercial & Industrial Equipment | 12/14/1998 |  | 11/14/2000
ClimateMaster Inc. | Climate Master Series | HS/HL/VS/VL015E |  | Water-Source | WBAHP: Heat Pump Packaged Unit | Heat Pump | 265 | 1 |  |  | No Match | No Match |  |  |  | 14100 | 1281 | 11 | 10 | 18800 | 1377 | 4 |  | Federally-Regulated Commercial & Industrial Equipment | 01/18/2001 |  | 11/19/2001
ClimateMaster Inc. | Climate Master Series | GRV/GRH060AH |  | Ground-Water-Source | WBAHP: Heat Pump Packaged Unit | Heat Pump | 230 | 3 |  |  | No Match | No Match |  |  |  | 59500 | 4440 | 13.4 | 9 | 45000 | 4120 | 3.2 |  | Non Federally-Regulated | 07/22/2002 |  | 03/12/2009
American Air Filter | Enercon | GVW-23 |  | Water-Source | WBAHP: Heat Pump Packaged Unit | Heat Pump | 208 | 1 |  |  | No Match | No Match |  |  |  | 23400 | 2228 | 10.5 | 9 | 29000 | 2300 | 3.7 | 3.2 | Non Federally-Regulated | 02/22/1990 |  | 07/31/1991
Climate Control / Snyder General | Electro-Hydronics | CW90F3 |  | Water-Source | WBAHP: Heat Pump Packaged Unit | Heat Pump | 230 | 1 |  |  | No Match | No Match |  |  |  | 9000 | 855 | 10.5 | 7.5 | 11000 | 920 | 3.5 | 2.5 | Non Federally-Regulated | 06/11/1985 |  | 08/29/1986
McQuay International | McQuay | WCCH/WCCW-060-K |  | Water-Source | WBAHP-CB: Heat Pump Split Syst | Heat Pump | 460 | 3 |  |  | No Match | No Match |  |  |  | 64300 | 4434 | 14.5 | 9 | 79100 | 6263 | 3.7 | 3.5 | Non Federally-Regulated | 11/19/2002 |  | 03/12/2009
Addison Products | Addison Products | VWPG024-1B-XL* |  | Ground-Water-Source | WBAHP: Heat Pump Packaged Unit | Heat Pump | 230 | 1 |  |  | No Match | No Match |  |  |  | 22000 | 1560 | 14.1 | 9 | 16000 | 1512 | 3.1 |  | Non Federally-Regulated | 12/14/1998 |  | 04/10/2000
Waterfurnace International, Inc. | Waterfurnace International, Inc. | ATH057*1 |  | Ground-Water-Source | WBAHP: Heat Pump Packaged Unit | Heat Pump | 208 | 1 |  |  | No Match | No Match |  |  |  | 60000 | 4761 | 12.6 | 9 | 42000 | 4101 | 3 |  | Non Federally-Regulated | 10/06/1999 |  | 05/19/2000
Enertech Global, LLC | Enertech | GTC060 | ACD060 | Ground-Source | WBAHP-C: Heat Pump Split Syste | Heat Pump | 208 | 1 |  |  | No Match | Single-Speed |  |  |  | 62100 | 3764 | 16.5 | 13.4 | 49500 | 4386 | 3.3 | 3.1 | Non Federally-Regulated | 11/25/2009 |  | 08/23/2011
Waterfurnace International, Inc. | Waterfurnace International, Inc. | SXH048B0 |  | Water-Source | WBAHP-CB: Heat Pump Split Syst | Heat Pump | 230 | 1 |  |  | No Match | No Match |  |  |  | 52000 | 4000 | 13 | 9 | 55500 | 4066 | 4 | 3.5 | Non Federally-Regulated | 02/02/1998 |  | 10/02/1998
McQuay / Snyder General | Electro-Hydronics | WE090C3 |  | Water-Source | WBAHP: Heat Pump Packaged Unit | Heat Pump | 230 | 1 |  |  | No Match | No Match |  |  |  | 8700 | 825 | 10.5 | 9 | 10000 | 850 | 3.4 | 3.2 | Non Federally-Regulated | 05/11/1988 |  | 03/15/1989
Florida Heat Pump | Florida Heat Pump | EM012-1CS | EM012-1AV/AH | Water-Source | WBAHP-C: Heat Pump Split Syste | Heat Pump | 230 | 1 |  |  | No Match | No Match |  |  |  | 11300 | 1008 | 11.2 | 10 | 14300 | 1074 | 3.9 |  | Federally-Regulated Commercial & Industrial Equipment | 10/05/1999 |  | 04/12/2000
Carrier Corp. | Carrier | 50QEH0425 |  | Water-Source | WBAHP: Heat Pump Packaged Unit | Heat Pump | 230 | 3 |  |  | No Match | No Match |  |  |  | 42000 | 3529 | 11.9 | 9 | 50000 | 3856 | 3.8 | 3.2 | Non Federally-Regulated | 02/22/1990 |  | 07/31/1991
Florida Heat Pump | Florida Heat Pump | EP042-1HZ/VT |  | Ground-Source | WBAHP: Heat Pump Packaged Unit | Heat Pump | 230 | 1 |  |  | No Match | Single-Speed |  |  |  | 42000 | 1981 | 21.2 | 13.4 | 28000 | 2001 | 4.1 | 3.1 | Non Federally-Regulated | 01/24/2011 |  | 06/14/2011
Command-Aire | Command-Aire | SWP261E |  | Water-Source | WBAHP: Heat Pump Packaged Unit | Heat Pump | 230 | 1 |  |  | No Match | No Match |  |  |  | 24000 | 2160 | 11.1 | 7.5 | 32000 | 2340 | 4.1 | 2.5 | Non Federally-Regulated | 05/16/1984 |  | 06/11/1985
Jacobsen Energy Ind., Inc. | Thermaflo II | 12***3**** |  | Water-Source | WBAHP: Heat Pump Packaged Unit | Heat Pump | 230 | 1 |  |  | No Match | No Match |  |  |  | 12000 | 1250 | 9.6 | 7.5 | 16000 | 1400 | 3.2 | 2.5 | Non Federally-Regulated | 08/29/1986 |  | 05/11/1988
ClimateMaster Inc. | Carrier Corp. | 50PRH/V048 3 |  | Ground-Source | WBAHP: Heat Pump Packaged Unit | Heat Pump | 208 | 1 |  |  | No Match | Single-Speed |  |  |  | 49000 | 3333 | 14.7 | 13.4 | 36400 | 3138 | 3.4 | 3.1 | Non Federally-Regulated | 01/24/2011 |  | 08/23/2011
Friedrich Air Conditioning Co. | Climate Master Series | 804-120-H******** |  | Water-Source | WBAHP: Heat Pump Packaged Unit | Heat Pump | 230 | 3 |  |  | No Match | No Match |  |  |  | 124000 | 12200 | 10.2 | 9.2 | 137000 | 11500 | 3.5 | 2.5 | Non Federally-Regulated | 05/16/1984 |  | 08/29/1986
Waterfurnace International, Inc. | Waterfurnace International, Inc. | SXH024*1 |  | Water-Source | WBAHP: Heat Pump Packaged Unit | Heat Pump | 230 | 1 |  |  | No Match | No Match |  |  |  | 25500 | 1688 | 15.1 | 10 | 30700 | 1697 | 5.3 |  | Federally-Regulated Commercial & Industrial Equipment | 10/05/1999 |  | 05/19/2000
Waterfurnace International, Inc. | Waterfurnace International, Inc. | SXV048C3 |  | Ground-Source | WBAHP: Heat Pump Packaged Unit | Heat Pump | 208 | 3 |  |  | No Match | No Match |  |  |  | 51500 | 3843 | 13.4 |  | 36000 | 3403 | 3.1 |  | Non Federally-Regulated | 03/31/1998 |  | 05/10/1998
Addison Products | Addison Products | HGY096-5A |  | Ground-Water-Source | WBAHP: Heat Pump Packaged Unit | Heat Pump | 575 | 3 |  |  | No Match | No Match |  |  |  | 95700 | 7909 | 12.1 | 9 | 78200 | 8486 | 2.7 |  | Non Federally-Regulated | 11/14/2000 |  | 01/24/2002
Florida Heat Pump | Geomaster, LLC | EC007-2CF/HZ/VT |  | Ground-Source | WBAHP: Heat Pump Packaged Unit | Heat Pump | 265 | 1 |  |  | No Match | Single-Speed |  |  |  | 6500 | 433 | 15 | 13.4 | 4500 | 412 | 3.2 | 3.1 | Non Federally-Regulated | 04/30/2009 |  | 04/20/2015
Enertech Global, LLC | Enertech | GTC060 | ACD060 | Ground-Source | WBAHP-C: Heat Pump Split Syste | Heat Pump | 208 | 1 |  |  | No Match | Single-Speed |  |  |  | 62100 | 3930 | 15.8 | 13.4 | 49500 | 4267 | 3.4 | 3.1 | Non Federally-Regulated | 08/23/2011 |  | 04/19/2013
Command-Aire | Command-Aire | SWP-603 |  | Water-Source | WBAHP: Heat Pump Packaged Unit | Heat Pump | 208 | 3 |  |  | No Match | No Match |  |  |  | 71300 | 7500 | 9.5 | 7.5 | 98700 | 7150 | 4 | 2.2 | Non Federally-Regulated | 01/05/1982 |  | 05/16/1984
Florida Heat Pump | Florida Heat Pump | EM031-3HZ |  | Water-Source | WBAHP: Heat Pump Packaged Unit | Heat Pump | 208 | 3 |  |  | No Match | No Match |  |  |  | 32000 | 2285 | 14 | 9.3 | 42000 | 2735 | 4.5 | 3.8 | Federally-Regulated Commercial & Industrial Equipment | 03/31/1998 |  | 05/10/1998
Trane U.S. Inc. | Trane | EXHE0242 |  | Ground-Source | WBAHP: Heat Pump Packaged Unit | Heat Pump | 230 | 1 |  |  | No Match | Single-Speed |  |  |  | 24200 | 1440 | 16.8 | 13.4 | 17800 | 1449 | 3.6 | 3.1 | Non Federally-Regulated | 06/14/2011 |  | 08/15/2014
Florida Heat Pump | Energy Miser | HE9CF-1 |  | Water-Source | WBAHP: Heat Pump Packaged Unit | Heat Pump | 230 | 1 |  |  | No Match | No Match |  |  |  | 9000 | 820 | 11 | 9.3 | 12400 | 910 | 4 | 3.8 | Non Federally-Regulated | 07/31/1991 |  | 03/31/1998
Waterfurnace International, Inc. | Waterfurnace International, Inc. | SXV010C1 |  | Ground-Source | WBAHP: Heat Pump Packaged Unit | Heat Pump | 208 | 1 |  |  | No Match | No Match |  |  |  | 9900 | 642 | 15.4 |  | 7400 | 657 | 3.3 |  | Non Federally-Regulated | 03/31/1998 |  | 05/10/1998
Florida Heat Pump | Florida Heat Pump | TA071-1CS | DX071 | Ground-Source | WBAHP-CB: Heat Pump Split Syst | Both Heat Pump and Electric Re | 208 | 1 |  |  | No Match | Dual-Speed | 3702 | 840 | 1 | 69200 | 4523 | 15.3 | 13.4 | 53100 | 4577 | 3.4 | 3.1 | Non Federally-Regulated | 11/30/2011 |  | 03/02/2012
Waterfurnace International, Inc. | Waterfurnace International, Inc. | SXV042B1 |  | Ground-Source | WBAHP: Heat Pump Packaged Unit | Heat Pump | 230 | 1 |  |  | No Match | No Match |  |  |  | 44500 | 3201 | 13.9 |  | 31800 | 2824 | 3.3 |  | Non Federally-Regulated | 03/31/1998 |  | 05/10/1998
Marvair | Marvair | V/H480-A |  | Water-Source | WBAHP: Heat Pump Packaged Unit | Heat Pump | 208 | 1 |  |  | No Match | No Match |  |  |  | 51000 | 5180 | 9.8 | 7.5 | 62000 | 6050 | 3 | 2.5 | Non Federally-Regulated | 06/11/1985 |  | 05/11/1988
Waterfurnace International, Inc. | Geotility Geothermal Installations | ZS015**2*0 |  | Water-Source | WBAHP: Heat Pump Packaged Unit | Heat Pump | 265 | 1 |  |  | No Match | Single-Speed |  |  |  | 14000 | 933 | 15 | 11.2 | 16500 | 1007 | 4.8 | 4.2 | Federally-Regulated Commercial & Industrial Equipment | 01/24/2011 |  | 04/19/2013
Singer | Electro-Hydronics | FW450D6 |  | Water-Source | WBAHP: Heat Pump Packaged Unit | Heat Pump | 208 | 1 |  |  | No Match | No Match |  |  |  | 40000 | 4350 | 9.2 | 7.5 | 43000 | 4500 | 2.8 | 2.5 | Non Federally-Regulated | 09/08/1982 |  | 05/16/1984
Florida Heat Pump | Florida Heat Pump | EM060-5CS | EM060-5AH/AV | Ground-Water-Source | WBAHP-CB: Heat Pump Split Syst | Heat Pump | 575 | 3 |  |  | No Match | No Match |  |  |  | 60000 | 4615 | 13 | 9 | 80000 | 5327 | 4.4 |  | Non Federally-Regulated | 07/22/2002 |  | 03/12/2009
Florida Heat Pump | Geomaster, LLC | ES048-1CS | ES048-1AV/AH | Water-Source | WBAHP-CB: Heat Pump Split Syst | Heat Pump | 230 | 1 |  |  | No Match | Single-Speed |  |  |  | 47500 | 3393 | 14 | 12 | 57000 | 3482 | 4.8 | 4.2 | Federally-Regulated Commercial & Industrial Equipment | 06/15/2009 |  | 06/23/2011
Addison Products | Addison Products | HGY096-3A |  | Ground-Water-Source | WBAHP: Heat Pump Packaged Unit | Heat Pump | 208 | 3 |  |  | No Match | No Match |  |  |  | 95700 | 7909 | 12.1 | 9 | 78200 | 6943 | 3.3 |  | Non Federally-Regulated | 01/24/2002 |  | 07/18/2002
Waterfurnace International, Inc. | Rybacki - Hart Enterprises | ZS070**3*0 |  | Water-Source | WBAHP: Heat Pump Packaged Unit | Heat Pump | 208 | 3 |  |  | No Match | Single-Speed |  |  |  | 63000 | 4437 | 14.2 | 12 | 79000 | 5262 | 4.4 | 4.2 | Federally-Regulated Commercial & Industrial Equipment | 01/24/2011 |  | 04/19/2013
Waterfurnace International, Inc. | Johnson Controls | RKV/RKH048**0*0 |  | Water-Source | WBAHP: Heat Pump Packaged Unit | Heat Pump | 208 | 1 |  |  | No Match | Single-Speed |  |  |  | 46400 | 2994 | 15.5 | 12 | 53100 | 3176 | 4.9 | 4.2 | Federally-Regulated Commercial & Industrial Equipment | 09/03/2012 |  | 01/09/2014
California Heat Pump | California Heat Pump | 11H**-12-** |  | Water-Source | WBAHP: Heat Pump Packaged Unit | Heat Pump | 208 | 1 |  |  | No Match | No Match |  |  |  | 10800 | 982 | 11 | 7.5 | 14000 | 1100 | 3.7 | 2.5 | Non Federally-Regulated | 06/11/1985 |  | 05/11/1988
Mammoth | Geox | GFV60 |  | Water-Source | WBAHP-CB: Heat Pump Split Syst | Heat Pump | 230 | 3 |  |  | No Match | No Match |  |  |  | 61000 | 6100 | 10 | 9 | 76000 | 6960 | 3.2 |  | Non Federally-Regulated | 12/28/1990 |  | 07/27/1992
California Heat Pump | California Heat Pump | 09H**-12-** |  | Water-Source | WBAHP: Heat Pump Packaged Unit | Heat Pump | 230 | 1 |  |  | No Match | No Match |  |  |  | 8700 | 765 | 11.3 | 7.5 | 9600 | 800 | 3.5 | 2.5 | Non Federally-Regulated | 06/11/1985 |  | 05/11/1988
Climate Control / Snyder General | Trane | WPRA40HGXBX |  | Water-Source | WBAHP: Heat Pump Packaged Unit | Heat Pump | 460 | 3 |  |  | No Match | No Match |  |  |  | 41000 | 3800 | 10.8 | 7.5 | 45000 | 3770 | 3.5 | 2.5 | Non Federally-Regulated | 05/16/1984 |  | 05/11/1988
McQuay International | McQuay | FCV/FCW/VWH/VWW019B-G |  | Water-Source | WBAHP: Heat Pump Packaged Unit | Heat Pump | 230 | 1 |  |  | No Match | No Match |  |  |  | 19000 | 1637 | 11.6 | 10 | 23500 | 1812 | 3.8 |  | Federally-Regulated Commercial & Industrial Equipment | 12/14/1998 |  | 11/17/1999
Mammoth | Mammoth | D034HSEXXX |  | Water-Source | WBAHP: Heat Pump Packaged Unit | Heat Pump | 230 | 1 |  |  | No Match | No Match |  |  |  | 34000 | 3090 | 11 | 9 | 44500 | 3530 | 3.7 | 3.2 | Non Federally-Regulated | 05/11/1988 |  | 03/15/1989
Florida Heat Pump | Florida Heat Pump | AP049-3CF/HZ/VT |  | Ground-Source | WBAHP: Heat Pump Packaged Unit | Heat Pump | 208 | 3 |  |  | No Match | Dual-Speed |  |  |  | 52000 | 2737 | 19 | 13.4 | 38000 | 2716 | 4.1 | 3.1 | Non Federally-Regulated | 11/30/2011 |  | 04/20/2015
Waterfurnace International, Inc. | Waterfurnace International, Inc. | SXV019C0 |  | Ground-Water-Source | WBAHP: Heat Pump Packaged Unit | Heat Pump | 230 | 1 |  |  | No Match | No Match |  |  |  | 19200 | 1371 | 14 | 9 | 15100 | 1301 | 3.4 |  | Non Federally-Regulated | 12/14/1998 |  | 10/06/1999
Trane U.S. Inc. | Command-Aire | GXHA0351 |  | Water-Source | WBAHP: Heat Pump Packaged Unit | Heat Pump | 208 | 1 |  |  | No Match | No Match |  |  |  | 36100 | 3281 | 11 | 10 | 45800 | 3531 | 3.8 |  | Federally-Regulated Commercial & Industrial Equipment | 10/05/1999 |  | 04/12/2000
Waterfurnace International, Inc. | Eagle Mountain | ZS015**0*1 |  | Water-Source | WBAHP: Heat Pump Packaged Unit | Heat Pump | 208 | 1 |  |  | No Match | Single-Speed |  |  |  | 14000 | 915 | 15.3 | 11.2 | 16500 | 987 | 4.9 | 4.2 | Federally-Regulated Commercial & Industrial Equipment | 01/24/2011 |  | 04/19/2013
Command-Aire | Command-Aire | SWPH-091 |  | Water-Source | WBAHP: Heat Pump Packaged Unit | Heat Pump | 230 | 1 |  |  | No Match | No Match |  |  |  | 10600 | 1175 | 9 | 9 | 14000 | 1225 | 3.3 | 3.2 | Non Federally-Regulated | 05/11/1988 |  | 03/15/1989
Command-Aire | Command-Aire | SWP267E |  | Water-Source | WBAHP: Heat Pump Packaged Unit | Heat Pump | 265 | 1 |  |  | No Match | No Match |  |  |  | 24000 | 2190 | 11 | 7.5 | 32000 | 2340 | 4.1 | 2.5 | Non Federally-Regulated | 06/11/1985 |  | 01/23/1988
Florida Heat Pump | Florida Heat Pump | GT022-1CF/HZ/VT |  | Water-Source | WBAHP-CB: Heat Pump Split Syst | Heat Pump | 208 | 1 |  |  | No Match | No Match |  |  |  | 21600 | 1785 | 12.1 | 9 | 22000 | 1841 | 3.5 | 3.5 | Non Federally-Regulated | 04/12/2000 |  | 05/23/2001
Waterfurnace International, Inc. | Waterfurnace International, Inc. | V080**3 |  | Water-Source | WBAHP: Heat Pump Packaged Unit | Heat Pump | 208 | 3 |  |  | No Match | No Match |  |  |  | 79500 | 5888 | 13.5 | 9 | 98000 | 6109 | 4.7 | 3.8 | Federally-Regulated Commercial & Industrial Equipment | 05/19/2000 |  | 11/14/2000
Waterfurnace International, Inc. | Waterfurnace International, Inc. | ATH045D0(P) |  | Ground-Source | WBAHP: Heat Pump Packaged Unit | Heat Pump | 230 | 1 |  |  | No Match | No Match |  |  |  | 27800 | 1323 | 21 |  | 19600 | 1472 | 3.9 |  | Non Federally-Regulated | 03/31/1998 |  | 05/10/1998
Climate Control / Snyder General | Electro-Hydronics | UW260GP |  | Water-Source | WBAHP: Heat Pump Packaged Unit | Heat Pump | 460 | 3 |  |  | No Match | No Match |  |  |  | 26000 | 2450 | 10.6 | 7.5 | 31600 | 2500 | 3.7 | 2.5 | Non Federally-Regulated | 05/16/1984 |  | 08/29/1986
Mammoth | Mammoth | D045V |  | Water-Source | WBAHP: Heat Pump Packaged Unit | Heat Pump | 230 | 1 |  |  | No Match | No Match |  |  |  | 50000 | 3680 | 11.9 | 7.5 | 51000 | 3790 | 3.5 | 2.5 | Non Federally-Regulated | 05/16/1984 |  | 06/11/1985
ClimateMaster Inc. | Climate Master Series | GSV/GSH036 |  | Ground-Water-Source | WBAHP: Heat Pump Packaged Unit | Heat Pump | 230 | 1 |  |  | No Match | No Match |  |  |  | 35800 | 2294 | 15.6 | 9 | 27500 | 2517 | 3.2 |  | Non Federally-Regulated | 10/06/1999 |  | 04/10/2000
Waterfurnace International, Inc. | Waterfurnace International, Inc. | V120T*4 |  | Ground-Water-Source | WBAHP: Heat Pump Packaged Unit | Heat Pump | 460 | 3 |  |  | No Match | No Match |  |  |  | 124000 | 9323 | 13.3 | 9 | 95000 | 9278 | 3 |  | Non Federally-Regulated | 01/18/2001 |  | 07/16/2001
Waterfurnace International, Inc. | Waterfurnace International, Inc. | CC/CE/CS/CW09*0 |  | Ground-Water-Source | WBAHP: Heat Pump Packaged Unit | Heat Pump | 230 | 1 |  |  | No Match | No Match |  |  |  | 9600 | 581 | 16.5 | 9 | 6700 | 633 | 3.1 |  | Non Federally-Regulated | 07/22/2002 |  | 03/12/2009
McQuay International | McQuay | CCH/CCW042C-F |  | Water-Source | WBAHP: Heat Pump Packaged Unit | Heat Pump | 230 | 3 |  |  | No Match | No Match |  |  |  | 40500 | 3521 | 11.5 | 10 | 49500 | 3625 | 4 |  | Federally-Regulated Commercial & Industrial Equipment | 11/17/1999 |  | 09/21/2000
ClimateMaster Inc. | Carrier | 50YBV060(P) |  | Ground-Water-Source | WBAHP: Heat Pump Packaged Unit | Heat Pump | 230 | 1 |  |  | No Match | No Match |  |  |  | 29500 | 1867 | 15.8 | 9 | 22900 | 1813 | 3.7 |  | Non Federally-Regulated | 11/17/1999 |  | 04/10/2000
Mammoth | Hydrobank II | G110HHT/VHT |  | Water-Source | WBAHP: Heat Pump Packaged Unit | Heat Pump | 460 | 3 |  |  | No Match | No Match |  |  |  | 104000 | 7536 | 13.8 | 10.5 | 131000 | 8531 | 4.5 | 3.8 | Federally-Regulated Commercial & Industrial Equipment | 03/31/1998 |  | 05/10/1998
Command-Aire | Command-Aire | SWP1033* |  | Water-Source | WBAHP: Heat Pump Packaged Unit | Heat Pump | 208 | 3 |  |  | No Match | No Match |  |  |  | 124000 | 10690 | 11.6 | 10.5 | 156000 | 10880 | 4.2 | 3.8 | Non Federally-Regulated | 07/31/1991 |  | 03/31/1998
Enertech Global, LLC | Enertech | H062C | MPD060 | Ground-Source | WBAHP-CB: Heat Pump Split Syst | Heat Pump | 230 | 1 |  |  | No Match | Single-Speed |  |  |  | 62100 | 3764 | 16.5 | 13.4 | 49500 | 4399 | 3.3 | 3.1 | Non Federally-Regulated | 07/16/2009 |  | 08/23/2011
Waterfurnace International, Inc. | Waterfurnace International, Inc. | NTV030B1 |  | Ground-Water-Source | WBAHP: Heat Pump Packaged Unit | Heat Pump | 230 | 1 |  |  | No Match | No Match |  |  |  | 29800 | 2128 | 14 | 9 | 33000 | 3582 | 2.7 |  | Non Federally-Regulated | 12/14/1998 |  | 10/06/1999
Snyder General Corp. | McQuay | RC070A3 |  | Water-Source | WBAHP: Heat Pump Packaged Unit | Heat Pump | 230 | 1 |  |  | No Match | No Match |  |  |  | 7000 | 619 | 11.3 | 9 | 8900 | 650 | 4 | 3.2 | Non Federally-Regulated | 02/22/1990 |  | 07/31/1991
Florida Heat Pump | Florida Heat Pump | EM007-1HZ |  | Water-Source | WBAHP: Heat Pump Packaged Unit | Heat Pump | 230 | 1 |  |  | No Match | No Match |  |  |  | 7500 | 609 | 12.3 | 9.3 | 10000 | 651 | 4.5 | 3.8 | Federally-Regulated Commercial & Industrial Equipment | 03/31/1998 |  | 05/10/1998
Snyder General Corp. | McQuay | FCV009A*N |  | Water-Source | WBAHP: Heat Pump Packaged Unit | Heat Pump | 265 | 1 |  |  | No Match | No Match |  |  |  | 8800 | 815 | 10.8 | 9 | 11300 | 895 | 3.7 | 3.2 | Non Federally-Regulated | 02/22/1990 |  | 07/31/1991
Florida Heat Pump | Geomaster, LLC | EC024-2CS | EC024-2AH/AV | Ground-Source | WBAHP-CB: Heat Pump Split Syst | Heat Pump | 265 | 1 |  |  | No Match | Single-Speed |  |  |  | 26000 | 1745 | 14.9 | 13.4 | 17500 | 1555 | 3.3 | 3.1 | Non Federally-Regulated | 04/30/2009 |  | 04/20/2015
Mammoth | Hydrobank II | E035VLE/HLE/DLE |  | Ground-Water-Source | WBAHP: Heat Pump Packaged Unit | Heat Pump | 265 | 1 |  |  | No Match | No Match |  |  |  | 37000 | 2642 | 14 | 9 | 28500 | 2693 | 3.1 |  | Non Federally-Regulated | 10/06/1999 |  | 04/10/2000
Waterfurnace International, Inc. | Eagle Mountain | ZS041**3*0 |  | Ground-Water-Source | WBAHP: Heat Pump Packaged Unit | Heat Pump | 208 | 3 |  |  | No Match | Single-Speed |  |  |  | 44500 | 2160 | 20.6 | 16.2 | 36000 | 2776 | 3.8 | 3.6 | Non Federally-Regulated | 01/24/2011 |  | 04/19/2013
Florida Heat Pump | Florida Heat Pump | GT048-1CF/HZ/VT |  | Ground-Water-Source | WBAHP: Heat Pump Packaged Unit | Heat Pump | 230 | 1 |  |  | No Match | No Match |  |  |  | 49000 | 3602 | 13.6 | 9 | 37000 | 3188 | 3.4 |  | Non Federally-Regulated | 05/29/2001 |  | 07/18/2002
McQuay / Snyder General | Electro-Hydronics | CW260G7 |  | Water-Source | WBAHP: Heat Pump Packaged Unit | Heat Pump | 265 | 1 |  |  | No Match | No Match |  |  |  | 26000 | 2450 | 10.6 | 7.5 | 31600 | 2500 | 3.7 | 2.5 | Non Federally-Regulated | 08/29/1986 |  | 05/11/1988
Climate Control / Snyder General | Electro-Hydronics | UC500FD |  | Water-Source | WBAHP: Heat Pump Packaged Unit | Heat Pump | 230 | 3 |  |  | No Match | No Match |  |  |  | 50000 | 4850 | 10.3 | 7.5 | 65000 | 4900 | 3.9 | 2.5 | Non Federally-Regulated | 05/16/1984 |  | 08/29/1986
American Air Filter | Enercon | EHW-19 |  | Water-Source | WBAHP: Heat Pump Packaged Unit | Heat Pump | 265 | 1 |  |  | No Match | No Match |  |  |  | 18500 | 1652 | 11.2 | 9 | 24000 | 1795 | 4 | 3.2 | Non Federally-Regulated | 05/11/1988 |  | 03/15/1989
ClimateMaster Inc. | Trane | WPHB0316 |  | Water-Source | WBAHP: Heat Pump Packaged Unit | Heat Pump | 208 | 3 |  |  | No Match | No Match |  |  |  | 31000 | 2900 | 10.7 | 9 | 39500 | 3060 | 3.8 | 3.2 | Non Federally-Regulated | 02/22/1990 |  | 07/31/1991
Waterfurnace International, Inc. | Johnson Controls | RGSV/RGSH036**3*1 |  | Ground-Water-Source | WBAHP: Heat Pump Packaged Unit | Heat Pump | 208 | 3 |  |  | No Match | Single-Speed |  |  |  | 37700 | 1639 | 23 | 16.2 | 33000 | 2249 | 4.3 | 3.6 | Non Federally-Regulated | 01/24/2011 |  | 03/02/2012
Mammoth | Geox | ZD009VHCXXX |  | Water-Source | WBAHP: Heat Pump Packaged Unit | Heat Pump | 208 | 1 |  |  | No Match | No Match |  |  |  | 8400 | 810 | 10.4 | 9 | 12000 | 900 | 3.9 | 3.2 | Non Federally-Regulated | 05/11/1988 |  | 03/15/1989
Waterfurnace International, Inc. | American Standard, Inc. | A1GC036***1**0 |  | Water-Source | WBAHP: Heat Pump Packaged Unit | Heat Pump | 208 | 1 |  |  | No Match | Single-Speed |  |  |  | 33300 | 2313 | 14.4 | 12 | 40600 | 2644 | 4.5 | 4.2 | Federally-Regulated Commercial & Industrial Equipment | 08/23/2011 |  | 10/24/2014
Waterfurnace International, Inc. | Eagle Mountain | ZS041**4*4 |  | Ground-Water-Source | WBAHP: Heat Pump Packaged Unit | Heat Pump | 460 | 3 |  |  | No Match | Single-Speed |  |  |  | 44500 | 2023 | 22 | 16.2 | 36000 | 2638 | 4 | 3.6 | Non Federally-Regulated | 06/14/2011 |  | 04/19/2013
Florida Heat Pump | Florida Heat Pump | CW015-1 |  | Water-Source | WBAHP-O: Heat Pump Packaged Un | Heat Pump | 230 | 1 |  |  | No Match | No Match |  |  |  | 15000 | 1000 | 15 | 10 | 15200 | 989 | 4.5 |  | Federally-Regulated Commercial & Industrial Equipment | 02/02/1998 |  | 03/31/1998
Waterfurnace International, Inc. | Waterfurnace International, Inc. | NSV/NSH036G1*1 |  | Ground-Water-Source | WBAHP: Heat Pump Packaged Unit | Heat Pump | 230 | 1 |  |  | No Match | Single-Speed |  |  |  | 38000 | 1262 | 30.1 | 16.2 | 28200 | 1621 | 5.1 | 3.6 | Non Federally-Regulated | 09/03/2012 |  | 04/19/2013
McQuay / Snyder General | Electro-Hydronics | FW420FK |  | Water-Source | WBAHP: Heat Pump Packaged Unit | Heat Pump | 208 | 3 |  |  | No Match | No Match |  |  |  | 42000 | 3850 | 10.9 | 7.5 | 52000 | 4100 | 3.7 | 2.5 | Non Federally-Regulated | 08/29/1986 |  | 05/11/1988
Econar | Econar | Q16KW5T(P) |  | Ground-Water-Source | WBAHP: Heat Pump Packaged Unit | Heat Pump | 208 | 1 |  |  | No Match | No Match |  |  |  | 37800 | 2100 | 18 | 9 | 33000 | 2479 | 3.9 |  | Non Federally-Regulated | 11/17/1999 |  | 07/18/2002
Singer | Electro-Hydronics | VF140C3 |  | Water-Source | WBAHP: Heat Pump Packaged Unit | Heat Pump | 230 | 1 |  |  | No Match | No Match |  |  |  | 14000 | 1700 | 8.2 | 7.5 | 16500 | 1600 | 3 | 2.5 | Non Federally-Regulated | 09/08/1982 |  | 05/16/1984
Climate Control / Snyder General | Electro-Hydronics | FC260GP |  | Water-Source | WBAHP: Heat Pump Packaged Unit | Heat Pump | 460 | 1 |  |  | No Match | No Match |  |  |  | 26000 | 2450 | 10.6 | 7.5 | 31600 | 2500 | 3.7 | 2.5 | Non Federally-Regulated | 06/11/1985 |  | 08/29/1986
Command-Aire | Command-Aire | SWPH-191 |  | Water-Source | WBAHP: Heat Pump Packaged Unit | Heat Pump | 208 | 1 |  |  | No Match | No Match |  |  |  | 18000 | 1840 | 9.8 | 9 | 23000 | 1820 | 3.7 | 3.2 | Non Federally-Regulated | 02/22/1990 |  | 07/31/1991
Florida Heat Pump | Geomaster, LLC | ES070-1CS | ES070-1AV/AH | Ground-Source | WBAHP-CB: Heat Pump Split Syst | Heat Pump | 208 | 1 |  |  | No Match | Single-Speed | 3958 | 803 | 1 | 68500 | 4477 | 15.3 | 13.4 | 52000 | 4621 | 3.3 | 3.1 | Non Federally-Regulated | 06/15/2009 |  | 05/01/2015
Waterfurnace International, Inc. | Waterfurnace International, Inc. | SXV030C1 |  | Water-Source | WBAHP: Heat Pump Packaged Unit | Heat Pump | 230 | 1 |  |  | No Match | No Match |  |  |  | 30600 | 2125 | 14.4 | 9.3 | 36600 | 2145 | 5 | 3.8 | Federally-Regulated Commercial & Industrial Equipment | 03/31/1998 |  | 05/10/1998
Waterfurnace International, Inc. | Waterfurnace International, Inc. | SXH030A4 |  | Ground-Water-Source | WBAHP: Heat Pump Packaged Unit | Heat Pump | 460 | 3 |  |  | No Match | No Match |  |  |  | 31200 | 2181 | 14.3 | 9 | 21600 | 1808 | 3.5 |  | Non Federally-Regulated | 01/30/1998 |  | 03/31/1998
Command-Aire | Command-Aire | SWPHXR091E |  | Water-Source | WBAHP: Heat Pump Packaged Unit | Heat Pump | 208 | 1 |  |  | No Match | No Match |  |  |  | 9000 | 860 | 10.5 | 9 | 12000 | 880 | 4 | 3.2 | Federally-Regulated Commercial & Industrial Equipment | 01/23/1988 |  | 05/11/1988
Command-Aire | Command-Aire | SWPH-137 |  | Water-Source | WBAHP: Heat Pump Packaged Unit | Heat Pump | 265 | 1 |  |  | No Match | No Match |  |  |  | 13500 | 1400 | 9.6 | 9 | 18800 | 1575 | 3.5 | 3.2 | Federally-Regulated Commercial & Industrial Equipment | 01/23/1988 |  | 05/11/1988
Carrier Corp. | Carrier | 50QEH0485 |  | Water-Source | WBAHP: Heat Pump Packaged Unit | Heat Pump | 230 | 3 |  |  | No Match | No Match |  |  |  | 47000 | 4196 | 11.2 | 9 | 59000 | 4550 | 3.8 | 3.2 | Non Federally-Regulated | 02/22/1990 |  | 07/31/1991
ClimateMaster Inc. | Carrier Corp. | 50YEH/V/D042K***3 |  | Water-Source | WBAHP: Heat Pump Packaged Unit | Heat Pump | 230 | 1 |  |  | No Match | Single-Speed |  |  |  | 39400 | 2010 | 19.6 | 12 | 45100 | 2203 | 6 | 4.2 | Federally-Regulated Commercial & Industrial Equipment | 10/24/2014 |  | 04/22/2015
Waterfurnace International, Inc. | Waterfurnace International, Inc. | VLH/VXH012*0 |  | Water-Source | WBAHP: Heat Pump Packaged Unit | Heat Pump | 208 | 1 |  |  | No Match | No Match |  |  |  | 11800 | 1053 | 11.2 | 10 | 17200 | 1326 | 3.8 |  | Federally-Regulated Commercial & Industrial Equipment | 11/14/2000 |  | 03/12/2009
Addison Products | Heat Controller | HWY036-1A |  | Water-Source | WBAHP: Heat Pump Packaged Unit | Heat Pump | 208 | 1 |  |  | No Match | No Match |  |  |  | 34400 | 2474 | 13.9 | 10 | 42700 | 2606 | 4.8 |  | Federally-Regulated Commercial & Industrial Equipment | 11/17/1999 |  | 04/12/2000
Waterfurnace International, Inc. | Waterfurnace International, Inc. | SXH030C1 |  | Water-Source | WBAHP: Heat Pump Packaged Unit | Heat Pump | 230 | 1 |  |  | No Match | No Match |  |  |  | 30600 | 2125 | 14.4 | 10 | 36600 | 2145 | 5 |  | Federally-Regulated Commercial & Industrial Equipment | 02/02/1998 |  | 03/31/1998
Snyder General Corp. | American Air Filter | GVW-215 |  | Water-Source | WBAHP: Heat Pump Packaged Unit | Heat Pump | 208 | 3 |  |  | No Match | No Match |  |  |  | 214000 | 18000 | 11.9 |  | 240000 | 18400 | 3.8 | 3.8 | Non Federally-Regulated | 07/31/1991 |  | 03/31/1998
Waterfurnace International, Inc. | American Standard, Inc. | A1GC048***1**4 |  | Ground-Source | WBAHP: Heat Pump Packaged Unit | Heat Pump | 230 | 1 |  |  | No Match | Single-Speed |  |  |  | 49500 | 2735 | 18.1 | 13.4 | 36900 | 3004 | 3.6 | 3.1 | Non Federally-Regulated | 08/23/2011 |  | 10/24/2014
McQuay International | McQuay | FCV/FCW/VWH/VWW019B-N |  | Water-Source | WBAHP: Heat Pump Packaged Unit | Heat Pump | 265 | 1 |  |  | No Match | No Match |  |  |  | 19000 | 1637 | 11.6 | 9.3 | 23500 | 1812 | 3.8 | 3.8 | Federally-Regulated Commercial & Industrial Equipment | 03/31/1998 |  | 05/10/1998
Enertech Global, LLC | Enertech | TXT060D2 |  | Ground-Source | WBAHP: Heat Pump Packaged Unit | Heat Pump | 208 | 3 |  |  | No Match | Single-Speed |  |  |  | 64500 | 3544 | 18.2 | 13.4 | 48600 | 3652 | 3.9 | 3.1 | Non Federally-Regulated | 09/03/2012 |  | 12/12/2012
Addison Products | Addison Products | WPH022-1J |  | Water-Source | WBAHP-CB: Heat Pump Split Syst | Heat Pump | 230 | 1 |  |  | No Match | No Match |  |  |  | 23200 | 2017 | 11.5 | 9 | 28400 | 2377 | 3.5 | 3.5 | Non Federally-Regulated | 10/05/1999 |  | 11/14/2000
Mammoth | Mammoth | D009C |  | Water-Source | WBAHP: Heat Pump Packaged Unit | Heat Pump | 208 | 1 |  |  | No Match | No Match |  |  |  | 9000 | 850 | 10.6 | 7.5 | 9600 | 1000 | 2.8 | 2.5 | Non Federally-Regulated | 01/05/1982 |  | 09/08/1982
Florida Heat Pump | Bosch | AP035-1CF/HZ/VT |  | Water-Source | WBAHP: Heat Pump Packaged Unit | Heat Pump | 230 | 1 |  |  |  | Single-Speed |  |  |  | 36600 | 2288 | 16 | 12 | 43000 | 2471 | 5.1 | 4.2 | Federally-Regulated Commercial & Industrial Equipment | 04/22/2015 |  | 05/01/2015
Waterfurnace International, Inc. | Waterfurnace International, Inc. | SXV013C1 |  | Ground-Water-Source | WBAHP: Heat Pump Packaged Unit | Heat Pump | 230 | 1 |  |  | No Match | No Match |  |  |  | 13300 | 847 | 15.7 | 9 | 9700 | 861 | 3.3 |  | Non Federally-Regulated | 12/14/1998 |  | 10/06/1999
Singer | Electro-Hydronics | UC330C5 |  | Water-Source | WBAHP: Heat Pump Packaged Unit | Heat Pump | 208 | 1 |  |  | No Match | No Match |  |  |  | 33000 | 3500 | 9.4 | 7.5 | 35400 | 3550 | 2.9 | 2.5 | Non Federally-Regulated | 09/08/1982 |  | 05/16/1984
Mammoth | Hydrobank II | D031HLH |  | Ground-Water-Source | WBAHP: Heat Pump Packaged Unit | Heat Pump | 230 | 1 |  |  | No Match | No Match |  |  |  | 30000 | 2290 | 13.1 | 9 | 23800 | 2249 | 3.1 |  | Non Federally-Regulated | 06/27/2003 |  | 03/12/2009
Florida Heat Pump | Florida Heat Pump | EM024-1VT |  | Water-Source | WBAHP: Heat Pump Packaged Unit | Heat Pump | 230 | 1 |  |  | No Match | No Match |  |  |  | 24000 | 1714 | 14 | 10 | 30000 | 1831 | 4.8 |  | Federally-Regulated Commercial & Industrial Equipment | 02/02/1998 |  | 03/31/1998
Florida Heat Pump | Energy Miser | EMV41-1 |  | Water-Source | WBAHP: Heat Pump Packaged Unit | Heat Pump | 230 | 1 |  |  | No Match | No Match |  |  |  | 40000 | 4000 | 10 | 9 | 45000 | 4120 | 3.2 | 3.2 | Federally-Regulated Commercial & Industrial Equipment | 01/26/1989 |  | 07/27/1992
Florida Heat Pump | Energy Miser | HEV 160-3 |  | Water-Source | WBAHP: Heat Pump Packaged Unit | Heat Pump | 208 | 3 |  |  | No Match | No Match |  |  |  | 158000 | 15640 | 10.1 |  | 224000 | 8415 | 3.9 |  | Non Federally-Regulated | 05/11/1988 |  | 03/15/1989
Waterfurnace International, Inc. | Waterfurnace International, Inc. | SXV030C4 |  | Ground-Water-Source | WBAHP: Heat Pump Packaged Unit | Heat Pump | 460 | 3 |  |  | No Match | No Match |  |  |  | 31800 | 2338 | 13.6 | 11 | 33400 | 2330 | 4.2 | 3.5 | Non Federally-Regulated | 03/31/1998 |  | 05/10/1998
Command-Aire | Command-Aire | SWPH514E |  | Water-Source | WBAHP: Heat Pump Packaged Unit | Heat Pump | 460 | 3 |  |  | No Match | No Match |  |  |  | 51000 | 4550 | 11.2 | 7.5 | 64000 | 4690 | 4 | 2.5 | Non Federally-Regulated | 05/16/1984 |  | 06/11/1985
ClimateMaster Inc. | Climate Master Series | PDW42 | GAH42 | Ground-Water-Source | WBAHP-CB: Heat Pump Split Syst | Heat Pump | 230 | 1 |  |  | No Match | No Match |  |  |  | 43000 | 2866 | 15 | 9 | 33000 | 2843 | 3.4 |  | Non Federally-Regulated | 04/10/2000 |  | 11/19/2001
ClimateMaster Inc. | Climate Master Series | HS/HL/VS/VL009G |  | Water-Source | WBAHP: Heat Pump Packaged Unit | Heat Pump | 208 | 1 |  |  | No Match | No Match |  |  |  | 9800 | 844 | 11.6 | 10 | 12000 | 837 | 4.2 |  | Federally-Regulated Commercial & Industrial Equipment | 04/12/2000 |  | 11/14/2000
McQuay International | McQuay | CCW024E-G |  | Water-Source | WBAHP: Heat Pump Packaged Unit | Heat Pump | 208 | 1 |  |  | No Match | No Match |  |  |  | 25400 | 1840 | 13.8 | 10 | 29800 | 2130 | 4.1 |  | Federally-Regulated Commercial & Industrial Equipment | 12/14/1998 |  | 09/21/2000
Bard Manufacturing Company, Inc. | Bard | QW301-B |  | Ground-Water-Source | WBAHP: Heat Pump Packaged Unit | Heat Pump | 230 | 3 |  |  | No Match | No Match |  |  |  | 29000 | 1757 | 16.5 | 9 | 20400 | 1757 | 3.4 |  | Non Federally-Regulated | 07/22/2002 |  | 03/12/2009
Addison Products | Heat Controller | WSH041-3AL |  | Water-Source | WBAHP: Heat Pump Packaged Unit | Heat Pump | 230 | 3 |  |  | No Match | No Match |  |  |  | 41000 | 3106 | 13.2 | 10 | 51000 | 3557 | 4.2 |  | Federally-Regulated Commercial & Industrial Equipment | 10/05/1999 |  | 04/12/2000
ClimateMaster Inc. | Carrier | 50HQA/HQD/VQA/VQD024 5 |  | Water-Source | WBAHP: Heat Pump Packaged Unit | Heat Pump | 208 | 3 |  |  | No Match | No Match |  |  |  | 24500 | 1828 | 13.4 | 9.3 | 28900 | 1841 | 4.6 | 3.8 | Federally-Regulated Commercial & Industrial Equipment | 03/31/1998 |  | 05/10/1998
ClimateMaster Inc. | Carrier | 50HQA/HQD0/VQA/VQD015 |  | Water-Source | WBAHP: Heat Pump Packaged Unit | Heat Pump | 208 | 1 |  |  | No Match | No Match |  |  |  | 14100 | 1281 | 11 | 10 | 18800 | 1377 | 4 |  | Federally-Regulated Commercial & Industrial Equipment | 02/02/1998 |  | 03/31/1998
Carrier Corp. | Carrier | 50VQD012 |  | Water-Source | WBAHP: Heat Pump Packaged Unit | Heat Pump | 208 | 1 |  |  | No Match | No Match |  |  |  | 12200 | 1090 | 11.2 | 10 | 16200 | 1186 | 4 |  | Federally-Regulated Commercial & Industrial Equipment | 12/14/1994 |  | 04/07/1996
Carrier Corp. | Carrier | 50QEV0244 |  | Water-Source | WBAHP: Heat Pump Packaged Unit | Heat Pump | 265 | 1 |  |  | No Match | No Match |  |  |  | 23800 | 2160 | 11 | 9 | 30000 | 2450 | 3.6 | 3.2 | Non Federally-Regulated | 02/22/1990 |  | 07/31/1991
Addison Products | Addison Products | HGY007-1A |  | Ground-Water-Source | WBAHP: Heat Pump Packaged Unit | Heat Pump | 230 | 1 |  |  | No Match | No Match |  |  |  | 8900 | 613 | 14.5 | 9 | 6700 | 594 | 3.3 |  | Non Federally-Regulated | 07/16/2001 |  | 07/18/2002
ClimateMaster Inc. | Climate Master Series | 802092F******** |  | Water-Source | WBAHP: Heat Pump Packaged Unit | Heat Pump | 460 | 3 |  |  | No Match | No Match |  |  |  | 94000 | 9690 | 9.7 | 9.2 | 116000 | 11300 | 3 | 2.5 | Non Federally-Regulated | 02/22/1990 |  | 07/31/1991
Enertech Global, LLC | Enertech | TST040 | MPD036 | Ground-Source | WBAHP-CB: Heat Pump Split Syst | Heat Pump | 230 | 1 |  |  | No Match | Single-Speed |  |  |  | 37400 | 2187 | 17.1 | 13.4 | 29800 | 2563 | 3.4 | 3.1 | Non Federally-Regulated | 11/25/2009 |  | 04/19/2013
Florida Heat Pump | Florida Heat Pump | EM060-3HZ |  | Water-Source | WBAHP: Heat Pump Packaged Unit | Heat Pump | 208 | 3 |  |  | No Match | No Match |  |  |  | 60000 | 4615 | 13 | 9.3 | 80000 | 5328 | 4.4 | 3.8 | Federally-Regulated Commercial & Industrial Equipment | 03/31/1998 |  | 05/10/1998
McQuay / Snyder General | Electro-Hydronics | CC400FD |  | Water-Source | WBAHP: Heat Pump Packaged Unit | Heat Pump | 230 | 3 |  |  | No Match | No Match |  |  |  | 39600 | 3960 | 10 | 7.5 | 45000 | 3880 | 3.4 | 2.5 | Non Federally-Regulated | 08/29/1986 |  | 05/11/1988
Enertech Global, LLC | Enertech | H042C | ACD048 | Ground-Source | WBAHP-C: Heat Pump Split Syste | Heat Pump | 230 | 1 |  |  | No Match | Single-Speed |  |  |  | 43800 | 2561 | 17.1 | 13.4 | 35000 | 3019 | 3.4 | 3.1 | Non Federally-Regulated | 06/15/2009 |  | 03/02/2012
Enertech Global, LLC | Enertech | GST072A | ACD060 | Ground-Source | WBAHP-CB: Heat Pump Split Syst | Heat Pump | 208 | 1 |  |  | No Match | Single-Speed | 3713 | 627 | 1 | 69000 | 4340 | 15.9 | 13.4 | 52600 | 4282 | 3.6 | 3.1 | Non Federally-Regulated | 11/30/2011 |  | 03/02/2012
Waterfurnace International, Inc. | Trane Unitary Products Group | T2GX049***1*1 |  | Ground-Source | WBAHP: Heat Pump Packaged Unit | Heat Pump | 208 | 1 |  |  | No Match | Dual-Speed |  |  |  | 50000 | 2778 | 18 | 13.4 | 37400 | 2675 | 4.1 | 3.1 | Non Federally-Regulated | 08/23/2011 |  | 10/24/2014
Waterfurnace International, Inc. | Waterfurnace International, Inc. | ATV034D1 |  | Ground-Water-Source | WBAHP: Heat Pump Packaged Unit | Heat Pump | 230 | 1 |  |  | No Match | No Match |  |  |  | 34600 | 2246 | 15.4 | 11 | 38000 | 2589 | 4.3 | 3.5 | Non Federally-Regulated | 03/31/1998 |  | 05/10/1998
Waterfurnace International, Inc. | Waterfurnace International, Inc. | VLV/VXV036*4 |  | Water-Source | WBAHP: Heat Pump Packaged Unit | Heat Pump | 460 | 3 |  |  | No Match | No Match |  |  |  | 34800 | 2697 | 12.9 | 10 | 42000 | 2861 | 4.3 |  | Federally-Regulated Commercial & Industrial Equipment | 10/05/1999 |  | 06/20/2003
Waterfurnace International, Inc. | Waterfurnace International, Inc. | CC/CE/CS/CW18*0 |  | Water-Source | WBAHP-O: Heat Pump Packaged Un | Heat Pump | 208 | 1 |  |  | No Match | No Match |  |  |  | 17800 | 1338 | 13.3 | 10 | 23500 | 1530 | 4.5 |  | Federally-Regulated Commercial & Industrial Equipment | 11/14/2000 |  | 02/09/2009
Waterfurnace International, Inc. | Waterfurnace International, Inc. | SXH036A1 |  | Water-Source | WBAHP: Heat Pump Packaged Unit | Heat Pump | 208 | 1 |  |  | No Match | No Match |  |  |  | 36000 | 2647 | 13.6 | 9.3 | 44500 | 2774 | 4.7 | 3.8 | Federally-Regulated Commercial & Industrial Equipment | 03/31/1998 |  | 05/10/1998
Waterfurnace International, Inc. | Eagle Mountain | ZS036**4*1 |  | Ground-Source | WBAHP: Heat Pump Packaged Unit | Heat Pump | 460 | 3 |  |  | No Match | Single-Speed |  |  |  | 34500 | 1994 | 17.3 | 13.4 | 26000 | 2177 | 3.5 | 3.1 | Non Federally-Regulated | 01/24/2011 |  | 03/02/2012
Waterfurnace International, Inc. | Waterfurnace International, Inc. | VLH/VXH009*1 |  | Water-Source | WBAHP: Heat Pump Packaged Unit | Heat Pump | 230 | 1 |  |  | No Match | No Match |  |  |  | 9300 | 768 | 12.1 | 10 | 13200 | 920 | 4.2 |  | Federally-Regulated Commercial & Industrial Equipment | 10/05/1999 |  | 04/12/2000
Florida Heat Pump | Clean Energy Developments Corp. | PT049-1CF/HZ/VT |  | Water-Source | WBAHP: Heat Pump Packaged Unit | Heat Pump | 208 | 1 |  |  | No Match | Single-Speed |  |  |  | 50000 | 2959 | 15.8 | 12 | 53000 | 2986 | 5.2 | 4.2 | Federally-Regulated Commercial & Industrial Equipment | 06/23/2011 |  | 09/03/2012
ClimateMaster Inc. | Climate Master Series | VE/HE/DE 019 |  | Ground-Water-Source | WBAHP: Heat Pump Packaged Unit | Heat Pump | 208 | 1 |  |  | No Match | No Match |  |  |  | 21500 | 1535 | 14 | 9 | 14000 | 1367 | 3 |  | Non Federally-Regulated | 01/30/1998 |  | 10/02/1998
McQuay International | McQuay | FCV/FCW/VWH/VWW060B-W |  | Water-Source | WBAHP: Heat Pump Packaged Unit | Heat Pump | 575 | 3 |  |  | No Match | No Match |  |  |  | 59000 | 5363 | 11 | 10 | 75000 | 5784 | 3.8 |  | Federally-Regulated Commercial & Industrial Equipment | 02/02/1998 |  | 03/31/1998
Marvair | Marvair | WHP43HPD |  | Water-Source | WBAHP: Heat Pump Packaged Unit | Heat Pump | 460 | 3 |  |  | No Match | No Match |  |  |  | 43700 | 3955 | 11 | 9 | 55500 | 4171 | 3.9 | 3.2 | Non Federally-Regulated | 05/11/1988 |  | 03/15/1989
Florida Heat Pump | Energy Miser | HEV68-1 |  | Water-Source | WBAHP: Heat Pump Packaged Unit | Heat Pump | 208 | 1 |  |  | No Match | No Match |  |  |  | 68000 | 5665 | 12 | 10.5 | 88000 | 6290 | 4.1 | 3.8 | Non Federally-Regulated | 07/31/1991 |  | 03/31/1998
Waterfurnace International, Inc. | Waterfurnace International, Inc. | VL/VX080T*3 |  | Ground-Water-Source | WBAHP: Heat Pump Packaged Unit | Heat Pump | 208 | 3 |  |  | No Match | No Match |  |  |  | 88000 | 5677 | 15.5 | 9 | 57000 | 5219 | 3.2 |  | Non Federally-Regulated | 07/22/2002 |  | 03/12/2009
Friedrich Climate Master | Climate Master Series | 814-011-E******** |  | Water-Source | WBAHP: Heat Pump Packaged Unit | Heat Pump | 265 | 1 |  |  | No Match | No Match |  |  |  | 10800 | 982 | 11 | 7.5 | 14000 | 1100 | 3.7 | 2.5 | Non Federally-Regulated | 08/29/1986 |  | 05/11/1988
Waterfurnace International, Inc. | Spectra | SXH030A2 |  | Water-Source | WBAHP: Heat Pump Packaged Unit | Heat Pump | 265 | 1 |  |  | No Match | No Match |  |  |  | 30600 | 2125 | 14.4 | 10 | 36600 | 2145 | 5 |  | Federally-Regulated Commercial & Industrial Equipment | 06/02/1993 |  | 06/03/1993
Waterfurnace International, Inc. | Geotility Geothermal Installations | YS024**1*4 |  | Water-Source | WBAHP: Heat Pump Packaged Unit | Heat Pump | 230 | 1 |  |  | No Match | Single-Speed |  |  |  | 23000 | 1523 | 15.1 | 12 | 27000 | 1583 | 5 | 4.2 | Federally-Regulated Commercial & Industrial Equipment | 01/24/2011 |  | 04/19/2013
Econar | Econar | GH360 |  | Water-Source | WBAHP-CB: Heat Pump Split Syst | Heat Pump | 208 | 1 |  |  | No Match | No Match |  |  |  | 35800 | 2671 | 13.4 | 9 | 45000 | 3381 | 3.9 | 3.5 | Non Federally-Regulated | 12/14/1998 |  | 04/12/2000
Florida Heat Pump | Florida Heat Pump | EM120-1VT |  | Water-Source | WBAHP: Heat Pump Packaged Unit | Heat Pump | 230 | 1 |  |  | No Match | No Match |  |  |  | 123000 | 8601 | 14.3 | 9 | 145000 | 8499 | 5 | 3.8 | Federally-Regulated Commercial & Industrial Equipment | 02/02/1998 |  | 03/31/1998
Florida Heat Pump | Geomaster, LLC | ES018-1CS | ES018-1AV/AH | Ground-Source | WBAHP-CB: Heat Pump Split Syst | Heat Pump | 208 | 1 |  |  | No Match | Single-Speed |  |  |  | 19500 | 995 | 19.6 | 13.4 | 14500 | 1215 | 3.5 | 3.1 | Non Federally-Regulated | 06/15/2009 |  | 04/20/2015
Johnson Controls | Johnson Controls | VSCS24B1****0 |  | Ground-Source | WBAHP: Heat Pump Packaged Unit | Heat Pump | 230 | 1 |  |  | No Match | Single-Speed |  |  |  | 25900 | 1650 | 15.7 | 13.4 | 18100 | 1711 | 3.1 | 3.1 | Non Federally-Regulated | 03/02/2012 |  | 10/24/2014
Econar | Econar | GH981 |  | Ground-Water-Source | WBAHP: Heat Pump Packaged Unit | Heat Pump | 460 | 3 |  |  | No Match | No Match |  |  |  | 92000 | 7419 | 12.4 | 9 | 91000 | 8603 | 3.1 |  | Non Federally-Regulated | 12/14/1998 |  | 10/06/1999
Enertech Global, LLC | Roth Industries, Inc. | RXT048C |  | Ground-Source | WBAHP: Heat Pump Packaged Unit | Heat Pump | 208 | 1 |  |  | No Match | Single-Speed |  |  |  | 49900 | 2697 | 18.5 | 13.4 | 39500 | 2756 | 4.2 | 3.1 | Non Federally-Regulated | 05/08/2012 |  | 12/12/2012
Florida Heat Pump | Florida Heat Pump | EM036-3CF |  | Water-Source | WBAHP: Heat Pump Packaged Unit | Heat Pump | 208 | 3 |  |  | No Match | No Match |  |  |  | 35000 | 2500 | 14 | 10 | 42000 | 2735 | 4.5 |  | Federally-Regulated Commercial & Industrial Equipment | 12/14/1998 |  | 10/05/1999
Waterfurnace International, Inc. | Waterfurnace International, Inc. | V095**4 |  | Water-Source | WBAHP: Heat Pump Packaged Unit | Heat Pump | 460 | 3 |  |  | No Match | No Match |  |  |  | 95000 | 7089 | 13.4 | 9 | 118000 | 7516 | 4.6 | 3.8 | Federally-Regulated Commercial & Industrial Equipment | 05/19/2000 |  | 11/14/2000
McQuay International | McQuay | LHP/LWP10D-W |  | Water-Source | WBAHP: Heat Pump Packaged Unit | Heat Pump | 575 | 3 |  |  | No Match | No Match |  |  |  | 107000 | 8991 | 11.9 | 9 | 120000 | 9254 | 3.8 | 3.8 | Federally-Regulated Commercial & Industrial Equipment | 02/02/1998 |  | 03/31/1998
Addison Products | Comfort-Aire | SWPH-604 |  | Water-Source | WBAHP: Heat Pump Packaged Unit | Heat Pump | 460 | 3 |  |  | No Match | No Match |  |  |  | 71300 | 7500 | 9.5 | 10.5 | 98700 | 7150 | 4 | 3.8 | Non Federally-Regulated | 07/31/1991 |  | 03/31/1998
Waterfurnace International, Inc. | Waterfurnace International, Inc. | SXH030*3 |  | Ground-Water-Source | WBAHP: Heat Pump Packaged Unit | Heat Pump | 208 | 3 |  |  | No Match | No Match |  |  |  | 31200 | 2181 | 14.3 | 9 | 21600 | 1808 | 3.5 |  | Non Federally-Regulated | 10/06/1999 |  | 05/19/2000
Florida Heat Pump | Energy Miser | LTH30-2 |  | Ground-Water-Source | WBAHP: Heat Pump Packaged Unit | Heat Pump | 265 | 1 |  |  | No Match | No Match |  |  |  | 28000 | 2333 | 12 | 11 | 33000 | 2845 | 3.4 | 3.4 | Non Federally-Regulated | 07/31/1991 |  | 03/31/1998
Waterfurnace International, Inc. | Waterfurnace International, Inc. | P028**0 |  | Water-Source | WBAHP: Heat Pump Packaged Unit | Heat Pump | 230 | 1 |  |  | No Match | No Match |  |  |  | 28100 | 1745 | 16.1 | 10 | 33600 | 2094 | 4.7 |  | Federally-Regulated Commercial & Industrial Equipment | 05/19/2000 |  | 02/17/2011
Waterfurnace International, Inc. | Waterfurnace International, Inc. | SXH058C4 |  | Water-Source | WBAHP: Heat Pump Packaged Unit | Heat Pump | 460 | 3 |  |  | No Match | No Match |  |  |  | 55000 | 4044 | 13.6 | 10 | 69000 | 4493 | 4.5 |  | Federally-Regulated Commercial & Industrial Equipment | 02/02/1998 |  | 03/31/1998
ClimateMaster Inc. | Carrier Corp. | 50YFV/H048 |  | Ground-Water-Source | WBAHP: Heat Pump Packaged Unit | Heat Pump | 208 | 1 |  |  | No Match | Single-Speed |  |  |  | 51600 | 2493 | 20.7 | 16.2 | 44800 | 3053 | 4.3 | 3.6 | Non Federally-Regulated | 05/02/2012 |  | 04/22/2015
Command-Aire | Command-Aire | SPRD0131 |  | Water-Source | WBAHP-O: Heat Pump Packaged Un | Heat Pump | 208 | 1 |  |  | No Match | No Match |  |  |  | 12000 | 1090 | 11 | 10 | 14500 | 1118 | 3.8 |  | Federally-Regulated Commercial & Industrial Equipment | 12/14/1998 |  | 03/12/2009
Addison Products | Heat Controller | WRH064-1JC | HRH064-1J/1JB | Water-Source | WBAHP-C: Heat Pump Split Syste | Heat Pump | 230 | 1 |  |  | No Match | No Match |  |  |  | 58000 | 4715 | 12.3 | 10 | 76000 | 5859 | 3.8 |  | Federally-Regulated Commercial & Industrial Equipment | 10/05/1999 |  | 04/12/2000
Command-Aire | Command-Aire | RUWP-3544 |  | Water-Source | WBAHP: Heat Pump Packaged Unit | Heat Pump | 460 | 3 |  |  | No Match | No Match |  |  |  | 411000 | 47400 | 8.7 |  | 500000 | 43000 | 3.4 |  | Non Federally-Regulated | 05/11/1988 |  | 03/15/1989
Snyder General Corp. | McQuay | VE330FP |  | Water-Source | WBAHP: Heat Pump Packaged Unit | Heat Pump | 460 | 3 |  |  | No Match | No Match |  |  |  | 30800 | 2852 | 10.8 | 9 | 35000 | 2900 | 3.5 | 3.2 | Non Federally-Regulated | 02/22/1990 |  | 07/31/1991
Florida Heat Pump | Florida Heat Pump | EM012-1CS | EM012-1AV | Water-Source | WBAHP-C: Heat Pump Split Syste | Heat Pump | 230 | 1 |  |  | No Match | No Match |  |  |  | 11300 | 1008 | 11.2 | 10 | 14300 | 1074 | 3.9 |  | Federally-Regulated Commercial & Industrial Equipment | 02/02/1998 |  | 03/31/1998
Trane U.S. Inc. | Trane | GXHA0261 |  | Water-Source | WBAHP: Heat Pump Packaged Unit | Heat Pump | 208 | 1 |  |  | No Match | No Match |  |  |  | 22800 | 2171 | 10.5 | 10 | 30400 | 2284 | 3.9 |  | Federally-Regulated Commercial & Industrial Equipment | 12/14/1998 |  | 04/12/2000
Waterfurnace International, Inc. | Waterfurnace International, Inc. | VLV/VXV030*1 |  | Ground-Water-Source | WBAHP: Heat Pump Packaged Unit | Heat Pump | 208 | 1 |  |  | No Match | No Match |  |  |  | 30900 | 2191 | 14.1 | 9 | 19500 | 2040 | 2.8 |  | Non Federally-Regulated | 06/20/2003 |  | 03/12/2009
Addison Products | Addison Products | DWPG054-3B-XL* |  | Ground-Water-Source | WBAHP: Heat Pump Packaged Unit | Heat Pump | 208 | 3 |  |  | No Match | No Match |  |  |  | 53000 | 3868 | 13.7 | 9 | 40000 | 3907 | 3 |  | Non Federally-Regulated | 07/29/1998 |  | 10/02/1998
American Air Filter | Enercon | FHW-36 |  | Water-Source | WBAHP: Heat Pump Packaged Unit | Heat Pump | 200 | 3 |  |  | No Match | No Match |  |  |  | 35600 | 3266 | 10.9 | 9 | 43000 | 3407 | 3.7 | 3.2 | Non Federally-Regulated | 05/11/1988 |  | 03/15/1989
Florida Heat Pump | Energy Miser | HEH54-1 |  | Water-Source | WBAHP: Heat Pump Packaged Unit | Heat Pump | 208 | 1 |  |  | No Match | No Match |  |  |  | 53000 | 4415 | 12 | 9.3 | 69000 | 4930 | 4.1 | 3.8 | Non Federally-Regulated | 07/31/1991 |  | 03/31/1998
American Air Filter | Enercon | FVW-30 |  | Water-Source | WBAHP: Heat Pump Packaged Unit | Heat Pump | 265 | 1 |  |  | No Match | No Match |  |  |  | 28800 | 2619 | 11 | 9 | 34000 | 2624 | 3.8 | 3.2 | Non Federally-Regulated | 05/11/1988 |  | 03/15/1989
Florida Heat Pump | Florida Heat Pump | EM007-0VT/HZ/CF |  | Water-Source | WBAHP: Heat Pump Packaged Unit | Heat Pump | 115 | 1 |  |  | No Match | No Match |  |  |  | 7500 | 609 | 12.3 | 10 | 10000 | 651 | 4.5 |  | Federally-Regulated Commercial & Industrial Equipment | 10/05/1999 |  | 04/12/2000
Enertech Global, LLC | Enertech | H050C | ACD048 | Ground-Source | WBAHP-C: Heat Pump Split Syste | Heat Pump | 230 | 1 |  |  | No Match | Single-Speed |  |  |  | 54300 | 3352 | 16.2 | 13.4 | 43300 | 3525 | 3.6 | 3.1 | Non Federally-Regulated | 08/23/2011 |  | 04/19/2013
Singer | Electro-Hydronics | VF330D7 |  | Water-Source | WBAHP: Heat Pump Packaged Unit | Heat Pump | 265 | 1 |  |  | No Match | No Match |  |  |  | 33000 | 3500 | 9.4 | 7.5 | 35400 | 3550 | 2.9 | 2.5 | Non Federally-Regulated | 09/08/1982 |  | 05/16/1984
Addison Products | Heat Controller | WSH032-1AL |  | Water-Source | WBAHP: Heat Pump Packaged Unit | Heat Pump | 230 | 1 |  |  | No Match | No Match |  |  |  | 33000 | 2481 | 13.3 | 10 | 43000 | 2863 | 4.4 |  | Federally-Regulated Commercial & Industrial Equipment | 10/05/1999 |  | 04/12/2000
Waterfurnace International, Inc. | Geotility Geothermal Installations | ZS023**0*4 |  | Water-Source | WBAHP: Heat Pump Packaged Unit | Heat Pump | 208 | 1 |  |  | No Match | Single-Speed |  |  |  | 23000 | 1533 | 15 | 12 | 26000 | 1621 | 4.7 | 4.2 | Federally-Regulated Commercial & Industrial Equipment | 06/14/2011 |  | 04/19/2013
Addison Products | Heat Controller | WSH041-3AR |  | Water-Source | WBAHP: Heat Pump Packaged Unit | Heat Pump | 208 | 3 |  |  | No Match | No Match |  |  |  | 41000 | 3106 | 13.2 | 10 | 51000 | 3557 | 4.2 |  | Federally-Regulated Commercial & Industrial Equipment | 10/05/1999 |  | 04/12/2000
Waterfurnace International, Inc. | Waterfurnace International, Inc. | ES024*1 | FV4ANF003 | Ground-Water-Source | WBAHP-CB: Heat Pump Split Syst | Heat Pump | 230 | 1 |  |  | No Match | No Match |  |  |  | 25000 | 1404 | 17.8 | 9 | 16200 | 1356 | 3.5 |  | Non Federally-Regulated | 11/19/2002 |  | 03/12/2009
Trane U.S. Inc. | Trane | WPVE0351 |  | Water-Source | WBAHP: Heat Pump Packaged Unit | Heat Pump | 208 | 1 |  |  | No Match | No Match |  |  |  | 34200 | 2923 | 11.7 | 10 | 42200 | 3092 | 4 |  | Federally-Regulated Commercial & Industrial Equipment | 02/02/1998 |  | 03/31/1998
ClimateMaster Inc. | Carrier | 50HQA/HQD.VQA/VQD019 |  | Water-Source | WBAHP: Heat Pump Packaged Unit | Heat Pump | 265 | 1 |  |  | No Match | No Match |  |  |  | 20000 | 1492 | 13.4 | 10 | 23000 | 1567 | 4.3 |  | Federally-Regulated Commercial & Industrial Equipment | 12/14/1998 |  | 10/05/1999
Waterfurnace International, Inc. | Rybacki - Hart Enterprises | ZS041**3*0 |  | Water-Source | WBAHP: Heat Pump Packaged Unit | Heat Pump | 230 | 3 |  |  | No Match | Single-Speed |  |  |  | 40000 | 2899 | 13.8 | 12 | 45000 | 3067 | 4.3 | 4.2 | Federally-Regulated Commercial & Industrial Equipment | 01/24/2011 |  | 04/19/2013
Waterfurnace International, Inc. | Waterfurnace International, Inc. | ATV040D0 |  | Ground-Water-Source | WBAHP: Heat Pump Packaged Unit | Heat Pump | 208 | 1 |  |  | No Match | No Match |  |  |  | 41500 | 2441 | 17 | 9 | 29200 | 2516 | 3.4 |  | Non Federally-Regulated | 12/14/1998 |  | 10/06/1999
Waterfurnace International, Inc. | Waterfurnace International, Inc. | VLH042A4 |  | Water-Source | WBAHP: Heat Pump Packaged Unit | Heat Pump | 460 | 3 |  |  | No Match | No Match |  |  |  | 40000 | 3076 | 13 | 10 | 47400 | 3230 | 4.3 |  | Federally-Regulated Commercial & Industrial Equipment | 07/29/1998 |  | 10/02/1998
Econar | Econar | GH492 |  | Water-Source | WBAHP-CB: Heat Pump Split Syst | Heat Pump | 208 | 1 |  |  | No Match | No Match |  |  |  | 43500 | 3717 | 11.7 | 9 | 66000 | 5227 | 3.7 | 3.5 | Non Federally-Regulated | 12/14/1998 |  | 04/12/2000
Enertech Global, LLC | Enertech | HCT048C |  | Ground-Source | WBAHP: Heat Pump Packaged Unit | Heat Pump | 208 | 1 |  |  | No Match | Single-Speed |  |  |  | 48300 | 2808 | 17.2 | 13.4 | 38600 | 2901 | 3.9 | 3.1 | Non Federally-Regulated | 12/12/2012 |  | 04/21/2014
ClimateMaster Inc. | Carrier Corp. | 50PRH/V030 3 |  | Water-Source | WBAHP: Heat Pump Packaged Unit | Heat Pump | 208 | 1 |  |  | No Match | Single-Speed |  |  |  | 28100 | 2097 | 13.4 | 12 | 35100 | 2236 | 4.6 | 4.2 | Federally-Regulated Commercial & Industrial Equipment | 01/24/2011 |  | 08/23/2011
Climate Control / Snyder General | Electro-Hydronics | LE90C5 |  | Water-Source | WBAHP: Heat Pump Packaged Unit | Heat Pump | 208 | 1 |  |  | No Match | No Match |  |  |  | 8700 | 825 | 10.5 | 7.5 | 10000 | 850 | 3.4 | 2.5 | Non Federally-Regulated | 05/16/1984 |  | 08/29/1986
Waterfurnace International, Inc. | Rybacki - Hart Enterprises | ZS041**3*0 |  | Water-Source | WBAHP: Heat Pump Packaged Unit | Heat Pump | 208 | 3 |  |  | No Match | Single-Speed |  |  |  | 40000 | 2899 | 13.8 | 12 | 45000 | 3067 | 4.3 | 4.2 | Federally-Regulated Commercial & Industrial Equipment | 01/24/2011 |  | 04/19/2013
Climate Control / Snyder General | Electro-Hydronics | FC350G5 |  | Water-Source | WBAHP: Heat Pump Packaged Unit | Heat Pump | 208 | 1 |  |  | No Match | No Match |  |  |  | 35600 | 3360 | 10.6 | 7.5 | 43000 | 3500 | 3.6 | 2.5 | Non Federally-Regulated | 06/11/1985 |  | 08/29/1986
Waterfurnace International, Inc. | Waterfurnace International, Inc. | NSZ030A2 | NRAC026* | Ground-Source | WBAHP-CB: Heat Pump Split Syst | Heat Pump | 265 | 1 |  |  | No Match | Single-Speed |  |  |  | 26800 | 1354 | 19.8 | 13.4 | 19700 | 1443 | 4 | 3.1 | Non Federally-Regulated | 08/23/2011 |  | 10/24/2014
Jacobsen Energy Ind., Inc. | Jacobsen Energy Ind., Inc. | 72***6**** |  | Water-Source | WBAHP: Heat Pump Packaged Unit | Heat Pump | 460 | 3 |  |  | No Match | No Match |  |  |  | 67000 | 5650 | 11.9 | 9.2 | 88000 | 6750 | 3.8 |  | Non Federally-Regulated | 05/11/1988 |  | 03/15/1989
Command-Aire | Command-Aire | SWPH-1533 |  | Water-Source | WBAHP: Heat Pump Packaged Unit | Heat Pump | 208 | 3 |  |  | No Match | No Match |  |  |  | 169000 | 18500 | 9.1 |  | 235000 | 18900 | 3.7 |  | Non Federally-Regulated | 05/11/1988 |  | 03/15/1989
Enertech Global, LLC | Enertech | GST060A | ACD060 | Ground-Source | WBAHP-CB: Heat Pump Split Syst | Heat Pump | 208 | 1 |  |  | No Match | Single-Speed |  |  |  | 61500 | 3683 | 16.7 | 13.4 | 44800 | 3549 | 3.7 | 3.1 | Non Federally-Regulated | 11/30/2011 |  | 03/02/2012
Florida Heat Pump | Florida Heat Pump | EM024-1CF/HZ/VT |  | Water-Source | WBAHP: Heat Pump Packaged Unit | Heat Pump | 230 | 1 |  |  | No Match | No Match |  |  |  | 24000 | 1714 | 14 | 10 | 30000 | 1831 | 4.8 |  | Federally-Regulated Commercial & Industrial Equipment | 04/12/2000 |  | 02/17/2011
McQuay / Snyder General | Electro-Hydronics | UC610FK |  | Water-Source | WBAHP: Heat Pump Packaged Unit | Heat Pump | 208 | 3 |  |  | No Match | No Match |  |  |  | 61500 | 5850 | 10.5 | 7.5 | 77000 | 5785 | 3.9 | 2.5 | Non Federally-Regulated | 08/29/1986 |  | 05/11/1988
Waterfurnace International, Inc. | Waterfurnace International, Inc. | NDV/NDH049*1*1 |  | Water-Source | WBAHP: Heat Pump Packaged Unit | Heat Pump | 230 | 1 |  |  | No Match | Dual-Speed |  |  |  | 48300 | 3057 | 15.8 | 12 | 57400 | 3299 | 5.1 | 4.2 | Federally-Regulated Commercial & Industrial Equipment | 01/24/2011 |  | 10/24/2014
Florida Heat Pump | Energy Miser | HECS80-4 | HEAH80-4 | Water-Source | WBAHP-C: Heat Pump Split Syste | Heat Pump | 460 | 3 |  |  | No Match | No Match |  |  |  | 78000 | 7650 | 10.2 | 9.2 | 112000 | 8005 | 4.1 |  | Non Federally-Regulated | 05/11/1988 |  | 03/15/1989
Addison Products | Addison Products | WSH029-8AL |  | Water-Source | WBAHP: Heat Pump Packaged Unit | Heat Pump | 265 | 1 |  |  | No Match | No Match |  |  |  | 28300 | 2021 | 14 | 10 | 34900 | 2176 | 4.7 |  | Federally-Regulated Commercial & Industrial Equipment | 02/02/1998 |  | 03/31/1998
ClimateMaster Inc. | Carrier | RHC048***50*** |  | Water-Source | WBAHP: Heat Pump Packaged Unit | Heat Pump | 208 | 1 |  |  | No Match | No Match |  |  |  | 47900 | 4094 | 11.7 | 10 | 61100 | 4072 | 4.4 |  | Federally-Regulated Commercial & Industrial Equipment | 07/02/2003 |  | 03/12/2009
Trane U.S. Inc. | Trane | GSCC0281 |  | Water-Source | WBAHP: Heat Pump Packaged Unit | Heat Pump | 208 | 1 |  |  | No Match | No Match |  |  |  | 28500 | 2714 | 10.5 | 10 | 38000 | 2930 | 3.8 |  | Federally-Regulated Commercial & Industrial Equipment | 02/02/1998 |  | 03/31/1998
Enertech Global, LLC | Enertech | TCT036C2 |  | Ground-Water-Source | WBAHP: Heat Pump Packaged Unit | Heat Pump | 230 | 3 |  |  | No Match | Single-Speed |  |  |  | 41800 | 1720 | 24.3 | 16.2 | 35900 | 2023 | 5.2 | 3.6 | Non Federally-Regulated | 05/02/2012 |  | 12/12/2012
Florida Heat Pump | Florida Heat Pump | EM096-1HZ/VT |  | Water-Source | WBAHP-CB: Heat Pump Split Syst | Heat Pump | 230 | 1 |  |  | No Match | No Match |  |  |  | 104000 | 8062 | 12.9 | 9 | 109000 | 8188 | 3.9 | 3.5 | Non Federally-Regulated | 07/22/2002 |  | 03/12/2009
Mammoth | Mammoth | D030HHA |  | Water-Source | WBAHP: Heat Pump Packaged Unit | Heat Pump | 230 | 1 |  |  | No Match | Dual-Speed |  |  |  | 33200 | 1942 | 17.1 | 12 | 37600 | 2249 | 4.9 | 4.2 | Federally-Regulated Commercial & Industrial Equipment | 11/30/2011 |  | 12/12/2012
Waterfurnace International, Inc. | American Standard, Inc. | A1GC070***1**4 |  | Ground-Source | WBAHP: Heat Pump Packaged Unit | Heat Pump | 208 | 1 |  |  | No Match | Single-Speed | 3455 | 800 |  | 68500 | 4255 | 16.1 | 13.4 | 51600 | 4321 | 3.5 | 3.1 | Non Federally-Regulated | 08/23/2011 |  | 10/24/2014
Waterfurnace International, Inc. | Waterfurnace International, Inc. | SXV019A1 |  | Water-Source | WBAHP: Heat Pump Packaged Unit | Heat Pump | 230 | 1 |  |  | No Match | No Match |  |  |  | 18600 | 1338 | 13.9 | 9.3 | 24200 | 1447 | 4.9 | 3.8 | Federally-Regulated Commercial & Industrial Equipment | 03/31/1998 |  | 05/10/1998
Florida Heat Pump | Florida Heat Pump | EM012-1HZ |  | Water-Source | WBAHP: Heat Pump Packaged Unit | Heat Pump | 208 | 1 |  |  | No Match | No Match |  |  |  | 11500 | 1008 | 11.4 | 9.3 | 14600 | 1069 | 4 | 3.8 | Federally-Regulated Commercial & Industrial Equipment | 03/31/1998 |  | 05/10/1998
Waterfurnace International, Inc. | Waterfurnace International, Inc. | SXV048B0 |  | Ground-Water-Source | WBAHP: Heat Pump Packaged Unit | Heat Pump | 208 | 1 |  |  | No Match | No Match |  |  |  | 51500 | 3843 | 13.4 | 9 | 36000 | 3403 | 3.1 |  | Non Federally-Regulated | 12/14/1998 |  | 10/06/1999
American Air Filter | Enercon | DHW51 |  | Water-Source | WBAHP: Heat Pump Packaged Unit | Heat Pump | 230 | 3 |  |  | No Match | No Match |  |  |  | 51000 | 4988 | 10.2 | 7.5 | 64000 | 5244 | 3.6 | 2.5 | Non Federally-Regulated | 05/16/1984 |  | 06/11/1985
Carrier Corp. | Carrier | 50QXV0721 |  | Water-Source | WBAHP: Heat Pump Packaged Unit | Heat Pump | 575 | 3 |  |  | No Match | No Match |  |  |  | 73800 | 6255 | 11.8 | 9.2 | 89800 | 6530 | 4 |  | Federally-Regulated Commercial & Industrial Equipment | 09/25/1989 |  | 03/08/1996
Climate Control / Snyder General | Electro-Hydronics | FW260G5 |  | Water-Source | WBAHP: Heat Pump Packaged Unit | Heat Pump | 208 | 1 |  |  | No Match | No Match |  |  |  | 26000 | 2450 | 10.6 | 7.5 | 31600 | 2500 | 3.7 | 2.5 | Non Federally-Regulated | 05/16/1984 |  | 08/29/1986
Waterfurnace International, Inc. | Geotility Geothermal Installations | GS015**2*0 |  | Ground-Water-Source | WBAHP: Heat Pump Packaged Unit | Heat Pump | 265 | 1 |  |  | No Match | Single-Speed |  |  |  | 16200 | 623 | 26 | 16.2 | 14900 | 992 | 4.4 | 3.6 | Non Federally-Regulated | 01/24/2011 |  | 04/19/2013
Waterfurnace International, Inc. | Waterfurnace International, Inc. | SXV036A3 |  | Ground-Water-Source | WBAHP: Heat Pump Packaged Unit | Heat Pump | 208 | 3 |  |  | No Match | No Match |  |  |  | 36400 | 2676 | 13.6 | 9 | 26000 | 2381 | 3.2 |  | Non Federally-Regulated | 01/30/1998 |  | 08/21/1998
Waterfurnace International, Inc. | Waterfurnace International, Inc. | ATV046D0 |  | Ground-Water-Source | WBAHP: Heat Pump Packaged Unit | Heat Pump | 230 | 1 |  |  | No Match | No Match |  |  |  | 47000 | 2919 | 16.1 | 9 | 34500 | 3063 | 3.3 |  | Non Federally-Regulated | 12/14/1998 |  | 10/06/1999
Waterfurnace International, Inc. | Geotility Geothermal Installations | ZS023**4*1 |  | Water-Source | WBAHP: Heat Pump Packaged Unit | Heat Pump | 460 | 3 |  |  | No Match | Single-Speed |  |  |  | 23000 | 1533 | 15 | 12 | 26000 | 1621 | 4.7 | 4.2 | Federally-Regulated Commercial & Industrial Equipment | 01/24/2011 |  | 04/19/2013
McQuay / Snyder General | Electro-Hydronics | WE190C5 |  | Water-Source | WBAHP: Heat Pump Packaged Unit | Heat Pump | 208 | 1 |  |  | No Match | No Match |  |  |  | 18200 | 1825 | 10 | 7.5 | 22600 | 2000 | 3.3 | 2.5 | Non Federally-Regulated | 08/29/1986 |  | 05/11/1988
Addison Products | Addison Products | VGY042-4A |  | Ground-Water-Source | WBAHP: Heat Pump Packaged Unit | Heat Pump | 460 | 3 |  |  | No Match | No Match |  |  |  | 47000 | 3560 | 13.2 | 9 | 30900 | 3017 | 3 |  | Non Federally-Regulated | 07/22/2002 |  | 03/12/2009
Climate Control / Snyder General | Electro-Hydronics | VF200F7 |  | Water-Source | WBAHP: Heat Pump Packaged Unit | Heat Pump | 265 | 1 |  |  | No Match | No Match |  |  |  | 19000 | 1780 | 10.7 | 7.5 | 25600 | 1920 | 3.9 | 2.5 | Non Federally-Regulated | 05/16/1984 |  | 08/29/1986
Waterfurnace International, Inc. | Waterfurnace International, Inc. | CXW007*0 |  | Water-Source | WBAHP-O: Heat Pump Packaged Un | Heat Pump | 230 | 1 |  |  | No Match | No Match |  |  |  | 7100 | 507 | 14 | 10 | 9300 | 579 | 4.7 |  | Federally-Regulated Commercial & Industrial Equipment | 10/05/1999 |  | 04/12/2000
Snyder General Corp. | McQuay | LM075C3 |  | Water-Source | WBAHP-O: Heat Pump Packaged Un | Heat Pump | 208 | 1 |  |  | No Match | No Match |  |  |  | 6900 | 645 | 10.7 | 9 | 9400 | 725 | 3.8 | 3.2 | Non Federally-Regulated | 02/22/1990 |  | 07/31/1991
Enertech Global, LLC | Enertech | GXT036C3 |  | Ground-Source | WBAHP: Heat Pump Packaged Unit | Heat Pump | 460 | 3 |  |  | No Match | Single-Speed |  |  |  | 39300 | 1985 | 19.8 | 13.4 | 28600 | 1905 | 4.4 | 3.1 | Non Federally-Regulated | 05/02/2012 |  | 12/12/2012
Waterfurnace International, Inc. | Johnson Controls | RKV/RKH024**0*4 |  | Ground-Source | WBAHP: Heat Pump Packaged Unit | Heat Pump | 230 | 1 |  |  | No Match | Single-Speed |  |  |  | 26000 | 1354 | 19.2 | 13.4 | 18900 | 1497 | 3.7 | 3.1 | Non Federally-Regulated | 09/03/2012 |  | 01/09/2014
Addison Products | Addison Products | VGY042-1A |  | Water-Source | WBAHP-CB: Heat Pump Split Syst | Heat Pump | 230 | 1 |  |  | No Match | No Match |  |  |  | 48700 | 4058 | 12 | 9 | 52300 | 4378 | 3.5 | 3.5 | Non Federally-Regulated | 11/14/2000 |  | 07/18/2002
Inter-City Products Corp. | McQuay | LHP15AD |  | Water-Source | WBAHP: Heat Pump Packaged Unit | Heat Pump | 230 | 3 |  |  | No Match | No Match |  |  |  | 178000 | 16950 | 10.5 |  | 227000 | 17600 | 3.8 | 3.8 | Non Federally-Regulated | 07/31/1991 |  | 03/31/1998
Florida Heat Pump | Florida Heat Pump | EM060-1CS | EM060-1AH/AV | Ground-Water-Source | WBAHP-CB: Heat Pump Split Syst | Heat Pump | 208 | 1 |  |  | No Match | No Match |  |  |  | 62000 | 4769 | 13 | 9 | 51000 | 4528 | 3.3 |  | Non Federally-Regulated | 07/22/2002 |  | 03/12/2009
Enertech Global, LLC | Enertech | GHT060A2 |  | Ground-Water-Source | WBAHP: Heat Pump Packaged Unit | Heat Pump | 208 | 3 |  |  | No Match | Single-Speed |  |  |  | 60700 | 3178 | 19.1 | 16.2 | 56800 | 4162 | 4 | 3.6 | Non Federally-Regulated | 12/12/2012 |  | 05/11/2015
Enertech Global, LLC | Enertech | GCT060A |  | Ground-Source | WBAHP: Heat Pump Packaged Unit | Heat Pump | 230 | 1 |  |  | No Match | Single-Speed |  |  |  | 62800 | 3716 | 16.9 | 13.4 | 48400 | 3733 | 3.8 | 3.1 | Non Federally-Regulated | 06/14/2011 |  | 01/09/2014
ClimateMaster Inc. | Trane | WPVC0606 |  | Water-Source | WBAHP: Heat Pump Packaged Unit | Heat Pump | 208 | 3 |  |  | No Match | No Match |  |  |  | 63000 | 5500 | 11.5 | 9 | 78000 | 5850 | 3.9 | 3.2 | Non Federally-Regulated | 02/22/1990 |  | 07/31/1991
Marvair | Marvair | H-V410-02-A |  | Water-Source | WBAHP: Heat Pump Packaged Unit | Heat Pump | 230 | 1 |  |  | No Match | No Match |  |  |  | 41000 | 4000 | 10.2 | 7.5 | 53000 | 4300 | 3.6 | 2.5 | Non Federally-Regulated | 01/05/1982 |  | 05/16/1984
McQuay International | McQuay | LHP/LWP7D-T |  | Water-Source | WBAHP: Heat Pump Packaged Unit | Heat Pump | 460 | 3 |  |  | No Match | No Match |  |  |  | 70000 | 6194 | 11.3 | 9 | 83000 | 6401 | 3.8 | 3.8 | Federally-Regulated Commercial & Industrial Equipment | 12/14/1998 |  | 09/21/2000
McQuay / Snyder General | Electro-Hydronics | WE150B3 |  | Water-Source | WBAHP: Heat Pump Packaged Unit | Heat Pump | 230 | 1 |  |  | No Match | No Match |  |  |  | 14700 | 1875 | 7.8 | 7.5 | 19000 | 1900 | 2.9 | 2.5 | Non Federally-Regulated | 08/29/1986 |  | 05/11/1988
ClimateMaster Inc. | Heat Controller | HTS036A | RHPL-HM3621 | Ground-Source | WBAHP-CB: Heat Pump Split Syst | Heat Pump | 230 | 1 |  |  | No Match | Dual-Speed |  |  |  | 38200 | 2329 | 16.4 | 13.4 | 29900 | 2436 | 3.6 | 3.1 | Non Federally-Regulated | 06/15/2009 |  | 05/01/2015
ClimateMaster Inc. | Climate Master | PDW36 | FK4CNF003 | Ground-Water-Source | WBAHP-CB: Heat Pump Split Syst | Heat Pump | 208 | 1 |  |  | No Match | Single-Speed |  |  |  | 34900 | 1736 | 20.1 | 16.2 | 31900 | 2399 | 3.9 | 3.6 | Non Federally-Regulated | 09/15/2009 |  | 02/17/2011
Waterfurnace International, Inc. | Waterfurnace International, Inc. | SXV036C1 |  | Ground-Water-Source | WBAHP: Heat Pump Packaged Unit | Heat Pump | 208 | 1 |  |  | No Match | No Match |  |  |  | 36400 | 2676 | 13.6 | 9 | 26000 | 2381 | 3.2 |  | Non Federally-Regulated | 01/30/1998 |  | 10/02/1998
Waterfurnace International, Inc. | Waterfurnace International, Inc. | SXH048C0 |  | Ground-Water-Source | WBAHP: Heat Pump Packaged Unit | Heat Pump | 230 | 1 |  |  | No Match | No Match |  |  |  | 51500 | 3843 | 13.4 | 9 | 36000 | 3403 | 3.1 |  | Non Federally-Regulated | 01/30/1998 |  | 03/31/1998
Addison Products | Addison Products | HWPG060-1B** |  | Ground-Water-Source | WBAHP: Heat Pump Packaged Unit | Heat Pump | 208 | 1 |  |  | No Match | No Match |  |  |  | 58000 | 19333 | 3 | 9 | 44000 | 4298 | 3 |  | Non Federally-Regulated | 05/15/1998 |  | 07/29/1998
Enertech Global, LLC | Enertech | HXT072D |  | Ground-Source | WBAHP: Heat Pump Packaged Unit | Heat Pump | 230 | 1 |  |  | No Match | Single-Speed | 3533 | 710 | 1 | 73400 | 4243 | 17.3 | 13.4 | 57000 | 4515 | 3.7 | 3.1 | Non Federally-Regulated | 09/03/2012 |  | 12/12/2012
Mammoth | Hydrobank II | F110VLF/HLF |  | Ground-Water-Source | WBAHP: Heat Pump Packaged Unit | Heat Pump | 208 | 3 |  |  | No Match | No Match |  |  |  | 103730 | 7799 | 13.3 | 9 | 80450 | 7857 | 3 |  | Non Federally-Regulated | 10/06/1999 |  | 04/10/2000
Enertech Global, LLC | Enertech | HST036A2 | MPD036 | Ground-Source | WBAHP-CB: Heat Pump Split Syst | Heat Pump | 230 | 3 |  |  | No Match | Single-Speed |  |  |  | 38900 | 2315 | 16.8 | 13.4 | 29200 | 2194 | 3.9 | 3.1 | Non Federally-Regulated | 03/02/2012 |  | 12/12/2012
Addison Products | Addison Products | VGY054-1A |  | Ground-Water-Source | WBAHP: Heat Pump Packaged Unit | Heat Pump | 230 | 1 |  |  | No Match | No Match |  |  |  | 56000 | 4409 | 12.7 | 9 | 43000 | 4064 | 3.1 |  | Non Federally-Regulated | 11/14/2000 |  | 07/18/2002
McQuay International | McQuay | CCH/CCW/HWH/HWW048C-F |  | Water-Source | WBAHP: Heat Pump Packaged Unit | Heat Pump | 208 | 3 |  |  | No Match | No Match |  |  |  | 47000 | 3790 | 12.4 | 10 | 54000 | 3768 | 4.2 |  | Federally-Regulated Commercial & Industrial Equipment | 12/14/1998 |  | 11/17/1999
ClimateMaster Inc. | Climate Master Series | 814-009-E******** |  | Water-Source | WBAHP: Heat Pump Packaged Unit | Heat Pump | 265 | 1 |  |  | No Match | No Match |  |  |  | 8700 | 765 | 11.4 | 9 | 9600 | 800 | 3.5 | 3.2 | Federally-Regulated Commercial & Industrial Equipment | 01/23/1988 |  | 05/11/1988
McQuay / Snyder General | Electro-Hydronics | LM150B3 |  | Water-Source | WBAHP: Heat Pump Packaged Unit | Heat Pump | 230 | 1 |  |  | No Match | No Match |  |  |  | 14700 | 1875 | 7.8 | 7.5 | 19000 | 1900 | 2.9 | 2.5 | Non Federally-Regulated | 08/29/1986 |  | 05/11/1988
Waterfurnace International, Inc. | Johnson Controls | RKV/RKH036**0*0 |  | Water-Source | WBAHP: Heat Pump Packaged Unit | Heat Pump | 230 | 1 |  |  | No Match | Single-Speed |  |  |  | 34100 | 1938 | 17.6 | 12 | 34200 | 1790 | 5.6 | 4.2 | Federally-Regulated Commercial & Industrial Equipment | 09/03/2012 |  | 01/09/2014
Waterfurnace International, Inc. | Waterfurnace International, Inc. | SXH048B0 |  | Water-Source | WBAHP: Heat Pump Packaged Unit | Heat Pump | 208 | 1 |  |  | No Match | No Match |  |  |  | 49000 | 3629 | 13.5 | 10 | 60500 | 3772 | 4.7 |  | Federally-Regulated Commercial & Industrial Equipment | 12/14/1998 |  | 10/05/1999
ClimateMaster Inc. | Carrier Corp. | 50PEC18 |  | Ground-Source | WBAHP-O: Heat Pump Packaged Un | Heat Pump | 208 | 1 |  |  | No Match | Single-Speed |  |  |  | 16100 | 1167 | 13.8 | 13.4 | 13200 | 1172 | 3.3 | 3.1 | Non Federally-Regulated | 10/24/2014 |  | 04/22/2015
Waterfurnace International, Inc. | Waterfurnace International, Inc. | SXV095A4 |  | Ground-Water-Source | WBAHP: Heat Pump Packaged Unit | Heat Pump | 460 | 3 |  |  | No Match | No Match |  |  |  | 99000 | 6875 | 14.4 | 9 | 65500 | 6398 | 3 |  | Non Federally-Regulated | 01/30/1998 |  | 10/02/1998
Waterfurnace International, Inc. | Geotility Geothermal Installations | YS060**1*0 |  | Water-Source | WBAHP: Heat Pump Packaged Unit | Heat Pump | 208 | 1 |  |  | No Match | Single-Speed |  |  |  | 58400 | 3973 | 14.7 | 12 | 72500 | 4829 | 4.4 | 4.2 | Federally-Regulated Commercial & Industrial Equipment | 01/24/2011 |  | 04/19/2013
Waterfurnace International, Inc. | Rybacki - Hart Enterprises | GCC/GCW/GCS/GCE12*2 |  | Ground-Source | WBAHP-O: Heat Pump Packaged Un | Heat Pump | 265 | 1 |  |  | No Match | Single-Speed |  |  |  | 11000 | 775 | 14.2 | 13.4 | 9500 | 795 | 3.5 | 3.1 | Non Federally-Regulated | 01/24/2011 |  | 04/19/2013
McQuay / Snyder General | Electro-Hydronics | LWP10BK |  | Water-Source | WBAHP: Heat Pump Packaged Unit | Heat Pump | 208 | 3 |  |  | No Match | No Match |  |  |  | 107000 | 9000 | 11.9 | 9.2 | 120000 | 9200 | 3.8 | 2.5 | Non Federally-Regulated | 08/29/1986 |  | 05/11/1988
Addison Products | Addison Products | WSH028-1AL |  | Water-Source | WBAHP: Heat Pump Packaged Unit | Heat Pump | 208 | 1 |  |  | No Match | No Match |  |  |  | 27000 | 2177 | 12.4 | 10 | 34600 | 2304 | 4.4 |  | Federally-Regulated Commercial & Industrial Equipment | 02/02/1998 |  | 03/31/1998
Florida Heat Pump | Geosystems, LLC | CFS-*030 |  | Ground-Source | WBAHP: Heat Pump Packaged Unit | Heat Pump | 230 | 1 |  |  | No Match | Single-Speed |  |  |  | 30500 | 1694 | 18 | 13.4 | 22500 | 1735 | 3.8 | 3.1 | Non Federally-Regulated | 09/03/2012 |  | 12/12/2012
McQuay International | McQuay | FCV/FCW/VWH/VWW030B-G |  | Water-Source | WBAHP: Heat Pump Packaged Unit | Heat Pump | 208 | 1 |  |  | No Match | No Match |  |  |  | 29600 | 2487 | 11.9 | 10 | 39000 | 2930 | 3.9 |  | Federally-Regulated Commercial & Industrial Equipment | 02/02/1998 |  | 03/31/1998
Carrier Corp. | Carrier | 50QXV0304 |  | Water-Source | WBAHP: Heat Pump Packaged Unit | Heat Pump | 265 | 1 |  |  | No Match | No Match |  |  |  | 31200 | 2695 | 11.6 | 9 | 36400 | 2661 | 4 | 3.2 | Non Federally-Regulated | 03/15/1989 |  | 02/05/1990
Waterfurnace International, Inc. | Waterfurnace International, Inc. | VLV036A3 |  | Water-Source | WBAHP: Heat Pump Packaged Unit | Heat Pump | 208 | 3 |  |  | No Match | No Match |  |  |  | 34800 | 2697 | 12.9 | 9.3 | 42000 | 2862 | 4.3 | 3.8 | Federally-Regulated Commercial & Industrial Equipment | 03/31/1998 |  | 05/10/1998
Florida Heat Pump | Florida Heat Pump | EM070-5CF/HZ/VT |  | Water-Source | WBAHP-CB: Heat Pump Split Syst | Heat Pump | 575 | 3 |  |  | No Match | No Match |  |  |  | 69000 | 5036 | 13.7 | 9 | 79000 | 5935 | 3.9 | 3.5 | Non Federally-Regulated | 04/12/2000 |  | 05/23/2001
American Air Filter | Enercon | EHW-51 |  | Water-Source | WBAHP: Heat Pump Packaged Unit | Heat Pump | 208 | 1 |  |  | No Match | No Match |  |  |  | 49000 | 4757 | 10.3 | 9 | 62000 | 5339 | 3.4 | 3.2 | Non Federally-Regulated | 02/22/1990 |  | 07/31/1991
Florida Heat Pump | Florida Heat Pump | EM060-4CS | EM060-4AV | Water-Source | WBAHP-C: Heat Pump Split Syste | Heat Pump | 460 | 3 |  |  | No Match | No Match |  |  |  | 59000 | 4609 | 12.8 | 10 | 78000 | 5316 | 4.3 |  | Federally-Regulated Commercial & Industrial Equipment | 02/02/1998 |  | 03/31/1998
ClimateMaster Inc. | Climate Master | PDW60 | FK4CNF006 | Ground-Source | WBAHP-CB: Heat Pump Split Syst | Heat Pump | 230 | 1 |  |  | No Match | Single-Speed |  |  |  | 57600 | 4056 | 14.2 | 13.4 | 47200 | 3955 | 3.5 | 3.1 | Non Federally-Regulated | 09/15/2009 |  | 02/17/2011
Florida Heat Pump | DeMarco Energy Systems | GT054-1VT/HZ/CF |  | Water-Source | WBAHP-CB: Heat Pump Split Syst | Heat Pump | 230 | 1 |  |  | No Match | No Match |  |  |  | 53000 | 4240 | 12.5 | 9 | 62000 | 4657 | 3.9 | 3.5 | Non Federally-Regulated | 10/05/1999 |  | 04/12/2000
Mammoth | Hydrobank II | F064VLG |  | Ground-Water-Source | WBAHP: Heat Pump Packaged Unit | Heat Pump | 230 | 3 |  |  | No Match | No Match |  |  |  | 65000 | 4850 | 13.4 | 9 | 50000 | 4883 | 3 |  | Non Federally-Regulated | 07/22/2002 |  | 03/12/2009
Enertech Global, LLC | Enertech | TRT048A | MPD060 | Ground-Source | WBAHP-CB: Heat Pump Split Syst | Heat Pump | 230 | 1 |  |  | No Match | Single-Speed |  |  |  | 50800 | 2822 | 18 | 13.4 | 36400 | 2735 | 3.9 | 3.1 | Non Federally-Regulated | 12/12/2012 |  | 04/29/2015
American Air Filter | Enercon | EHW-15 |  | Water-Source | WBAHP: Heat Pump Packaged Unit | Heat Pump | 208 | 1 |  |  | No Match | No Match |  |  |  | 14600 | 1280 | 11.4 | 9 | 16800 | 1261 | 3.9 | 3.2 | Non Federally-Regulated | 02/22/1990 |  | 07/31/1991
Waterfurnace International, Inc. | Johnson Controls | RGSV/RGSH024**0*1 |  | Water-Source | WBAHP: Heat Pump Packaged Unit | Heat Pump | 230 | 1 |  |  | No Match | Single-Speed |  |  |  | 23900 | 1583 | 15.1 | 12 | 27000 | 1684 | 4.7 | 4.2 | Federally-Regulated Commercial & Industrial Equipment | 01/24/2011 |  | 09/03/2012
Snyder General Corp. | American Air Filter | VWH10K |  | Water-Source | WBAHP: Heat Pump Packaged Unit | Heat Pump | 208 | 3 |  |  | No Match | No Match |  |  |  | 107000 | 8992 | 11.9 | 10.5 | 120000 | 9288 | 3.8 | 3.8 | Non Federally-Regulated | 07/31/1991 |  | 03/31/1998
Waterfurnace International, Inc. | Waterfurnace International, Inc. | V095T*4 |  | Water-Source | WBAHP: Heat Pump Packaged Unit | Heat Pump | 460 | 3 |  |  | No Match | No Match |  |  |  | 95000 | 6934 | 13.7 | 9 | 115000 | 7835 | 4.3 | 3.8 | Federally-Regulated Commercial & Industrial Equipment | 05/19/2000 |  | 09/21/2000
McQuay / Snyder General | Electro-Hydronics | UW420GP |  | Water-Source | WBAHP: Heat Pump Packaged Unit | Heat Pump | 460 | 3 |  |  | No Match | No Match |  |  |  | 42000 | 3850 | 10.9 | 7.5 | 52000 | 4100 | 3.7 | 2.5 | Non Federally-Regulated | 08/29/1986 |  | 05/11/1988
Waterfurnace International, Inc. | Waterfurnace International, Inc. | ATV019C1 |  | Water-Source | WBAHP-CB: Heat Pump Split Syst | Heat Pump | 230 | 1 |  |  | No Match | No Match |  |  |  | 20200 | 1278 | 15.8 | 9 | 20800 | 1385 | 4.4 | 3.5 | Non Federally-Regulated | 02/02/1998 |  | 10/02/1998
Enertech Global, LLC | Roth Industries, Inc. | RCT072D3 |  | Ground-Source | WBAHP: Heat Pump Packaged Unit | Heat Pump | 460 | 3 |  |  | No Match | Single-Speed | 3612 | 710 | 1 | 72600 | 4321 | 16.8 | 13.4 | 58000 | 4594 | 3.7 | 3.1 | Non Federally-Regulated | 09/03/2012 |  | 12/12/2012
Mammoth | Mammoth | F043VHEXXX |  | Water-Source | WBAHP: Heat Pump Packaged Unit | Heat Pump | 208 | 3 |  |  | No Match | No Match |  |  |  | 41600 | 3780 | 11 | 9 | 51600 | 4200 | 3.6 | 3.2 | Non Federally-Regulated | 05/11/1988 |  | 03/15/1989
Florida Heat Pump | Energy Miser | HE42CF-1 |  | Water-Source | WBAHP: Heat Pump Packaged Unit | Heat Pump | 230 | 1 |  |  | No Match | No Match |  |  |  | 42000 | 3620 | 11.6 | 9 | 53500 | 3825 | 4.1 | 3.2 | Non Federally-Regulated | 05/11/1988 |  | 03/15/1989
Florida Heat Pump | Geosystems, LLC | CFS-*042 |  | Ground-Water-Source | WBAHP: Heat Pump Packaged Unit | Heat Pump | 208 | 1 |  |  | No Match | Single-Speed |  |  |  | 48000 | 2182 | 22 | 16.2 | 41000 | 2861 | 4.2 | 3.6 | Non Federally-Regulated | 09/03/2012 |  | 12/12/2012
Climate Control / Snyder General | Electro-Hydronics | UW350GK |  | Water-Source | WBAHP: Heat Pump Packaged Unit | Heat Pump | 208 | 3 |  |  | No Match | No Match |  |  |  | 35600 | 3360 | 10.6 | 7.5 | 43000 | 3500 | 3.6 | 2.5 | Non Federally-Regulated | 06/11/1985 |  | 08/29/1986
Waterfurnace International, Inc. | Waterfurnace International, Inc. | NSV/NSH022F1*0 |  | Ground-Source | WBAHP: Heat Pump Packaged Unit | Heat Pump | 208 | 1 |  |  | No Match | Single-Speed |  |  |  | 21500 | 1049 | 20.5 | 13.4 | 14200 | 1125 | 3.7 | 3.1 | Non Federally-Regulated | 05/02/2012 |  | 04/19/2013
ClimateMaster Inc. | Climate Master | TTP/S049A | TAC049A | Ground-Water-Source | WBAHP-C: Heat Pump Split Syste | Heat Pump | 230 | 1 |  |  | No Match | Single-Speed |  |  |  | 54900 | 2473 | 22.2 | 16.2 | 46300 | 2887 | 4.7 | 3.6 | Non Federally-Regulated | 01/24/2011 |  | 06/09/2015
Command-Aire | Command-Aire | RWP-401 |  | Water-Source | WBAHP: Heat Pump Packaged Unit | Heat Pump | 208 | 1 |  |  | No Match | No Match |  |  |  | 45900 | 4590 | 10 | 7.5 | 58200 | 4770 | 3.6 | 2.5 | Non Federally-Regulated | 01/05/1982 |  | 01/23/1988
Climate Control / Snyder General | Electro-Hydronics | LWP20AD |  | Water-Source | WBAHP: Heat Pump Packaged Unit | Heat Pump | 230 | 3 |  |  | No Match | No Match |  |  |  | 214000 | 18000 | 11.9 |  | 240000 | 18400 | 3.8 | 2.5 | Non Federally-Regulated | 06/11/1985 |  | 08/29/1986
Command-Aire | Command-Aire | SWP-543 |  | Water-Source | WBAHP: Heat Pump Packaged Unit | Heat Pump | 208 | 3 |  |  | No Match | No Match |  |  |  | 56000 | 5800 | 9.7 | 7.5 | 71000 | 5800 | 3.6 | 2.5 | Non Federally-Regulated | 01/05/1982 |  | 01/23/1988
Climate Control / Snyder General | Trane | WPVA26XE* |  | Water-Source | WBAHP: Heat Pump Packaged Unit | Heat Pump | 208 | 3 |  |  | No Match | No Match |  |  |  | 26000 | 2453 | 10.6 | 7.5 | 31600 | 2503 | 3.7 | 2.5 | Non Federally-Regulated | 05/16/1984 |  | 05/11/1988
Mammoth | Hydrobank II | F025VLG |  | Ground-Water-Source | WBAHP: Heat Pump Packaged Unit | Heat Pump | 208 | 3 |  |  | No Match | No Match |  |  |  | 24800 | 1771 | 14 | 9 | 18800 | 1776 | 3.1 |  | Non Federally-Regulated | 07/22/2002 |  | 03/12/2009
McQuay / Snyder General | Electro-Hydronics | CC350G7 |  | Water-Source | WBAHP: Heat Pump Packaged Unit | Heat Pump | 265 | 1 |  |  | No Match | No Match |  |  |  | 35600 | 3360 | 10.6 | 7.5 | 43000 | 3500 | 3.6 | 2.5 | Non Federally-Regulated | 08/29/1986 |  | 05/11/1988
Heat Controller | Heat Controller | VWPG054-1B-XL* |  | Water-Source | WBAHP-CB: Heat Pump Split Syst | Heat Pump | 208 | 1 |  |  | No Match | No Match |  |  |  | 55000 | 4166 | 13.2 | 9 | 61500 | 4506 | 4 | 3.5 | Non Federally-Regulated | 02/02/1998 |  | 10/02/1998
Florida Heat Pump | Florida Heat Pump | EM031-1CF |  | Water-Source | WBAHP: Heat Pump Packaged Unit | Heat Pump | 208 | 1 |  |  | No Match | No Match |  |  |  | 32000 | 2285 | 14 | 10 | 42000 | 2735 | 4.5 |  | Federally-Regulated Commercial & Industrial Equipment | 02/02/1998 |  | 03/31/1998
Enertech Global, LLC | Roth Industries, Inc. | RXT060D |  | Ground-Source | WBAHP: Heat Pump Packaged Unit | Heat Pump | 230 | 1 |  |  | No Match | Single-Speed |  |  |  | 64500 | 3544 | 18.2 | 13.4 | 48600 | 3652 | 3.9 | 3.1 | Non Federally-Regulated | 09/03/2012 |  | 12/12/2012
Florida Heat Pump | Florida Heat Pump | CE035-1CS | CE035-1AH/AV | Water-Source | WBAHP-CB: Heat Pump Split Syst | Heat Pump | 230 | 1 |  |  | No Match | Dual-Speed |  |  |  | 35300 | 2468 | 14.3 | 12 | 42200 | 2631 | 4.7 | 4.2 | Federally-Regulated Commercial & Industrial Equipment | 06/14/2011 |  | 04/20/2015
Enertech Global, LLC | Roth Industries, Inc. | RXT024C |  | Ground-Water-Source | WBAHP: Heat Pump Packaged Unit | Heat Pump | 230 | 1 |  |  | No Match | Single-Speed |  |  |  | 30100 | 1034 | 29.1 | 16.2 | 25100 | 1337 | 5.5 | 3.6 | Non Federally-Regulated | 11/30/2011 |  | 04/21/2014
Mammoth | Hydrobank II | G120HHG/VHG |  | Water-Source | WBAHP: Heat Pump Packaged Unit | Heat Pump | 460 | 3 |  |  | No Match | No Match |  |  |  | 122000 | 10796 | 11.3 | 9 | 169000 | 13034 | 3.8 | 3.8 | Federally-Regulated Commercial & Industrial Equipment | 12/14/1998 |  | 10/05/1999
Innovative Air Systems | E-Series | HE40ECHP-CUV |  | Ground-Water-Source | WBAHP: Heat Pump Packaged Unit | Heat Pump | 208 | 3 |  |  | No Match | No Match |  |  |  | 48255 | 2383 | 20.2 | 9 | 69325 | 2837 | 7.2 |  | Non Federally-Regulated | 02/24/1994 |  | 04/10/2000
ClimateMaster Inc. | Climate Master Series | HS/HL/VS/VL012E |  | Water-Source | WBAHP: Heat Pump Packaged Unit | Heat Pump | 265 | 1 |  |  | No Match | No Match |  |  |  | 12200 | 1089 | 11.2 | 10 | 16200 | 1186 | 4 |  | Federally-Regulated Commercial & Industrial Equipment | 04/12/2000 |  | 11/14/2000
Mammoth | Hydrobank II | G036VHJ |  | Water-Source | WBAHP: Heat Pump Packaged Unit | Heat Pump | 460 | 3 |  |  | No Match | No Match |  |  |  | 35500 | 3413 | 10.4 | 10 | 47000 | 3530 | 3.9 |  | Federally-Regulated Commercial & Industrial Equipment | 11/14/2000 |  | 01/18/2001
Enertech Global, LLC | Enertech | GSC072 | MPD060 | Ground-Water-Source | WBAHP-CB: Heat Pump Split Syst | Heat Pump | 230 | 1 |  |  | No Match | Single-Speed | 3154 | 860 | 1 | 75500 | 4314 | 17.5 | 16.2 | 66500 | 5271 | 3.7 | 3.6 | Non Federally-Regulated | 07/16/2009 |  | 03/02/2012
McQuay International | McQuay | W-CDD/CDE/CMG-1-024-F |  | Water-Source | WBAHP: Heat Pump Packaged Unit | Heat Pump | 230 | 3 |  |  | No Match | No Match |  |  |  | 25400 | 1840 | 13.8 | 10 | 29800 | 2129 | 4.1 |  | Federally-Regulated Commercial & Industrial Equipment | 10/05/1999 |  | 09/21/2000
Waterfurnace International, Inc. | Waterfurnace International, Inc. | ATV057D1 |  | Ground-Water-Source | WBAHP: Heat Pump Packaged Unit | Heat Pump | 208 | 1 |  |  | No Match | No Match |  |  |  | 60000 | 4761 | 12.6 | 9 | 42000 | 4103 | 3 |  | Non Federally-Regulated | 12/14/1998 |  | 10/06/1999
Waterfurnace International, Inc. | Eagle Mountain | YS024**1*0 |  | Water-Source | WBAHP: Heat Pump Packaged Unit | Heat Pump | 208 | 1 |  |  | No Match | Single-Speed |  |  |  | 23900 | 1637 | 14.6 | 12 | 27000 | 1684 | 4.7 | 4.2 | Federally-Regulated Commercial & Industrial Equipment | 01/24/2011 |  | 04/19/2013
Mammoth | Geox | ZF052HHF |  | Water-Source | WBAHP: Heat Pump Packaged Unit | Heat Pump | 208 | 3 |  |  | No Match | No Match |  |  |  | 52500 | 4772 | 11 | 9 | 66000 | 5226 | 3.7 | 3.2 | Federally-Regulated Commercial & Industrial Equipment | 12/26/1990 |  | 07/27/1992
Inter-City Products Corp. | McQuay | WMH007B*N |  | Water-Source | WBAHP-O: Heat Pump Packaged Un | Heat Pump | 265 | 1 |  |  | No Match | No Match |  |  |  | 6600 | 520 | 12.7 | 9.3 | 9000 | 630 | 4.2 | 3.8 | Non Federally-Regulated | 07/31/1991 |  | 03/31/1998
California Heat Pump | California Heat Pump | CHP-09C*-12-** |  | Water-Source | WBAHP: Heat Pump Packaged Unit | Heat Pump | 230 | 1 |  |  | No Match | No Match |  |  |  | 9000 | 900 | 10 | 7.5 | 10300 | 900 | 3.4 | 2.5 | Non Federally-Regulated | 01/05/1982 |  | 06/11/1985
Mammoth | Hydrobank II | G130HHF/VHF |  | Water-Source | WBAHP: Heat Pump Packaged Unit | Heat Pump | 460 | 3 |  |  | No Match | No Match |  |  |  | 124000 | 9538 | 13 | 9 | 159000 | 11650 | 4 | 3.8 | Federally-Regulated Commercial & Industrial Equipment | 07/29/1998 |  | 10/02/1998
Waterfurnace International, Inc. | Waterfurnace International, Inc. | ATH022D0 |  | Ground-Water-Source | WBAHP: Heat Pump Packaged Unit | Heat Pump | 208 | 1 |  |  | No Match | No Match |  |  |  | 23400 | 1392 | 16.8 | 9 | 15700 | 1353 | 3.4 |  | Non Federally-Regulated | 12/14/1998 |  | 10/06/1999
Waterfurnace International, Inc. | Waterfurnace International, Inc. | CW*018A0 |  | Ground-Source | WBAHP: Heat Pump Packaged Unit | Heat Pump | 208 | 1 |  |  | No Match | No Match |  |  |  | 18100 | 1360 | 13.3 |  | 13900 | 1357 | 3 |  | Non Federally-Regulated | 03/31/1998 |  | 05/10/1998
Waterfurnace International, Inc. | Waterfurnace International, Inc. | VLH048A3 |  | Water-Source | WBAHP: Heat Pump Packaged Unit | Heat Pump | 208 | 3 |  |  | No Match | No Match |  |  |  | 47000 | 3852 | 12.2 | 10 | 59800 | 4274 | 4.1 |  | Federally-Regulated Commercial & Industrial Equipment | 07/29/1998 |  | 10/02/1998
Friedrich Air Conditioning Co. | Climate Master Series | V100-32********** |  | Water-Source | WBAHP: Heat Pump Packaged Unit | Heat Pump | 230 | 3 |  |  | No Match | No Match |  |  |  | 101000 | 9900 | 10.2 | 7.5 | 112000 | 9120 | 3.6 | 2.2 | Non Federally-Regulated | 08/30/1983 |  | 05/16/1984
McQuay / Snyder General | Electro-Hydronics | WM190C7 |  | Water-Source | WBAHP: Heat Pump Packaged Unit | Heat Pump | 265 | 1 |  |  | No Match | No Match |  |  |  | 18200 | 1825 | 10 | 7.5 | 22600 | 2000 | 3.3 | 2.5 | Non Federally-Regulated | 08/29/1986 |  | 05/11/1988
Waterfurnace International, Inc. | Rybacki - Hart Enterprises | ZS036**3*4 |  | Ground-Water-Source | WBAHP: Heat Pump Packaged Unit | Heat Pump | 208 | 3 |  |  | No Match | Single-Speed |  |  |  | 37700 | 1639 | 23 | 16.2 | 33000 | 2249 | 4.3 | 3.6 | Non Federally-Regulated | 06/14/2011 |  | 03/02/2012
Geoflex Systems, Inc. | Geoflex Systems, Inc. | GF1T-V/H/D/M-038WAABP |  | Ground-Water-Source | WBAHP: Heat Pump Packaged Unit | Both Heat Pump and Electric Re | 230 | 1 |  |  | No Match | Dual-Speed |  |  |  | 39100 | 1693 | 23.1 | 16.2 | 36800 | 2201 | 4.9 | 3.6 | Non Federally-Regulated | 03/02/2012 |  | 01/09/2014
Enertech Global, LLC | Enertech | GTC048 | ACD060 | Water-Source | WBAHP-C: Heat Pump Split Syste | Heat Pump | 208 | 1 |  |  | No Match | Single-Speed |  |  |  | 48800 | 3904 | 12.5 | 12 | 58400 | 3806 | 4.5 | 4.2 | Federally-Regulated Commercial & Industrial Equipment | 04/30/2009 |  | 06/15/2009
McQuay / Snyder General | Electro-Hydronics | CC550FP |  | Water-Source | WBAHP: Heat Pump Packaged Unit | Heat Pump | 460 | 3 |  |  | No Match | No Match |  |  |  | 55000 | 5670 | 9.7 | 7.5 | 67000 | 5610 | 3.5 | 2.5 | Non Federally-Regulated | 08/29/1986 |  | 05/11/1988
Florida Heat Pump | Florida Heat Pump | GT010-0CF/HZ/VT |  | Ground-Water-Source | WBAHP: Heat Pump Packaged Unit | Heat Pump | 115 | 1 |  |  | No Match | No Match |  |  |  | 11200 | 695 | 16.1 | 9 | 8000 | 732 | 3.2 |  | Non Federally-Regulated | 07/22/2002 |  | 03/12/2009
ClimateMaster Inc. | Carrier Corp. | 50PCH/V006 |  | Water-Source | WBAHP: Heat Pump Packaged Unit | Heat Pump | 208 | 1 |  |  | No Match | Single-Speed |  |  |  | 5800 | 439 | 13.2 | 11.2 | 7500 | 468 | 4.7 | 4.2 | Federally-Regulated Commercial & Industrial Equipment | 10/24/2014 |  | 04/22/2015
Florida Heat Pump | Florida Heat Pump | EM042-3VT |  | Water-Source | WBAHP: Heat Pump Packaged Unit | Heat Pump | 208 | 3 |  |  | No Match | No Match |  |  |  | 42000 | 3181 | 13.2 | 10 | 51000 | 3475 | 4.3 |  | Federally-Regulated Commercial & Industrial Equipment | 12/14/1998 |  | 10/05/1999
Carrier Corp. | Carrier | 50QXH0093 |  | Water-Source | WBAHP: Heat Pump Packaged Unit | Heat Pump | 208 | 1 |  |  | No Match | No Match |  |  |  | 9200 | 745 | 12.3 | 9 | 10800 | 775 | 4.1 | 3.2 | Federally-Regulated Commercial & Industrial Equipment | 02/05/1990 |  | 02/22/1990
Florida Heat Pump | Energy Miser | LT 40 CF -4 |  | Ground-Water-Source | WBAHP: Heat Pump Packaged Unit | Heat Pump | 460 | 3 |  |  | No Match | No Match |  |  |  | 36400 | 3250 | 11.2 |  | 42000 | 3515 | 3.5 |  | Non Federally-Regulated | 02/22/1990 |  | 07/31/1991
Addison Products | Addison Products | WSH019-1AL |  | Water-Source | WBAHP: Heat Pump Packaged Unit | Heat Pump | 208 | 1 |  |  | No Match | No Match |  |  |  | 18200 | 1300 | 14 | 10 | 22200 | 1301 | 5 |  | Federally-Regulated Commercial & Industrial Equipment | 02/02/1998 |  | 03/31/1998
Trane U.S. Inc. | Trane | GSCC035 |  | Water-Source | WBAHP: Heat Pump Packaged Unit | Heat Pump | 208 | 1 |  |  | No Match | No Match |  |  |  | 36100 | 3281 | 11 | 10 | 45800 | 3531 | 3.8 |  | Federally-Regulated Commercial & Industrial Equipment | 04/12/2000 |  | 11/14/2000
Florida Heat Pump | Florida Heat Pump | EM060-3CF |  | Water-Source | WBAHP: Heat Pump Packaged Unit | Heat Pump | 208 | 3 |  |  | No Match | No Match |  |  |  | 60000 | 4615 | 13 | 10 | 80000 | 5328 | 4.4 |  | Federally-Regulated Commercial & Industrial Equipment | 02/02/1998 |  | 03/31/1998
Florida Heat Pump | Energy Miser | HECS62-4 | HEAH62-4 | Water-Source | WBAHP-C: Heat Pump Split Syste | Heat Pump | 460 | 3 |  |  | No Match | No Match |  |  |  | 60000 | 5610 | 10.7 | 9 | 80000 | 6335 | 3.7 | 3.2 | Non Federally-Regulated | 05/11/1988 |  | 03/15/1989
Enertech Global, LLC | Enertech | TST040 | ACD036 | Ground-Water-Source | WBAHP-C: Heat Pump Split Syste | Heat Pump | 230 | 1 |  |  | No Match | Single-Speed |  |  |  | 39200 | 1990 | 19.7 | 16.2 | 34200 | 2564 | 3.9 | 3.6 | Non Federally-Regulated | 11/25/2009 |  | 04/19/2013
Carrier Corp. - Syracuse | Carrier | 50YBV042 |  | Ground-Water-Source | WBAHP: Heat Pump Packaged Unit | Heat Pump | 230 | 1 |  |  | No Match | No Match |  |  |  | 42000 | 2470 | 17 | 9 | 30000 | 2313 | 3.8 |  | Non Federally-Regulated | 01/30/1998 |  | 10/02/1998
Addison Products | Addison Products | HPY009-1A |  | Water-Source | WBAHP-CB: Heat Pump Split Syst | Heat Pump | 230 | 1 |  |  | No Match | No Match |  |  |  | 9600 | 813 | 11.8 | 9 | 11900 | 917 | 3.8 | 3.5 | Non Federally-Regulated | 07/22/2002 |  | 03/12/2009
Snyder General Corp. | American Air Filter | HWH036C*F |  | Water-Source | WBAHP: Heat Pump Packaged Unit | Heat Pump | 208 | 3 |  |  | No Match | No Match |  |  |  | 35600 | 3017 | 11.8 | 9.3 | 43000 | 3243 | 3.9 | 3.8 | Non Federally-Regulated | 07/31/1991 |  | 03/31/1998
Mammoth | Mammoth | D124VSC |  | Water-Source | WBAHP: Heat Pump Packaged Unit | Heat Pump | 230 | 1 |  |  | No Match | No Match |  |  |  | 116000 | 11590 | 10 | 9.2 | 142000 | 11364 | 3.7 | 2.5 | Non Federally-Regulated | 05/16/1984 |  | 05/11/1988
Waterfurnace International, Inc. | Waterfurnace International, Inc. | SXH030A2 |  | Ground-Water-Source | WBAHP: Heat Pump Packaged Unit | Heat Pump | 265 | 1 |  |  | No Match | No Match |  |  |  | 31800 | 2338 | 13.6 | 11 | 33400 | 2330 | 4.2 | 3.5 | Non Federally-Regulated | 03/31/1998 |  | 05/10/1998
McQuay International | McQuay | W-CDD/CDE/CMG-1-048-E |  | Water-Source | WBAHP: Heat Pump Packaged Unit | Heat Pump | 208 | 1 |  |  | No Match | No Match |  |  |  | 44000 | 3548 | 12.4 | 10 | 56000 | 3646 | 4.5 |  | Federally-Regulated Commercial & Industrial Equipment | 10/05/1999 |  | 09/21/2000
Econar | Econar | GH181 |  | Ground-Source | WBAHP: Heat Pump Packaged Unit | Heat Pump | 208 | 1 |  |  | No Match | No Match |  |  |  | 16700 | 1274 | 13.1 |  | 16500 | 1465 | 3.3 |  | Non Federally-Regulated | 03/31/1998 |  | 05/10/1998
Florida Heat Pump | Florida Heat Pump | EM042-2VT |  | Water-Source | WBAHP: Heat Pump Packaged Unit | Heat Pump | 265 | 1 |  |  | No Match | No Match |  |  |  | 42000 | 3181 | 13.2 | 9.3 | 51000 | 3475 | 4.3 | 3.8 | Federally-Regulated Commercial & Industrial Equipment | 03/31/1998 |  | 05/10/1998
Climate Control / Snyder General | Electro-Hydronics | LHP25AD |  | Water-Source | WBAHP: Heat Pump Packaged Unit | Heat Pump | 230 | 3 |  |  | No Match | No Match |  |  |  | 256000 | 22000 | 11.6 |  | 284000 | 22400 | 3.7 | 2.5 | Non Federally-Regulated | 06/11/1985 |  | 08/29/1986
Climate Control / Snyder General | Electro-Hydronics | UW330G5 |  | Water-Source | WBAHP: Heat Pump Packaged Unit | Heat Pump | 208 | 1 |  |  | No Match | No Match |  |  |  | 33000 | 3050 | 10.8 | 7.5 | 39000 | 3090 | 3.7 | 2.5 | Non Federally-Regulated | 05/16/1984 |  | 08/29/1986
Florida Heat Pump | Florida Heat Pump | EM048-3HZ |  | Water-Source | WBAHP: Heat Pump Packaged Unit | Heat Pump | 230 | 3 |  |  | No Match | No Match |  |  |  | 49000 | 3920 | 12.5 | 10 | 58000 | 3863 | 4.4 |  | Federally-Regulated Commercial & Industrial Equipment | 12/14/1998 |  | 10/05/1999
Marvair | Marvair | H-V345-01-A |  | Water-Source | WBAHP: Heat Pump Packaged Unit | Heat Pump | 208 | 1 |  |  | No Match | No Match |  |  |  | 33500 | 3050 | 11 | 7.5 | 36500 | 3554 | 3 | 2.5 | Non Federally-Regulated | 09/08/1982 |  | 08/30/1983
Command-Aire | Command-Aire | SWPH611E |  | Water-Source | WBAHP: Heat Pump Packaged Unit | Heat Pump | 230 | 1 |  |  | No Match | No Match |  |  |  | 62000 | 5640 | 11 | 7.5 | 74000 | 5290 | 4.1 | 2.5 | Non Federally-Regulated | 05/16/1984 |  | 06/11/1985
Florida Heat Pump | Energy Miser | HE42CF-3 |  | Water-Source | WBAHP: Heat Pump Packaged Unit | Heat Pump | 208 | 3 |  |  | No Match | No Match |  |  |  | 42000 | 3820 | 11 | 7.5 | 53500 | 3825 | 4.1 | 2.5 | Non Federally-Regulated | 05/16/1984 |  | 05/11/1988
Florida Heat Pump | Florida Heat Pump | EM015-1CS | EM015-1AH/AV | Water-Source | WBAH: Heating Only Packaged Un | Heat Pump | 230 | 1 |  |  | No Match | No Match |  |  |  | 15800 | 1436 | 11 | 9 | 19700 | 1649 | 3.5 | 3.5 | Non Federally-Regulated | 05/23/2001 |  | 07/18/2002
ClimateMaster Inc. | Climate Master | TZV/H024B |  | Water-Source | WBAHP: Heat Pump Packaged Unit | Heat Pump | 230 | 1 |  |  | No Match | Single-Speed |  |  |  | 24100 | 1651 | 14.6 | 12 | 28600 | 1783 | 4.7 | 4.2 | Federally-Regulated Commercial & Industrial Equipment | 12/12/2012 |  | 01/09/2014
Mammoth | Mammoth | G124V |  | Water-Source | WBAHP: Heat Pump Packaged Unit | Heat Pump | 460 | 3 |  |  | No Match | No Match |  |  |  | 111000 | 12750 | 8.7 | 9.2 | 134000 | 13500 | 2.9 | 2.5 | Non Federally-Regulated | 05/16/1984 |  | 05/11/1988
Hydro Delta Corp. | Hydro Delta Corp. | 03-060-WTAR-MT |  | Ground-Water-Source | WBAHP: Heat Pump Packaged Unit | Heat Pump | 230 | 1 |  |  | No Match | No Match |  |  |  | 63500 | 4884 | 13 | 9 | 49000 | 4486 | 3.2 |  | Non Federally-Regulated | 10/06/1999 |  | 01/21/2000
Florida Heat Pump | Florida Heat Pump | EM028-1CS | EM028-1AH/AV | Ground-Water-Source | WBAHP-CB: Heat Pump Split Syst | Heat Pump | 208 | 1 |  |  | No Match | No Match |  |  |  | 29000 | 2056 | 14.1 | 9 | 20000 | 1831 | 3.2 |  | Non Federally-Regulated | 05/29/2001 |  | 07/18/2002
Econar | Econar | Q18KW6T(P) |  | Ground-Water-Source | WBAHP: Heat Pump Packaged Unit | Heat Pump | 208 | 1 |  |  | No Match | No Match |  |  |  | 48000 | 2807 | 17.1 | 9 | 46000 | 3642 | 3.7 |  | Non Federally-Regulated | 11/17/1999 |  | 07/18/2002
ClimateMaster Inc. | Climate Master Series | 813-060-F******** |  | Water-Source | WBAHP: Heat Pump Packaged Unit | Heat Pump | 460 | 3 |  |  | No Match | No Match |  |  |  | 62000 | 5536 | 11.2 | 9 | 75000 | 5782 | 3.8 | 3.2 | Non Federally-Regulated | 05/11/1988 |  | 03/15/1989
Waterfurnace International, Inc. | Waterfurnace International, Inc. | SXV036C1 |  | Water-Source | WBAHP: Heat Pump Packaged Unit | Heat Pump | 230 | 1 |  |  | No Match | No Match |  |  |  | 36000 | 2647 | 13.6 | 10 | 44500 | 2774 | 4.7 |  | Federally-Regulated Commercial & Industrial Equipment | 12/14/1998 |  | 10/05/1999
Mammoth | Hydrobank II | D013HHG/VHG |  | Water-Source | WBAHP: Heat Pump Packaged Unit | Heat Pump | 208 | 1 |  |  | No Match | No Match |  |  |  | 12500 | 1190 | 10.5 | 10 | 17200 | 1326 | 3.8 |  | Federally-Regulated Commercial & Industrial Equipment | 12/14/1998 |  | 10/05/1999
Addison Products | Addison Products | DWPG066-1B-XL* |  | Water-Source | WBAHP-CB: Heat Pump Split Syst | Heat Pump | 230 | 1 |  |  | No Match | No Match |  |  |  | 67000 | 5153 | 13 | 9 | 75000 | 5940 | 3.7 | 3.5 | Non Federally-Regulated | 02/02/1998 |  | 10/02/1998
Florida Heat Pump | Florida Heat Pump | EM070-1CS | EM070-1AH/AV | Water-Source | WBAH: Heating Only Packaged Un | Heat Pump | 230 | 1 |  |  | No Match | No Match |  |  |  | 67500 | 5037 | 13.4 | 9 | 77500 | 5975 | 3.8 | 3.5 | Non Federally-Regulated | 04/12/2000 |  | 07/18/2002
American Air Filter | Enercon | GVW-240 |  | Water-Source | WBAHP: Heat Pump Packaged Unit | Heat Pump | 230 | 3 |  |  | No Match | No Match |  |  |  | 240400 | 20200 | 11.9 |  | 270000 | 21400 | 3.7 | 2.5 | Non Federally-Regulated | 02/22/1990 |  | 07/31/1991
Addison Products | Addison Products | HGY030-8A |  | Ground-Water-Source | WBAHP: Heat Pump Packaged Unit | Heat Pump | 265 | 1 |  |  | No Match | No Match |  |  |  | 33500 | 2557 | 13.1 | 9 | 23800 | 2179 | 3.2 |  | Non Federally-Regulated | 07/22/2002 |  | 03/12/2009
Friedrich Air Conditioning Co. | Climate Master Series | 803-036-G******** |  | Water-Source | WBAHP: Heat Pump Packaged Unit | Heat Pump | 230 | 3 |  |  | No Match | No Match |  |  |  | 35600 | 3360 | 10.6 | 7.5 | 42500 | 3550 | 3.5 | 2.5 | Non Federally-Regulated | 08/30/1983 |  | 05/16/1984
Waterfurnace International, Inc. | WFI Industries, Ltd. | ZS036**4*4 |  | Ground-Water-Source | WBAHP: Heat Pump Packaged Unit | Heat Pump | 460 | 3 |  |  | No Match | Single-Speed |  |  |  | 37700 | 1639 | 23 | 16.2 | 33000 | 2249 | 4.3 | 3.6 | Non Federally-Regulated | 06/14/2011 |  | 03/02/2012
McQuay International | McQuay | FCV/FCW/VWH/VWW042B-T |  | Water-Source | WBAHP: Heat Pump Packaged Unit | Heat Pump | 460 | 3 |  |  | No Match | No Match |  |  |  | 41800 | 3483 | 12 | 10 | 53000 | 3883 | 4 |  | Federally-Regulated Commercial & Industrial Equipment | 12/14/1998 |  | 11/17/1999
Waterfurnace International, Inc. | Waterfurnace International, Inc. | VLV036A2 |  | Water-Source | WBAHP: Heat Pump Packaged Unit | Heat Pump | 265 | 1 |  |  | No Match | No Match |  |  |  | 34800 | 2697 | 12.9 | 9.3 | 42000 | 2862 | 4.3 | 3.8 | Federally-Regulated Commercial & Industrial Equipment | 03/31/1998 |  | 05/10/1998
ClimateMaster Inc. | Carrier | 50HQA/HQD/VQA/VQD048 5 |  | Water-Source | WBAHP: Heat Pump Packaged Unit | Heat Pump | 460 | 3 |  |  | No Match | No Match |  |  |  | 47500 | 4318 | 11 | 10 | 57000 | 4396 | 3.8 |  | Federally-Regulated Commercial & Industrial Equipment | 12/14/1998 |  | 10/05/1999
Climate Control / Snyder General | Electro-Hydronics | VE330FD |  | Water-Source | WBAHP: Heat Pump Packaged Unit | Heat Pump | 230 | 3 |  |  | No Match | No Match |  |  |  | 33000 | 3050 | 10.8 | 7.5 | 35000 | 2900 | 3.5 | 2.5 | Non Federally-Regulated | 05/16/1984 |  | 08/29/1986
Waterfurnace International, Inc. | Waterfurnace International, Inc. | CX*018*0 |  | Ground-Water-Source | WBAHP: Heat Pump Packaged Unit | Heat Pump | 230 | 1 |  |  | No Match | No Match |  |  |  | 18100 | 1360 | 13.3 | 9 | 14600 | 1336 | 3.2 |  | Non Federally-Regulated | 04/10/2000 |  | 11/14/2000
Addison Products | Addison Products | HWY096-5A |  | Water-Source | WBAHP: Heat Pump Packaged Unit | Heat Pump | 575 | 3 |  |  | No Match | No Match |  |  |  | 97300 | 8176 | 11.9 | 9 | 125000 | 9156 | 4 | 3.8 | Federally-Regulated Commercial & Industrial Equipment | 11/14/2000 |  | 01/24/2002
Addison Products | Addison Products | HGY036-8A |  | Ground-Water-Source | WBAHP: Heat Pump Packaged Unit | Heat Pump | 265 | 1 |  |  | No Match | No Match |  |  |  | 38100 | 2627 | 14.5 | 9 | 23600 | 2095 | 3.3 |  | Non Federally-Regulated | 11/14/2000 |  | 07/18/2002
Addison Products | Addison Products | VGY036-1A |  | Ground-Water-Source | WBAHP: Heat Pump Packaged Unit | Heat Pump | 208 | 1 |  |  | No Match | No Match |  |  |  | 38100 | 2627 | 14.5 | 9 | 23600 | 2095 | 3.3 |  | Non Federally-Regulated | 11/14/2000 |  | 07/18/2002
Florida Heat Pump | Florida Heat Pump | GT042-1CF/HZ/VT |  | Water-Source | WBAHP-CB: Heat Pump Split Syst | Heat Pump | 208 | 1 |  |  | No Match | No Match |  |  |  | 42500 | 3102 | 13.7 | 9 | 50000 | 3406 | 4.3 | 3.5 | Non Federally-Regulated | 05/23/2001 |  | 07/18/2002
ClimateMaster Inc. | Climate Master Series | VS/VL/HS/HL 042 G |  | Water-Source | WBAHP: Heat Pump Packaged Unit | Heat Pump | 230 | 1 |  |  | No Match | No Match |  |  |  | 41500 | 3705 | 11.2 | 10 | 52500 | 3846 | 4 |  | Federally-Regulated Commercial & Industrial Equipment | 12/14/1998 |  | 04/12/2000
ClimateMaster Inc. | Carrier Corp. | 50PCH/V030 |  | Ground-Source | WBAHP: Heat Pump Packaged Unit | Heat Pump | 230 | 1 |  |  | No Match | Single-Speed |  |  |  | 28900 | 1914 | 15.1 | 13.4 | 23400 | 2017 | 3.4 | 3.1 | Non Federally-Regulated | 10/24/2014 |  | 04/22/2015
ClimateMaster Inc. | Trane | WPHA19XC* |  | Water-Source | WBAHP: Heat Pump Packaged Unit | Heat Pump | 230 | 1 |  |  | No Match | No Match |  |  |  | 20000 | 1869 | 10.7 | 9 | 25600 | 2084 | 3.9 | 3.2 | Non Federally-Regulated | 05/11/1988 |  | 03/15/1989
Waterfurnace International, Inc. | Johnson Controls | RJSV/RJSH030**0*1 |  | Ground-Source | WBAHP: Heat Pump Packaged Unit | Heat Pump | 230 | 1 |  |  | No Match | Single-Speed |  |  |  | 29400 | 1342 | 21.9 | 13.4 | 20000 | 1465 | 4 | 3.1 | Non Federally-Regulated | 01/24/2011 |  | 10/24/2014
Addison Products | Addison Products | VWPG012-0A* |  | Ground-Water-Source | WBAHP: Heat Pump Packaged Unit | Heat Pump | 115 | 1 |  |  | No Match | No Match |  |  |  | 12000 | 745 | 16.1 | 9 | 8900 | 766 | 3.4 |  | Non Federally-Regulated | 12/14/1998 |  | 04/10/2000
Florida Heat Pump | Florida Heat Pump | CE049-1CS | CE049-1AH/AV | Ground-Source | WBAHP-CB: Heat Pump Split Syst | Heat Pump | 230 | 1 |  |  | No Match | Dual-Speed |  |  |  | 48000 | 3157 | 15.2 | 13.4 | 37000 | 3098 | 3.5 | 3.1 | Non Federally-Regulated | 06/14/2011 |  | 11/30/2011
ClimateMaster Inc. | Carrier Corp. | 50PRH/V030 3 |  | Ground-Water-Source | WBAHP: Heat Pump Packaged Unit | Heat Pump | 230 | 1 |  |  | No Match | Single-Speed |  |  |  | 31700 | 1577 | 20.1 | 16.2 | 29600 | 2116 | 4.1 | 3.6 | Non Federally-Regulated | 01/24/2011 |  | 08/23/2011
Waterfurnace International, Inc. | Geotility Geothermal Installations | ZS036**0*4 |  | Ground-Water-Source | WBAHP: Heat Pump Packaged Unit | Heat Pump | 208 | 1 |  |  | No Match | Single-Speed |  |  |  | 37700 | 1639 | 23 | 16.2 | 33000 | 2249 | 4.3 | 3.6 | Non Federally-Regulated | 03/02/2012 |  | 04/19/2013
Waterfurnace International, Inc. | Waterfurnace International, Inc. | VLV009*0 |  | Water-Source | WBAHP: Heat Pump Packaged Unit | Heat Pump | 230 | 1 |  |  | No Match | No Match |  |  |  | 9000 | 703 | 12.8 | 10 | 12000 | 817 | 4.3 |  | Federally-Regulated Commercial & Industrial Equipment | 06/20/2003 |  | 02/17/2011
Hydro Delta Corp. | Hydro Delta Corp. | 03-036-WTARWD-HE |  | Ground-Water-Source | WBAHP: Heat Pump Packaged Unit | Heat Pump | 230 | 1 |  |  | No Match | No Match |  |  |  | 36000 | 2727 | 13.2 | 9 | 29000 | 2574 | 3.3 |  | Non Federally-Regulated | 10/06/1999 |  | 04/10/2000
McQuay International | McQuay | HWH/HWW070C-T |  | Water-Source | WBAHP: Heat Pump Packaged Unit | Heat Pump | 460 | 3 |  |  | No Match | No Match |  |  |  | 70000 | 5833 | 12 | 9 | 80000 | 5580 | 4.2 | 3.8 | Federally-Regulated Commercial & Industrial Equipment | 11/17/1999 |  | 09/21/2000
Command-Aire | Command-Aire | SWP-1233 |  | Water-Source | WBAHP: Heat Pump Packaged Unit | Heat Pump | 230 | 3 |  |  | No Match | No Match |  |  |  | 140000 | 15400 | 9.1 |  | 199000 | 14600 | 4 |  | Non Federally-Regulated | 05/11/1988 |  | 03/15/1989
Maritime Geothermal, Ltd. | Nordic | O-65-HPCW |  | Ground-Water-Source | WBAH: Heating Only Packaged Un | Heat Pump | 208 | 1 |  |  | No Match | No Match |  |  |  | 0 | 0 | 0 | 9 | 81180 | 6248 | 3.8 |  | Non Federally-Regulated | 07/03/1997 |  | 04/10/2000
American Air Filter | Enercon | DHW30 |  | Water-Source | WBAHP: Heat Pump Packaged Unit | Heat Pump | 265 | 1 |  |  | No Match | No Match |  |  |  | 29800 | 2620 | 11.4 | 7.5 | 34000 | 2620 | 3.8 | 2.5 | Non Federally-Regulated | 05/16/1984 |  | 06/11/1985
Command-Aire | Command-Aire | SPHD0131 |  | Water-Source | WBAHP: Heat Pump Packaged Unit | Heat Pump | 265 | 1 |  |  | No Match | No Match |  |  |  | 11400 | 1055 | 10.8 | 10 | 15600 | 1114 | 4.1 |  | Federally-Regulated Commercial & Industrial Equipment | 12/14/1998 |  | 03/12/2009
Climate Control / Snyder General | Electro-Hydronics | LM150B5 |  | Water-Source | WBAHP: Heat Pump Packaged Unit | Heat Pump | 208 | 1 |  |  | No Match | No Match |  |  |  | 14700 | 1875 | 7.8 | 7.5 | 19000 | 1900 | 2.9 | 2.5 | Non Federally-Regulated | 05/16/1984 |  | 08/29/1986
ClimateMaster Inc. | Carrier Corp. | 50PSH/V/D060****2 |  | Water-Source | WBAHP: Heat Pump Packaged Unit | Heat Pump | 230 | 1 |  |  | No Match | Single-Speed |  |  |  | 62400 | 3925 | 15.9 | 12 | 73900 | 4332 | 5 | 4.2 | Federally-Regulated Commercial & Industrial Equipment | 10/24/2014 |  | 04/22/2015
Waterfurnace International, Inc. | Geotility Geothermal Installations | YS036**1*4 |  | Ground-Source | WBAHP: Heat Pump Packaged Unit | Heat Pump | 208 | 1 |  |  | No Match | Single-Speed |  |  |  | 34500 | 1994 | 17.3 | 13.4 | 26000 | 2177 | 3.5 | 3.1 | Non Federally-Regulated | 01/24/2011 |  | 04/19/2013
Florida Heat Pump | Geomaster, LLC | EV036-3CF/HZ/VT |  | Water-Source | WBAHP: Heat Pump Packaged Unit | Heat Pump | 208 | 3 |  |  | No Match | Single-Speed |  |  |  | 33000 | 2230 | 14.8 | 12 | 39000 | 2285 | 5 | 4.2 | Federally-Regulated Commercial & Industrial Equipment | 02/09/2009 |  | 12/12/2012
Climate Control / Snyder General | Electro-Hydronics | FC610FD |  | Water-Source | WBAHP: Heat Pump Packaged Unit | Heat Pump | 230 | 3 |  |  | No Match | No Match |  |  |  | 61500 | 5850 | 10.5 | 7.5 | 69000 | 5790 | 3.5 | 2.5 | Non Federally-Regulated | 05/16/1984 |  | 06/11/1985
Florida Heat Pump | Florida Heat Pump | EM015-1CS | EM015-1AV | Water-Source | WBAHP-C: Heat Pump Split Syste | Heat Pump | 230 | 1 |  |  | No Match | No Match |  |  |  | 14500 | 1271 | 11.4 | 9.3 | 19700 | 1443 | 4 | 3.8 | Federally-Regulated Commercial & Industrial Equipment | 03/31/1998 |  | 05/10/1998
Waterfurnace International, Inc. | Rybacki - Hart Enterprises | ZS024**0*0 |  | Ground-Source | WBAHP: Heat Pump Packaged Unit | Heat Pump | 230 | 1 |  |  | No Match | Single-Speed |  |  |  | 24400 | 1435 | 17 | 13.4 | 17500 | 1465 | 3.5 | 3.1 | Non Federally-Regulated | 01/24/2011 |  | 04/19/2013
Snyder General Corp. | McQuay | FCW012A*G |  | Water-Source | WBAHP: Heat Pump Packaged Unit | Heat Pump | 208 | 1 |  |  | No Match | No Match |  |  |  | 12500 | 1068 | 11.7 | 9 | 15000 | 1100 | 4 | 3.2 | Non Federally-Regulated | 02/22/1990 |  | 07/31/1991
Waterfurnace International, Inc. | Eagle Mountain | GS015**2*1 |  | Ground-Source | WBAHP: Heat Pump Packaged Unit | Heat Pump | 265 | 1 |  |  | No Match | Single-Speed |  |  |  | 14200 | 768 | 18.5 | 13.4 | 11800 | 910 | 3.8 | 3.1 | Non Federally-Regulated | 01/24/2011 |  | 04/19/2013
Mammoth | Hydrobank II | K108HHG/VHG |  | Water-Source | WBAHP: Heat Pump Packaged Unit | Heat Pump | 575 | 3 |  |  | No Match | No Match |  |  |  | 107000 | 9469 | 11.3 | 9 | 139000 | 10445 | 3.9 | 3.8 | Federally-Regulated Commercial & Industrial Equipment | 02/02/1998 |  | 03/31/1998
Carrier Corp. | Carrier | 50Q*V03642 |  | Water-Source | WBAHP: Heat Pump Packaged Unit | Heat Pump | 265 | 1 |  |  | No Match | No Match |  |  |  | 36000 | 3273 | 11 | 10 | 42000 | 3239 | 3.8 |  | Federally-Regulated Commercial & Industrial Equipment | 08/02/1993 |  | 03/08/1996
ClimateMaster Inc. | Climate Master Series | VS/VL/HS/HL 009 |  | Water-Source | WBAHP: Heat Pump Packaged Unit | Heat Pump | 230 | 1 |  |  | No Match | No Match |  |  |  | 9800 | 844 | 11.6 | 10 | 12000 | 837 | 4.2 |  | Federally-Regulated Commercial & Industrial Equipment | 10/05/1999 |  | 04/12/2000
Enertech Global, LLC | Enertech | HST036A2 | ACD036 | Ground-Water-Source | WBAHP-CB: Heat Pump Split Syst | Heat Pump | 208 | 3 |  |  | No Match | Single-Speed |  |  |  | 38800 | 1813 | 21.4 | 16.2 | 35700 | 2325 | 4.5 | 3.6 | Non Federally-Regulated | 12/12/2012 |  | 04/29/2015
Waterfurnace International, Inc. | Waterfurnace International, Inc. | ATH045*1 |  | Ground-Water-Source | WBAHP: Heat Pump Packaged Unit | Heat Pump | 230 | 1 |  |  | No Match | No Match |  |  |  | 50000 | 3571 | 14 | 9 | 33000 | 3119 | 3.1 |  | Non Federally-Regulated | 10/06/1999 |  | 05/19/2000
Command-Aire | Command-Aire | SWPHXR413E |  | Water-Source | WBAHP: Heat Pump Packaged Unit | Heat Pump | 208 | 3 |  |  | No Match | No Match |  |  |  | 42000 | 3780 | 11.1 | 9 | 53000 | 3880 | 4 | 3.2 | Federally-Regulated Commercial & Industrial Equipment | 01/23/1988 |  | 05/11/1988
Addison Products | Addison Products | WSH034-3AR |  | Water-Source | WBAHP: Heat Pump Packaged Unit | Heat Pump | 208 | 3 |  |  | No Match | No Match |  |  |  | 33500 | 2463 | 13.6 | 9.3 | 42500 | 2767 | 4.5 | 3.8 | Federally-Regulated Commercial & Industrial Equipment | 03/31/1998 |  | 05/10/1998
Mammoth | Hydrobank II | G030HHJ |  | Water-Source | WBAHP: Heat Pump Packaged Unit | Heat Pump | 460 | 3 |  |  | No Match | No Match |  |  |  | 30000 | 2727 | 11 | 10 | 38000 | 2854 | 3.9 |  | Federally-Regulated Commercial & Industrial Equipment | 01/18/2001 |  | 03/12/2009
Climate Control / Snyder General | Electro-Hydronics | FW610FP |  | Water-Source | WBAHP: Heat Pump Packaged Unit | Heat Pump | 460 | 3 |  |  | No Match | No Match |  |  |  | 61500 | 5850 | 10.5 | 7.5 | 77000 | 5785 | 3.9 | 2.5 | Non Federally-Regulated | 06/11/1985 |  | 08/29/1986
Florida Heat Pump | Florida Heat Pump | EM036-3CS | EM036-1AH/AV | Water-Source | WBAH: Heating Only Packaged Un | Heat Pump | 208 | 3 |  |  | No Match | No Match |  |  |  | 37500 | 2929 | 12.8 | 9 | 41000 | 3432 | 3.5 | 3.5 | Non Federally-Regulated | 05/23/2001 |  | 07/18/2002
Geoflex Systems, Inc. | Geoflex Systems, Inc. | GF1T-V/H/D/M-038WACBP |  | Ground-Source | WBAHP: Heat Pump Packaged Unit | Both Heat Pump and Electric Re | 230 | 3 |  |  | No Match | Dual-Speed |  |  |  | 38000 | 2021 | 18.8 | 13.4 | 28800 | 2110 | 4 | 3.1 | Non Federally-Regulated | 11/30/2011 |  | 01/09/2014
American Air Filter | Enercon | CCW-06 |  | Water-Source | WBAHP-O: Heat Pump Packaged Un | Heat Pump | 208 | 1 |  |  | No Match | No Match |  |  |  | 6700 | 649 | 10.3 | 9 | 8100 | 675 | 3.5 | 3.2 | Non Federally-Regulated | 05/11/1988 |  | 03/15/1989
Climate Control / Snyder General | Electro-Hydronics | FC420F3 |  | Water-Source | WBAHP: Heat Pump Packaged Unit | Heat Pump | 230 | 1 |  |  | No Match | No Match |  |  |  | 42000 | 3850 | 10.9 | 7.5 | 52000 | 4100 | 3.7 | 2.5 | Non Federally-Regulated | 05/16/1984 |  | 08/29/1986
ClimateMaster Inc. | Climate Master Series | VE/HE 012 |  | Ground-Water-Source | WBAHP: Heat Pump Packaged Unit | Heat Pump | 208 | 1 |  |  | No Match | No Match |  |  |  | 12000 | 1034 | 11.6 | 9 | 9500 | 959 | 2.9 |  | Non Federally-Regulated | 01/30/1998 |  | 10/02/1998
Waterfurnace International, Inc. | Waterfurnace International, Inc. | SXH058C1 |  | Water-Source | WBAHP: Heat Pump Packaged Unit | Heat Pump | 208 | 1 |  |  | No Match | No Match |  |  |  | 55000 | 4074 | 13.5 | 10 | 69000 | 4493 | 4.5 |  | Federally-Regulated Commercial & Industrial Equipment | 02/02/1998 |  | 03/31/1998
Addison Products | Addison Products | VGY036-4A |  | Water-Source | WBAHP-CB: Heat Pump Split Syst | Heat Pump | 460 | 3 |  |  | No Match | No Match |  |  |  | 39400 | 2755 | 14.3 | 9 | 42700 | 3381 | 3.7 | 3.5 | Non Federally-Regulated | 11/14/2000 |  | 07/18/2002
Command-Aire | Command-Aire | SWPH-543 |  | Water-Source | WBAHP: Heat Pump Packaged Unit | Heat Pump | 208 | 3 |  |  | No Match | No Match |  |  |  | 56000 | 5800 | 9.7 | 9 | 71000 | 5800 | 3.6 | 3.2 | Non Federally-Regulated | 05/11/1988 |  | 03/15/1989
Trane U.S. Inc. | Trane | GXHA019 |  | Water-Source | WBAHP: Heat Pump Packaged Unit | Heat Pump | 208 | 1 |  |  | No Match | No Match |  |  |  | 18900 | 1657 | 11.4 | 10 | 24100 | 1810 | 3.9 |  | Federally-Regulated Commercial & Industrial Equipment | 04/12/2000 |  | 11/14/2000
Command-Aire | Command-Aire | SWP511E |  | Water-Source | WBAHP: Heat Pump Packaged Unit | Heat Pump | 208 | 1 |  |  | No Match | No Match |  |  |  | 51000 | 4550 | 11.2 | 7.5 | 64000 | 4690 | 4 | 2.5 | Non Federally-Regulated | 05/16/1984 |  | 06/11/1985
Florida Heat Pump | Florida Heat Pump | CE025-1CS | DX025 | Ground-Water-Source | WBAHP-CB: Heat Pump Split Syst | Heat Pump | 208 | 1 |  |  | No Match | Variable-Speed |  |  |  | 28000 | 1340 | 20.9 | 16.2 | 26000 | 1814 | 4.2 | 3.6 | Non Federally-Regulated | 01/10/2012 |  | 03/02/2012
McQuay / Snyder General | Electro-Hydronics | FC400F5 |  | Water-Source | WBAHP: Heat Pump Packaged Unit | Heat Pump | 208 | 1 |  |  | No Match | No Match |  |  |  | 39600 | 3960 | 10 | 7.5 | 45000 | 3880 | 3.4 | 2.5 | Non Federally-Regulated | 08/29/1986 |  | 05/11/1988
Snyder General Corp. | McQuay | CCW024A*F |  | Water-Source | WBAHP: Heat Pump Packaged Unit | Heat Pump | 230 | 3 |  |  | No Match | No Match |  |  |  | 24500 | 2187 | 11.2 | 9 | 30000 | 2313 | 3.8 | 3.2 | Non Federally-Regulated | 02/22/1990 |  | 07/31/1991
Trane U.S. Inc. | Trane | GSCC061 |  | Water-Source | WBAHP: Heat Pump Packaged Unit | Heat Pump | 208 | 1 |  |  | No Match | No Match |  |  |  | 58200 | 4974 | 11.7 | 10 | 65400 | 5042 | 3.8 |  | Federally-Regulated Commercial & Industrial Equipment | 04/12/2000 |  | 11/14/2000
Waterfurnace International, Inc. | Waterfurnace International, Inc. | SXV036*3 |  | Ground-Water-Source | WBAHP: Heat Pump Packaged Unit | Heat Pump | 208 | 3 |  |  | No Match | No Match |  |  |  | 36400 | 2676 | 13.6 | 9 | 26000 | 2380 | 3.2 |  | Non Federally-Regulated | 10/06/1999 |  | 05/19/2000
Command-Aire | Command-Aire | SWP-1033 |  | Water-Source | WBAHP: Heat Pump Packaged Unit | Heat Pump | 230 | 3 |  |  | No Match | No Match |  |  |  | 115000 | 11900 | 9.6 | 9.2 | 156000 | 12100 | 3.8 | 2.5 | Non Federally-Regulated | 05/16/1984 |  | 05/11/1988
Florida Heat Pump | Florida Heat Pump | GT030-4CS | GT030-4AV/AH | Ground-Water-Source | WBAHP-CB: Heat Pump Split Syst | Heat Pump | 460 | 3 |  |  | No Match | No Match |  |  |  | 30600 | 2081 | 14.7 | 9 | 18800 | 1776 | 3.1 |  | Non Federally-Regulated | 10/06/1999 |  | 04/10/2000
ClimateMaster Inc. | Climate Master Series | VS/VL/HS/HL 048 G |  | Water-Source | WBAHP: Heat Pump Packaged Unit | Heat Pump | 230 | 1 |  |  | No Match | No Match |  |  |  | 47500 | 4318 | 11 | 10 | 57000 | 4396 | 3.8 |  | Federally-Regulated Commercial & Industrial Equipment | 12/14/1998 |  | 04/12/2000
McQuay / Snyder General | Electro-Hydronics | CC630FP |  | Water-Source | WBAHP: Heat Pump Packaged Unit | Heat Pump | 460 | 3 |  |  | No Match | No Match |  |  |  | 63000 | 6430 | 9.8 | 7.5 | 79000 | 6430 | 3.6 | 2.5 | Non Federally-Regulated | 08/29/1986 |  | 05/11/1988
Waterfurnace International, Inc. | Waterfurnace International, Inc. | SXH010A1 |  | Water-Source | WBAHP: Heat Pump Packaged Unit | Heat Pump | 208 | 1 |  |  | No Match | No Match |  |  |  | 9800 | 653 | 15 | 9.3 | 12600 | 710 | 5.2 | 3.8 | Federally-Regulated Commercial & Industrial Equipment | 03/31/1998 |  | 05/10/1998
Florida Heat Pump | Florida Heat Pump | CW012-1 |  | Ground-Water-Source | WBAHP: Heat Pump Packaged Unit | Heat Pump | 230 | 1 |  |  | No Match | No Match |  |  |  | 11000 | 714 | 15.4 | 9 | 7400 | 677 | 3.2 |  | Non Federally-Regulated | 04/10/2000 |  | 07/18/2002
Mammoth | Hydrobank II | D043HHG/VHG |  | Water-Source | WBAHP: Heat Pump Packaged Unit | Heat Pump | 208 | 1 |  |  | No Match | No Match |  |  |  | 42000 | 3589 | 11.7 | 10 | 54300 | 4187 | 3.8 |  | Federally-Regulated Commercial & Industrial Equipment | 02/02/1998 |  | 03/31/1998
Waterfurnace International, Inc. | Waterfurnace International, Inc. | ATV045D3(P) |  | Ground-Water-Source | WBAHP: Heat Pump Packaged Unit | Heat Pump | 208 | 3 |  |  | No Match | No Match |  |  |  | 27800 | 1323 | 21 | 9 | 19600 | 1472 | 3.9 |  | Non Federally-Regulated | 12/14/1998 |  | 10/06/1999
Waterfurnace International, Inc. | Waterfurnace International, Inc. | SXH068C3 |  | Water-Source | WBAHP: Heat Pump Packaged Unit | Heat Pump | 208 | 3 |  |  | No Match | No Match |  |  |  | 65000 | 5200 | 12.5 | 9 | 84000 | 5470 | 4.5 | 3.8 | Federally-Regulated Commercial & Industrial Equipment | 02/02/1998 |  | 03/31/1998
Addison Products | Addison Products | VGY042-4A |  | Water-Source | WBAHP-CB: Heat Pump Split Syst | Heat Pump | 460 | 3 |  |  | No Match | No Match |  |  |  | 48700 | 4058 | 12 | 9 | 52300 | 4378 | 3.5 | 3.5 | Non Federally-Regulated | 07/22/2002 |  | 03/12/2009
Command-Aire | Command-Aire | GXHA0091 |  | Water-Source | WBAHP: Heat Pump Packaged Unit | Heat Pump | 208 | 1 |  |  | No Match | No Match |  |  |  | 8400 | 672 | 12.5 | 10 | 10000 | 651 | 4.5 |  | Federally-Regulated Commercial & Industrial Equipment | 08/07/1998 |  | 10/02/1998
McQuay / Snyder General | Electro-Hydronics | FW630G5 |  | Water-Source | WBAHP: Heat Pump Packaged Unit | Heat Pump | 208 | 1 |  |  | No Match | No Match |  |  |  | 63000 | 6430 | 9.8 | 7.5 | 79000 | 6430 | 3.6 | 2.5 | Non Federally-Regulated | 08/29/1986 |  | 05/11/1988
Command-Aire | Command-Aire | SWPH-461 |  | Water-Source | WBAHP: Heat Pump Packaged Unit | Heat Pump | 230 | 1 |  |  | No Match | No Match |  |  |  | 46000 | 4800 | 9.6 | 9 | 55000 | 4600 | 3.5 | 3.2 | Non Federally-Regulated | 05/11/1988 |  | 03/15/1989
ClimateMaster Inc. | Climate Master Series | 80120B |  | Water-Source | WBAHP: Heat Pump Packaged Unit | Heat Pump | 208 | 1 |  |  | No Match | No Match |  |  |  | 18600 | 1710 | 10.9 | 9 | 22800 | 1855 | 3.6 | 3.2 | Non Federally-Regulated | 05/11/1988 |  | 03/15/1989
Florida Heat Pump | Geomaster, LLC | ES030-1CF/HZ/VT |  | Ground-Source | WBAHP: Heat Pump Packaged Unit | Heat Pump | 230 | 1 |  |  | No Match | Single-Speed |  |  |  | 31000 | 1632 | 19 | 13.4 | 22000 | 1842 | 3.5 | 3.1 | Non Federally-Regulated | 02/09/2009 |  | 04/20/2015
Florida Heat Pump | Florida Heat Pump | GT018-2VT/HZ/CF |  | Ground-Water-Source | WBAHP: Heat Pump Packaged Unit | Heat Pump | 265 | 1 |  |  | No Match | No Match |  |  |  | 16500 | 1018 | 16.2 | 9 | 11500 | 1021 | 3.3 |  | Non Federally-Regulated | 01/30/1998 |  | 03/31/1998
ClimateMaster Inc. | Carrier Corp. | 50PSV/PSH009 4 |  | Ground-Source | WBAHP: Heat Pump Packaged Unit | Heat Pump | 265 | 1 |  |  | No Match | Single-Speed |  |  |  | 10000 | 553 | 18.1 | 13.4 | 7100 | 612 | 3.4 | 3.1 | Non Federally-Regulated | 02/09/2009 |  | 04/29/2015
ClimateMaster Inc. | Carrier | 50YAV/YAH024 |  | Ground-Water-Source | WBAHP: Heat Pump Packaged Unit | Heat Pump | 230 | 1 |  |  | No Match | No Match |  |  |  | 25500 | 1821 | 14 | 9 | 19000 | 1739 | 3.2 |  | Non Federally-Regulated | 11/17/1999 |  | 04/10/2000
Command-Aire | Command-Aire | GSUF0241A |  | Ground-Water-Source | WBAHP: Heat Pump Packaged Unit | Heat Pump | 208 | 1 |  |  | No Match | No Match |  |  |  | 23600 | 1661 | 14.2 | 9 | 17000 | 1779 | 2.8 |  | Non Federally-Regulated | 12/14/1998 |  | 04/10/2000
Johnson Controls | Johnson Controls | VSCS24B1****0 |  | Water-Source | WBAHP: Heat Pump Packaged Unit | Heat Pump | 230 | 1 |  |  | No Match | Single-Speed |  |  |  | 24400 | 1821 | 13.4 | 12 | 30200 | 1924 | 4.6 | 4.2 | Federally-Regulated Commercial & Industrial Equipment | 03/02/2012 |  | 10/24/2014
Addison Products | Addison Products | HGY096-5A |  | Water-Source | WBAHP-CB: Heat Pump Split Syst | Heat Pump | 575 | 3 |  |  | No Match | No Match |  |  |  | 97900 | 8900 | 11 | 9 | 123600 | 10346 | 3.5 | 3.5 | Non Federally-Regulated | 01/24/2002 |  | 07/18/2002
Trane U.S. Inc. | Trane | GSCC0351 |  | Water-Source | WBAHP: Heat Pump Packaged Unit | Heat Pump | 208 | 1 |  |  | No Match | No Match |  |  |  | 36100 | 3281 | 11 | 10 | 45800 | 3355 | 4 |  | Federally-Regulated Commercial & Industrial Equipment | 12/14/1998 |  | 10/05/1999
ClimateMaster Inc. | Carrier Corp. | 50YGV/H/D038 |  | Water-Source | WBAHP: Heat Pump Packaged Unit | Heat Pump | 208 | 1 |  |  | No Match | Single-Speed |  |  |  | 37800 | 2148 | 17.6 | 12 | 44900 | 2309 | 5.7 | 4.2 | Federally-Regulated Commercial & Industrial Equipment | 12/12/2012 |  | 04/22/2015
Climate Control / Snyder General | Electro-Hydronics | FW630F5 |  | Water-Source | WBAHP: Heat Pump Packaged Unit | Heat Pump | 208 | 1 |  |  | No Match | No Match |  |  |  | 63000 | 6430 | 9.8 | 7.5 | 79000 | 6430 | 3.6 | 2.5 | Non Federally-Regulated | 06/11/1985 |  | 08/29/1986
Waterfurnace International, Inc. | Waterfurnace International, Inc. | VLH012A1 |  | Water-Source | WBAHP: Heat Pump Packaged Unit | Heat Pump | 230 | 1 |  |  | No Match | No Match |  |  |  | 11800 | 1053 | 11.2 | 10 | 17200 | 1326 | 3.8 |  | Federally-Regulated Commercial & Industrial Equipment | 07/29/1998 |  | 10/02/1998
California Heat Pump | California Heat Pump | CHP-13V*-12-** |  | Water-Source | WBAHP: Heat Pump Packaged Unit | Heat Pump | 208 | 1 |  |  | No Match | No Match |  |  |  | 11500 | 1525 | 7.5 | 7.5 | 14200 | 1550 | 2.7 | 2.5 | Non Federally-Regulated | 01/05/1982 |  | 06/11/1985
Florida Heat Pump | Florida Heat Pump | GT070-3CS | GT070-3AH/AV | Water-Source | WBAH: Heating Only Packaged Un | Heat Pump | 208 | 3 |  |  | No Match | No Match |  |  |  | 67500 | 5037 | 13.4 | 9 | 77500 | 5975 | 3.8 | 3.5 | Non Federally-Regulated | 05/19/2000 |  | 07/18/2002
Marvair | Marvair | WVP47HPA |  | Water-Source | WBAHP: Heat Pump Packaged Unit | Heat Pump | 208 | 1 |  |  | No Match | No Match |  |  |  | 46900 | 4264 | 11 | 9 | 59400 | 4581 | 3.8 | 3.2 | Federally-Regulated Commercial & Industrial Equipment | 02/22/1988 |  | 05/11/1988
Florida Heat Pump | Florida Heat Pump | EM041-4HZ |  | Water-Source | WBAHP: Heat Pump Packaged Unit | Heat Pump | 460 | 3 |  |  | No Match | No Match |  |  |  | 39500 | 2992 | 13.2 | 9.3 | 50000 | 3488 | 4.2 | 3.8 | Federally-Regulated Commercial & Industrial Equipment | 03/31/1998 |  | 05/10/1998
Addison Products | Heat Controller | WSH032-3AR |  | Water-Source | WBAHP: Heat Pump Packaged Unit | Heat Pump | 230 | 3 |  |  | No Match | No Match |  |  |  | 33000 | 2481 | 13.3 | 10 | 43000 | 2863 | 4.4 |  | Federally-Regulated Commercial & Industrial Equipment | 10/05/1999 |  | 04/12/2000
Trane U.S. Inc. | Command-Aire | SPHD1003 |  | Water-Source | WBAHP: Heat Pump Packaged Unit | Heat Pump | 208 | 3 |  |  | No Match | No Match |  |  |  | 116000 | 9914 | 11.7 | 9 | 130000 | 10023 | 3.8 | 3.8 | Federally-Regulated Commercial & Industrial Equipment | 10/05/1999 |  | 04/12/2000
California Heat Pump | California Heat Pump | CHP-33V*-12-** |  | Water-Source | WBAHP: Heat Pump Packaged Unit | Heat Pump | 208 | 1 |  |  | No Match | No Match |  |  |  | 31500 | 3700 | 8.5 | 7.5 | 32200 | 3400 | 3 | 2.5 | Non Federally-Regulated | 09/08/1982 |  | 06/11/1985
Command-Aire | Command-Aire | RUWP-833 |  | Water-Source | WBAHP: Heat Pump Packaged Unit | Heat Pump | 230 | 3 |  |  | No Match | No Match |  |  |  | 91800 | 9120 | 10.1 | 7.5 | 116000 | 9520 | 3.6 | 2.2 | Non Federally-Regulated | 01/05/1982 |  | 05/16/1984
Florida Heat Pump | Geomaster, LLC | ES030-3CF/HZ/VT |  | Ground-Source | WBAHP: Heat Pump Packaged Unit | Heat Pump | 230 | 3 |  |  | No Match | Single-Speed |  |  |  | 31000 | 1632 | 19 | 13.4 | 22000 | 1842 | 3.5 | 3.1 | Non Federally-Regulated | 02/09/2009 |  | 04/20/2015
Carrier Corp. | Carrier | 50HQ,VQ0223 |  | Water-Source | WBAHP: Heat Pump Packaged Unit | Heat Pump | 230 | 1 |  |  | No Match | No Match |  |  |  | 22000 | 2100 | 10.4 | 7.5 | 24000 | 2100 | 3.3 | 2.5 | Non Federally-Regulated | 01/05/1982 |  | 09/08/1982
Command-Aire | Command-Aire | SWPH-353 |  | Water-Source | WBAHP: Heat Pump Packaged Unit | Heat Pump | 230 | 3 |  |  | No Match | No Match |  |  |  | 36000 | 3450 | 10.4 | 9 | 50000 | 3900 | 3.8 | 3.2 | Non Federally-Regulated | 05/11/1988 |  | 03/15/1989
Waterfurnace International, Inc. | Eagle Mountain | ZS036**0*1 |  | Water-Source | WBAHP: Heat Pump Packaged Unit | Heat Pump | 230 | 1 |  |  | No Match | Single-Speed |  |  |  | 33300 | 2220 | 15 | 12 | 40600 | 2479 | 4.8 | 4.2 | Federally-Regulated Commercial & Industrial Equipment | 01/24/2011 |  | 03/02/2012
Waterfurnace International, Inc. | Waterfurnace International, Inc. | ATV056D3 |  | Ground-Source | WBAHP: Heat Pump Packaged Unit | Heat Pump | 208 | 3 |  |  | No Match | No Match |  |  |  | 58000 | 3790 | 15.3 |  | 44500 | 4075 | 3.2 |  | Non Federally-Regulated | 03/31/1998 |  | 05/10/1998
Florida Heat Pump | Florida Heat Pump | EM036-3CS | EM036-1AV | Water-Source | WBAHP-C: Heat Pump Split Syste | Heat Pump | 230 | 3 |  |  | No Match | No Match |  |  |  | 34500 | 2500 | 13.8 | 9.3 | 41000 | 2730 | 4.4 | 3.8 | Federally-Regulated Commercial & Industrial Equipment | 03/31/1998 |  | 05/10/1998
ClimateMaster Inc. | Climate Master Series | VS/VL/HS/HL 015 |  | Water-Source | WBAHP: Heat Pump Packaged Unit | Heat Pump | 208 | 1 |  |  | No Match | No Match |  |  |  | 14100 | 1281 | 11 | 10 | 18800 | 1377 | 4 |  | Federally-Regulated Commercial & Industrial Equipment | 12/14/1998 |  | 04/12/2000
Mammoth | Mammoth | D014VSBXXX |  | Ground-Water-Source | WBAHP: Heat Pump Packaged Unit | Heat Pump | 230 | 1 |  |  | No Match | No Match |  |  |  | 13200 | 1080 | 12.2 |  | 16500 | 1205 | 4 |  | Non Federally-Regulated | 05/11/1988 |  | 03/15/1989
Waterfurnace International, Inc. | Waterfurnace International, Inc. | ATV019*0 |  | Ground-Water-Source | WBAHP: Heat Pump Packaged Unit | Heat Pump | 208 | 1 |  |  | No Match | No Match |  |  |  | 19400 | 1168 | 16.6 | 9 | 13700 | 1115 | 3.6 |  | Non Federally-Regulated | 10/06/1999 |  | 05/19/2000
Carrier Corp. | Carrier | 50VQA042 |  | Water-Source | WBAHP: Heat Pump Packaged Unit | Heat Pump | 208 | 1 |  |  | No Match | No Match |  |  |  | 41500 | 3705 | 11.2 | 10 | 52500 | 3845 | 4 |  | Federally-Regulated Commercial & Industrial Equipment | 12/14/1994 |  | 04/07/1996
Addison Products | Addison Products | VGY036-3A |  | Water-Source | WBAHP-CB: Heat Pump Split Syst | Heat Pump | 230 | 3 |  |  | No Match | No Match |  |  |  | 39400 | 2755 | 14.3 | 9 | 42700 | 3381 | 3.7 | 3.5 | Non Federally-Regulated | 07/22/2002 |  | 03/12/2009
ClimateMaster Inc. | Climate Master Series | 804-031-G******** |  | Water-Source | WBAHP: Heat Pump Packaged Unit | Heat Pump | 230 | 1 |  |  | No Match | No Match |  |  |  | 30000 | 2900 | 10.3 | 9 | 40500 | 3200 | 3.7 | 3.2 | Non Federally-Regulated | 02/22/1990 |  | 07/31/1991
ClimateMaster Inc. | Climate Master Series | 804-009-G******** |  | Water-Source | WBAHP: Heat Pump Packaged Unit | Heat Pump | 208 | 1 |  |  | No Match | No Match |  |  |  | 8900 | 750 | 11.9 | 9 | 8200 | 649 | 3.7 | 3.2 | Non Federally-Regulated | 02/22/1990 |  | 07/31/1991
Waterfurnace International, Inc. | Waterfurnace International, Inc. | VLH036A3 |  | Water-Source | WBAHP: Heat Pump Packaged Unit | Heat Pump | 230 | 3 |  |  | No Match | No Match |  |  |  | 34400 | 2796 | 12.3 | 10 | 43000 | 3231 | 3.9 |  | Federally-Regulated Commercial & Industrial Equipment | 12/14/1998 |  | 10/05/1999
Waterfurnace International, Inc. | Waterfurnace International, Inc. | SXH080A5 |  | Ground-Source | WBAHP: Heat Pump Packaged Unit | Heat Pump | 575 | 3 |  |  | No Match | No Match |  |  |  | 84000 | 6000 | 14 |  | 54500 | 5507 | 2.9 |  | Non Federally-Regulated | 03/31/1998 |  | 05/10/1998
ClimateMaster Inc. | Climate Master Series | VE/HE/DE015 |  | Ground-Water-Source | WBAHP: Heat Pump Packaged Unit | Heat Pump | 265 | 1 |  |  | No Match | No Match |  |  |  | 16000 | 1195 | 13.4 | 11 | 17700 | 1300 | 4 | 3.4 | Non Federally-Regulated | 07/31/1991 |  | 03/31/1998
Bard Manufacturing Company, Inc. | Bard | QW421-C |  | Ground-Water-Source | WBAHP: Heat Pump Packaged Unit | Heat Pump | 460 | 3 |  |  | No Match | No Match |  |  |  | 39500 | 2453 | 16.1 | 9 | 26200 | 2398 | 3.2 |  | Non Federally-Regulated | 07/22/2002 |  | 03/12/2009
ClimateMaster Inc. | Trane | WPHC0426 |  | Water-Source | WBAHP: Heat Pump Packaged Unit | Heat Pump | 208 | 3 |  |  | No Match | No Match |  |  |  | 41496 | 3642 | 11.4 | 9 | 53815 | 4579 | 4.1 | 3.2 | Non Federally-Regulated | 02/22/1990 |  | 07/31/1991
Addison Products | Addison Products | HPY042-3A |  | Water-Source | WBAHP-CB: Heat Pump Split Syst | Heat Pump | 230 | 3 |  |  | No Match | No Match |  |  |  | 48700 | 4058 | 12 | 9 | 52300 | 4378 | 3.5 | 3.5 | Non Federally-Regulated | 11/14/2000 |  | 07/18/2002
Climate Control / Snyder General | Electro-Hydronics | LWP12AK |  | Water-Source | WBAHP: Heat Pump Packaged Unit | Heat Pump | 208 | 3 |  |  | No Match | No Match |  |  |  | 128000 | 11000 | 11.6 | 9.2 | 142000 | 11200 | 3.7 | 2.5 | Non Federally-Regulated | 06/11/1985 |  | 08/29/1986
McQuay / Snyder General | Electro-Hydronics | RC120A7 |  | Water-Source | WBAHP: Heat Pump Packaged Unit | Heat Pump | 265 | 1 |  |  | No Match | No Match |  |  |  | 11400 | 1140 | 10 | 7.5 | 15000 | 1255 | 3.5 | 2.5 | Non Federally-Regulated | 08/29/1986 |  | 05/11/1988
McQuay / Snyder General | Electro-Hydronics | UC420FS |  | Water-Source | WBAHP: Heat Pump Packaged Unit | Heat Pump | 208 | 1 |  |  | No Match | No Match |  |  |  | 42000 | 3850 | 10.9 | 7.5 | 52000 | 4100 | 3.7 | 2.5 | Non Federally-Regulated | 08/29/1986 |  | 05/11/1988
ClimateMaster Inc. | Climate Master | TES/P064A | TAH064B | Ground-Source | WBAHP-CB: Heat Pump Split Syst | Heat Pump | 230 | 1 |  |  | No Match | Single-Speed |  |  |  | 59200 | 3503 | 16.9 | 13.4 | 46400 | 3675 | 3.7 | 3.1 | Non Federally-Regulated | 12/12/2012 |  | 06/09/2015
Enertech Global, LLC | Enertech | GST036A | ACD036 | Ground-Water-Source | WBAHP-CB: Heat Pump Split Syst | Heat Pump | 208 | 1 |  |  | No Match | Single-Speed |  |  |  | 38800 | 1813 | 21.4 | 16.2 | 35700 | 2325 | 4.5 | 3.6 | Non Federally-Regulated | 12/12/2012 |  | 04/29/2015
Inter-City Products Corp. | McQuay | CCW036C*G |  | Water-Source | WBAHP: Heat Pump Packaged Unit | Heat Pump | 208 | 1 |  |  | No Match | No Match |  |  |  | 35600 | 3017 | 11.8 | 9.3 | 43000 | 3243 | 3.9 | 3.8 | Non Federally-Regulated | 07/31/1991 |  | 03/31/1998
Addison Products | Heat Controller | HWPH032-4JA/4JBA |  | Water-Source | WBAHP: Heat Pump Packaged Unit | Heat Pump | 460 | 3 |  |  | No Match | No Match |  |  |  | 31200 | 2761 | 11.3 | 10 | 38500 | 2968 | 3.8 |  | Federally-Regulated Commercial & Industrial Equipment | 10/05/1999 |  | 04/12/2000
McQuay International | McQuay | W-W**-1-007-J |  | Water-Source | WBAHP-O: Heat Pump Packaged Un | Heat Pump | 265 | 1 |  |  | No Match | No Match |  |  |  | 6900 | 575 | 12 | 10 | 8600 | 646 | 3.9 |  | Federally-Regulated Commercial & Industrial Equipment | 10/05/1999 |  | 09/21/2000
McQuay International | McQuay | W-CDL/CDS/CMS-1-007-J |  | Water-Source | WBAHP: Heat Pump Packaged Unit | Heat Pump | 265 | 1 |  |  | No Match | No Match |  |  |  | 7000 | 654 | 10.7 | 10 | 9800 | 736 | 3.9 |  | Federally-Regulated Commercial & Industrial Equipment | 09/21/2000 |  | 03/12/2009
McQuay / Snyder General | Electro-Hydronics | UW630FP |  | Water-Source | WBAHP: Heat Pump Packaged Unit | Heat Pump | 460 | 3 |  |  | No Match | No Match |  |  |  | 63000 | 6430 | 9.8 | 7.5 | 79000 | 6430 | 3.6 | 2.5 | Non Federally-Regulated | 08/29/1986 |  | 05/11/1988
Florida Heat Pump | Florida Heat Pump | GT048-1CF/HZ/VT |  | Water-Source | WBAHP-CB: Heat Pump Split Syst | Heat Pump | 230 | 1 |  |  | No Match | No Match |  |  |  | 49000 | 3951 | 12.4 | 9 | 58500 | 4394 | 3.9 | 3.5 | Non Federally-Regulated | 04/12/2000 |  | 05/23/2001
Waterfurnace International, Inc. | American Standard, Inc. | A1GC060***1**4 |  | Water-Source | WBAHP: Heat Pump Packaged Unit | Heat Pump | 230 | 1 |  |  | No Match | Single-Speed |  |  |  | 58400 | 3817 | 15.3 | 12 | 72500 | 4521 | 4.7 | 4.2 | Federally-Regulated Commercial & Industrial Equipment | 08/23/2011 |  | 03/02/2012
Enertech Global, LLC | Enertech | GSC060 | MPD060 | Ground-Source | WBAHP-CB: Heat Pump Split Syst | Heat Pump | 208 | 1 |  |  | No Match | Single-Speed |  |  |  | 59500 | 3864 | 15.4 | 13.4 | 47600 | 4230 | 3.3 | 3.1 | Non Federally-Regulated | 07/16/2009 |  | 03/02/2012
ClimateMaster Inc. | Climate Master Series | HS/HL 006 |  | Water-Source | WBAHP: Heat Pump Packaged Unit | Heat Pump | 208 | 1 |  |  | No Match | No Match |  |  |  | 7400 | 627 | 11.8 | 9.3 | 8800 | 644 | 4 | 3.8 | Federally-Regulated Commercial & Industrial Equipment | 03/31/1998 |  | 05/10/1998
Addison Products | Heat Controller | WSH036-1AL |  | Water-Source | WBAHP: Heat Pump Packaged Unit | Heat Pump | 230 | 1 |  |  | No Match | No Match |  |  |  | 35000 | 2868 | 12.2 | 10 | 44000 | 3069 | 4.2 |  | Federally-Regulated Commercial & Industrial Equipment | 10/05/1999 |  | 04/12/2000
Enviro Master International llc | Enviro Master International | FWH12D******A*B |  | Water-Source | WBAHP-O: Heat Pump Packaged Un | Heat Pump | 230 | 1 |  |  | No Match | No Match |  |  |  | 11500 | 980 | 11.7 | 9 | 14200 | 1095 | 3.8 | 3.2 | Federally-Regulated Commercial & Industrial Equipment | 12/18/1989 |  | 02/22/1990
Florida Heat Pump | Geomaster, LLC | AU025-1CS | AU025-1AV/AH | Water-Source | WBAHP-CB: Heat Pump Split Syst | Heat Pump | 208 | 1 |  |  | No Match | Single-Speed |  |  |  | 25000 | 1592 | 15.7 | 12 | 29400 | 1758 | 4.9 | 4.2 | Federally-Regulated Commercial & Industrial Equipment | 04/23/2009 |  | 10/03/2011
Florida Heat Pump | Bosch | EC015-2CF/HZ/VT |  | Ground-Water-Source | WBAHP: Heat Pump Packaged Unit | Heat Pump | 265 | 1 |  |  |  | Single-Speed |  |  |  | 15800 | 832 | 19 | 16.2 | 13500 | 1041 | 3.8 | 3.6 | Non Federally-Regulated | 04/22/2015 |  | 05/01/2015
Florida Heat Pump | Energy Miser | EMV 104-3 |  | Water-Source | WBAHP: Heat Pump Packaged Unit | Heat Pump | 208 | 3 |  |  | No Match | No Match |  |  |  | 102000 | 10600 | 9.6 | 7.5 | 124000 | 11200 | 3.2 | 2.2 | Non Federally-Regulated | 01/05/1982 |  | 05/16/1984
Enertech Global, LLC | Enertech | HCT060D |  | Ground-Source | WBAHP: Heat Pump Packaged Unit | Heat Pump | 208 | 1 |  |  | No Match | Single-Speed |  |  |  | 63500 | 3547 | 17.9 | 13.4 | 47600 | 3671 | 3.8 | 3.1 | Non Federally-Regulated | 09/03/2012 |  | 12/12/2012
McQuay International | McQuay | CCW030E-G |  | Water-Source | WBAHP: Heat Pump Packaged Unit | Heat Pump | 208 | 1 |  |  | No Match | No Match |  |  |  | 30400 | 2268 | 13.4 | 9.3 | 37000 | 2464 | 4.4 | 3.8 | Federally-Regulated Commercial & Industrial Equipment | 03/31/1998 |  | 05/10/1998
Florida Heat Pump | Florida Heat Pump | EM096-4HZ |  | Water-Source | WBAHP: Heat Pump Packaged Unit | Heat Pump | 460 | 3 |  |  | No Match | No Match |  |  |  | 96000 | 7111 | 13.5 | 10.5 | 109000 | 6796 | 4.7 | 3.8 | Federally-Regulated Commercial & Industrial Equipment | 03/31/1998 |  | 05/10/1998
McQuay / Snyder General | Electro-Hydronics | RC070A3 |  | Water-Source | WBAHP: Heat Pump Packaged Unit | Heat Pump | 230 | 1 |  |  | No Match | No Match |  |  |  | 7000 | 619 | 11.3 | 9 | 8900 | 650 | 4 | 3.2 | Non Federally-Regulated | 05/11/1988 |  | 03/15/1989
Florida Heat Pump | Florida Heat Pump | GT036-3CS | GT036-1AH/AV | Ground-Water-Source | WBAHP-CB: Heat Pump Split Syst | Heat Pump | 230 | 3 |  |  | No Match | No Match |  |  |  | 35000 | 2397 | 14.6 | 9 | 25000 | 2219 | 3.3 |  | Non Federally-Regulated | 05/29/2001 |  | 07/18/2002
Enertech Global, LLC | Enertech | H036C | ACD036 | Ground-Water-Source | WBAHP-C: Heat Pump Split Syste | Heat Pump | 208 | 1 |  |  | No Match | Single-Speed |  |  |  | 39400 | 2000 | 19.7 | 16.2 | 34400 | 2587 | 3.9 | 3.6 | Non Federally-Regulated | 04/30/2009 |  | 03/02/2012
Addison Products | Addison Products | HPY096-3A |  | Water-Source | WBAHP: Heat Pump Packaged Unit | Heat Pump | 230 | 3 |  |  | No Match | No Match |  |  |  | 94300 | 7924 | 11.9 | 9 | 123000 | 9009 | 4 | 3.8 | Federally-Regulated Commercial & Industrial Equipment | 11/14/2000 |  | 01/24/2002
Geosystems, LLC | Geosystems, LLC | CHS-H024 |  | Ground-Water-Source | WBAHP: Heat Pump Packaged Unit | Heat Pump | 208 | 1 |  |  | No Match | Single-Speed |  |  |  | 29900 | 1533 | 19.5 | 16.2 | 26800 | 2014 | 3.9 | 3.6 | Non Federally-Regulated | 12/12/2012 |  | 04/19/2013
Bard Manufacturing Company, Inc. | Bard | GTC48S1-A | GTADP-4860-C | Ground-Source | WBAH-C: Heating Only Split Sys | Heat Pump | 208 | 1 |  |  | No Match | Dual-Speed | [7 empty] | 35000 | 2699 | 3.8 |  | Non Federally-Regulated | 09/03/2012 |  | 06/09/2015
Mammoth | Hydrobank II | D020HHE/VHE |  | Water-Source | WBAHP: Heat Pump Packaged Unit | Heat Pump | 230 | 1 |  |  | No Match | No Match |  |  |  | 19500 | 1477 | 13.2 | 10 | 26500 | 1688 | 4.6 |  | Federally-Regulated Commercial & Industrial Equipment | 07/29/1998 |  | 10/02/1998
American Air Filter | Enercon | EHW-41 |  | Water-Source | WBAHP: Heat Pump Packaged Unit | Heat Pump | 230 | 3 |  |  | No Match | No Match |  |  |  | 42000 | 3652 | 11.5 | 9 | 48000 | 3916 | 3.6 | 3.2 | Non Federally-Regulated | 05/11/1988 |  | 03/15/1989
Enertech Global, LLC | Enertech | TXT048C3 |  | Ground-Water-Source | WBAHP: Heat Pump Packaged Unit | Heat Pump | 460 | 3 |  |  | No Match | Single-Speed |  |  |  | 53600 | 2382 | 22.5 | 16.2 | 47700 | 3107 | 4.5 | 3.6 | Non Federally-Regulated | 12/12/2012 |  | 04/21/2014
Carrier Corp. | Carrier | 50QXH0603 |  | Water-Source | WBAHP: Heat Pump Packaged Unit | Heat Pump | 208 | 1 |  |  | No Match | No Match |  |  |  | 57000 | 5005 | 11.4 | 9 | 64000 | 4810 | 3.9 | 3.2 | Non Federally-Regulated | 02/22/1990 |  | 07/31/1991
Waterfurnace International, Inc. | Rybacki - Hart Enterprises | ZS015**2*1 |  | Ground-Source | WBAHP: Heat Pump Packaged Unit | Heat Pump | 265 | 1 |  |  | No Match | Single-Speed |  |  |  | 14700 | 840 | 17.5 | 13.4 | 11500 | 911 | 3.7 | 3.1 | Non Federally-Regulated | 01/24/2011 |  | 04/19/2013
McQuay International | McQuay | W-CDL/CDS/CMS-1-009-A |  | Water-Source | WBAHP: Heat Pump Packaged Unit | Heat Pump | 115 | 1 |  |  | No Match | No Match |  |  |  | 8700 | 790 | 11 | 10 | 12000 | 901 | 3.9 |  | Federally-Regulated Commercial & Industrial Equipment | 09/21/2000 |  | 01/24/2002
Command-Aire | Command-Aire | RUWP-604 |  | Water-Source | WBAHP: Heat Pump Packaged Unit | Heat Pump | 460 | 3 |  |  | No Match | No Match |  |  |  | 73900 | 7590 | 9.7 | 9.2 | 94300 | 7500 | 3.7 |  | Non Federally-Regulated | 05/11/1988 |  | 03/15/1989
California Heat Pump | Trane | WPVB-0222 |  | Water-Source | WBAHP: Heat Pump Packaged Unit | Heat Pump | 230 | 1 |  |  | No Match | No Match |  |  |  | 21500 | 2325 | 9.2 | 7.5 | 25000 | 2400 | 3.1 | 2.5 | Non Federally-Regulated | 06/11/1985 |  | 05/11/1988
American Air Filter | Enercon | VW62 |  | Water-Source | WBAHP: Heat Pump Packaged Unit | Heat Pump | 240 | 3 |  |  | No Match | No Match |  |  |  | 62000 | 7100 | 8.7 | 7.5 | 68000 | 6400 | 3.1 | 2.5 | Non Federally-Regulated | 01/05/1982 |  | 05/16/1984
Addison Products | Addison Products | HWPG054-3B** |  | Ground-Water-Source | WBAHP: Heat Pump Packaged Unit | Heat Pump | 208 | 3 |  |  | No Match | No Match |  |  |  | 53000 | 3868 | 13.7 | 9 | 40000 | 3907 | 3 |  | Non Federally-Regulated | 07/29/1998 |  | 10/02/1998
Mammoth | Hydrobank II | E016CHE |  | Water-Source | WBAHP-O: Heat Pump Packaged Un | Heat Pump | 265 | 1 |  |  | No Match | No Match |  |  |  | 15200 | 1245 | 12.2 | 10 | 19200 | 1406 | 4 |  | Federally-Regulated Commercial & Industrial Equipment | 02/02/1998 |  | 03/31/1998
Command-Aire | Command-Aire | SWP414E |  | Water-Source | WBAHP: Heat Pump Packaged Unit | Heat Pump | 460 | 3 |  |  | No Match | No Match |  |  |  | 42000 | 3810 | 11 | 9 | 53000 | 3880 | 4 | 3.2 | Federally-Regulated Commercial & Industrial Equipment | 01/23/1988 |  | 05/11/1988
Waterfurnace International, Inc. | Johnson Controls | RJTV/RJTH038**0 |  | Ground-Water-Source | WBAHP: Heat Pump Packaged Unit | Heat Pump | 230 | 1 |  |  | No Match | Dual-Speed |  |  |  | 39400 | 1635 | 24.1 | 16.2 | 34800 | 2040 | 5 | 3.6 | Non Federally-Regulated | 01/24/2011 |  | 06/23/2011
Waterfurnace International, Inc. | Waterfurnace International, Inc. | ATV056D0 |  | Ground-Water-Source | WBAHP: Heat Pump Packaged Unit | Heat Pump | 230 | 1 |  |  | No Match | No Match |  |  |  | 58000 | 3790 | 15.3 | 9 | 44500 | 4075 | 3.2 |  | Non Federally-Regulated | 01/30/1998 |  | 10/02/1998
Waterfurnace International, Inc. | Johnson Controls | RKV/RKH024**0*1 |  | Ground-Source | WBAHP: Heat Pump Packaged Unit | Heat Pump | 230 | 1 |  |  | No Match | Single-Speed |  |  |  | 26000 | 1354 | 19.2 | 13.4 | 18900 | 1497 | 3.7 | 3.1 | Non Federally-Regulated | 09/03/2012 |  | 01/09/2014
Waterfurnace International, Inc. | Spectra | SXV024A2 |  | Water-Source | WBAHP-CB: Heat Pump Split Syst | Heat Pump | 265 | 1 |  |  | No Match | No Match |  |  |  | 27400 | 1890 | 14.5 | 9 | 28000 | 1908 | 4.3 | 3.5 | Non Federally-Regulated | 06/02/1993 |  | 06/03/1993
Climate Control / Snyder General | Electro-Hydronics | FC550GD |  | Water-Source | WBAHP: Heat Pump Packaged Unit | Heat Pump | 230 | 3 |  |  | No Match | No Match |  |  |  | 55000 | 5670 | 9.7 | 7.5 | 67000 | 5610 | 3.5 | 2.5 | Non Federally-Regulated | 06/11/1985 |  | 08/29/1986
ClimateMaster Inc. | Climate Master Series | GRV/GRH024AH |  | Water-Source | WBAHP-CB: Heat Pump Split Syst | Heat Pump | 230 | 3 |  |  | No Match | No Match |  |  |  | 25000 | 1562 | 16 | 9 | 27600 | 1925 | 4.2 | 3.5 | Non Federally-Regulated | 04/12/2000 |  | 07/18/2002
Command-Aire | Command-Aire | SWPH-257 |  | Water-Source | WBAHP: Heat Pump Packaged Unit | Heat Pump | 265 | 1 |  |  | No Match | No Match |  |  |  | 32500 | 3550 | 9.2 | 9 | 42000 | 3450 | 3.6 | 3.2 | Non Federally-Regulated | 05/11/1988 |  | 03/15/1989
Carrier Corp. | Carrier | 50QXV0605 |  | Water-Source | WBAHP: Heat Pump Packaged Unit | Heat Pump | 208 | 3 |  |  | No Match | No Match |  |  |  | 60000 | 5000 | 12 | 9 | 70000 | 5106 | 4 | 3.2 | Non Federally-Regulated | 02/22/1990 |  | 07/31/1991
Climate Control / Snyder General | Electro-Hydronics | FW420G5 |  | Water-Source | WBAHP: Heat Pump Packaged Unit | Heat Pump | 208 | 1 |  |  | No Match | No Match |  |  |  | 42000 | 3850 | 10.9 | 7.5 | 52000 | 4100 | 3.7 | 2.5 | Non Federally-Regulated | 05/16/1984 |  | 08/29/1986
Enertech Global, LLC | Enertech | TXT048C2 |  | Ground-Water-Source | WBAHP: Heat Pump Packaged Unit | Heat Pump | 208 | 3 |  |  | No Match | Single-Speed |  |  |  | 53600 | 2382 | 22.5 | 16.2 | 47700 | 3107 | 4.5 | 3.6 | Non Federally-Regulated | 12/12/2012 |  | 04/21/2014
Addison Products | Addison Products | HWY036-4A |  | Water-Source | WBAHP: Heat Pump Packaged Unit | Heat Pump | 460 | 3 |  |  | No Match | No Match |  |  |  | 34400 | 2474 | 13.9 | 10 | 42700 | 2606 | 4.8 |  | Federally-Regulated Commercial & Industrial Equipment | 04/12/2000 |  | 11/14/2000
ClimateMaster Inc. | Climate Master Series | 814-011-G******** |  | Water-Source | WBAHP: Heat Pump Packaged Unit | Heat Pump | 208 | 1 |  |  | No Match | No Match |  |  |  | 10800 | 982 | 11 | 9 | 14000 | 1100 | 3.7 | 3.2 | Non Federally-Regulated | 05/11/1988 |  | 03/15/1989
Waterfurnace International, Inc. | Geotility Geothermal Installations | ZS023**0*1 |  | Ground-Source | WBAHP: Heat Pump Packaged Unit | Heat Pump | 230 | 1 |  |  | No Match | Single-Speed |  |  |  | 23900 | 1406 | 17 | 13.4 | 17000 | 1384 | 3.6 | 3.1 | Non Federally-Regulated | 01/24/2011 |  | 04/19/2013
McQuay / Snyder General | Electro-Hydronics | LM75C7 |  | Water-Source | WBAHP: Heat Pump Packaged Unit | Heat Pump | 265 | 1 |  |  | No Match | No Match |  |  |  | 6900 | 645 | 10.7 | 7.5 | 9500 | 730 | 3.8 | 2.5 | Non Federally-Regulated | 08/29/1986 |  | 05/11/1988
Waterfurnace International, Inc. | Johnson Controls | RKV/RKH018**0*1 |  | Water-Source | WBAHP: Heat Pump Packaged Unit | Heat Pump | 230 | 1 |  |  | No Match | Single-Speed |  |  |  | 18000 | 1154 | 15.6 | 12 | 23000 | 1322 | 5.1 | 4.2 | Federally-Regulated Commercial & Industrial Equipment | 09/03/2012 |  | 04/21/2014
Addison Products | Addison Products | DWPG036-3B-XL* |  | Ground-Water-Source | WBAHP: Heat Pump Packaged Unit | Heat Pump | 208 | 3 |  |  | No Match | No Match |  |  |  | 35600 | 11125 | 3.2 | 9 | 24800 | 2271 | 3.2 |  | Non Federally-Regulated | 05/15/1998 |  | 07/29/1998
Trane U.S. Inc. | Trane | WPVE0351 |  | Water-Source | WBAHP: Heat Pump Packaged Unit | Heat Pump | 265 | 1 |  |  | No Match | No Match |  |  |  | 34200 | 2923 | 11.7 | 9.3 | 42200 | 3092 | 4 | 3.8 | Federally-Regulated Commercial & Industrial Equipment | 03/31/1998 |  | 05/10/1998
Waterfurnace International, Inc. | Rybacki - Hart Enterprises | YS030**1*0 |  | Ground-Water-Source | WBAHP: Heat Pump Packaged Unit | Heat Pump | 230 | 1 |  |  | No Match | Single-Speed |  |  |  | 32900 | 1430 | 23 | 16.2 | 28300 | 2074 | 4 | 3.6 | Non Federally-Regulated | 01/24/2011 |  | 04/19/2013
Mammoth | Mammoth | G124VHC |  | Water-Source | WBAHP: Heat Pump Packaged Unit | Heat Pump | 460 | 3 |  |  | No Match | No Match |  |  |  | 116000 | 11590 | 10 | 9.2 | 142000 | 11364 | 3.7 | 2.5 | Non Federally-Regulated | 05/16/1984 |  | 05/11/1988
Addison Products | Addison Products | DWPG066-3B-XL* |  | Water-Source | WBAHP-CB: Heat Pump Split Syst | Heat Pump | 230 | 3 |  |  | No Match | No Match |  |  |  | 67000 | 5153 | 13 | 9 | 75000 | 5940 | 3.7 | 3.5 | Non Federally-Regulated | 02/02/1998 |  | 10/02/1998
Waterfurnace International, Inc. | Triple Function | TF*037A*1*** |  | Ground-Water-Source | WBAHP: Heat Pump Packaged Unit | Heat Pump | 230 | 1 |  |  | No Match | No Match |  |  |  | 39000 | 3750 | 10.4 |  | 47000 | 4050 | 3.4 |  | Non Federally-Regulated | 03/15/1989 |  | 07/31/1991
Waterfurnace International, Inc. | Waterfurnace International, Inc. | VLV030A3 |  | Water-Source | WBAHP: Heat Pump Packaged Unit | Heat Pump | 208 | 3 |  |  | No Match | No Match |  |  |  | 29500 | 2107 | 14 | 10 | 35200 | 2292 | 4.5 |  | Federally-Regulated Commercial & Industrial Equipment | 02/02/1998 |  | 03/31/1998
Bard Manufacturing Company, Inc. | Bard | GTC36S1-A | GTA3600UD1-A+GTB1-A | Ground-Source | WBAHP-CB: Heat Pump Split Syst | Heat Pump | 230 | 1 |  |  | No Match | Dual-Speed |  |  |  | 38800 | 2217 | 17.5 | 13.4 | 28400 | 2134 | 3.9 | 3.1 | Non Federally-Regulated | 01/24/2011 |  | 01/09/2014
Waterfurnace International, Inc. | Waterfurnace International, Inc. | V120**4 |  | Ground-Water-Source | WBAHP: Heat Pump Packaged Unit | Heat Pump | 460 | 3 |  |  | No Match | No Match |  |  |  | 122000 | 9172 | 13.3 | 9 | 100000 | 9766 | 3 |  | Non Federally-Regulated | 05/19/2000 |  | 11/14/2000
Waterfurnace International, Inc. | Waterfurnace International, Inc. | VLV/VXV024*0 |  | Water-Source | WBAHP: Heat Pump Packaged Unit | Heat Pump | 230 | 1 |  |  | No Match | No Match |  |  |  | 23800 | 1676 | 14.2 | 10 | 28200 | 1757 | 4.7 |  | Federally-Regulated Commercial & Industrial Equipment | 11/14/2000 |  | 06/20/2003
McQuay International | McQuay | CCW024E-G |  | Ground-Water-Source | WBAHP: Heat Pump Packaged Unit | Heat Pump | 208 | 1 |  |  | No Match | No Match |  |  |  | 26200 | 1858 | 14.1 | 9 | 18400 | 1797 | 3 |  | Non Federally-Regulated | 10/06/1999 |  | 04/10/2000
Command-Aire | Command-Aire | SWPHXR611E |  | Water-Source | WBAHP: Heat Pump Packaged Unit | Heat Pump | 208 | 1 |  |  | No Match | No Match |  |  |  | 62000 | 5640 | 11 | 9 | 74000 | 5290 | 4.1 | 3.2 | Federally-Regulated Commercial & Industrial Equipment | 01/23/1988 |  | 05/11/1988
Waterfurnace International, Inc. | Geotility Geothermal Installations | ZS024**3*1 |  | Ground-Source | WBAHP: Heat Pump Packaged Unit | Heat Pump | 230 | 3 |  |  | No Match | Single-Speed |  |  |  | 24400 | 1394 | 17.5 | 13.4 | 17500 | 1350 | 3.8 | 3.1 | Non Federally-Regulated | 01/24/2011 |  | 04/19/2013
Climate Control / Snyder General | Electro-Hydronics | VE70G7 |  | Water-Source | WBAHP: Heat Pump Packaged Unit | Heat Pump | 265 | 1 |  |  | No Match | No Match |  |  |  | 6900 | 645 | 10.7 | 7.5 | 8800 | 700 | 3.7 | 2.5 | Non Federally-Regulated | 05/16/1984 |  | 08/29/1986
Jacobsen Energy Ind., Inc. | Jacobsen Energy Ind., Inc. | 72***1**** |  | Water-Source | WBAHP: Heat Pump Packaged Unit | Heat Pump | 208 | 1 |  |  | No Match | No Match |  |  |  | 67000 | 5650 | 11.8 | 9.2 | 88000 | 6750 | 3.8 | 2.5 | Non Federally-Regulated | 06/11/1985 |  | 05/11/1988
Mammoth | Hydrobank II | F045VHG |  | Water-Source | WBAHP: Heat Pump Packaged Unit | Heat Pump | 208 | 3 |  |  | No Match | No Match |  |  |  | 44500 | 3178 | 14 | 10 | 57500 | 3662 | 4.6 |  | Federally-Regulated Commercial & Industrial Equipment | 05/23/2000 |  | 01/18/2001
Waterfurnace International, Inc. | Waterfurnace International, Inc. | SXV058B1 |  | Ground-Source | WBAHP: Heat Pump Packaged Unit | Heat Pump | 208 | 1 |  |  | No Match | No Match |  |  |  | 56500 | 4216 | 13.4 |  | 45500 | 4301 | 3.1 |  | Non Federally-Regulated | 03/31/1998 |  | 05/10/1998
Florida Heat Pump | Florida Heat Pump | GO036-3CF/HZ/VT |  | Ground-Water-Source | WBAHP: Heat Pump Packaged Unit | Heat Pump | 230 | 3 |  |  | No Match | No Match |  |  |  | 35000 | 2173 | 16.1 | 9 | 25000 | 1979 | 3.7 |  | Non Federally-Regulated | 07/22/2002 |  | 03/12/2009
Florida Heat Pump | Florida Heat Pump | EV048-4CF/HZ/VT |  | Water-Source | WBAHP: Heat Pump Packaged Unit | Heat Pump | 460 | 3 |  |  | No Match | Single-Speed |  |  |  | 48500 | 3818 | 12.7 | 12 | 58000 | 3541 | 4.8 | 4.2 | Federally-Regulated Commercial & Industrial Equipment | 06/23/2011 |  | 12/12/2012
Command-Aire | Command-Aire | RUWP-604 |  | Water-Source | WBAHP: Heat Pump Packaged Unit | Heat Pump | 460 | 3 |  |  | No Match | No Match |  |  |  | 73900 | 7590 | 9.7 | 9.2 | 94300 | 7500 | 3.7 |  | Federally-Regulated Commercial & Industrial Equipment | 01/23/1988 |  | 05/11/1988
Command-Aire | Command-Aire | SWPH-411 |  | Water-Source | WBAHP: Heat Pump Packaged Unit | Heat Pump | 208 | 1 |  |  | No Match | No Match |  |  |  | 42000 | 4250 |  | 7.5 | 56000 | 4400 | 3.7 | 2.5 | Non Federally-Regulated | 09/08/1982 |  | 08/30/1983
Waterfurnace International, Inc. | Eagle Mountain | ZS030**2*4 |  | Ground-Water-Source | WBAHP: Heat Pump Packaged Unit | Heat Pump | 265 | 1 |  |  | No Match | Single-Speed |  |  |  | 32900 | 1377 | 23.9 | 16.2 | 28300 | 1885 | 4.4 | 3.6 | Non Federally-Regulated | 06/14/2011 |  | 04/19/2013
Waterfurnace International, Inc. | Waterfurnace International, Inc. | ATH056D3 |  | Ground-Water-Source | WBAHP: Heat Pump Packaged Unit | Heat Pump | 208 | 3 |  |  | No Match | No Match |  |  |  | 60500 | 4143 | 14.6 | 11 | 69000 | 4814 | 4.2 | 3.5 | Non Federally-Regulated | 03/31/1998 |  | 05/10/1998
Florida Heat Pump | Florida Heat Pump | EM018-1CF/HZ/VT |  | Water-Source | WBAHP: Heat Pump Packaged Unit | Heat Pump | 230 | 1 |  |  | No Match | No Match |  |  |  | 18500 | 1370 | 13.5 | 10 | 25000 | 1526 | 4.8 |  | Federally-Regulated Commercial & Industrial Equipment | 04/12/2000 |  | 02/17/2011
Waterfurnace International, Inc. | Waterfurnace International, Inc. | P022**2 |  | Water-Source | WBAHP: Heat Pump Packaged Unit | Heat Pump | 265 | 1 |  |  | No Match | No Match |  |  |  | 22600 | 1337 | 16.9 | 10 | 21900 | 1365 | 4.7 |  | Federally-Regulated Commercial & Industrial Equipment | 05/19/2000 |  | 02/17/2011
Hydro Delta Corp. | Hydro Delta Corp. | 03-026-WTARW-HM |  | Ground-Water-Source | WBAHP: Heat Pump Packaged Unit | Heat Pump | 230 | 1 |  |  | No Match | No Match |  |  |  | 24600 | 1892 | 13 | 9 | 19800 | 1871 | 3.1 |  | Non Federally-Regulated | 10/06/1999 |  | 04/10/2000
Enertech Global, LLC | Enertech | HXT048C2 |  | Ground-Source | WBAHP: Heat Pump Packaged Unit | Heat Pump | 208 | 3 |  |  | No Match | Single-Speed |  |  |  | 49900 | 2697 | 18.5 | 13.4 | 39500 | 2756 | 4.2 | 3.1 | Non Federally-Regulated | 05/08/2012 |  | 12/12/2012
Florida Heat Pump | Florida Heat Pump | GT024-1CF/HZ/VT |  | Ground-Water-Source | WBAHP: Heat Pump Packaged Unit | Heat Pump | 460 | 3 |  |  | No Match | No Match |  |  |  | 24500 | 1788 | 13.7 | 9 | 18000 | 1648 | 3.2 |  | Non Federally-Regulated | 05/29/2001 |  | 07/16/2001
Florida Heat Pump | Florida Heat Pump | AP049-1CS | AP049-1AV/AH | Ground-Water-Source | WBAHP-CB: Heat Pump Split Syst | Heat Pump | 230 | 1 |  |  | No Match | Single-Speed |  |  |  | 56000 | 2343 | 23.9 | 16.2 | 45500 | 2343 | 4.7 | 3.6 | Non Federally-Regulated | 07/06/2011 |  | 10/03/2011
Singer | Electro-Hydronics | VF140C7 |  | Water-Source | WBAHP: Heat Pump Packaged Unit | Heat Pump | 265 | 1 |  |  | No Match | No Match |  |  |  | 14000 | 1700 | 8.2 | 7.5 | 16500 | 1950 | 2.5 | 2.5 | Non Federally-Regulated | 01/05/1982 |  | 09/08/1982
Waterfurnace International, Inc. | Extended Range | WXS031A*1 | RCS-031A | Water-Source | Water/Brine to Air Heat Pump S | Heat Pump | 230 | 1 |  |  | No Match | No Match |  |  |  | 32800 | 3065 | 10.7 | 9 | 38500 | 3418 | 3.3 |  | Non Federally-Regulated | 09/13/1989 |  | 07/27/1992
Mammoth | Mammoth | F052V |  | Water-Source | WBAHP: Heat Pump Packaged Unit | Heat Pump | 230 | 3 |  |  | No Match | No Match |  |  |  | 50000 | 5100 | 9.8 | 7.5 | 56000 | 5100 | 3.2 | 2.5 | Non Federally-Regulated | 01/05/1982 |  | 05/16/1984
DeMarco Energy Systems | DeMarco Energy Systems | GT054-1VT/HZ/CF |  | Water-Source | WBAHP-CB: Heat Pump Split Syst | Heat Pump | 208 | 1 |  |  | No Match | No Match |  |  |  | 53000 | 4240 | 12.5 | 9 | 62000 | 4659 | 3.9 | 3.5 | Non Federally-Regulated | 10/02/1998 |  | 04/12/2000
ClimateMaster Inc. | Climate Master Series | 814-036-F******** |  | Water-Source | WBAHP: Heat Pump Packaged Unit | Heat Pump | 460 | 3 |  |  | No Match | No Match |  |  |  | 36000 | 3190 | 11.3 | 9 | 42500 | 3190 | 3.9 | 3.2 | Non Federally-Regulated | 02/22/1990 |  | 07/31/1991
McQuay / Snyder General | Electro-Hydronics | FC420FK |  | Water-Source | WBAHP: Heat Pump Packaged Unit | Heat Pump | 208 | 3 |  |  | No Match | No Match |  |  |  | 42000 | 3850 | 10.9 | 9 | 52000 | 4100 | 3.7 | 3.2 | Non Federally-Regulated | 05/11/1988 |  | 03/15/1989
Econar | Econar | GV591 |  | Ground-Water-Source | WBAHP: Heat Pump Packaged Unit | Heat Pump | 208 | 1 |  |  | No Match | No Match |  |  |  | 57500 | 4752 | 12.1 | 9 | 54500 | 5151 | 3.1 |  | Non Federally-Regulated | 03/18/2002 |  | 03/12/2009
ClimateMaster Inc. | Carrier Corp. | 50PRH/V024 4 |  | Ground-Water-Source | WBAHP: Heat Pump Packaged Unit | Heat Pump | 265 | 1 |  |  | No Match | Single-Speed |  |  |  | 26700 | 1278 | 20.9 | 16.2 | 24000 | 1716 | 4.1 | 3.6 | Non Federally-Regulated | 01/24/2011 |  | 08/23/2011
Geoflex Systems, Inc. | Geoflex Systems, Inc. | GF1T-V/H/D/M-049WAABP |  | Ground-Water-Source | WBAHP: Heat Pump Packaged Unit | Both Heat Pump and Electric Re | 230 | 1 |  |  | No Match | Dual-Speed |  |  |  | 52300 | 2356 | 22.2 | 16.2 | 49100 | 3128 | 4.6 | 3.6 | Non Federally-Regulated | 11/30/2011 |  | 01/09/2014
McQuay International | McQuay | CCW024E-G |  | Water-Source | WBAHP: Heat Pump Packaged Unit | Heat Pump | 208 | 1 |  |  | No Match | No Match |  |  |  | 25400 | 1840 | 13.8 | 10 | 29800 | 2130 | 4.1 |  | Federally-Regulated Commercial & Industrial Equipment | 02/02/1998 |  | 03/31/1998
McQuay International | McQuay | W-CDD/CDE/CMG-1-019-J |  | Ground-Water-Source | WBAHP: Heat Pump Packaged Unit | Heat Pump | 265 | 1 |  |  | No Match | No Match |  |  |  | 19800 | 1394 | 14.2 | 9 | 14500 | 1416 | 3 |  | Non Federally-Regulated | 10/06/1999 |  | 04/10/2000
Waterfurnace International, Inc. | Waterfurnace International, Inc. | SXV042B0 |  | Ground-Source | WBAHP: Heat Pump Packaged Unit | Heat Pump | 230 | 1 |  |  | No Match | No Match |  |  |  | 44500 | 3201 | 13.9 |  | 31800 | 2824 | 3.3 |  | Non Federally-Regulated | 03/31/1998 |  | 05/10/1998
Addison Products | Heat Controller | WPH32-3JA/3JBA |  | Water-Source | WBAHP-CB: Heat Pump Split Syst | Heat Pump | 208 | 3 |  |  | No Match | No Match |  |  |  | 32200 | 2927 | 11 | 9 | 36200 | 3030 | 3.5 | 3.5 | Non Federally-Regulated | 10/05/1999 |  | 04/12/2000
Carrier Corp. | Carrier | 50HQ0133 |  | Water-Source | WBAHP: Heat Pump Packaged Unit | Heat Pump | 230 | 1 |  |  | No Match | No Match |  |  |  | 12800 | 1330 | 9.6 | 9 | 16500 | 1380 | 3.5 | 3.2 | Non Federally-Regulated | 05/11/1988 |  | 03/15/1989
Waterfurnace International, Inc. | Waterfurnace International, Inc. | ATH066*0 |  | Ground-Water-Source | WBAHP: Heat Pump Packaged Unit | Heat Pump | 208 | 1 |  |  | No Match | No Match |  |  |  | 67000 | 5000 | 13.4 | 9 | 50000 | 4883 | 3 |  | Non Federally-Regulated | 10/06/1999 |  | 05/19/2000
Enertech Global, LLC | Enertech | H050C | ACD060 | Ground-Water-Source | WBAHP-C: Heat Pump Split Syste | Heat Pump | 230 | 1 |  |  | No Match | Single-Speed |  |  |  | 57000 | 2969 | 19.2 | 16.2 | 49700 | 3835 | 3.8 | 3.6 | Non Federally-Regulated | 04/30/2009 |  | 06/15/2009
Waterfurnace International, Inc. | WFI Industries, Ltd. | VLV/VXV030*0 |  | Water-Source | WBAHP: Heat Pump Packaged Unit | Heat Pump | 230 | 1 |  |  | No Match | No Match |  |  |  | 29500 | 2107 | 14 | 10 | 35200 | 2291 | 4.5 |  | Federally-Regulated Commercial & Industrial Equipment | 06/20/2003 |  | 02/17/2011
Snyder General Corp. | McQuay | VE260F5 |  | Water-Source | WBAHP: Heat Pump Packaged Unit | Heat Pump | 208 | 1 |  |  | No Match | No Match |  |  |  | 25000 | 2450 | 10.2 | 9 | 31600 | 2500 | 3.7 | 3.2 | Non Federally-Regulated | 02/22/1990 |  | 07/31/1991
Florida Heat Pump | Florida Heat Pump | EM042-1CF/HZ/VT |  | Ground-Water-Source | WBAHP: Heat Pump Packaged Unit | Heat Pump | 208 | 1 |  |  | No Match | No Match |  |  |  | 43500 | 3222 | 13.5 | 9 | 31000 | 2929 | 3.1 |  | Non Federally-Regulated | 05/29/2001 |  | 07/18/2002
ClimateMaster Inc. | Climate Master Series | VP/HP/DP042 |  | Ground-Water-Source | WBAHP: Heat Pump Packaged Unit | Heat Pump | 230 | 1 |  |  | No Match | No Match |  |  |  | 42000 | 3181 | 13.2 | 9 | 31000 | 2839 | 3.2 |  | Non Federally-Regulated | 12/14/1998 |  | 04/10/2000
Command-Aire | Command-Aire | SWPH-354 |  | Water-Source | WBAHP: Heat Pump Packaged Unit | Heat Pump | 460 | 3 |  |  | No Match | No Match |  |  |  | 36000 | 3450 | 10.4 | 9 | 50000 | 3900 | 3.8 | 3.2 | Non Federally-Regulated | 05/11/1988 |  | 03/15/1989
Waterfurnace International, Inc. | Waterfurnace International, Inc. | ATV034D0 |  | Ground-Water-Source | WBAHP: Heat Pump Packaged Unit | Heat Pump | 230 | 1 |  |  | No Match | No Match |  |  |  | 34600 | 2246 | 15.4 | 11 | 38000 | 2589 | 4.3 | 3.5 | Non Federally-Regulated | 03/31/1998 |  | 05/10/1998
Climate Control / Snyder General | Electro-Hydronics | VE200G3 |  | Water-Source | WBAHP: Heat Pump Packaged Unit | Heat Pump | 230 | 1 |  |  | No Match | No Match |  |  |  | 19000 | 1780 | 10.7 | 7.5 | 25600 | 1920 | 3.9 | 2.5 | Non Federally-Regulated | 05/16/1984 |  | 08/29/1986
Command-Aire | Command-Aire | RUWP-1833 |  | Water-Source | WBAHP: Heat Pump Packaged Unit | Heat Pump | 208 | 3 |  |  | No Match | No Match |  |  |  | 195000 | 22800 | 8.6 | 9 | 257000 | 22700 | 3.3 |  | Federally-Regulated Commercial & Industrial Equipment | 01/23/1988 |  | 05/11/1988
Waterfurnace International, Inc. | Geotility Geothermal Installations | ZS041**0*0 |  | Ground-Water-Source | WBAHP: Heat Pump Packaged Unit | Heat Pump | 208 | 1 |  |  | No Match | Single-Speed |  |  |  | 44500 | 2160 | 20.6 | 16.2 | 36000 | 2776 | 3.8 | 3.6 | Non Federally-Regulated | 01/24/2011 |  | 04/19/2013
McQuay International | McQuay | FCV/FCW/VWH/VWW060B-F |  | Water-Source | WBAHP: Heat Pump Packaged Unit | Heat Pump | 208 | 3 |  |  | No Match | No Match |  |  |  | 58000 | 5321 | 10.9 | 10 | 78000 | 5861 | 3.9 |  | Federally-Regulated Commercial & Industrial Equipment | 12/14/1998 |  | 11/17/1999
Heat Controller | Heat Controller | HWPG036-1B** |  | Water-Source | WBAHP-CB: Heat Pump Split Syst | Heat Pump | 208 | 1 |  |  | No Match | No Match |  |  |  | 36000 | 2627 | 13.7 | 9 | 37800 | 2701 | 4.1 | 3.5 | Non Federally-Regulated | 12/14/1998 |  | 04/12/2000
ClimateMaster Inc. | Carrier Corp. | YCS0303 | FK4CNF003 | Water-Source | WBAHP-CB: Heat Pump Split Syst | Heat Pump | 208 | 1 |  |  | No Match | Single-Speed |  |  |  | 28000 | 1905 | 14.7 | 12 | 34000 | 2121 | 4.7 | 4.2 | Federally-Regulated Commercial & Industrial Equipment | 09/15/2009 |  | 02/17/2011
Waterfurnace International, Inc. | Waterfurnace International, Inc. | SXH048B0 |  | Water-Source | WBAHP: Heat Pump Packaged Unit | Heat Pump | 230 | 1 |  |  | No Match | No Match |  |  |  | 49000 | 3629 | 13.5 | 10 | 60500 | 3772 | 4.7 |  | Federally-Regulated Commercial & Industrial Equipment | 12/14/1998 |  | 10/05/1999
Waterfurnace International, Inc. | Waterfurnace International, Inc. | SXH030C3 |  | Ground-Water-Source | WBAHP: Heat Pump Packaged Unit | Heat Pump | 230 | 3 |  |  | No Match | No Match |  |  |  | 31200 | 2181 | 14.3 | 9 | 21600 | 1808 | 3.5 |  | Non Federally-Regulated | 01/30/1998 |  | 10/02/1998
Mammoth | Mammoth | D072H |  | Water-Source | WBAHP: Heat Pump Packaged Unit | Heat Pump | 208 | 1 |  |  | No Match | No Match |  |  |  | 67000 | 7200 | 9.3 | 7.5 | 85000 | 8600 | 2.9 | 2.2 | Non Federally-Regulated | 09/08/1982 |  | 05/16/1984
Waterfurnace International, Inc. | Waterfurnace International, Inc. | SXV024B2 |  | Water-Source | WBAHP-CB: Heat Pump Split Syst | Heat Pump | 265 | 1 |  |  | No Match | No Match |  |  |  | 27400 | 1889 | 14.5 | 9 | 27400 | 1867 | 4.3 | 3.5 | Non Federally-Regulated | 08/21/1998 |  | 10/02/1998
ClimateMaster Inc. | Carrier Corp. | 50PCH/V030 |  | Water-Source | WBAHP: Heat Pump Packaged Unit | Heat Pump | 208 | 1 |  |  | No Match | Single-Speed |  |  |  | 28100 | 2097 | 13.4 | 12 | 35100 | 2236 | 4.6 | 4.2 | Federally-Regulated Commercial & Industrial Equipment | 10/24/2014 |  | 04/22/2015
McQuay / Snyder General | Electro-Hydronics | CCH015A*N |  | Water-Source | WBAHP: Heat Pump Packaged Unit | Heat Pump | 265 | 1 |  |  | No Match | No Match |  |  |  | 14000 | 1110 | 12.6 | 9 | 17000 | 1150 | 4.3 | 3.2 | Non Federally-Regulated | 05/11/1988 |  | 03/15/1989
ClimateMaster Inc. | Climate Master | TES/P064A | TAC064A | Water-Source | WBAHP-CB: Heat Pump Split Syst | Heat Pump | 230 | 1 |  |  | No Match | Single-Speed |  |  |  | 57400 | 3801 | 15.1 | 12 | 66300 | 4134 | 4.7 | 4.2 | Federally-Regulated Commercial & Industrial Equipment | 12/12/2012 |  | 06/09/2015
DeMarco Energy Systems | DeMarco Energy Systems | GT026-1VT/HZ/CF |  | Water-Source | WBAHP-CB: Heat Pump Split Syst | Heat Pump | 208 | 1 |  |  | No Match | No Match |  |  |  | 27000 | 2000 | 13.5 | 9 | 30600 | 2299 | 3.9 | 3.5 | Non Federally-Regulated | 10/02/1998 |  | 04/12/2000
Waterfurnace International, Inc. | Rybacki - Hart Enterprises | ZS036**0*4 |  | Ground-Water-Source | WBAHP: Heat Pump Packaged Unit | Heat Pump | 208 | 1 |  |  | No Match | Single-Speed |  |  |  | 37700 | 1639 | 23 | 16.2 | 33000 | 2249 | 4.3 | 3.6 | Non Federally-Regulated | 03/02/2012 |  | 04/19/2013
ClimateMaster Inc. | Carrier Corp. | 50PSH/V/D070****2 |  | Water-Source | WBAHP: Heat Pump Packaged Unit | Heat Pump | 230 | 1 |  |  | No Match | Single-Speed | 4288 | 899 | 152 | 71000 | 4863 | 14.6 | 12 | 82100 | 5231 | 4.6 | 4.2 | Federally-Regulated Commercial & Industrial Equipment | 10/24/2014 |  | 04/22/2015
Waterfurnace International, Inc. | Waterfurnace International, Inc. | VLH/VXH042*4 |  | Water-Source | WBAHP: Heat Pump Packaged Unit | Heat Pump | 460 | 3 |  |  | No Match | No Match |  |  |  | 40000 | 3076 | 13 | 10 | 47400 | 3229 | 4.3 |  | Federally-Regulated Commercial & Industrial Equipment | 10/05/1999 |  | 02/17/2011
McQuay International | McQuay | W-FDL/FDS/FMS-1-036-F |  | Water-Source | WBAHP: Heat Pump Packaged Unit | Heat Pump | 230 | 3 |  |  | No Match | No Match |  |  |  | 35200 | 2957 | 11.9 | 10 | 45000 | 3296 | 4 |  | Federally-Regulated Commercial & Industrial Equipment | 09/21/2000 |  | 03/12/2009
Waterfurnace International, Inc. | Waterfurnace International, Inc. | CXC018*0 |  | Ground-Water-Source | WBAHP: Heat Pump Packaged Unit | Heat Pump | 230 | 1 |  |  | No Match | No Match |  |  |  | 18100 | 1360 | 13.3 | 9 | 14600 | 1336 | 3.2 |  | Non Federally-Regulated | 10/06/1999 |  | 04/10/2000
Waterfurnace International, Inc. | Waterfurnace International, Inc. | SXV036C1 |  | Water-Source | WBAHP: Heat Pump Packaged Unit | Heat Pump | 230 | 1 |  |  | No Match | No Match |  |  |  | 36000 | 2647 | 13.6 | 10 | 44500 | 2774 | 4.7 |  | Federally-Regulated Commercial & Industrial Equipment | 02/02/1998 |  | 03/31/1998
Waterfurnace International, Inc. | Waterfurnace International, Inc. | SXV036A4 |  | Ground-Source | WBAHP: Heat Pump Packaged Unit | Heat Pump | 460 | 3 |  |  | No Match | No Match |  |  |  | 36400 | 2676 | 13.6 |  | 26000 | 2381 | 3.2 |  | Non Federally-Regulated | 03/31/1998 |  | 05/10/1998
Addison Products | Heat Controller | DWPG066-3B-XL |  | Ground-Water-Source | WBAHP: Heat Pump Packaged Unit | Heat Pump | 230 | 3 |  |  | No Match | No Match |  |  |  | 65000 | 5118 | 12.7 | 9 | 48000 | 5022 | 2.8 |  | Non Federally-Regulated | 10/06/1999 |  | 04/10/2000
Trane U.S. Inc. | Trane | GSUF0601A |  | Ground-Water-Source | WBAHP: Heat Pump Packaged Unit | Heat Pump | 208 | 1 |  |  | No Match | No Match |  |  |  | 61000 | 4388 | 13.9 | 9 | 45500 | 4598 | 2.9 |  | Non Federally-Regulated | 12/14/1998 |  | 11/19/2001
Climate Control / Snyder General | Electro-Hydronics | CC330G3 |  | Water-Source | WBAHP: Heat Pump Packaged Unit | Heat Pump | 230 | 1 |  |  | No Match | No Match |  |  |  | 33000 | 3050 | 10.8 | 7.5 | 39000 | 3090 | 3.7 | 2.5 | Non Federally-Regulated | 05/16/1984 |  | 08/29/1986
Enertech Global, LLC | Enertech | GXT048C |  | Ground-Source | WBAHP: Heat Pump Packaged Unit | Heat Pump | 230 | 1 |  |  | No Match | Single-Speed |  |  |  | 48300 | 2808 | 17.2 | 13.4 | 39100 | 2938 | 3.9 | 3.1 | Non Federally-Regulated | 12/12/2012 |  | 04/21/2014
Enertech Global, LLC | Enertech | GCT048C |  | Ground-Water-Source | WBAHP: Heat Pump Packaged Unit | Heat Pump | 208 | 1 |  |  | No Match | Single-Speed |  |  |  | 55600 | 2356 | 23.6 | 16.2 | 49700 | 3035 | 4.8 | 3.6 | Non Federally-Regulated | 05/02/2012 |  | 12/12/2012
Climate Control / Snyder General | Electro-Hydronics | LWP20AK |  | Water-Source | WBAHP: Heat Pump Packaged Unit | Heat Pump | 208 | 3 |  |  | No Match | No Match |  |  |  | 214000 | 18000 | 11.9 |  | 240000 | 18400 | 3.8 | 2.5 | Non Federally-Regulated | 06/11/1985 |  | 08/29/1986
Jacobsen Energy Ind., Inc. | Jacobsen Energy Ind., Inc. | 24***1**** |  | Water-Source | WBAHP: Heat Pump Packaged Unit | Heat Pump | 208 | 1 |  |  | No Match | No Match |  |  |  | 24000 | 2050 | 11.7 | 9 | 31000 | 2250 | 4 | 3.2 | Non Federally-Regulated | 02/22/1990 |  | 07/31/1991
Florida Heat Pump | Florida Heat Pump | EM048-4CS | EM048-4AH/AV | Ground-Water-Source | WBAHP-CB: Heat Pump Split Syst | Heat Pump | 460 | 3 |  |  | No Match | No Match |  |  |  | 50000 | 4000 | 12.5 | 9 | 37000 | 3387 | 3.2 |  | Non Federally-Regulated | 05/29/2001 |  | 07/18/2002
McQuay / Snyder General | Electro-Hydronics | UC140G7 |  | Water-Source | WBAHP: Heat Pump Packaged Unit | Heat Pump | 265 | 1 |  |  | No Match | No Match |  |  |  | 13500 | 1300 | 10.4 | 7.5 | 17500 | 1350 | 3.8 | 2.5 | Non Federally-Regulated | 08/29/1986 |  | 05/11/1988
Waterfurnace International, Inc. | Waterfurnace International, Inc. | VLV024A1 |  | Water-Source | WBAHP: Heat Pump Packaged Unit | Heat Pump | 208 | 1 |  |  | No Match | No Match |  |  |  | 23800 | 1676 | 14.2 | 10 | 28200 | 1758 | 4.7 |  | Federally-Regulated Commercial & Industrial Equipment | 12/14/1998 |  | 10/05/1999
Florida Heat Pump | Florida Heat Pump | EM042-4CS | EM042-4AH/AV | Water-Source | WBAH: Heating Only Packaged Un | Heat Pump | 460 | 3 |  |  | No Match | No Match |  |  |  | 44000 | 3666 | 12 | 9 | 50000 | 4185 | 3.5 | 3.5 | Non Federally-Regulated | 07/22/2002 |  | 03/12/2009
Florida Heat Pump | Florida Heat Pump | EM036-1HZ |  | Water-Source | WBAHP: Heat Pump Packaged Unit | Heat Pump | 208 | 1 |  |  | No Match | No Match |  |  |  | 35000 | 2500 | 14 | 10 | 42000 | 2735 | 4.5 |  | Federally-Regulated Commercial & Industrial Equipment | 02/02/1998 |  | 03/31/1998
Waterfurnace International, Inc. | Waterfurnace International, Inc. | ATH040*0 |  | Ground-Water-Source | WBAHP: Heat Pump Packaged Unit | Heat Pump | 230 | 1 |  |  | No Match | No Match |  |  |  | 41500 | 2441 | 17 | 9 | 29200 | 2516 | 3.4 |  | Non Federally-Regulated | 10/06/1999 |  | 05/19/2000
Waterfurnace International, Inc. | Waterfurnace International, Inc. | VLV030A2 |  | Water-Source | WBAHP: Heat Pump Packaged Unit | Heat Pump | 265 | 1 |  |  | No Match | No Match |  |  |  | 29500 | 2107 | 14 | 10 | 35200 | 2292 | 4.5 |  | Federally-Regulated Commercial & Industrial Equipment | 02/02/1998 |  | 03/31/1998
Waterfurnace International, Inc. | American Standard, Inc. | A1GX042***1**1 |  | Ground-Source | WBAHP: Heat Pump Packaged Unit | Heat Pump | 230 | 1 |  |  | No Match | Single-Speed |  |  |  | 42000 | 1963 | 21.4 | 13.4 | 27500 | 1920 | 4.2 | 3.1 | Non Federally-Regulated | 08/23/2011 |  | 10/24/2014
Waterfurnace International, Inc. | Waterfurnace International, Inc. | SXV030A1 |  | Ground-Water-Source | WBAHP: Heat Pump Packaged Unit | Heat Pump | 208 | 1 |  |  | No Match | No Match |  |  |  | 31200 | 2181 | 14.3 | 9 | 21600 | 1808 | 3.5 |  | Non Federally-Regulated | 01/30/1998 |  | 08/21/1998
California Heat Pump | California Heat Pump | CHP-28R*-12-** |  | Water-Source | WBAHP: Heat Pump Packaged Unit | Heat Pump | 208 | 1 |  |  | No Match | No Match |  |  |  | 25400 | 2600 | 9.8 | 7.5 | 32000 | 2625 | 3.6 | 2.5 | Non Federally-Regulated | 09/08/1982 |  | 06/11/1985
McQuay / Snyder General | Electro-Hydronics | LWP25AK |  | Water-Source | WBAHP: Heat Pump Packaged Unit | Heat Pump | 208 | 3 |  |  | No Match | No Match |  |  |  | 256000 | 22000 | 11.6 |  | 284000 | 22400 | 3.7 | 2.5 | Non Federally-Regulated | 08/29/1986 |  | 05/11/1988
Addison Products | Addison Products | HWPH054-1JC/1JBC |  | Water-Source | WBAHP: Heat Pump Packaged Unit | Heat Pump | 208 | 1 |  |  | No Match | No Match |  |  |  | 50000 | 4237 | 11.8 | 10 | 68000 | 5109 | 3.9 |  | Federally-Regulated Commercial & Industrial Equipment | 02/02/1998 |  | 03/31/1998
ClimateMaster Inc. | Climate Master Series | GRV/GRH012AE |  | Ground-Water-Source | WBAHP: Heat Pump Packaged Unit | Heat Pump | 265 | 1 |  |  | No Match | No Match |  |  |  | 11800 | 867 | 13.6 | 9 | 8900 | 766 | 3.4 |  | Non Federally-Regulated | 07/22/2002 |  | 03/12/2009
Mammoth | Hydrobank II | D013HHG/VHG |  | Water-Source | WBAHP: Heat Pump Packaged Unit | Heat Pump | 230 | 1 |  |  | No Match | No Match |  |  |  | 12500 | 1190 | 10.5 | 9.3 | 17200 | 1326 | 3.8 | 3.8 | Federally-Regulated Commercial & Industrial Equipment | 03/31/1998 |  | 05/10/1998
ClimateMaster Inc. | Carrier | RVC036***50*** |  | Water-Source | WBAHP: Heat Pump Packaged Unit | Heat Pump | 208 | 3 |  |  | No Match | No Match |  |  |  | 35600 | 3042 | 11.7 | 10 | 47200 | 3219 | 4.3 |  | Federally-Regulated Commercial & Industrial Equipment | 07/02/2003 |  | 03/12/2009
Waterfurnace International, Inc. | Waterfurnace International, Inc. | VLV048A0 |  | Water-Source | WBAHP: Heat Pump Packaged Unit | Heat Pump | 230 | 1 |  |  | No Match | No Match |  |  |  | 45800 | 3606 | 12.7 | 9.3 | 57900 | 4040 | 4.2 | 3.8 | Federally-Regulated Commercial & Industrial Equipment | 03/31/1998 |  | 05/10/1998
Command-Aire | Command-Aire | SWP-137 |  | Water-Source | WBAHP: Heat Pump Packaged Unit | Heat Pump | 265 | 1 |  |  | No Match | No Match |  |  |  | 13500 | 1400 | 9.6 | 9 | 18800 | 1575 | 3.5 | 3.2 | Non Federally-Regulated | 05/11/1988 |  | 03/15/1989
McQuay International | McQuay | CCH/CCW/HWH/HWW030C-T |  | Water-Source | WBAHP: Heat Pump Packaged Unit | Heat Pump | 460 | 3 |  |  | No Match | No Match |  |  |  | 30000 | 2500 | 12 | 10 | 37000 | 2780 | 3.9 |  | Federally-Regulated Commercial & Industrial Equipment | 12/14/1998 |  | 11/17/1999
Mammoth | Geox | G30U,I |  | Water-Source | WBAHP: Heat Pump Packaged Unit | Heat Pump | 208 | 1 |  |  | No Match | No Match |  |  |  | 38500 | 3260 | 11.8 | 7.5 | 45000 | 3380 | 3.9 | 2.5 | Non Federally-Regulated | 06/11/1985 |  | 05/11/1988
Addison Products | Addison Products | VGY036-1A |  | Water-Source | WBAHP-CB: Heat Pump Split Syst | Heat Pump | 208 | 1 |  |  | No Match | No Match |  |  |  | 39400 | 2755 | 14.3 | 9 | 42700 | 3381 | 3.7 | 3.5 | Non Federally-Regulated | 11/14/2000 |  | 07/18/2002
Command-Aire | Command-Aire | SWPH281E |  | Water-Source | WBAHP: Heat Pump Packaged Unit | Heat Pump | 230 | 1 |  |  | No Match | No Match |  |  |  | 30000 | 2702 | 11.1 | 7.5 | 42000 | 3000 | 4 | 2.5 | Non Federally-Regulated | 05/16/1984 |  | 06/11/1985
Waterfurnace International, Inc. | Waterfurnace International, Inc. | SXV010*1 |  | Ground-Water-Source | WBAHP: Heat Pump Packaged Unit | Heat Pump | 230 | 1 |  |  | No Match | No Match |  |  |  | 9900 | 642 | 15.4 | 9 | 7400 | 657 | 3.3 |  | Non Federally-Regulated | 10/06/1999 |  | 05/19/2000
American Air Filter | Enercon | HW41 |  | Water-Source | WBAHP: Heat Pump Packaged Unit | Heat Pump | 230 | 1 |  |  | No Match | No Match |  |  |  | 41500 | 3615 | 11.5 | 7.5 | 46500 | 3585 | 3.8 | 2.5 | Non Federally-Regulated | 06/11/1985 |  | 05/11/1988
Command-Aire | Command-Aire | SWPV097 |  | Water-Source | WBAHP: Heat Pump Packaged Unit | Heat Pump | 265 | 1 |  |  | No Match | No Match |  |  |  | 9000 | 810 | 11.1 | 9 | 12200 | 870 | 4.1 | 3.2 | Federally-Regulated Commercial & Industrial Equipment | 01/23/1988 |  | 05/11/1988
ClimateMaster Inc. | Carrier Corp. | 50P1H/V009 |  | Ground-Source | WBAHP: Heat Pump Packaged Unit | Heat Pump | 208 | 1 |  |  | No Match | Single-Speed |  |  |  | 9300 | 592 | 15.7 | 13.4 | 7900 | 681 | 3.4 | 3.1 | Non Federally-Regulated | 10/24/2014 |  | 04/22/2015
Trane U.S. Inc. | Trane | WPRD0261 |  | Water-Source | WBAHP-O: Heat Pump Packaged Un | Heat Pump | 208 | 1 |  |  | No Match | No Match |  |  |  | 24000 | 1967 | 12.2 | 10 | 28000 | 2159 | 3.8 |  | Federally-Regulated Commercial & Industrial Equipment | 02/02/1998 |  | 03/31/1998
Command-Aire | Command-Aire | RUWP-604 |  | Water-Source | WBAHP: Heat Pump Packaged Unit | Heat Pump | 460 | 3 |  |  | No Match | No Match |  |  |  | 73900 | 7590 | 9.7 | 7.5 | 94300 | 7500 | 3.7 | 2.2 | Non Federally-Regulated | 01/05/1982 |  | 05/16/1984
Florida Heat Pump | Bosch | AP071-1CF/HZ/VT |  | Ground-Source | WBAHP: Heat Pump Packaged Unit | Heat Pump | 230 | 1 |  |  |  | Single-Speed | 3305 | 840 |  | 74000 | 4111 | 18 | 13.4 | 58000 | 4359 | 3.9 | 3.1 | Non Federally-Regulated | 04/22/2015 |  | 05/01/2015
Waterfurnace International, Inc. | Eagle Mountain | ZS048**0*0 |  | Ground-Source | WBAHP: Heat Pump Packaged Unit | Heat Pump | 208 | 1 |  |  | No Match | Single-Speed |  |  |  | 49500 | 2946 | 16.8 | 13.4 | 36900 | 3277 | 3.3 | 3.1 | Non Federally-Regulated | 01/24/2011 |  | 04/19/2013
McQuay International | McQuay | W-FDD/FDE/FME-1-012-E |  | Water-Source | WBAHP: Heat Pump Packaged Unit | Heat Pump | 230 | 1 |  |  | No Match | No Match |  |  |  | 11600 | 1035 | 11.2 | 10 | 14000 | 1051 | 3.9 |  | Federally-Regulated Commercial & Industrial Equipment | 11/14/2000 |  | 03/12/2009
ClimateMaster Inc. | Climate Master Series | 803-019-E******** |  | Water-Source | WBAHP: Heat Pump Packaged Unit | Heat Pump | 265 | 1 |  |  | No Match | No Match |  |  |  | 19000 | 1775 | 10.7 | 9 | 24000 | 1760 | 4 | 3.2 | Federally-Regulated Commercial & Industrial Equipment | 02/11/1988 |  | 05/11/1988
Command-Aire | Command-Aire | SWPH411E |  | Water-Source | WBAHP: Heat Pump Packaged Unit | Heat Pump | 208 | 1 |  |  | No Match | No Match |  |  |  | 42000 | 3810 | 11 | 7.5 | 53000 | 3880 | 4 | 2.5 | Non Federally-Regulated | 06/11/1985 |  | 01/23/1988
ClimateMaster Inc. | Climate Master Series | GSS048AG | GAH48 | Ground-Water-Source | WBAHP-CB: Heat Pump Split Syst | Heat Pump | 208 | 1 |  |  | No Match | No Match |  |  |  | 50000 | 3424 | 14.6 | 9 | 38000 | 3373 | 3.3 |  | Non Federally-Regulated | 04/10/2000 |  | 11/19/2001
Mammoth | Hydrobank II | F035HLG |  | Ground-Water-Source | WBAHP: Heat Pump Packaged Unit | Heat Pump | 208 | 3 |  |  | No Match | No Match |  |  |  | 36600 | 2614 | 14 | 9 | 28100 | 2655 | 3.1 |  | Non Federally-Regulated | 05/23/2000 |  | 11/14/2000
Mammoth | Hydrobank II | F024VHJ |  | Water-Source | WBAHP: Heat Pump Packaged Unit | Heat Pump | 230 | 3 |  |  | No Match | No Match |  |  |  | 23800 | 2266 | 10.5 | 10 | 31700 | 2381 | 3.9 |  | Federally-Regulated Commercial & Industrial Equipment | 11/14/2000 |  | 01/18/2001
Florida Heat Pump | Florida Heat Pump | EM042-3CF/HZ/VT |  | Water-Source | WBAHP-CB: Heat Pump Split Syst | Heat Pump | 230 | 3 |  |  | No Match | No Match |  |  |  | 42500 | 3455 | 12.3 | 9 | 50000 | 4185 | 3.5 | 3.5 | Non Federally-Regulated | 07/22/2002 |  | 03/12/2009
Florida Heat Pump | Florida Heat Pump | GT048-1CS | GT048-1AV/AH | Ground-Water-Source | WBAHP-CB: Heat Pump Split Syst | Heat Pump | 208 | 1 |  |  | No Match | No Match |  |  |  | 47000 | 3615 | 13 | 9 | 36000 | 3515 | 3 |  | Non Federally-Regulated | 11/17/1999 |  | 04/10/2000
Waterfurnace International, Inc. | Waterfurnace International, Inc. | SXV036B1 |  | Ground-Water-Source | WBAHP: Heat Pump Packaged Unit | Heat Pump | 230 | 1 |  |  | No Match | No Match |  |  |  | 36400 | 2676 | 13.6 | 9 | 26000 | 2381 | 3.2 |  | Non Federally-Regulated | 08/21/1998 |  | 10/02/1998
Waterfurnace International, Inc. | Geotility Geothermal Installations | ZS060**0*4 |  | Ground-Source | WBAHP: Heat Pump Packaged Unit | Heat Pump | 208 | 1 |  |  | No Match | Single-Speed |  |  |  | 60900 | 3402 | 17.9 | 13.4 | 47100 | 3834 | 3.6 | 3.1 | Non Federally-Regulated | 06/14/2011 |  | 03/02/2012
Waterfurnace International, Inc. | Rybacki - Hart Enterprises | QT049**1 |  | Ground-Water-Source | WBAHP: Heat Pump Packaged Unit | Heat Pump | 208 | 1 |  |  | No Match | Dual-Speed |  |  |  | 44200 | 2037 | 21.7 | 16.2 | 38600 | 2571 | 4.4 | 3.6 | Non Federally-Regulated | 01/24/2011 |  | 04/19/2013
Waterfurnace International, Inc. | Eagle Mountain | ZS030**2*0 |  | Water-Source | WBAHP: Heat Pump Packaged Unit | Heat Pump | 265 | 1 |  |  | No Match | Single-Speed |  |  |  | 29500 | 1980 | 14.9 | 12 | 34600 | 2113 | 4.8 | 4.2 | Federally-Regulated Commercial & Industrial Equipment | 01/24/2011 |  | 04/19/2013
Trane U.S. Inc. | Trane | WPHF0407 |  | Water-Source | WBAHP: Heat Pump Packaged Unit | Heat Pump | 265 | 1 |  |  | No Match | No Match |  |  |  | 39500 | 2668 | 14.8 | 10 | 43000 | 2929 | 4.3 |  | Federally-Regulated Commercial & Industrial Equipment | 10/05/1999 |  | 04/12/2000
Geoflex Systems, Inc. | Geoflex Systems, Inc. | GF1S-V/H/D/M-036WACBP |  | Ground-Water-Source | WBAHP: Heat Pump Packaged Unit | Both Heat Pump and Electric Re | 200 | 3 |  |  | No Match | Single-Speed |  |  |  | 36500 | 1290 | 28.3 | 16.2 | 30900 | 1742 | 5.2 | 3.6 | Non Federally-Regulated | 11/30/2011 |  | 03/02/2012
McQuay International | McQuay | W-CDL/CDS/CMS-1-030-E |  | Water-Source | WBAHP: Heat Pump Packaged Unit | Heat Pump | 208 | 1 |  |  | No Match | No Match |  |  |  | 30000 | 2500 | 12 | 10 | 37000 | 2779 | 3.9 |  | Federally-Regulated Commercial & Industrial Equipment | 10/05/1999 |  | 09/21/2000
Trane U.S. Inc. | Trane | GSUF0301B |  | Ground-Water-Source | WBAHP: Heat Pump Packaged Unit | Heat Pump | 208 | 1 |  |  | No Match | No Match |  |  |  | 30200 | 1766 | 17.1 | 9 | 22000 | 2079 | 3.1 |  | Non Federally-Regulated | 01/30/1998 |  | 10/02/1998
ClimateMaster Inc. | Climate Master Series | GSV/GSH042 |  | Ground-Water-Source | WBAHP: Heat Pump Packaged Unit | Heat Pump | 208 | 1 |  |  | No Match | No Match |  |  |  | 43800 | 2881 | 15.2 | 9 | 32800 | 2912 | 3.3 |  | Non Federally-Regulated | 10/06/1999 |  | 04/10/2000
Waterfurnace International, Inc. | Waterfurnace International, Inc. | SXV024B1 |  | Water-Source | WBAHP: Heat Pump Packaged Unit | Heat Pump | 230 | 1 |  |  | No Match | No Match |  |  |  | 25500 | 1688 | 15.1 | 10 | 30700 | 1697 | 5.3 |  | Federally-Regulated Commercial & Industrial Equipment | 08/21/1998 |  | 10/02/1998
McQuay International | McQuay | W-CDD/CDE/CMG-1-048-K |  | Water-Source | WBAHP: Heat Pump Packaged Unit | Heat Pump | 460 | 3 |  |  | No Match | No Match |  |  |  | 44000 | 3548 | 12.4 | 10 | 56000 | 3646 | 4.5 |  | Federally-Regulated Commercial & Industrial Equipment | 10/05/1999 |  | 09/21/2000
Trane U.S. Inc. | Trane | EXVE0247 |  | Water-Source | WBAHP: Heat Pump Packaged Unit | Heat Pump | 265 | 1 |  |  | No Match | Single-Speed |  |  |  | 24200 | 1541 | 15.7 | 12 | 26500 | 1523 | 5.1 | 4.2 | Federally-Regulated Commercial & Industrial Equipment | 06/14/2011 |  | 08/15/2014
American Air Filter | Enercon | VW81 |  | Water-Source | WBAHP: Heat Pump Packaged Unit | Heat Pump | 460 | 3 |  |  | No Match | No Match |  |  |  | 81000 | 6720 | 11.7 | 9.2 | 104000 | 7247 | 4 | 2.5 | Non Federally-Regulated | 06/11/1985 |  | 08/29/1986
Carrier Corp. | Carrier | 50QXH0124 |  | Water-Source | WBAHP: Heat Pump Packaged Unit | Heat Pump | 265 | 1 |  |  | No Match | No Match |  |  |  | 12000 | 1098 | 10.9 | 9 | 14000 | 1055 | 3.9 | 3.2 | Non Federally-Regulated | 03/15/1989 |  | 02/05/1990
Climate Control / Snyder General | Electro-Hydronics | LHP12AD |  | Water-Source | WBAHP: Heat Pump Packaged Unit | Heat Pump | 230 | 3 |  |  | No Match | No Match |  |  |  | 128000 | 11000 | 11.6 | 9.2 | 142000 | 11200 | 3.7 | 2.5 | Non Federally-Regulated | 05/16/1984 |  | 08/29/1986
Geoflex Systems, Inc. | Geoflex Systems, Inc. | GF1S-V/H/D/M-036WAABP |  | Water-Source | WBAHP: Heat Pump Packaged Unit | Both Heat Pump and Electric Re | 230 | 1 |  |  | No Match | Single-Speed |  |  |  | 33100 | 1780 | 18.6 | 12 | 37900 | 1851 | 6 | 4.2 | Federally-Regulated Commercial & Industrial Equipment | 11/30/2011 |  | 03/02/2012
Mammoth | Hydrobank II | D030HHB/VHB |  | Water-Source | WBAHP: Heat Pump Packaged Unit | Heat Pump | 208 | 1 |  |  | No Match | No Match |  |  |  | 31000 | 2695 | 11.5 | 10 | 38500 | 2969 | 3.8 |  | Federally-Regulated Commercial & Industrial Equipment | 07/29/1998 |  | 10/02/1998
Waterfurnace International, Inc. | Waterfurnace International, Inc. | CXW018*0 |  | Ground-Water-Source | WBAHP: Heat Pump Packaged Unit | Heat Pump | 208 | 1 |  |  | No Match | No Match |  |  |  | 18100 | 1360 | 13.3 | 9 | 14600 | 1336 | 3.2 |  | Non Federally-Regulated | 10/06/1999 |  | 04/10/2000
Florida Heat Pump | Florida Heat Pump | GT022-2CS | GT022-2AH/AV | Ground-Water-Source | WBAHP-CB: Heat Pump Split Syst | Heat Pump | 265 | 1 |  |  | No Match | No Match |  |  |  | 21600 | 1648 | 13.1 | 9 | 15000 | 1515 | 2.9 |  | Non Federally-Regulated | 04/10/2000 |  | 05/29/2001
ClimateMaster Inc. | Carrier Corp. | 50P1H/V024 |  | Water-Source | WBAHP: Heat Pump Packaged Unit | Heat Pump | 230 | 1 |  |  | No Match | Single-Speed |  |  |  | 23700 | 1769 | 13.4 | 12 | 28500 | 1777 | 4.7 | 4.2 | Federally-Regulated Commercial & Industrial Equipment | 10/24/2014 |  | 04/22/2015
Florida Heat Pump | Geomaster, LLC | ES024-1CS | ES024-1AV/AH | Ground-Water-Source | WBAHP-CB: Heat Pump Split Syst | Heat Pump | 230 | 1 |  |  | No Match | Single-Speed |  |  |  | 29000 | 1349 | 21.5 | 16.2 | 26000 | 2118 | 3.6 | 3.6 | Non Federally-Regulated | 06/15/2009 |  | 05/01/2015
Florida Heat Pump | Florida Heat Pump | EM031-3CS | EM031-1AH/AV | Water-Source | WBAH: Heating Only Packaged Un | Heat Pump | 208 | 3 |  |  | No Match | No Match |  |  |  | 34500 | 2695 | 12.8 | 9 | 41000 | 3336 | 3.6 | 3.5 | Non Federally-Regulated | 05/23/2001 |  | 07/18/2002
Addison Products | Heat Controller | VWPG017-1B-XL |  | Ground-Water-Source | WBAHP: Heat Pump Packaged Unit | Heat Pump | 208 | 1 |  |  | No Match | No Match |  |  |  | 16300 | 1086 | 15 | 9 | 11500 | 1052 | 3.2 |  | Non Federally-Regulated | 10/06/1999 |  | 04/10/2000
McQuay / Snyder General | Electro-Hydronics | FW400G5 |  | Water-Source | WBAHP: Heat Pump Packaged Unit | Heat Pump | 208 | 1 |  |  | No Match | No Match |  |  |  | 39600 | 3960 | 10 | 9 | 45000 | 3880 | 3.4 | 3.2 | Non Federally-Regulated | 05/11/1988 |  | 03/15/1989
Trane U.S. Inc. | Command-Aire | GSCC0411 |  | Water-Source | WBAHP: Heat Pump Packaged Unit | Heat Pump | 208 | 1 |  |  | No Match | No Match |  |  |  | 40100 | 3517 | 11.4 | 10 | 52000 | 4009 | 3.8 |  | Federally-Regulated Commercial & Industrial Equipment | 10/05/1999 |  | 04/12/2000
Trane U.S. Inc. | Trane | WPHF0211 |  | Water-Source | WBAHP: Heat Pump Packaged Unit | Heat Pump | 208 | 1 |  |  | No Match | No Match |  |  |  | 21200 | 1422 | 14.9 | 10 | 23600 | 1571 | 4.4 |  | Federally-Regulated Commercial & Industrial Equipment | 10/05/1999 |  | 04/12/2000
Waterfurnace International, Inc. | Waterfurnace International, Inc. | E047**1 |  | Ground-Water-Source | WBAHP: Heat Pump Packaged Unit | Heat Pump | 208 | 1 |  |  | No Match | No Match |  |  |  | 48000 | 3000 | 16 | 9 | 36800 | 3478 | 3.1 |  | Non Federally-Regulated | 11/19/2002 |  | 06/20/2003
Command-Aire | Command-Aire | GSUF0481B |  | Ground-Water-Source | WBAHP: Heat Pump Packaged Unit | Heat Pump | 208 | 1 |  |  | No Match | No Match |  |  |  | 48000 | 3000 | 16 | 9 | 34400 | 3252 | 3.1 |  | Non Federally-Regulated | 08/07/1998 |  | 10/02/1998
Mammoth | Hydrobank II | G036VHJ |  | Water-Source | WBAHP: Heat Pump Packaged Unit | Heat Pump | 460 | 3 |  |  | No Match | No Match |  |  |  | 35800 | 3442 | 10.4 | 10 | 47000 | 3623 | 3.8 |  | Federally-Regulated Commercial & Industrial Equipment | 05/23/2000 |  | 11/14/2000
Waterfurnace International, Inc. | Waterfurnace International, Inc. | SXV048C4 |  | Ground-Water-Source | WBAHP: Heat Pump Packaged Unit | Heat Pump | 460 | 3 |  |  | No Match | No Match |  |  |  | 52000 | 4000 | 13 | 11 | 55500 | 4066 | 4 | 3.5 | Non Federally-Regulated | 03/31/1998 |  | 05/10/1998
Climate Control / Snyder General | Electro-Hydronics | UC500F5 |  | Water-Source | WBAHP: Heat Pump Packaged Unit | Heat Pump | 208 | 1 |  |  | No Match | No Match |  |  |  | 50000 | 4850 | 10.3 | 7.5 | 65000 | 4900 | 3.9 | 2.5 | Non Federally-Regulated | 05/16/1984 |  | 08/29/1986
Waterfurnace International, Inc. | Waterfurnace International, Inc. | VLV/VXV058*3 |  | Water-Source | WBAHP: Heat Pump Packaged Unit | Heat Pump | 208 | 3 |  |  | No Match | No Match |  |  |  | 56500 | 4520 | 12.5 | 10 | 72000 | 5022 | 4.2 |  | Federally-Regulated Commercial & Industrial Equipment | 10/05/1999 |  | 06/20/2003
Mammoth | Hydrobank II | F030HHB/VHB |  | Water-Source | WBAHP: Heat Pump Packaged Unit | Heat Pump | 230 | 3 |  |  | No Match | No Match |  |  |  | 31000 | 2695 | 11.5 | 10 | 38500 | 2969 | 3.8 |  | Federally-Regulated Commercial & Industrial Equipment | 07/29/1998 |  | 10/02/1998
Addison Products | Addison Products | WSH032-3AR |  | Water-Source | WBAHP: Heat Pump Packaged Unit | Heat Pump | 230 | 3 |  |  | No Match | No Match |  |  |  | 33000 | 2481 | 13.3 | 10 | 43000 | 2864 | 4.4 |  | Federally-Regulated Commercial & Industrial Equipment | 10/02/1998 |  | 05/19/2000
Waterfurnace International, Inc. | Waterfurnace International, Inc. | VLV/VXV058*3 |  | Water-Source | WBAHP: Heat Pump Packaged Unit | Heat Pump | 230 | 3 |  |  | No Match | No Match |  |  |  | 56500 | 4520 | 12.5 | 10 | 72000 | 5022 | 4.2 |  | Federally-Regulated Commercial & Industrial Equipment | 10/05/1999 |  | 06/20/2003
DeMarco Energy Systems | DeMarco Energy Systems | SL100-5HZ |  | Water-Source | WBAHP-CB: Heat Pump Split Syst | Heat Pump | 575 | 3 |  |  | No Match | No Match |  |  |  | 100000 | 7751 | 12.9 | 9 | 109000 | 8406 | 3.8 | 3.5 | Non Federally-Regulated | 10/02/1998 |  | 04/12/2000
McQuay / Snyder General | Electro-Hydronics | WM90C3 |  | Water-Source | WBAHP: Heat Pump Packaged Unit | Heat Pump | 230 | 1 |  |  | No Match | No Match |  |  |  | 8700 | 825 | 10.5 | 9 | 10000 | 850 | 3.4 | 3.2 | Non Federally-Regulated | 05/11/1988 |  | 03/15/1989
Waterfurnace International, Inc. | Eagle Mountain | GTS049A1 | GAH048* | Water-Source | WBAHP-CB: Heat Pump Split Syst | Heat Pump | 208 | 1 |  |  | No Match | Dual-Speed |  |  |  | 45900 | 3279 | 14 | 12 | 56800 | 3542 | 4.7 | 4.2 | Federally-Regulated Commercial & Industrial Equipment | 01/24/2011 |  | 04/19/2013
Florida Heat Pump | Florida Heat Pump | TA035-1CS | DX035 | Ground-Water-Source | WBAHP-CB: Heat Pump Split Syst | Both Heat Pump and Electric Re | 230 | 1 |  |  | No Match | Dual-Speed |  |  |  | 41300 | 1780 | 23.2 | 16.2 | 32700 | 2282 | 4.2 | 3.6 | Non Federally-Regulated | 11/30/2011 |  | 03/02/2012
Enertech Global, LLC | Enertech | GST072A | MPD072 | Ground-Source | WBAHP-CB: Heat Pump Split Syst | Heat Pump | 230 | 1 |  |  | No Match | Single-Speed | 3552 | 693 | 1 | 69200 | 4245 | 16.3 | 13.4 | 52400 | 4266 | 3.6 | 3.1 | Non Federally-Regulated | 11/30/2011 |  | 12/12/2012
ClimateMaster Inc. | Climate Master Series | VE/HE 120 |  | Ground-Water-Source | WBAHP: Heat Pump Packaged Unit | Heat Pump | 208 | 1 |  |  | No Match | No Match |  |  |  | 116000 | 11047 | 10.5 | 9 | 85000 | 9964 | 2.5 |  | Non Federally-Regulated | 01/30/1998 |  | 10/02/1998
Mammoth | Hydrobank II | D025VHG |  | Water-Source | WBAHP: Heat Pump Packaged Unit | Heat Pump | 230 | 1 |  |  | No Match | No Match |  |  |  | 24800 | 1893 | 13.1 | 10 | 31500 | 1963 | 4.7 |  | Federally-Regulated Commercial & Industrial Equipment | 11/14/2000 |  | 01/18/2001
Waterfurnace International, Inc. | Waterfurnace International, Inc. | SXH036*3 |  | Ground-Water-Source | WBAHP: Heat Pump Packaged Unit | Heat Pump | 208 | 3 |  |  | No Match | No Match |  |  |  | 36400 | 2676 | 13.6 | 9 | 26000 | 2380 | 3.2 |  | Non Federally-Regulated | 10/06/1999 |  | 05/19/2000
Enertech Global, LLC | Enertech | H038C | ACD036 | Ground-Water-Source | WBAHP-C: Heat Pump Split Syste | Heat Pump | 230 | 1 |  |  | No Match | Single-Speed |  |  |  | 39200 | 1990 | 19.7 | 16.2 | 34200 | 2572 | 3.9 | 3.6 | Non Federally-Regulated | 04/30/2009 |  | 04/19/2013
ClimateMaster Inc. | Climate Master Series | GRV/GRH048AH |  | Ground-Water-Source | WBAHP: Heat Pump Packaged Unit | Heat Pump | 230 | 3 |  |  | No Match | No Match |  |  |  | 47700 | 3507 | 13.6 | 9 | 36000 | 3196 | 3.3 |  | Non Federally-Regulated | 07/22/2002 |  | 03/12/2009
Addison Products | Heat Controller | HWY030-1A |  | Water-Source | WBAHP: Heat Pump Packaged Unit | Heat Pump | 208 | 1 |  |  | No Match | No Match |  |  |  | 32000 | 2500 | 12.8 | 10 | 42300 | 2816 | 4.4 |  | Federally-Regulated Commercial & Industrial Equipment | 11/17/1999 |  | 04/12/2000
Florida Heat Pump | Florida Heat Pump | GT036-2CS | GT036-2AV/AH | Water-Source | WBAH: Heating Only Packaged Un | Heat Pump | 265 | 1 |  |  | No Match | No Match |  |  |  | 35000 | 2536 | 13.8 | 9 | 38000 | 3009 | 3.7 | 3.5 | Non Federally-Regulated | 10/05/1999 |  | 04/12/2000
Mammoth | Geox | ZD026VSFXXX |  | Water-Source | WBAHP: Heat Pump Packaged Unit | Heat Pump | 208 | 1 |  |  | No Match | No Match |  |  |  | 24400 | 2160 | 11.3 | 9 | 31200 | 2400 | 3.8 | 3.2 | Non Federally-Regulated | 05/11/1988 |  | 03/15/1989
Waterfurnace International, Inc. | Geotility Geothermal Installations | YS030**1*4 |  | Ground-Source | WBAHP: Heat Pump Packaged Unit | Heat Pump | 208 | 1 |  |  | No Match | Single-Speed |  |  |  | 29000 | 1585 | 18.3 | 13.4 | 22800 | 1758 | 3.8 | 3.1 | Non Federally-Regulated | 01/24/2011 |  | 04/19/2013
ClimateMaster Inc. | Climate Master Series | VP/HP048 |  | Ground-Water-Source | WBAHP: Heat Pump Packaged Unit | Heat Pump | 208 | 1 |  |  | No Match | No Match |  |  |  | 48000 | 3555 | 13.5 | 9 | 38000 | 3480 | 3.2 |  | Non Federally-Regulated | 01/30/1998 |  | 10/02/1998
Climate Control / Snyder General | Electro-Hydronics | FC550F3 |  | Water-Source | WBAHP: Heat Pump Packaged Unit | Heat Pump | 230 | 1 |  |  | No Match | No Match |  |  |  | 55000 | 5670 | 9.7 | 7.5 | 67000 | 5610 | 3.5 | 2.5 | Non Federally-Regulated | 06/11/1985 |  | 08/29/1986
Mammoth | Hydrobank II | D045HLG |  | Ground-Water-Source | WBAHP: Heat Pump Packaged Unit | Heat Pump | 208 | 1 |  |  | No Match | No Match |  |  |  | 44000 | 3283 | 13.4 | 9 | 34000 | 3320 | 3 |  | Non Federally-Regulated | 05/23/2000 |  | 07/18/2002
Singer | Electro-Hydronics | VF190C7 |  | Water-Source | WBAHP: Heat Pump Packaged Unit | Heat Pump | 265 | 1 |  |  | No Match | No Match |  |  |  | 17500 | 2250 | 7.8 | 7.5 | 21000 | 2350 | 2.6 | 2.5 | Non Federally-Regulated | 01/05/1982 |  | 05/16/1984
ClimateMaster Inc. | Trane | WPVC0307 |  | Water-Source | WBAHP: Heat Pump Packaged Unit | Heat Pump | 265 | 1 |  |  | No Match | No Match |  |  |  | 30000 | 2900 | 10.3 | 9 | 40500 | 3200 | 3.7 | 3.2 | Non Federally-Regulated | 02/22/1990 |  | 07/31/1991
Florida Heat Pump | Geomaster, LLC | EV060-1CS | EV060-1AV/AH | Ground-Source | WBAHP-CB: Heat Pump Split Syst | Heat Pump | 230 | 1 |  |  | No Match | Single-Speed |  |  |  | 58800 | 4000 | 14.7 | 13.4 | 44100 | 3919 | 3.3 | 3.1 | Non Federally-Regulated | 06/15/2009 |  | 12/12/2012
Waterfurnace International, Inc. | Eagle Mountain | ZS070**0*0 |  | Water-Source | WBAHP: Heat Pump Packaged Unit | Heat Pump | 208 | 1 |  |  | No Match | Single-Speed |  |  |  | 63000 | 4437 | 14.2 | 12 | 79000 | 5262 | 4.4 | 4.2 | Federally-Regulated Commercial & Industrial Equipment | 01/24/2011 |  | 04/19/2013
Florida Heat Pump | Florida Heat Pump | EM031-3CF/HZ/VT |  | Water-Source | WBAHP-CB: Heat Pump Split Syst | Heat Pump | 230 | 3 |  |  | No Match | No Match |  |  |  | 35000 | 2651 | 13.2 | 9 | 42000 | 3325 | 3.7 | 3.5 | Non Federally-Regulated | 07/22/2002 |  | 03/12/2009
Waterfurnace International, Inc. | Eagle Mountain | ZS023**2*0 |  | Water-Source | WBAHP: Heat Pump Packaged Unit | Heat Pump | 265 | 1 |  |  | No Match | Single-Speed |  |  |  | 23000 | 1586 | 14.5 | 12 | 26000 | 1693 | 4.5 | 4.2 | Federally-Regulated Commercial & Industrial Equipment | 01/24/2011 |  | 04/19/2013
ClimateMaster Inc. | Carrier Corp. | YCS0363 | FK4CNF003 | Water-Source | WBAHP-CB: Heat Pump Split Syst | Heat Pump | 230 | 1 |  |  | No Match | Single-Speed |  |  |  | 32800 | 2262 | 14.5 | 12 | 39200 | 2613 | 4.4 | 4.2 | Federally-Regulated Commercial & Industrial Equipment | 09/15/2009 |  | 02/17/2011
Geoflex Systems, Inc. | Geoflex Systems, Inc. | GF1S-V/H/D/M-042WAABE |  | Water-Source | WBAHP: Heat Pump Packaged Unit | Both Heat Pump and Electric Re | 208 | 1 |  |  | No Match | Single-Speed |  |  |  | 38100 | 2337 | 16.3 | 12 | 45900 | 2491 | 5.4 | 4.2 | Federally-Regulated Commercial & Industrial Equipment | 11/30/2011 |  | 03/02/2012
Command-Aire | Command-Aire | SWPH281E |  | Water-Source | WBAHP: Heat Pump Packaged Unit | Heat Pump | 230 | 1 |  |  | No Match | No Match |  |  |  | 30000 | 2720 | 11 | 7.5 | 42000 | 3000 | 4 | 2.5 | Non Federally-Regulated | 06/11/1985 |  | 05/11/1988
ClimateMaster Inc. | Carrier Corp. | 50RTP04 |  | Ground-Source | WBAHP: Heat Pump Packaged Unit | Heat Pump | 208 | 3 |  |  | No Match | Single-Speed |  |  |  | 50000 | 3125 | 16 | 13.4 | 37800 | 3258 | 3.4 | 3.1 | Non Federally-Regulated | 10/24/2014 |  | 04/22/2015
Snyder General Corp. | McQuay | VF090G5 |  | Water-Source | WBAHP: Heat Pump Packaged Unit | Heat Pump | 208 | 1 |  |  | No Match | No Match |  |  |  | 9000 | 855 | 10.5 | 9 | 11000 | 920 | 3.5 | 3.2 | Non Federally-Regulated | 02/22/1990 |  | 07/31/1991
Florida Heat Pump | Florida Heat Pump | TA049-1CS | DX049CC/UC | Ground-Water-Source | WBAHP-C: Heat Pump Split Syste | Heat Pump | 208 | 1 |  |  | No Match | Dual-Speed |  |  |  | 57300 | 1885 | 30.4 | 16.2 | 47100 | 2655 | 5.2 | 3.6 | Non Federally-Regulated | 01/10/2012 |  | 03/02/2012
Addison Products | Addison Products | HWPH054-3JC/3JBC |  | Water-Source | WBAHP: Heat Pump Packaged Unit | Heat Pump | 208 | 3 |  |  | No Match | No Match |  |  |  | 50000 | 4237 | 11.8 | 10 | 68000 | 5109 | 3.9 |  | Federally-Regulated Commercial & Industrial Equipment | 02/02/1998 |  | 03/31/1998
Florida Heat Pump | Florida Heat Pump | GO048-1CF/HZ/VT(P) |  | Water-Source | WBAHP-CB: Heat Pump Split Syst | Heat Pump | 208 | 1 |  |  | No Match | No Match |  |  |  | 25000 | 1388 | 18 | 9 | 25500 | 1494 | 5 | 3.5 | Non Federally-Regulated | 05/23/2001 |  | 07/18/2002
Waterfurnace International, Inc. | Rybacki - Hart Enterprises | YS070**1*0 |  | Water-Source | WBAHP: Heat Pump Packaged Unit | Heat Pump | 208 | 1 |  |  | No Match | Single-Speed |  |  |  | 63000 | 4437 | 14.2 | 12 | 79000 | 5262 | 4.4 | 4.2 | Federally-Regulated Commercial & Industrial Equipment | 01/24/2011 |  | 04/19/2013
Enertech Global, LLC | Enertech | H042C | MPD042 | Ground-Water-Source | WBAHP-CB: Heat Pump Split Syst | Heat Pump | 230 | 1 |  |  | No Match | Single-Speed |  |  |  | 46000 | 2335 | 19.7 | 16.2 | 40200 | 3023 | 3.9 | 3.6 | Non Federally-Regulated | 07/16/2009 |  | 03/02/2012
McQuay / Snyder General | Electro-Hydronics | VE140G3 |  | Water-Source | WBAHP: Heat Pump Packaged Unit | Heat Pump | 230 | 1 |  |  | No Match | No Match |  |  |  | 13500 | 1300 | 10.4 | 9 | 16000 | 1320 | 3.5 | 3.2 | Non Federally-Regulated | 05/11/1988 |  | 03/15/1989
Inter-City Products Corp. | McQuay | CCH070A*F |  | Water-Source | WBAHP: Heat Pump Packaged Unit | Heat Pump | 208 | 3 |  |  | No Match | No Match |  |  |  | 70000 | 6250 | 11.2 | 10.5 | 89000 | 6864 | 3.8 | 3.8 | Non Federally-Regulated | 07/31/1991 |  | 03/31/1998
ClimateMaster Inc. | Carrier | 50HQA/HQD072 3 |  | Water-Source | WBAHP: Heat Pump Packaged Unit | Heat Pump | 208 | 1 |  |  | No Match | No Match |  |  |  | 70000 | 6363 | 11 | 9 | 91000 | 6838 | 3.9 | 3.8 | Federally-Regulated Commercial & Industrial Equipment | 12/14/1998 |  | 10/05/1999
Mammoth | Hydrobank II | G043HHG/VHG |  | Water-Source | WBAHP: Heat Pump Packaged Unit | Heat Pump | 460 | 3 |  |  | No Match | No Match |  |  |  | 42000 | 3589 | 11.7 | 10 | 54300 | 4187 | 3.8 |  | Federally-Regulated Commercial & Industrial Equipment | 12/14/1998 |  | 05/23/2000
Florida Heat Pump | Florida Heat Pump | GT070-5VT/HZ/CF |  | Ground-Water-Source | WBAHP: Heat Pump Packaged Unit | Heat Pump | 575 | 3 |  |  | No Match | No Match |  |  |  | 72000 | 4897 | 14.7 | 9 | 53000 | 4852 | 3.2 |  | Non Federally-Regulated | 10/06/1999 |  | 04/10/2000
Command-Aire | Command-Aire | SWP-281 |  | Water-Source | WBAHP: Heat Pump Packaged Unit | Heat Pump | 208 | 1 |  |  | No Match | No Match |  |  |  | 22000 | 2275 | 9.7 | 9 | 28500 | 2350 | 3.6 | 3.2 | Federally-Regulated Commercial & Industrial Equipment | 01/23/1988 |  | 05/11/1988
Florida Heat Pump | Florida Heat Pump | EP060-1HZ/VT |  | Water-Source | WBAHP: Heat Pump Packaged Unit | Heat Pump | 230 | 1 |  |  | No Match | Single-Speed |  |  |  | 62000 | 3625 | 17.1 | 12 | 72000 | 3638 | 5.8 | 4.2 | Federally-Regulated Commercial & Industrial Equipment | 06/14/2011 |  | 04/21/2014
McQuay / Snyder General | Electro-Hydronics | CC610F3 |  | Water-Source | WBAHP: Heat Pump Packaged Unit | Heat Pump | 230 | 1 |  |  | No Match | No Match |  |  |  | 61500 | 5850 | 10.5 | 7.5 | 77000 | 5785 | 3.9 | 2.5 | Non Federally-Regulated | 08/29/1986 |  | 05/11/1988
Florida Heat Pump | Florida Heat Pump | EM072-1VT |  | Water-Source | WBAHP: Heat Pump Packaged Unit | Heat Pump | 230 | 1 |  |  | No Match | No Match |  |  |  | 71000 | 5107 | 13.9 | 10.5 | 76000 | 4842 | 4.6 | 3.8 | Federally-Regulated Commercial & Industrial Equipment | 03/31/1998 |  | 05/10/1998
ClimateMaster Inc. | Climate Master Series | VS/VL/HS/HL 024 F/H |  | Water-Source | WBAHP: Heat Pump Packaged Unit | Heat Pump | 460 | 3 |  |  | No Match | No Match |  |  |  | 24500 | 1828 | 13.4 | 10 | 28900 | 1841 | 4.6 |  | Federally-Regulated Commercial & Industrial Equipment | 02/02/1998 |  | 03/31/1998
McQuay / Snyder General | Electro-Hydronics | FC330F5 |  | Water-Source | WBAHP: Heat Pump Packaged Unit | Heat Pump | 208 | 1 |  |  | No Match | No Match |  |  |  | 30800 | 2852 | 10.8 | 9 | 39000 | 3090 | 3.7 | 3.2 | Non Federally-Regulated | 05/11/1988 |  | 03/15/1989
Command-Aire | Command-Aire | SWPH-1833 |  | Water-Source | WBAHP: Heat Pump Packaged Unit | Heat Pump | 208 | 3 |  |  | No Match | No Match |  |  |  | 206000 | 22700 | 9.1 |  | 286000 | 23100 | 3.6 | 2.5 | Non Federally-Regulated | 06/11/1985 |  | 01/23/1988
Enertech Global, LLC | Enertech | HXT036C2 |  | Ground-Source | WBAHP: Heat Pump Packaged Unit | Heat Pump | 208 | 3 |  |  | No Match | Single-Speed |  |  |  | 39300 | 1985 | 19.8 | 13.4 | 28600 | 1905 | 4.4 | 3.1 | Non Federally-Regulated | 03/02/2012 |  | 12/12/2012
ClimateMaster Inc. | Climate Master Series | GSS060AG | GAH60 | Water-Source | Water/Brine to Air Heat Pump S | Heat Pump | 208 | 1 |  |  | No Match | No Match |  |  |  | 54300 | 4344 | 12.5 | 10 | 69000 | 4930 | 4.1 |  | Federally-Regulated Commercial & Industrial Equipment | 04/12/2000 |  | 11/19/2001
Trane U.S. Inc. | Trane | WPVD0191 |  | Water-Source | WBAHP: Heat Pump Packaged Unit | Heat Pump | 208 | 1 |  |  | No Match | No Match |  |  |  | 20000 | 1754 | 11.4 | 9.3 | 26700 | 1863 | 4.2 | 3.8 | Federally-Regulated Commercial & Industrial Equipment | 03/31/1998 |  | 05/10/1998
Trane U.S. Inc. | Trane | EXVE0424 |  | Water-Source | WBAHP: Heat Pump Packaged Unit | Heat Pump | 460 | 3 |  |  | No Match | Single-Speed |  |  |  | 41800 | 2697 | 15.5 | 12 | 45800 | 2632 | 5.1 | 4.2 | Federally-Regulated Commercial & Industrial Equipment | 06/14/2011 |  | 08/15/2014
Waterfurnace International, Inc. | Rybacki - Hart Enterprises | YS024**1*0 |  | Water-Source | WBAHP: Heat Pump Packaged Unit | Heat Pump | 230 | 1 |  |  | No Match | Single-Speed |  |  |  | 23900 | 1637 | 14.6 | 12 | 27000 | 1684 | 4.7 | 4.2 | Federally-Regulated Commercial & Industrial Equipment | 01/24/2011 |  | 04/19/2013
McQuay International | McQuay | W-FDD/FDE/FME-1-012-E |  | Water-Source | WBAHP: Heat Pump Packaged Unit | Heat Pump | 230 | 1 |  |  | No Match | No Match |  |  |  | 11600 | 1035 | 11.2 | 10 | 14000 | 1079 | 3.8 |  | Federally-Regulated Commercial & Industrial Equipment | 09/21/2000 |  | 11/14/2000
ClimateMaster Inc. | Climate Master Series | 81636J |  | Water-Source | WBAHP: Heat Pump Packaged Unit | Heat Pump | 265 | 1 |  |  | No Match | No Match |  |  |  | 33000 | 2538 | 13 | 10 | 42000 | 3076 | 4 |  | Federally-Regulated Commercial & Industrial Equipment | 04/10/1996 |  | 04/07/1996
Waterfurnace International, Inc. | Waterfurnace International, Inc. | ATH022D0 |  | Ground-Water-Source | WBAHP: Heat Pump Packaged Unit | Heat Pump | 208 | 1 |  |  | No Match | No Match |  |  |  | 23400 | 1392 | 16.8 | 9 | 15700 | 1353 | 3.4 |  | Non Federally-Regulated | 05/10/1998 |  | 10/02/1998
Addison Products | Addison Products | WPH064-1JC/1JBC |  | Water-Source | WBAHP: Heat Pump Packaged Unit | Heat Pump | 208 | 1 |  |  | No Match | No Match |  |  |  | 59500 | 4760 | 12.5 | 10 | 78000 | 5861 | 3.9 |  | Federally-Regulated Commercial & Industrial Equipment | 02/02/1998 |  | 03/31/1998
ClimateMaster Inc. | Climate Master Series | HS/VS048H |  | Water-Source | WBAHP: Heat Pump Packaged Unit | Heat Pump | 208 | 3 |  |  | No Match | No Match |  |  |  | 47500 | 4318 | 11 | 10 | 57000 | 4394 | 3.8 |  | Federally-Regulated Commercial & Industrial Equipment | 11/14/2000 |  | 01/18/2001
American Air Filter | Enercon | DHW30 |  | Water-Source | WBAHP: Heat Pump Packaged Unit | Heat Pump | 230 | 1 |  |  | No Match | No Match |  |  |  | 29800 | 2620 | 11.4 | 7.5 | 34000 | 2620 | 3.8 | 2.5 | Non Federally-Regulated | 05/16/1984 |  | 06/11/1985
McQuay International | McQuay | VWH/VWW030B-G |  | Water-Source | WBAHP: Heat Pump Packaged Unit | Heat Pump | 208 | 1 |  |  | No Match | No Match |  |  |  | 29600 | 2487 | 11.9 | 10 | 39000 | 2929 | 3.9 |  | Federally-Regulated Commercial & Industrial Equipment | 11/17/1999 |  | 09/21/2000
Waterfurnace International, Inc. | WFI Industries, Ltd. | GTS038A | GRAC036* | Ground-Source | WBAHP-CB: Heat Pump Split Syst | Heat Pump | 230 | 1 |  |  | No Match | Dual-Speed |  |  |  | 35000 | 2047 | 17.1 | 13.4 | 25700 | 1982 | 3.8 | 3.1 | Non Federally-Regulated | 01/24/2011 |  | 08/23/2011
Mammoth | Hydrobank II | E030HHA |  | Water-Source | WBAHP: Heat Pump Packaged Unit | Heat Pump | 265 | 1 |  |  | No Match | No Match |  |  |  | 31000 | 2696 | 11.5 | 9 | 38500 | 2968 | 3.8 | 3.2 | Federally-Regulated Commercial & Industrial Equipment | 01/22/1990 |  | 07/27/1992
Waterfurnace International, Inc. | Eagle Mountain | ZS060**3*1 |  | Ground-Source | WBAHP: Heat Pump Packaged Unit | Heat Pump | 208 | 3 |  |  | No Match | Single-Speed |  |  |  | 60900 | 3402 | 17.9 | 13.4 | 47100 | 3834 | 3.6 | 3.1 | Non Federally-Regulated | 03/02/2012 |  | 04/19/2013
ClimateMaster Inc. | Climate Master Series | HS/HL/VS/VL024E |  | Water-Source | WBAHP: Heat Pump Packaged Unit | Heat Pump | 265 | 1 |  |  | No Match | No Match |  |  |  | 24500 | 1828 | 13.4 | 10 | 28900 | 1840 | 4.6 |  | Federally-Regulated Commercial & Industrial Equipment | 01/18/2001 |  | 11/19/2001
Waterfurnace International, Inc. | Waterfurnace International, Inc. | SXV019C1 |  | Water-Source | WBAHP: Heat Pump Packaged Unit | Heat Pump | 230 | 1 |  |  | No Match | No Match |  |  |  | 18600 | 1338 | 13.9 | 10 | 24200 | 1447 | 4.9 |  | Federally-Regulated Commercial & Industrial Equipment | 12/14/1998 |  | 10/05/1999
Geosystems, LLC | Geosystems, LLC | RGS-V060 |  | Ground-Source | WBAHP: Heat Pump Packaged Unit | Heat Pump | 208 | 1 |  |  | No Match | Single-Speed |  |  |  | 60600 | 3544 | 17.1 | 13.4 | 48400 | 3940 | 3.6 | 3.1 | Non Federally-Regulated | 05/02/2012 |  | 12/12/2012
Addison Products | Heat Controller | HWPH064-1JC/1JBC |  | Water-Source | WBAHP: Heat Pump Packaged Unit | Heat Pump | 230 | 1 |  |  | No Match | No Match |  |  |  | 59500 | 4760 | 12.5 | 10 | 78000 | 5859 | 3.9 |  | Federally-Regulated Commercial & Industrial Equipment | 10/05/1999 |  | 04/12/2000
Snyder General Corp. | McQuay | CW750GK |  | Water-Source | WBAHP: Heat Pump Packaged Unit | Heat Pump | 208 | 3 |  |  | No Match | No Match |  |  |  | 74000 | 7000 | 10.6 | 9.2 | 92000 | 7500 | 3.6 | 2.5 | Non Federally-Regulated | 02/22/1990 |  | 07/31/1991
Command-Aire | Command-Aire | SWP-1833 |  | Water-Source | WBAHP: Heat Pump Packaged Unit | Heat Pump | 208 | 3 |  |  | No Match | No Match |  |  |  | 206000 | 22700 | 9.1 | 9 | 286000 | 23100 | 3.6 |  | Federally-Regulated Commercial & Industrial Equipment | 01/23/1988 |  | 05/11/1988
California Heat Pump | California Heat Pump | CHP-09HRA-12-** |  | Water-Source | WBAHP: Heat Pump Packaged Unit | Heat Pump | 208 | 1 |  |  | No Match | No Match |  |  |  | 8700 | 765 | 11.3 | 7.5 | 9600 | 800 | 3.5 | 2.5 | Non Federally-Regulated | 05/16/1984 |  | 06/11/1985
Florida Heat Pump | Florida Heat Pump | EM070-1CF/HZ/VT |  | Water-Source | WBAHP-CB: Heat Pump Split Syst | Heat Pump | 208 | 1 |  |  | No Match | No Match |  |  |  | 75500 | 5551 | 13.6 | 9 | 83000 | 6755 | 3.6 | 3.5 | Non Federally-Regulated | 05/23/2001 |  | 07/18/2002
Command-Aire | Command-Aire | RUWP-2544 |  | Water-Source | WBAHP: Heat Pump Packaged Unit | Heat Pump | 460 | 3 |  |  | No Match | No Match |  |  |  | 298000 | 33100 | 9 | 7.5 | 366000 | 29500 | 3.6 | 2.2 | Non Federally-Regulated | 01/05/1982 |  | 06/11/1985
Singer | Electro-Hydronics | CC240 7 |  | Water-Source | WBAHP: Heat Pump Packaged Unit | Heat Pump | 265 | 1 |  |  | No Match | No Match |  |  |  | 24000 | 2850 | 8.4 | 7.5 | 28400 | 2900 | 2.9 | 2.5 | Non Federally-Regulated | 09/08/1982 |  | 05/16/1984
Florida Heat Pump | Florida Heat Pump | GT009-1VT/HZ/CF |  | Water-Source | WBAHP-CB: Heat Pump Split Syst | Heat Pump | 208 | 1 |  |  | No Match | No Match |  |  |  | 10300 | 830 | 12.4 | 9 | 12500 | 963 | 3.8 | 3.5 | Non Federally-Regulated | 10/05/1999 |  | 04/12/2000
Florida Heat Pump | Florida Heat Pump | GT026-3CS | GT026-1AH/AV | Water-Source | WBAH: Heating Only Packaged Un | Heat Pump | 230 | 1 |  |  | No Match | No Match |  |  |  | 26500 | 2007 | 13.2 | 9 | 30000 | 2313 | 3.8 | 3.5 | Non Federally-Regulated | 04/12/2000 |  | 05/23/2001
ClimateMaster Inc. | Genesis Compact | GCH024BG******* |  | Water-Source | WBAHP: Heat Pump Packaged Unit | Heat Pump | 208 | 1 |  |  | No Match | No Match |  |  |  | 24500 | 1914 | 12.8 | 10 | 30100 | 1918 | 4.6 |  | Federally-Regulated Commercial & Industrial Equipment | 07/02/2003 |  | 12/21/2006
Mammoth | Hydrobank II | A006VHJ |  | Water-Source | WBAHP: Heat Pump Packaged Unit | Heat Pump | 115 | 1 |  |  | No Match | No Match |  |  |  | 7000 | 636 | 11 | 10 | 9600 | 721 | 3.9 |  | Federally-Regulated Commercial & Industrial Equipment | 05/23/2000 |  | 11/14/2000
McQuay International | McQuay | FCV/FCW/VWH/VWW042B-F |  | Water-Source | WBAHP: Heat Pump Packaged Unit | Heat Pump | 230 | 3 |  |  | No Match | No Match |  |  |  | 41800 | 3483 | 12 | 10 | 53000 | 3883 | 4 |  | Federally-Regulated Commercial & Industrial Equipment | 02/02/1998 |  | 03/31/1998
Waterfurnace International, Inc. | Rybacki - Hart Enterprises | ZS015**2*1 |  | Ground-Water-Source | WBAHP: Heat Pump Packaged Unit | Heat Pump | 265 | 1 |  |  | No Match | Single-Speed |  |  |  | 16000 | 658 | 24.3 | 16.2 | 15000 | 999 | 4.4 | 3.6 | Non Federally-Regulated | 01/24/2011 |  | 04/19/2013
Waterfurnace International, Inc. | Waterfurnace International, Inc. | SXV024B1 |  | Water-Source | WBAHP: Heat Pump Packaged Unit | Heat Pump | 208 | 1 |  |  | No Match | No Match |  |  |  | 25500 | 1688 | 15.1 | 10 | 30700 | 1697 | 5.3 |  | Federally-Regulated Commercial & Industrial Equipment | 08/21/1998 |  | 10/02/1998
Waterfurnace International, Inc. | Geotility Geothermal Installations | ZS042**0*1 |  | Water-Source | WBAHP: Heat Pump Packaged Unit | Heat Pump | 230 | 1 |  |  | No Match | Single-Speed |  |  |  | 40800 | 2615 | 15.6 | 12 | 45400 | 2661 | 5 | 4.2 | Federally-Regulated Commercial & Industrial Equipment | 01/24/2011 |  | 04/19/2013
Command-Aire | Command-Aire | SWP514E |  | Water-Source | WBAHP: Heat Pump Packaged Unit | Heat Pump | 460 | 3 |  |  | No Match | No Match |  |  |  | 49000 | 4380 | 11.2 | 9 | 65000 | 4760 | 4 | 3.2 | Non Federally-Regulated | 02/22/1990 |  | 07/31/1991
McQuay / Snyder General | Electro-Hydronics | FW610FD |  | Water-Source | WBAHP: Heat Pump Packaged Unit | Heat Pump | 230 | 3 |  |  | No Match | No Match |  |  |  | 61500 | 5850 | 10.5 | 9 | 77000 | 5785 | 3.9 | 3.2 | Non Federally-Regulated | 05/11/1988 |  | 03/15/1989
ClimateMaster Inc. | Trane | WPVC0364 |  | Water-Source | WBAHP: Heat Pump Packaged Unit | Heat Pump | 460 | 3 |  |  | No Match | No Match |  |  |  | 36000 | 3200 | 11.3 | 9 | 42500 | 3200 | 3.9 | 3.2 | Federally-Regulated Commercial & Industrial Equipment | 07/05/1988 |  | 02/22/1990
Addison Products | Addison Products | VGY120-4A |  | Water-Source | WBAHP: Heat Pump Packaged Unit | Heat Pump | 460 | 3 |  |  | No Match | No Match |  |  |  | 122000 | 9457 | 12.9 | 9 | 145000 | 9880 | 4.3 | 3.8 | Federally-Regulated Commercial & Industrial Equipment | 11/14/2000 |  | 03/22/2001
Florida Heat Pump | Florida Heat Pump | GT018-2CS | GT018-2AH/AV | Water-Source | Water/Brine to Air Heat Pump S | Heat Pump | 265 | 1 |  |  | No Match | No Match |  |  |  | 15800 | 1039 | 15.2 | 10 | 18500 | 1084 | 5 |  | Federally-Regulated Commercial & Industrial Equipment | 04/12/2000 |  | 11/14/2000
Snyder General Corp. | American Air Filter | CWH009B*G |  | Water-Source | WBAHP-O: Heat Pump Packaged Un | Heat Pump | 208 | 1 |  |  | No Match | No Match |  |  |  | 9000 | 750 | 12 | 9.3 | 11000 | 789 | 4.1 | 3.8 | Non Federally-Regulated | 07/31/1991 |  | 03/31/1998
Mammoth | Hydrobank II | G070VLF/HLF |  | Ground-Water-Source | WBAHP: Heat Pump Packaged Unit | Heat Pump | 460 | 3 |  |  | No Match | No Match |  |  |  | 71780 | 5277 | 13.6 | 9 | 55000 | 5373 | 3 |  | Non Federally-Regulated | 08/07/1998 |  | 10/02/1998
Trane U.S. Inc. | Trane | EXHE060 |  | Water-Source | WBAHP: Heat Pump Packaged Unit | Heat Pump | 208 | 1 |  |  | No Match | Single-Speed |  |  |  | 59600 | 4027 | 14.8 | 12 | 74700 | 4381 | 5 | 4.2 | Federally-Regulated Commercial & Industrial Equipment | 04/30/2009 |  | 08/15/2014
Command-Aire | Command-Aire | SWPXR267E |  | Water-Source | WBAHP: Heat Pump Packaged Unit | Heat Pump | 265 | 1 |  |  | No Match | No Match |  |  |  | 24000 | 2160 | 11.1 | 9 | 32000 | 2340 | 4.1 | 3.2 | Non Federally-Regulated | 05/11/1988 |  | 03/15/1989
Florida Heat Pump | Florida Heat Pump | EM028-3CS | EM028-1AH/AV | Water-Source | WBAH: Heating Only Packaged Un | Heat Pump | 208 | 3 |  |  | No Match | No Match |  |  |  | 30000 | 2400 | 12.5 | 9 | 33000 | 2762 | 3.5 | 3.5 | Non Federally-Regulated | 05/23/2001 |  | 07/18/2002
ClimateMaster Inc. | Carrier | 50HQA/HQD/VQA/VQD042 5 |  | Water-Source | WBAHP: Heat Pump Packaged Unit | Heat Pump | 208 | 3 |  |  | No Match | No Match |  |  |  | 41500 | 3705 | 11.2 | 9.3 | 52500 | 3846 | 4 | 3.8 | Federally-Regulated Commercial & Industrial Equipment | 03/31/1998 |  | 05/10/1998
Command-Aire | Command-Aire | SWPHXR061E |  | Water-Source | WBAHP: Heat Pump Packaged Unit | Heat Pump | 208 | 1 |  |  | No Match | No Match |  |  |  | 6706 | 640 | 10.5 | 9 | 9400 | 745 | 3.7 | 3.2 | Non Federally-Regulated | 05/11/1988 |  | 03/15/1989
Florida Heat Pump | Florida Heat Pump | EM009-1CF |  | Water-Source | WBAHP: Heat Pump Packaged Unit | Heat Pump | 230 | 1 |  |  | No Match | No Match |  |  |  | 9500 | 760 | 12.5 | 10 | 13000 | 846 | 4.5 |  | Federally-Regulated Commercial & Industrial Equipment | 12/14/1998 |  | 10/05/1999
Waterfurnace International, Inc. | Waterfurnace International, Inc. | SXV010C2 |  | Water-Source | WBAHP: Heat Pump Packaged Unit | Heat Pump | 265 | 1 |  |  | No Match | No Match |  |  |  | 9800 | 653 | 15 | 10 | 12600 | 710 | 5.2 |  | Federally-Regulated Commercial & Industrial Equipment | 02/02/1998 |  | 03/31/1998
Mammoth | Geox | ZD019VSFXXX |  | Water-Source | WBAHP: Heat Pump Packaged Unit | Heat Pump | 230 | 1 |  |  | No Match | No Match |  |  |  | 18800 | 1680 | 11.2 | 9 | 25200 | 2000 | 3.7 | 3.2 | Non Federally-Regulated | 05/11/1988 |  | 03/15/1989
Florida Heat Pump | Geomaster, LLC | ES035-1CS | ES035-1AV/AH | Water-Source | WBAHP-CB: Heat Pump Split Syst | Heat Pump | 230 | 1 |  |  | No Match | Dual-Speed |  |  |  | 35300 | 2469 | 14.3 | 12 | 42200 | 2631 | 4.7 | 4.2 | Federally-Regulated Commercial & Industrial Equipment | 11/30/2011 |  | 04/29/2015
Mammoth | Hydrobank II | F025VLG |  | Ground-Water-Source | WBAHP: Heat Pump Packaged Unit | Heat Pump | 208 | 3 |  |  | No Match | No Match |  |  |  | 25500 | 1847 | 13.8 | 9 | 20000 | 1890 | 3.1 |  | Non Federally-Regulated | 05/23/2000 |  | 01/18/2001
ClimateMaster Inc. | Climate Master Series | GRV/GRH012AE |  | Water-Source | WBAHP: Heat Pump Packaged Unit | Heat Pump | 265 | 1 |  |  | No Match | No Match |  |  |  | 11500 | 942 | 12.2 | 10 | 14800 | 1057 | 4.1 |  | Federally-Regulated Commercial & Industrial Equipment | 04/12/2000 |  | 03/12/2009
Waterfurnace International, Inc. | Waterfurnace International, Inc. | SXH058C4 |  | Ground-Source | WBAHP: Heat Pump Packaged Unit | Heat Pump | 460 | 3 |  |  | No Match | No Match |  |  |  | 56500 | 4216 | 13.4 |  | 45500 | 4301 | 3.1 |  | Non Federally-Regulated | 03/31/1998 |  | 05/10/1998
Addison Products | Addison Products | WRH044-1JA | HRH044-1J/1JB | Water-Source | WBAHP-C: Heat Pump Split Syste | Heat Pump | 230 | 1 |  |  | No Match | No Match |  |  |  | 40500 | 3681 | 11 | 10 | 50000 | 3856 | 3.8 |  | Federally-Regulated Commercial & Industrial Equipment | 02/02/1998 |  | 03/31/1998
ClimateMaster Inc. | Climate Master Series | GSV/GSH070AF |  | Ground-Water-Source | WBAHP: Heat Pump Packaged Unit | Heat Pump | 460 | 3 |  |  | No Match | No Match |  |  |  | 67600 | 5200 | 13 | 9 | 54100 | 5113 | 3.1 |  | Non Federally-Regulated | 04/10/2000 |  | 07/18/2002
Waterfurnace International, Inc. | Waterfurnace International, Inc. | SXH042B0 |  | Water-Source | WBAHP: Heat Pump Packaged Unit | Heat Pump | 230 | 1 |  |  | No Match | No Match |  |  |  | 42000 | 3000 | 14 | 10 | 54500 | 3131 | 5.1 |  | Federally-Regulated Commercial & Industrial Equipment | 02/02/1998 |  | 03/31/1998
Florida Heat Pump | DeMarco Energy Systems | GT030-3VT/HZ/CF |  | Water-Source | WBAHP-CB: Heat Pump Split Syst | Heat Pump | 230 | 3 |  |  | No Match | No Match |  |  |  | 31400 | 2211 | 14.2 | 9 | 33000 | 2417 | 4 | 3.5 | Non Federally-Regulated | 10/05/1999 |  | 04/12/2000
Climate Control / Snyder General | Electro-Hydronics | CW610GK |  | Water-Source | WBAHP: Heat Pump Packaged Unit | Heat Pump | 208 | 3 |  |  | No Match | No Match |  |  |  | 61500 | 5850 | 10.5 | 7.5 | 77000 | 5785 | 3.9 | 2.5 | Non Federally-Regulated | 06/11/1985 |  | 08/29/1986
Waterfurnace International, Inc. | Waterfurnace International, Inc. | SXH036C3 |  | Ground-Water-Source | WBAHP: Heat Pump Packaged Unit | Heat Pump | 230 | 3 |  |  | No Match | No Match |  |  |  | 36400 | 2676 | 13.6 | 9 | 26000 | 2381 | 3.2 |  | Non Federally-Regulated | 12/14/1998 |  | 10/06/1999
Command-Aire | Command-Aire | GSHB0411 |  | Ground-Water-Source | WBAHP: Heat Pump Packaged Unit | Heat Pump | 208 | 1 |  |  | No Match | No Match |  |  |  | 45000 | 3260 | 13.8 | 9 | 32400 | 3165 | 3 |  | Non Federally-Regulated | 08/07/1998 |  | 10/02/1998
ClimateMaster Inc. | Carrier Corp. | 50YEH/V/D024****3 |  | Ground-Source | WBAHP: Heat Pump Packaged Unit | Heat Pump | 230 | 1 |  |  | No Match | Single-Speed |  |  |  | 25300 | 1339 | 18.9 | 13.4 | 19200 | 1407 | 4 | 3.1 | Non Federally-Regulated | 10/24/2014 |  | 04/22/2015
McQuay / Snyder General | Electro-Hydronics | FC420FD |  | Water-Source | WBAHP: Heat Pump Packaged Unit | Heat Pump | 230 | 3 |  |  | No Match | No Match |  |  |  | 42000 | 3850 | 10.9 | 9 | 52000 | 4100 | 3.7 | 3.2 | Non Federally-Regulated | 05/11/1988 |  | 03/15/1989
ClimateMaster Inc. | Climate Master | PDW18 | FK4CNF002 | Ground-Source | WBAHP-CB: Heat Pump Split Syst | Heat Pump | 208 | 1 |  |  | No Match | Single-Speed |  |  |  | 17800 | 1099 | 16.2 | 13.4 | 12800 | 1072 | 3.5 | 3.1 | Non Federally-Regulated | 09/15/2009 |  | 02/17/2011
Friedrich Climate Master | Climate Master Series | 804-037-E******** |  | Water-Source | WBAHP: Heat Pump Packaged Unit | Heat Pump | 265 | 1 |  |  | No Match | No Match |  |  |  | 35600 | 3360 | 10.6 | 7.5 | 42500 | 3550 | 3.5 | 2.5 | Non Federally-Regulated | 08/29/1986 |  | 05/11/1988
Florida Heat Pump | Geomaster, LLC | ES030-1CS | ES030-1AV/AH | Ground-Source | WBAHP-CB: Heat Pump Split Syst | Heat Pump | 208 | 1 |  |  | No Match | Single-Speed |  |  |  | 30500 | 1548 | 19.7 | 13.4 | 21500 | 1854 | 3.4 | 3.1 | Non Federally-Regulated | 06/15/2009 |  | 04/20/2015
Waterfurnace International, Inc. | Eagle Mountain | ZS048**5*0 |  | Ground-Source | WBAHP: Heat Pump Packaged Unit | Heat Pump | 575 | 3 |  |  | No Match | Single-Speed |  |  |  | 49500 | 2946 | 16.8 | 13.4 | 36900 | 3277 | 3.3 | 3.1 | Non Federally-Regulated | 01/24/2011 |  | 04/19/2013
Trane U.S. Inc. | Command-Aire | GSHC0601B |  | Ground-Water-Source | WBAHP: Heat Pump Packaged Unit | Heat Pump | 208 | 1 |  |  | No Match | No Match |  |  |  | 58000 | 4142 | 14 | 9 | 43000 | 4499 | 2.8 |  | Non Federally-Regulated | 10/06/1999 |  | 04/10/2000
Florida Heat Pump | Florida Heat Pump | GT048-1CF/HZ/VT |  | Water-Source | WBAHP: Heat Pump Packaged Unit | Heat Pump | 208 | 1 |  |  | No Match | No Match |  |  |  | 48000 | 3555 | 13.5 | 10 | 60000 | 3515 | 5 |  | Federally-Regulated Commercial & Industrial Equipment | 05/29/2001 |  | 02/17/2011
McQuay / Snyder General | Electro-Hydronics | FW610GP |  | Water-Source | WBAHP: Heat Pump Packaged Unit | Heat Pump | 460 | 3 |  |  | No Match | No Match |  |  |  | 61500 | 5850 | 10.5 | 9 | 77000 | 5785 | 3.9 | 3.2 | Non Federally-Regulated | 05/11/1988 |  | 03/15/1989
Florida Heat Pump | Florida Heat Pump | GT070-1CS | GT070-1AH/AV | Water-Source | WBAH: Heating Only Packaged Un | Heat Pump | 230 | 1 |  |  | No Match | No Match |  |  |  | 67500 | 5037 | 13.4 | 9 | 77500 | 5975 | 3.8 | 3.5 | Non Federally-Regulated | 07/22/2002 |  | 03/12/2009
Waterfurnace International, Inc. | Waterfurnace International, Inc. | NDV/NDH064F1*1 |  | Water-Source | WBAHP: Heat Pump Packaged Unit | Heat Pump | 230 | 1 |  |  | No Match | Dual-Speed |  |  |  | 62000 | 3804 | 16.3 | 12 | 70600 | 3979 | 5.2 | 4.2 | Federally-Regulated Commercial & Industrial Equipment | 05/02/2012 |  | 04/19/2013
Florida Heat Pump | Energy Miser | HE19CF-2 |  | Water-Source | WBAHP: Heat Pump Packaged Unit | Heat Pump | 265 | 1 |  |  | No Match | No Match |  |  |  | 19000 | 1710 | 11.1 | 7.5 | 26000 | 1860 | 4.1 | 2.5 | Non Federally-Regulated | 06/11/1985 |  | 05/11/1988
Addison Products | Addison Products | HWPH064-3JC/3JBC |  | Water-Source | WBAHP: Heat Pump Packaged Unit | Heat Pump | 208 | 3 |  |  | No Match | No Match |  |  |  | 59500 | 4760 | 12.5 | 10 | 78000 | 5861 | 3.9 |  | Federally-Regulated Commercial & Industrial Equipment | 12/14/1998 |  | 09/21/2000
Climate Control / Snyder General | Electro-Hydronics | VF200F5 |  | Water-Source | WBAHP: Heat Pump Packaged Unit | Heat Pump | 208 | 1 |  |  | No Match | No Match |  |  |  | 19000 | 1780 | 10.7 | 7.5 | 25600 | 1920 | 3.9 | 2.5 | Non Federally-Regulated | 05/16/1984 |  | 08/29/1986
Waterfurnace International, Inc. | Waterfurnace International, Inc. | SXV010A1 |  | Water-Source | WBAHP-CB: Heat Pump Split Syst | Heat Pump | 208 | 1 |  |  | No Match | No Match |  |  |  | 10100 | 687 | 14.7 | 9 | 11500 | 783 | 4.3 | 3.5 | Non Federally-Regulated | 02/02/1998 |  | 08/21/1998
Addison Products | Heat Controller | WPH54-1JC/1JBC |  | Water-Source | WBAHP-CB: Heat Pump Split Syst | Heat Pump | 208 | 1 |  |  | No Match | No Match |  |  |  | 53500 | 4458 | 12 | 9 | 64000 | 5357 | 3.5 | 3.5 | Non Federally-Regulated | 10/05/1999 |  | 04/12/2000
Addison Products | Addison Products | VGY036-1A |  | Water-Source | WBAHP-CB: Heat Pump Split Syst | Heat Pump | 230 | 1 |  |  | No Match | No Match |  |  |  | 39400 | 2755 | 14.3 | 9 | 42700 | 3381 | 3.7 | 3.5 | Non Federally-Regulated | 07/22/2002 |  | 03/12/2009
Waterfurnace International, Inc. | Waterfurnace International, Inc. | NTV030B1 |  | Ground-Water-Source | WBAHP: Heat Pump Packaged Unit | Heat Pump | 208 | 1 |  |  | No Match | No Match |  |  |  | 29800 | 2128 | 14 | 9 | 33000 | 3582 | 2.7 |  | Non Federally-Regulated | 12/14/1998 |  | 10/06/1999
Climate Control / Snyder General | Electro-Hydronics | CC70G3 |  | Water-Source | WBAHP: Heat Pump Packaged Unit | Heat Pump | 230 | 1 |  |  | No Match | No Match |  |  |  | 6900 | 645 | 10.7 | 7.5 | 8800 | 680 | 3.8 | 2.5 | Non Federally-Regulated | 05/16/1984 |  | 08/29/1986
Mammoth | Mammoth | G086H |  | Water-Source | WBAHP: Heat Pump Packaged Unit | Heat Pump | 460 | 3 |  |  | No Match | No Match |  |  |  | 86000 | 8800 | 9.8 | 7.5 | 94000 | 9200 | 3 | 2.2 | Non Federally-Regulated | 01/05/1982 |  | 09/08/1982
ClimateMaster Inc. | Carrier | 50HQA/HQD/VQA/VQD048 5 |  | Water-Source | WBAHP: Heat Pump Packaged Unit | Heat Pump | 460 | 3 |  |  | No Match | No Match |  |  |  | 47500 | 4318 | 11 | 10 | 57000 | 4396 | 3.8 |  | Federally-Regulated Commercial & Industrial Equipment | 02/02/1998 |  | 03/31/1998
McQuay International | McQuay | W-LDE/LDL/LME/LML-1-10 |  | Water-Source | WBAHP: Heat Pump Packaged Unit | Heat Pump | 575 | 3 |  |  | No Match | No Match |  |  |  | 107000 | 8991 | 11.9 | 9 | 120000 | 9015 | 3.9 | 3.8 | Federally-Regulated Commercial & Industrial Equipment | 11/14/2000 |  | 01/18/2001
Waterfurnace International, Inc. | American Standard, Inc. | A1GX042***1**0 |  | Water-Source | WBAHP: Heat Pump Packaged Unit | Heat Pump | 208 | 1 |  |  | No Match | Single-Speed |  |  |  | 40100 | 2416 | 16.6 | 12 | 44100 | 2440 | 5.3 | 4.2 | Federally-Regulated Commercial & Industrial Equipment | 08/23/2011 |  | 10/24/2014
Waterfurnace International, Inc. | Rybacki - Hart Enterprises | ZS060**4*4 |  | Ground-Source | WBAHP: Heat Pump Packaged Unit | Heat Pump | 460 | 3 |  |  | No Match | Single-Speed |  |  |  | 60900 | 3402 | 17.9 | 13.4 | 47100 | 3834 | 3.6 | 3.1 | Non Federally-Regulated | 03/02/2012 |  | 04/19/2013
Addison Products | Addison Products | VPY054-4A |  | Water-Source | WBAHP-CB: Heat Pump Split Syst | Heat Pump | 460 | 3 |  |  | No Match | No Match |  |  |  | 57700 | 4931 | 11.7 | 9 | 67100 | 5461 | 3.6 | 3.5 | Non Federally-Regulated | 07/22/2002 |  | 03/12/2009
Florida Heat Pump | Florida Heat Pump | GT036-3VT/HZ/CF |  | Water-Source | WBAHP-CB: Heat Pump Split Syst | Heat Pump | 230 | 3 |  |  | No Match | No Match |  |  |  | 36000 | 2589 | 13.9 | 9 | 39000 | 3007 | 3.8 | 3.5 | Non Federally-Regulated | 10/05/1999 |  | 04/12/2000
Mammoth | Hydrobank II | D064VLF/HLF/DLF |  | Ground-Water-Source | WBAHP: Heat Pump Packaged Unit | Heat Pump | 208 | 1 |  |  | No Match | No Match |  |  |  | 64000 | 4776 | 13.4 | 9 | 49000 | 4785 | 3 |  | Non Federally-Regulated | 10/06/1999 |  | 04/10/2000
Climate Control / Snyder General | Trane | WPRA19HDXBX |  | Water-Source | WBAHP: Heat Pump Packaged Unit | Heat Pump | 265 | 1 |  |  | No Match | No Match |  |  |  | 19000 | 1780 | 10.7 | 7.5 | 24200 | 1800 | 3.9 | 2.5 | Non Federally-Regulated | 05/16/1984 |  | 05/11/1988
Waterfurnace International, Inc. | Eagle Mountain | ZS015**2*0 |  | Ground-Water-Source | WBAHP: Heat Pump Packaged Unit | Heat Pump | 265 | 1 |  |  | No Match | Single-Speed |  |  |  | 16000 | 667 | 24 | 16.2 | 15000 | 1072 | 4.1 | 3.6 | Non Federally-Regulated | 01/24/2011 |  | 04/19/2013
ClimateMaster Inc. | Carrier Corp. | 50YEH/V/D060****3 |  | Water-Source | WBAHP: Heat Pump Packaged Unit | Heat Pump | 208 | 1 |  |  | No Match | Single-Speed |  |  |  | 62400 | 3925 | 15.9 | 12 | 73900 | 4332 | 5 | 4.2 | Federally-Regulated Commercial & Industrial Equipment | 10/24/2014 |  | 04/22/2015
Solar Oriented Environmental Systems | S.O.E.S.I. | PSD-100 |  | Water-Source | WBAHP: Heat Pump Packaged Unit | Heat Pump | 230 | 1 |  |  | No Match | No Match |  |  |  | 11000 | 1150 | 9.5 | 7.5 | 13000 | 1115 | 3.4 | 2.5 | Non Federally-Regulated | 05/16/1984 |  | 05/11/1988
Carrier Corp. | Carrier | 50QEH0306 |  | Water-Source | WBAHP: Heat Pump Packaged Unit | Heat Pump | 460 | 3 |  |  | No Match | No Match |  |  |  | 30400 | 2521 | 12.1 | 9 | 39000 | 2858 | 4 | 3.2 | Non Federally-Regulated | 02/22/1990 |  | 07/31/1991
ClimateMaster Inc. | Climate Master Series | GRV/GRH060AG |  | Water-Source | WBAHP-CB: Heat Pump Split Syst | Heat Pump | 230 | 1 |  |  | No Match | No Match |  |  |  | 61500 | 4270 | 14.4 | 9 | 73000 | 4974 | 4.3 | 3.5 | Non Federally-Regulated | 04/12/2000 |  | 07/18/2002
Geoflex Systems, Inc. | Geoflex Systems, Inc. | GF1S-V/H/D/M-024WADBP |  | Ground-Source | WBAHP: Heat Pump Packaged Unit | Both Heat Pump and Electric Re | 460 | 3 |  |  | No Match | Single-Speed |  |  |  | 21100 | 1071 | 19.7 | 13.4 | 15100 | 1165 | 3.8 | 3.1 | Non Federally-Regulated | 03/02/2012 |  | 01/09/2014
Snyder General Corp. | McQuay | VE260F3 |  | Water-Source | WBAHP: Heat Pump Packaged Unit | Heat Pump | 230 | 1 |  |  | No Match | No Match |  |  |  | 25000 | 2450 | 10.2 | 9 | 31600 | 2500 | 3.7 | 3.2 | Non Federally-Regulated | 02/22/1990 |  | 07/31/1991
Florida Heat Pump | Bosch | AP061-3CF/HZ/VT |  | Water-Source | WBAHP: Heat Pump Packaged Unit | Heat Pump | 208 | 3 |  |  |  | Dual-Speed |  |  |  | 64000 | 3951 | 16.2 | 12 | 78500 | 4260 | 5.4 | 4.2 | Federally-Regulated Commercial & Industrial Equipment | 04/22/2015 |  | 05/01/2015
Mammoth | Hydrobank II | F054HHE/VHE |  | Water-Source | WBAHP: Heat Pump Packaged Unit | Heat Pump | 208 | 3 |  |  | No Match | No Match |  |  |  | 54000 | 3802 | 14.2 | 10 | 67500 | 4300 | 4.6 |  | Federally-Regulated Commercial & Industrial Equipment | 07/29/1998 |  | 10/02/1998
Addison Products | Addison Products | WSH034-3AL |  | Water-Source | WBAHP: Heat Pump Packaged Unit | Heat Pump | 230 | 3 |  |  | No Match | No Match |  |  |  | 33500 | 2463 | 13.6 | 9.3 | 42500 | 2767 | 4.5 | 3.8 | Federally-Regulated Commercial & Industrial Equipment | 03/31/1998 |  | 05/10/1998
ClimateMaster Inc. | Climate Master Series | 80113E |  | Water-Source | WBAHP: Heat Pump Packaged Unit | Heat Pump | 265 | 1 |  |  | No Match | No Match |  |  |  | 12600 | 1050 | 12 | 9 | 14000 | 954 | 4.3 | 3.2 | Non Federally-Regulated | 02/22/1990 |  | 07/31/1991
ClimateMaster Inc. | Climate Master Series | 814-042-H******** |  | Water-Source | WBAHP: Heat Pump Packaged Unit | Heat Pump | 230 | 3 |  |  | No Match | No Match |  |  |  | 41500 | 3640 | 11.4 | 9 | 54000 | 3859 | 4.1 | 3.2 | Non Federally-Regulated | 02/22/1990 |  | 07/31/1991
Waterfurnace International, Inc. | Geotility Geothermal Installations | ZS036**0*0 |  | Ground-Water-Source | WBAHP: Heat Pump Packaged Unit | Heat Pump | 230 | 1 |  |  | No Match | Single-Speed |  |  |  | 37700 | 1778 | 21.2 | 16.2 | 33000 | 2480 | 3.9 | 3.6 | Non Federally-Regulated | 01/24/2011 |  | 04/19/2013
Geoflex Systems, Inc. | Geoflex Systems, Inc. | GF1S-V/H/D/M-048WACBP |  | Ground-Water-Source | WBAHP: Heat Pump Packaged Unit | Both Heat Pump and Electric Re | 230 | 3 |  |  | No Match | Single-Speed |  |  |  | 53400 | 2332 | 22.9 | 16.2 | 47600 | 3171 | 4.4 | 3.6 | Non Federally-Regulated | 03/02/2012 |  | 01/09/2014
Mammoth | Hydrobank II | F100VHK |  | Water-Source | WBAHP: Heat Pump Packaged Unit | Heat Pump | 208 | 3 |  |  | No Match | No Match |  |  |  | 99500 | 7262 | 13.7 | 9 | 126500 | 8423 | 4.4 | 3.8 | Federally-Regulated Commercial & Industrial Equipment | 03/22/2001 |  | 01/22/2003
Mammoth | Mammoth | D015C |  | Water-Source | WBAHP: Heat Pump Packaged Unit | Heat Pump | 208 | 1 |  |  | No Match | No Match |  |  |  | 15500 | 1700 | 9.1 | 7.5 | 17500 | 1900 | 2.7 | 2.5 | Non Federally-Regulated | 01/05/1982 |  | 05/16/1984
Waterfurnace International, Inc. | WFI Industries, Ltd. | VLV/VXV042*3 |  | Water-Source | WBAHP: Heat Pump Packaged Unit | Heat Pump | 230 | 3 |  |  | No Match | No Match |  |  |  | 40000 | 3076 | 13 | 10 | 48000 | 3348 | 4.2 |  | Federally-Regulated Commercial & Industrial Equipment | 06/20/2003 |  | 02/17/2011
Waterfurnace International, Inc. | Johnson Controls | RKV/RKH036**0*4 |  | Water-Source | WBAHP: Heat Pump Packaged Unit | Heat Pump | 208 | 1 |  |  | No Match | Single-Speed |  |  |  | 34100 | 1938 | 17.6 | 12 | 34200 | 1790 | 5.6 | 4.2 | Federally-Regulated Commercial & Industrial Equipment | 09/03/2012 |  | 01/09/2014
Waterfurnace International, Inc. | Rybacki - Hart Enterprises | ZS048**3*4 |  | Water-Source | WBAHP: Heat Pump Packaged Unit | Heat Pump | 230 | 3 |  |  | No Match | Single-Speed |  |  |  | 47700 | 3077 | 15.5 | 12 | 56000 | 3419 | 4.8 | 4.2 | Federally-Regulated Commercial & Industrial Equipment | 06/14/2011 |  | 04/19/2013
Waterfurnace International, Inc. | Waterfurnace International, Inc. | SXV030C1 |  | Water-Source | WBAHP-CB: Heat Pump Split Syst | Heat Pump | 230 | 1 |  |  | No Match | No Match |  |  |  | 31800 | 2338 | 13.6 | 9 | 33400 | 2330 | 4.2 | 3.5 | Non Federally-Regulated | 02/02/1998 |  | 10/02/1998
McQuay International | McQuay | W-CDL/CDS/CMS-1-036-J |  | Water-Source | WBAHP: Heat Pump Packaged Unit | Heat Pump | 265 | 1 |  |  | No Match | No Match |  |  |  | 36000 | 2975 | 12.1 | 10 | 42500 | 3037 | 4.1 |  | Federally-Regulated Commercial & Industrial Equipment | 10/05/1999 |  | 03/12/2009
Trane U.S. Inc. | Trane | WPVD013 |  | Water-Source | WBAHP: Heat Pump Packaged Unit | Heat Pump | 208 | 1 |  |  | No Match | No Match |  |  |  | 12300 | 1051 | 11.7 | 10 | 15900 | 1109 | 4.2 |  | Federally-Regulated Commercial & Industrial Equipment | 04/12/2000 |  | 11/14/2000
Snyder General Corp. | American Air Filter | HWW036C*G |  | Water-Source | WBAHP: Heat Pump Packaged Unit | Heat Pump | 208 | 1 |  |  | No Match | No Match |  |  |  | 35600 | 3017 | 11.8 | 9.3 | 43000 | 3243 | 3.9 | 3.8 | Non Federally-Regulated | 07/31/1991 |  | 03/31/1998
McQuay / Snyder General | Electro-Hydronics | LE90C5 |  | Water-Source | WBAHP: Heat Pump Packaged Unit | Heat Pump | 208 | 1 |  |  | No Match | No Match |  |  |  | 8700 | 825 | 10.5 | 7.5 | 10000 | 850 | 3.4 | 2.5 | Non Federally-Regulated | 08/29/1986 |  | 05/11/1988
Inter-City Products Corp. | McQuay | CCW060C*G |  | Water-Source | WBAHP: Heat Pump Packaged Unit | Heat Pump | 208 | 1 |  |  | No Match | No Match |  |  |  | 59500 | 5313 | 11.2 | 9.3 | 74000 | 5728 | 3.8 | 3.8 | Non Federally-Regulated | 07/31/1991 |  | 03/31/1998
Waterfurnace International, Inc. | Waterfurnace International, Inc. | CX*015*0 |  | Water-Source | WBAHP-O: Heat Pump Packaged Un | Heat Pump | 230 | 1 |  |  | No Match | No Match |  |  |  | 14800 | 1080 | 13.7 | 10 | 18200 | 1134 | 4.7 |  | Federally-Regulated Commercial & Industrial Equipment | 04/12/2000 |  | 11/14/2000
Waterfurnace International, Inc. | Waterfurnace International, Inc. | ATV013C0 |  | Ground-Source | WBAHP: Heat Pump Packaged Unit | Heat Pump | 208 | 1 |  |  | No Match | No Match |  |  |  | 13300 | 847 | 15.7 |  | 9700 | 861 | 3.3 |  | Non Federally-Regulated | 03/31/1998 |  | 05/10/1998
McQuay / Snyder General | Electro-Hydronics | VE390G5 |  | Water-Source | WBAHP: Heat Pump Packaged Unit | Heat Pump | 208 | 1 |  |  | No Match | No Match |  |  |  | 39000 | 3700 | 10.5 | 9 | 48000 | 4020 | 3.5 | 3.2 | Non Federally-Regulated | 05/11/1988 |  | 03/15/1989
Mammoth | Hydrobank II | K070VLG |  | Ground-Water-Source | WBAHP: Heat Pump Packaged Unit | Heat Pump | 575 | 3 |  |  | No Match | No Match |  |  |  | 67500 | 5000 | 13.5 | 9 | 51600 | 5039 | 3 |  | Non Federally-Regulated | 01/18/2001 |  | 11/19/2001
Trane U.S. Inc. | Trane | GSHB0411 |  | Ground-Water-Source | WBAHP: Heat Pump Packaged Unit | Heat Pump | 208 | 1 |  |  | No Match | No Match |  |  |  | 45000 | 3260 | 13.8 | 9 | 32400 | 3165 | 3 |  | Non Federally-Regulated | 12/14/1998 |  | 10/06/1999
McQuay / Snyder General | Electro-Hydronics | UC350GP |  | Water-Source | WBAHP: Heat Pump Packaged Unit | Heat Pump | 460 | 3 |  |  | No Match | No Match |  |  |  | 35600 | 3360 | 10.6 | 7.5 | 43000 | 3500 | 3.6 | 2.5 | Non Federally-Regulated | 08/29/1986 |  | 05/11/1988
Trane U.S. Inc. | Trane | GEHB1804********************** |  | Ground-Water-Source | WBAHP: Heat Pump Packaged Unit | Heat Pump | 460 | 3 |  |  | Ozone-Depleting | No Match | 8460 | 4166 |  | 170700 | 12551 | 13.6 | 13.4 | 122900 | 11620 | 3.1 | 3.1 | Non Federally-Regulated | 06/27/2007 |  | 03/12/2009
Florida Heat Pump | Florida Heat Pump | EM041-1CF/HZ/VT |  | Ground-Water-Source | WBAHP: Heat Pump Packaged Unit | Heat Pump | 208 | 1 |  |  | No Match | No Match |  |  |  | 41000 | 3037 | 13.5 | 9 | 30000 | 2929 | 3 |  | Non Federally-Regulated | 07/22/2002 |  | 03/12/2009
McQuay International | McQuay | W-FDL/FDS/FMS-1-030-E |  | Water-Source | WBAHP: Heat Pump Packaged Unit | Heat Pump | 208 | 1 |  |  | No Match | No Match |  |  |  | 29600 | 2487 | 11.9 | 10 | 39000 | 2929 | 3.9 |  | Federally-Regulated Commercial & Industrial Equipment | 09/21/2000 |  | 03/12/2009
Waterfurnace International, Inc. | Johnson Controls | RKV/RKH048**0*4 |  | Ground-Water-Source | WBAHP: Heat Pump Packaged Unit | Heat Pump | 230 | 1 |  |  | No Match | Single-Speed |  |  |  | 51600 | 2293 | 22.5 | 16.2 | 43400 | 3028 | 4.2 | 3.6 | Non Federally-Regulated | 09/03/2012 |  | 01/09/2014
Waterfurnace International, Inc. | Waterfurnace International, Inc. | NDZ049A0 | NRAC048* | Water-Source | WBAHP-CB: Heat Pump Split Syst | Heat Pump | 230 | 1 |  |  | No Match | Dual-Speed |  |  |  | 45900 | 3279 | 14 | 12 | 56800 | 3542 | 4.7 | 4.2 | Federally-Regulated Commercial & Industrial Equipment | 01/24/2011 |  | 10/24/2014
Maritime Geothermal, Ltd. | Nordic | W-65-W |  | Ground-Water-Source | WBAH: Heating Only Packaged Un | Heat Pump | 208 | 1 |  |  | No Match | No Match | [7 empty] | 75985 | 5708 | 3.9 | 3.5 | Non Federally-Regulated | 03/31/1998 |  | 05/10/1998
McQuay International | McQuay | CCH/CCW030C-N |  | Water-Source | WBAHP: Heat Pump Packaged Unit | Heat Pump | 265 | 1 |  |  | No Match | No Match |  |  |  | 30000 | 2500 | 12 | 10 | 37000 | 2779 | 3.9 |  | Federally-Regulated Commercial & Industrial Equipment | 11/17/1999 |  | 09/21/2000
Mammoth | Hydrobank II | D030VHA |  | Water-Source | WBAHP: Heat Pump Packaged Unit | Heat Pump | 208 | 1 |  |  | No Match | No Match |  |  |  | 30800 | 2678 | 11.5 | 9 | 38000 | 2930 | 3.8 | 3.2 | Federally-Regulated Commercial & Industrial Equipment | 01/22/1990 |  | 07/27/1992
Enertech Global, LLC | Enertech | HHT024A2 |  | Ground-Water-Source | WBAHP: Heat Pump Packaged Unit | Heat Pump | 208 | 3 |  |  | No Match | Single-Speed |  |  |  | 25400 | 1176 | 21.6 | 16.2 | 25000 | 1559 | 4.7 | 3.6 | Non Federally-Regulated | 03/02/2012 |  | 12/12/2012
Command-Aire | Command-Aire | SWPH-1033 |  | Water-Source | WBAHP: Heat Pump Packaged Unit | Heat Pump | 208 | 3 |  |  | No Match | No Match |  |  |  | 115000 | 11900 | 9.6 | 9.2 | 156000 | 12100 | 3.8 | 2.5 | Non Federally-Regulated | 05/16/1984 |  | 01/23/1988
California Heat Pump | California Heat Pump | 35H**-32-** |  | Water-Source | WBAHP: Heat Pump Packaged Unit | Heat Pump | 208 | 3 |  |  | No Match | No Match |  |  |  | 35000 | 3180 | 11 | 7.5 | 42000 | 3240 | 3.8 | 2.5 | Non Federally-Regulated | 06/11/1985 |  | 05/11/1988
Waterfurnace International, Inc. | Eagle Mountain | ZS048**0*1 |  | Ground-Source | WBAHP: Heat Pump Packaged Unit | Heat Pump | 208 | 1 |  |  | No Match | Single-Speed |  |  |  | 49500 | 2735 | 18.1 | 13.4 | 36900 | 3004 | 3.6 | 3.1 | Non Federally-Regulated | 01/24/2011 |  | 04/19/2013
Jacobsen Energy Ind., Inc. | Jacobsen Energy Ind., Inc. | 60***6**** |  | Water-Source | WBAHP: Heat Pump Packaged Unit | Heat Pump | 460 | 3 |  |  | No Match | No Match |  |  |  | 60000 | 5350 | 11.2 | 7.5 | 73000 | 6100 | 3.9 | 2.5 | Non Federally-Regulated | 06/11/1985 |  | 05/11/1988
Waterfurnace International, Inc. | Geotility Geothermal Installations | GCC/GCW/GCS/GCE15*2 |  | Water-Source | WBAHP-O: Heat Pump Packaged Un | Heat Pump | 265 | 1 |  |  | No Match | Single-Speed |  |  |  | 13500 | 993 | 13.6 | 11.2 | 17000 | 1017 | 4.9 | 4.2 | Federally-Regulated Commercial & Industrial Equipment | 01/24/2011 |  | 04/19/2013
Waterfurnace International, Inc. | Waterfurnace International, Inc. | VL/VX095T*3 |  | Ground-Water-Source | WBAHP: Heat Pump Packaged Unit | Heat Pump | 230 | 3 |  |  | No Match | No Match |  |  |  | 99000 | 6875 | 14.4 | 9 | 65500 | 6397 | 3 |  | Non Federally-Regulated | 07/22/2002 |  | 03/12/2009
Waterfurnace International, Inc. | Waterfurnace International, Inc. | VL/VX080T*4 |  | Ground-Water-Source | WBAHP: Heat Pump Packaged Unit | Heat Pump | 460 | 3 |  |  | No Match | No Match |  |  |  | 88000 | 5677 | 15.5 | 9 | 57000 | 5219 | 3.2 |  | Non Federally-Regulated | 11/14/2000 |  | 07/18/2002
Florida Heat Pump | Geomaster, LLC | EC042-1CS | EC042-1AH/AV | Water-Source | WBAHP-CB: Heat Pump Split Syst | Heat Pump | 208 | 1 |  |  | No Match | Single-Speed |  |  |  | 41000 | 3203 | 12.8 | 12 | 52000 | 3628 | 4.2 | 4.2 | Federally-Regulated Commercial & Industrial Equipment | 04/30/2009 |  | 04/20/2015
ClimateMaster Inc. | Climate Master | TES/P064A | TAC064A | Ground-Water-Source | WBAHP-CB: Heat Pump Split Syst | Heat Pump | 208 | 1 |  |  | No Match | Single-Speed |  |  |  | 62800 | 2855 | 22 | 16.2 | 56600 | 3858 | 4.3 | 3.6 | Non Federally-Regulated | 12/12/2012 |  | 06/09/2015
McQuay International | McQuay | W-FMS/FME/FDE-1-012-E |  | Water-Source | WBAHP: Heat Pump Packaged Unit | Heat Pump | 208 | 1 |  |  | No Match | No Match |  |  |  | 11600 | 1035 | 11.2 | 10 | 14000 | 1079 | 3.8 |  | Federally-Regulated Commercial & Industrial Equipment | 10/05/1999 |  | 09/21/2000
Climate Control / Snyder General | Electro-Hydronics | VE330GP |  | Water-Source | WBAHP: Heat Pump Packaged Unit | Heat Pump | 460 | 3 |  |  | No Match | No Match |  |  |  | 33000 | 3050 | 10.8 | 7.5 | 35000 | 2900 | 3.5 | 2.5 | Non Federally-Regulated | 05/16/1984 |  | 08/29/1986
Waterfurnace International, Inc. | Waterfurnace International, Inc. | P070**0 |  | Ground-Water-Source | WBAHP: Heat Pump Packaged Unit | Heat Pump | 230 | 1 |  |  | No Match | No Match |  |  |  | 71000 | 6698 | 10.6 | 9 | 52000 | 5441 | 2.8 |  | Non Federally-Regulated | 07/22/2002 |  | 03/12/2009
Command-Aire | Command-Aire | SWP611E |  | Water-Source | WBAHP: Heat Pump Packaged Unit | Heat Pump | 208 | 1 |  |  | No Match | No Match |  |  |  | 62000 | 5640 | 11 | 7.5 | 74000 | 5290 | 4.1 | 2.5 | Non Federally-Regulated | 05/16/1984 |  | 06/11/1985
Mammoth | Hydrobank II | F052HHG/VHG |  | Water-Source | WBAHP: Heat Pump Packaged Unit | Heat Pump | 208 | 3 |  |  | No Match | No Match |  |  |  | 53000 | 4690 | 11.3 | 10 | 69000 | 5183 | 3.9 |  | Federally-Regulated Commercial & Industrial Equipment | 10/05/1999 |  | 05/23/2000
Heat Controller | Heat Controller | HWPH64-4JC/4JBC |  | Ground-Water-Source | WBAHP: Heat Pump Packaged Unit | Heat Pump | 460 | 3 |  |  | No Match | No Match |  |  |  | 63500 | 5080 | 12.5 | 11 | 76000 | 6364 | 3.5 | 3.5 | Non Federally-Regulated | 03/31/1998 |  | 05/10/1998
Enertech Global, LLC | Enertech | GSC036 | MPD036 | Ground-Source | WBAHP-CB: Heat Pump Split Syst | Heat Pump | 230 | 1 |  |  | No Match | Single-Speed |  |  |  | 37600 | 2199 | 17.1 | 13.4 | 30000 | 2588 | 3.4 | 3.1 | Non Federally-Regulated | 07/16/2009 |  | 03/02/2012
Carrier Corp. | Carrier | 50QXH0425 |  | Water-Source | WBAHP: Heat Pump Packaged Unit | Heat Pump | 208 | 3 |  |  | No Match | No Match |  |  |  | 40500 | 3490 | 11.6 | 9 | 49000 | 3856 | 3.8 | 3.2 | Federally-Regulated Commercial & Industrial Equipment | 09/25/1989 |  | 10/10/1989
Florida Heat Pump | Geosystems, LLC | CFS-*024 |  | Water-Source | WBAHP: Heat Pump Packaged Unit | Heat Pump | 208 | 1 |  |  | No Match | Single-Speed |  |  |  | 24000 | 1778 | 13.5 | 12 | 30500 | 1986 | 4.5 | 4.2 | Federally-Regulated Commercial & Industrial Equipment | 09/03/2012 |  | 12/12/2012
Hydro Delta Corp. | Hydro Delta Corp. | 03-068-WTARD-HE |  | Water-Source | WBAHP-CB: Heat Pump Split Syst | Heat Pump | 230 | 1 |  |  | No Match | No Match |  |  |  | 68000 | 5230 | 13 | 9 | 78600 | 6060 | 3.8 | 3.5 | Non Federally-Regulated | 10/05/1999 |  | 11/17/1999
McQuay International | McQuay | CCH/CCW/HWH/HWW007C-G |  | Water-Source | WBAHP: Heat Pump Packaged Unit | Heat Pump | 208 | 1 |  |  | No Match | No Match |  |  |  | 7000 | 654 | 10.7 | 9.3 | 9800 | 736 | 3.9 | 3.8 | Federally-Regulated Commercial & Industrial Equipment | 03/31/1998 |  | 05/10/1998
Mammoth | Geox | ZF240VHA |  | Water-Source | WBAHP: Heat Pump Packaged Unit | Heat Pump | 230 | 3 |  |  | No Match | No Match |  |  |  | 240000 | 22641 | 10.6 |  | 320000 | 26044 | 3.6 | 3.8 | Non Federally-Regulated | 07/31/1991 |  | 03/31/1998
ClimateMaster Inc. | Carrier Corp. | YDS/YPS026 | CNPV*24* | Ground-Source | WBAHP-C: Heat Pump Split Syste | Heat Pump | 230 | 1 |  |  | No Match | Single-Speed |  |  |  | 25700 | 1452 | 17.7 | 13.4 | 19600 | 1508 | 3.8 | 3.1 | Non Federally-Regulated | 11/25/2009 |  | 08/23/2011
Command-Aire | Command-Aire | RUWP-203 |  | Water-Source | WBAHP: Heat Pump Packaged Unit | Heat Pump | 208 | 3 |  |  | No Match | No Match |  |  |  | 25000 | 2440 | 10.2 | 9 | 31200 | 2420 | 3.8 | 3.2 | Non Federally-Regulated | 05/11/1988 |  | 03/15/1989
Waterfurnace International, Inc. | Trane Unitary Products Group | T1GX036***1**1 |  | Water-Source | WBAHP: Heat Pump Packaged Unit | Heat Pump | 208 | 1 |  |  | No Match | Single-Speed |  |  |  | 34500 | 1760 | 19.6 | 12 | 38000 | 1827 | 6.1 | 4.2 | Federally-Regulated Commercial & Industrial Equipment | 08/23/2011 |  | 10/24/2014
Florida Heat Pump | Florida Heat Pump | EM009-1VT |  | Water-Source | WBAHP: Heat Pump Packaged Unit | Heat Pump | 208 | 1 |  |  | No Match | No Match |  |  |  | 9500 | 760 | 12.5 | 9.3 | 13000 | 846 | 4.5 | 3.8 | Federally-Regulated Commercial & Industrial Equipment | 03/31/1998 |  | 05/10/1998
Carrier Corp. | Carrier | 50QXH0485 |  | Water-Source | WBAHP: Heat Pump Packaged Unit | Heat Pump | 208 | 3 |  |  | No Match | No Match |  |  |  | 47000 | 4273 | 11 | 9 | 59000 | 4550 | 3.8 | 3.2 | Non Federally-Regulated | 03/15/1989 |  | 09/25/1989
Waterfurnace International, Inc. | Waterfurnace International, Inc. | P045**3 |  | Ground-Water-Source | WBAHP: Heat Pump Packaged Unit | Heat Pump | 208 | 3 |  |  | No Match | No Match |  |  |  | 50000 | 3571 | 14 | 9 | 33000 | 3119 | 3.1 |  | Non Federally-Regulated | 05/19/2000 |  | 07/18/2002
Trane U.S. Inc. | Trane | GETE0242 |  | Water-Source | WBAHP-O: Heat Pump Packaged Un | Heat Pump | 230 | 1 |  |  | No Match | Single-Speed |  |  |  | 23600 | 1774 | 13.3 | 12 | 26600 | 1732 | 4.5 | 4.2 | Federally-Regulated Commercial & Industrial Equipment | 06/14/2011 |  | 01/09/2014
Waterfurnace International, Inc. | Geosmart Energy, Inc. | VI036**1*1 |  | Ground-Water-Source | WBAHP: Heat Pump Packaged Unit | Heat Pump | 208 | 1 |  |  | No Match | Variable-Speed |  |  |  | 38000 | 1206 | 31.5 | 16.2 | 41000 | 2612 | 4.6 | 3.6 | Non Federally-Regulated | 12/12/2012 |  | 10/24/2014
Florida Heat Pump | Florida Heat Pump | EM070-3CF/HZ/VT |  | Water-Source | WBAHP: Heat Pump Packaged Unit | Heat Pump | 208 | 3 |  |  | No Match | No Match |  |  |  | 70000 | 4827 | 14.5 | 9 | 83000 | 5286 | 4.6 | 3.8 | Federally-Regulated Commercial & Industrial Equipment | 04/12/2000 |  | 05/19/2000
Florida Heat Pump | Florida Heat Pump | EM048-3CF |  | Water-Source | WBAHP: Heat Pump Packaged Unit | Heat Pump | 230 | 3 |  |  | No Match | No Match |  |  |  | 49000 | 3920 | 12.5 | 10 | 58000 | 3863 | 4.4 |  | Federally-Regulated Commercial & Industrial Equipment | 02/02/1998 |  | 03/31/1998
California Heat Pump | Trane | WPVB-0536 |  | Water-Source | WBAHP: Heat Pump Packaged Unit | Heat Pump | 208 | 3 |  |  | No Match | No Match |  |  |  | 52000 | 5700 | 9.1 | 7.5 | 59000 | 5700 | 3 | 2.5 | Non Federally-Regulated | 06/11/1985 |  | 05/11/1988
Command-Aire | Command-Aire | SHWP-844 |  | Water-Source | WBAHP: Heat Pump Packaged Unit | Heat Pump | 460 | 3 |  |  | No Match | No Match |  |  |  | 88700 | 9200 | 9.6 | 9.2 | 128000 | 10300 | 3.6 |  | Federally-Regulated Commercial & Industrial Equipment | 01/23/1988 |  | 05/11/1988
McQuay / Snyder General | Electro-Hydronics | CW630F5 |  | Water-Source | WBAHP: Heat Pump Packaged Unit | Heat Pump | 208 | 1 |  |  | No Match | No Match |  |  |  | 63000 | 6430 | 9.8 | 7.5 | 79000 | 6430 | 3.6 | 2.5 | Non Federally-Regulated | 08/29/1986 |  | 05/11/1988
McQuay International | McQuay | W-FDL/FDS/FMS-1-009-E |  | Water-Source | WBAHP: Heat Pump Packaged Unit | Heat Pump | 230 | 1 |  |  | No Match | No Match |  |  |  | 8800 | 822 | 10.7 | 10 | 12000 | 901 | 3.9 |  | Federally-Regulated Commercial & Industrial Equipment | 09/21/2000 |  | 01/24/2002
Waterfurnace International, Inc. | Geosmart Energy, Inc. | YS024**1*4 |  | Ground-Water-Source | WBAHP: Heat Pump Packaged Unit | Heat Pump | 230 | 1 |  |  | No Match | Single-Speed |  |  |  | 26400 | 1128 | 23.4 | 16.2 | 22300 | 1452 | 4.5 | 3.6 | Non Federally-Regulated | 01/24/2011 |  | 05/01/2015
Waterfurnace International, Inc. | Waterfurnace International, Inc. | P046**0 |  | Ground-Water-Source | WBAHP: Heat Pump Packaged Unit | Heat Pump | 208 | 1 |  |  | No Match | No Match |  |  |  | 47000 | 2919 | 16.1 | 9 | 34500 | 3063 | 3.3 |  | Non Federally-Regulated | 05/19/2000 |  | 07/18/2002
Waterfurnace International, Inc. | Waterfurnace International, Inc. | SXH036C0 |  | Water-Source | WBAHP: Heat Pump Packaged Unit | Heat Pump | 230 | 1 |  |  | No Match | No Match |  |  |  | 36000 | 2647 | 13.6 | 10 | 44500 | 2774 | 4.7 |  | Federally-Regulated Commercial & Industrial Equipment | 02/02/1998 |  | 03/31/1998
Carrier Corp. | Carrier | 50QXH0425 |  | Water-Source | WBAHP: Heat Pump Packaged Unit | Heat Pump | 208 | 3 |  |  | No Match | No Match |  |  |  | 40500 | 3490 | 11.6 | 9 | 49000 | 3856 | 3.8 | 3.2 | Non Federally-Regulated | 10/10/1989 |  | 07/31/1991
Hydro Delta Corp. | Hydro Delta Corp. | 03-054-WTARW-HE |  | Ground-Water-Source | WBAHP: Heat Pump Packaged Unit | Heat Pump | 230 | 1 |  |  | No Match | No Match |  |  |  | 54500 | 4192 | 13 | 9 | 47000 | 4303 | 3.2 |  | Non Federally-Regulated | 10/06/1999 |  | 04/10/2000
Addison Products | Addison Products | VWPG012-1A* |  | Ground-Water-Source | WBAHP: Heat Pump Packaged Unit | Heat Pump | 230 | 1 |  |  | No Match | No Match |  |  |  | 12000 | 745 | 16.1 | 9 | 8900 | 766 | 3.4 |  | Non Federally-Regulated | 05/10/1998 |  | 10/02/1998
Command-Aire | Command-Aire | SWPR281E |  | Water-Source | WBAHP: Heat Pump Packaged Unit | Heat Pump | 230 | 1 |  |  | No Match | No Match |  |  |  | 30000 | 2702 | 11.1 | 7.5 | 42000 | 3000 | 4 | 2.5 | Non Federally-Regulated | 05/16/1984 |  | 05/11/1988
Waterfurnace International, Inc. | Waterfurnace International, Inc. | SXH016C1 |  | Water-Source | WBAHP-CB: Heat Pump Split Syst | Heat Pump | 230 | 1 |  |  | No Match | No Match |  |  |  | 16800 | 1253 | 13.4 | 9 | 18700 | 1336 | 4.1 | 3.5 | Non Federally-Regulated | 02/02/1998 |  | 10/02/1998
Waterfurnace International, Inc. | Waterfurnace International, Inc. | ATH057D3(P) |  | Water-Source | WBAHP-CB: Heat Pump Split Syst | Heat Pump | 208 | 3 |  |  | No Match | No Match |  |  |  | 35000 | 2095 | 16.7 | 9 | 35400 | 2412 | 4.3 | 3.5 | Non Federally-Regulated | 02/02/1998 |  | 05/10/1998
McQuay / Snyder General | Electro-Hydronics | CW1000GK |  | Water-Source | WBAHP: Heat Pump Packaged Unit | Heat Pump | 208 | 3 |  |  | No Match | No Match |  |  |  | 107000 | 10000 | 10.7 | 9.2 | 136000 | 10400 | 3.8 | 2.5 | Non Federally-Regulated | 08/29/1986 |  | 05/11/1988
ClimateMaster Inc. | Carrier Corp. | 50YGV/H/D026 |  | Ground-Water-Source | WBAHP: Heat Pump Packaged Unit | Heat Pump | 208 | 1 |  |  | No Match | Single-Speed |  |  |  | 28500 | 1052 | 27.1 | 16.2 | 24600 | 1471 | 4.9 | 3.6 | Non Federally-Regulated | 12/12/2012 |  | 04/22/2015
Addison Products | Addison Products | HGY060-3A |  | Water-Source | WBAHP-CB: Heat Pump Split Syst | Heat Pump | 208 | 3 |  |  | No Match | No Match |  |  |  | 68000 | 5354 | 12.7 | 9 | 77200 | 6113 | 3.7 | 3.5 | Non Federally-Regulated | 07/22/2002 |  | 03/12/2009
Waterfurnace International, Inc. | Rybacki - Hart Enterprises | ZS036**3*4 |  | Water-Source | WBAHP: Heat Pump Packaged Unit | Heat Pump | 230 | 3 |  |  | No Match | Single-Speed |  |  |  | 33300 | 2220 | 15 | 12 | 40600 | 2479 | 4.8 | 4.2 | Federally-Regulated Commercial & Industrial Equipment | 03/02/2012 |  | 04/19/2013
ClimateMaster Inc. | Climate Master Series | 814-048-F******** |  | Water-Source | WBAHP: Heat Pump Packaged Unit | Heat Pump | 460 | 3 |  |  | No Match | No Match |  |  |  | 48500 | 4410 | 11 | 9 | 57000 | 4395 | 3.8 | 3.2 | Federally-Regulated Commercial & Industrial Equipment | 02/11/1988 |  | 05/11/1988
Addison Products | Addison Products | VGY096-4A |  | Ground-Water-Source | WBAHP: Heat Pump Packaged Unit | Heat Pump | 460 | 3 |  |  | No Match | No Match |  |  |  | 101000 | 7163 | 14.1 | 9 | 75000 | 7088 | 3.1 |  | Non Federally-Regulated | 11/14/2000 |  | 01/24/2002
Waterfurnace International, Inc. | Waterfurnace International, Inc. | P034D/ | N1VSD2006A/G2FD03624A | Ground-Water-Source | WBAHP-CB: Heat Pump Split Syst | Heat Pump | 208 | 1 |  |  | No Match | No Match |  |  |  | 34500 | 2593 | 13.3 | 9 | 24300 | 2373 | 3 |  | Non Federally-Regulated | 06/20/2003 |  | 03/12/2009
Florida Heat Pump | Florida Heat Pump | EM028-1CS | EM028-1AV | Water-Source | WBAHP-C: Heat Pump Split Syste | Heat Pump | 208 | 1 |  |  | No Match | No Match |  |  |  | 27500 | 1964 | 14 | 9.3 | 33000 | 2198 | 4.4 | 3.8 | Federally-Regulated Commercial & Industrial Equipment | 03/31/1998 |  | 05/10/1998
Waterfurnace International, Inc. | Waterfurnace International, Inc. | VLH024A1 |  | Water-Source | WBAHP: Heat Pump Packaged Unit | Heat Pump | 208 | 1 |  |  | No Match | No Match |  |  |  | 23600 | 1934 | 12.2 | 10 | 32500 | 2322 | 4.1 |  | Federally-Regulated Commercial & Industrial Equipment | 07/29/1998 |  | 10/02/1998
Waterfurnace International, Inc. | Geotility Geothermal Installations | ZS030**0*0 |  | Ground-Source | WBAHP: Heat Pump Packaged Unit | Heat Pump | 208 | 1 |  |  | No Match | Single-Speed |  |  |  | 29000 | 1706 | 17 | 13.4 | 22800 | 1909 | 3.5 | 3.1 | Non Federally-Regulated | 01/24/2011 |  | 04/19/2013
Waterfurnace International, Inc. | Rybacki - Hart Enterprises | ZS023**3*4 |  | Ground-Water-Source | WBAHP: Heat Pump Packaged Unit | Heat Pump | 230 | 3 |  |  | No Match | Single-Speed |  |  |  | 25400 | 1104 | 23 | 16.2 | 21900 | 1493 | 4.3 | 3.6 | Non Federally-Regulated | 06/14/2011 |  | 04/19/2013
Command-Aire | Command-Aire | SWP-603 |  | Water-Source | WBAHP: Heat Pump Packaged Unit | Heat Pump | 230 | 3 |  |  | No Match | No Match |  |  |  | 71300 | 7500 | 9.5 | 9.2 | 98700 | 7150 | 4 | 2.5 | Non Federally-Regulated | 05/16/1984 |  | 05/11/1988
Waterfurnace International, Inc. | Waterfurnace International, Inc. | SXV030B4 |  | Water-Source | WBAHP-CB: Heat Pump Split Syst | Heat Pump | 460 | 3 |  |  | No Match | No Match |  |  |  | 31800 | 2338 | 13.6 | 9 | 33400 | 2330 | 4.2 | 3.5 | Non Federally-Regulated | 08/21/1998 |  | 10/02/1998
Waterfurnace International, Inc. | Johnson Controls | RKV/RKH018**2*1 |  | Water-Source | WBAHP: Heat Pump Packaged Unit | Heat Pump | 265 | 1 |  |  | No Match | Single-Speed |  |  |  | 18000 | 1154 | 15.6 | 12 | 23000 | 1322 | 5.1 | 4.2 | Federally-Regulated Commercial & Industrial Equipment | 09/03/2012 |  | 01/09/2014
Florida Heat Pump | Florida Heat Pump | EM024-2CF/HZ/VT |  | Water-Source | WBAHP: Heat Pump Packaged Unit | Heat Pump | 265 | 1 |  |  | No Match | No Match |  |  |  | 24000 | 1714 | 14 | 10 | 30000 | 1831 | 4.8 |  | Federally-Regulated Commercial & Industrial Equipment | 04/12/2000 |  | 02/17/2011
Florida Heat Pump | Geomaster, LLC | EC060-1CF/HZ/VT |  | Ground-Water-Source | WBAHP: Heat Pump Packaged Unit | Heat Pump | 230 | 1 |  |  | No Match | Single-Speed | 3890 | 730 | 1 | 67000 | 3661 | 18.3 | 16.2 | 61500 | 3661 | 3.9 | 3.6 | Non Federally-Regulated | 04/30/2009 |  | 04/20/2015
Waterfurnace International, Inc. | Johnson Controls | RGSV/RGSH060**0*1 |  | Water-Source | WBAHP: Heat Pump Packaged Unit | Heat Pump | 208 | 1 |  |  | No Match | Single-Speed |  |  |  | 58400 | 3817 | 15.3 | 12 | 72500 | 4521 | 4.7 | 4.2 | Federally-Regulated Commercial & Industrial Equipment | 01/24/2011 |  | 03/02/2012
Addison Products | Heat Controller | WSH032-3AL |  | Water-Source | WBAHP: Heat Pump Packaged Unit | Heat Pump | 230 | 3 |  |  | No Match | No Match |  |  |  | 33000 | 2481 | 13.3 | 10 | 43000 | 2863 | 4.4 |  | Federally-Regulated Commercial & Industrial Equipment | 10/05/1999 |  | 04/12/2000
Addison Products | Addison Products | HWPH054-1JC/1JBC |  | Water-Source | WBAHP: Heat Pump Packaged Unit | Heat Pump | 230 | 1 |  |  | No Match | No Match |  |  |  | 50000 | 4237 | 11.8 | 9.3 | 68000 | 5109 | 3.9 | 3.8 | Federally-Regulated Commercial & Industrial Equipment | 03/31/1998 |  | 05/10/1998
McQuay International | McQuay | W-CDD/CDE/CMG-1-048-E |  | Ground-Water-Source | WBAHP: Heat Pump Packaged Unit | Heat Pump | 230 | 1 |  |  | No Match | No Match |  |  |  | 48000 | 3692 | 13 | 9 | 34000 | 3320 | 3 |  | Non Federally-Regulated | 10/06/1999 |  | 04/10/2000
Mammoth | Hydrobank II | G043VHJ |  | Water-Source | WBAHP: Heat Pump Packaged Unit | Heat Pump | 460 | 3 |  |  | No Match | No Match |  |  |  | 41500 | 3705 | 11.2 | 10 | 51500 | 3869 | 3.9 |  | Federally-Regulated Commercial & Industrial Equipment | 03/22/2001 |  | 03/12/2009
ClimateMaster Inc. | Carrier Corp. | 50YEH/V/D060K***3 |  | Ground-Water-Source | WBAHP: Heat Pump Packaged Unit | Heat Pump | 208 | 1 |  |  | No Match | Single-Speed | 2478 | 688 | 92 | 68900 | 2767 | 24.9 | 16.2 | 58200 | 3708 | 4.6 | 3.6 | Non Federally-Regulated | 10/24/2014 |  | 04/22/2015
Waterfurnace International, Inc. | Waterfurnace International, Inc. | VLH042A1 |  | Water-Source | WBAHP: Heat Pump Packaged Unit | Heat Pump | 208 | 1 |  |  | No Match | No Match |  |  |  | 40000 | 3076 | 13 | 10 | 47400 | 3230 | 4.3 |  | Federally-Regulated Commercial & Industrial Equipment | 12/14/1998 |  | 10/05/1999
McQuay / Snyder General | Electro-Hydronics | CC260G7 |  | Water-Source | WBAHP: Heat Pump Packaged Unit | Heat Pump | 265 | 1 |  |  | No Match | No Match |  |  |  | 26000 | 2450 | 10.6 | 7.5 | 31600 | 2500 | 3.7 | 2.5 | Non Federally-Regulated | 08/29/1986 |  | 05/11/1988
Mammoth | Hydrobank II | F062VHJ |  | Water-Source | WBAHP: Heat Pump Packaged Unit | Heat Pump | 208 | 3 |  |  | No Match | No Match |  |  |  | 60500 | 5450 | 11.1 | 10 | 81500 | 6122 | 3.9 |  | Federally-Regulated Commercial & Industrial Equipment | 01/18/2001 |  | 03/12/2009
Waterfurnace International, Inc. | Waterfurnace International, Inc. | SXV010C0 |  | Water-Source | WBAHP-CB: Heat Pump Split Syst | Heat Pump | 208 | 1 |  |  | No Match | No Match |  |  |  | 10100 | 687 | 14.7 | 9 | 11500 | 783 | 4.3 | 3.5 | Non Federally-Regulated | 02/02/1998 |  | 10/02/1998
Waterfurnace International, Inc. | Waterfurnace International, Inc. | SXH024B0 |  | Water-Source | WBAHP: Heat Pump Packaged Unit | Heat Pump | 208 | 1 |  |  | No Match | No Match |  |  |  | 25500 | 1688 | 15.1 | 10 | 30700 | 1697 | 5.3 |  | Federally-Regulated Commercial & Industrial Equipment | 12/14/1998 |  | 10/05/1999
Waterfurnace International, Inc. | Geosmart Energy, Inc. | YS042**1*4 |  | Water-Source | WBAHP: Heat Pump Packaged Unit | Heat Pump | 208 | 1 |  |  | No Match | Single-Speed |  |  |  | 40800 | 2615 | 15.6 | 12 | 45400 | 2661 | 5 | 4.2 | Federally-Regulated Commercial & Industrial Equipment | 01/24/2011 |  | 05/01/2015
Trane U.S. Inc. | Trane | WPVF0604 |  | Water-Source | WBAHP: Heat Pump Packaged Unit | Heat Pump | 460 | 3 |  |  | No Match | No Match |  |  |  | 59500 | 4343 | 13.7 | 10 | 72000 | 4794 | 4.4 |  | Federally-Regulated Commercial & Industrial Equipment | 10/05/1999 |  | 04/12/2000
Florida Heat Pump | Florida Heat Pump | GT062-5VT/HZ/CF |  | Water-Source | WBAHP-CB: Heat Pump Split Syst | Heat Pump | 575 | 3 |  |  | No Match | No Match |  |  |  | 61500 | 4920 | 12.5 | 9 | 78000 | 6014 | 3.8 | 3.5 | Non Federally-Regulated | 10/05/1999 |  | 04/12/2000
Florida Heat Pump | Florida Heat Pump | EP042-1HZ/VT |  | Water-Source | WBAHP: Heat Pump Packaged Unit | Heat Pump | 208 | 1 |  |  | No Match | Single-Speed |  |  |  | 40600 | 2268 | 17.9 | 12 | 42000 | 2086 | 5.9 | 4.2 | Federally-Regulated Commercial & Industrial Equipment | 06/14/2011 |  | 04/21/2014
Waterfurnace International, Inc. | Waterfurnace International, Inc. | CC/CE/CS/CW09*9 |  | Water-Source | WBAHP-O: Heat Pump Packaged Un | Heat Pump | 115 | 1 |  |  | No Match | No Match |  |  |  | 9000 | 600 | 15 | 10 | 12200 | 744 | 4.8 |  | Federally-Regulated Commercial & Industrial Equipment | 06/20/2003 |  | 02/17/2011
Florida Heat Pump | Florida Heat Pump | GT010-1CF/HZ/VT |  | Ground-Water-Source | WBAHP: Heat Pump Packaged Unit | Heat Pump | 208 | 1 |  |  | No Match | No Match |  |  |  | 11200 | 695 | 16.1 | 9 | 8000 | 732 | 3.2 |  | Non Federally-Regulated | 07/22/2002 |  | 03/12/2009
Trane U.S. Inc. | Trane | WPHD0281 |  | Water-Source | WBAHP: Heat Pump Packaged Unit | Heat Pump | 265 | 1 |  |  | No Match | No Match |  |  |  | 28500 | 2714 | 10.5 | 10 | 38000 | 2930 | 3.8 |  | Federally-Regulated Commercial & Industrial Equipment | 02/02/1998 |  | 03/31/1998
ClimateMaster Inc. | Climate Master Series | HS/VS060F |  | Water-Source | WBAHP: Heat Pump Packaged Unit | Heat Pump | 460 | 3 |  |  | No Match | No Match |  |  |  | 62000 | 5535 | 11.2 | 10 | 75000 | 5782 | 3.8 |  | Federally-Regulated Commercial & Industrial Equipment | 11/14/2000 |  | 01/18/2001
Trane U.S. Inc. | Trane | WPVE0411 |  | Water-Source | WBAHP: Heat Pump Packaged Unit | Heat Pump | 208 | 1 |  |  | No Match | No Match |  |  |  | 38500 | 3407 | 11.3 | 10 | 50000 | 3488 | 4.2 |  | Federally-Regulated Commercial & Industrial Equipment | 10/05/1999 |  | 04/12/2000
ClimateMaster Inc. | Climate Master | ABD/E024 | RHPL-HM2417 | Ground-Source | WBAHP-CB: Heat Pump Split Syst | Heat Pump | 208 | 1 |  |  | No Match | Single-Speed |  |  |  | 26400 | 1467 | 18 | 13.4 | 19500 | 1466 | 3.9 | 3.1 | Non Federally-Regulated | 11/25/2009 |  | 08/23/2011
Florida Heat Pump | Florida Heat Pump | GT048-3CS | GT048-1AV/AH | Water-Source | WBAH: Heating Only Packaged Un | Heat Pump | 230 | 3 |  |  | No Match | No Match |  |  |  | 48000 | 3902 | 12.3 | 9 | 57700 | 4448 | 3.8 | 3.5 | Non Federally-Regulated | 10/05/1999 |  | 04/12/2000
Waterfurnace International, Inc. | Waterfurnace International, Inc. | ATV070*0 |  | Ground-Water-Source | WBAHP: Heat Pump Packaged Unit | Heat Pump | 230 | 1 |  |  | No Match | No Match |  |  |  | 71000 | 6698 | 10.6 | 9 | 52000 | 5441 | 2.8 |  | Non Federally-Regulated | 10/06/1999 |  | 05/19/2000
California Heat Pump | Carrier | 50BQ0194 |  | Water-Source | WBAHP: Heat Pump Packaged Unit | Heat Pump | 265 | 1 |  |  | No Match | No Match |  |  |  | 19000 | 2100 | 9 | 7.5 | 22500 | 2225 | 3 | 2.5 | Non Federally-Regulated | 01/05/1982 |  | 06/11/1985
Waterfurnace International, Inc. | Waterfurnace International, Inc. | NSV/NSH042G1*0 |  | Water-Source | WBAHP: Heat Pump Packaged Unit | Heat Pump | 230 | 1 |  |  | No Match | Single-Speed |  |  |  | 40100 | 2416 | 16.6 | 12 | 42800 | 2460 | 5.1 | 4.2 | Federally-Regulated Commercial & Industrial Equipment | 09/03/2012 |  | 04/19/2013
Florida Heat Pump | Florida Heat Pump | GT026-3VT/HZ/CF |  | Ground-Source | WBAHP: Heat Pump Packaged Unit | Heat Pump | 230 | 3 |  |  | No Match | No Match |  |  |  | 27000 | 1901 | 14.2 |  | 19500 | 1785 | 3.2 |  | Non Federally-Regulated | 03/31/1998 |  | 05/10/1998
Florida Heat Pump | Florida Heat Pump | EM096-5CS | EM096-5AH/AV | Ground-Water-Source | WBAHP-CB: Heat Pump Split Syst | Heat Pump | 575 | 3 |  |  | No Match | No Match |  |  |  | 95500 | 7234 | 13.2 | 9 | 65500 | 6190 | 3.1 |  | Non Federally-Regulated | 04/10/2000 |  | 07/18/2002
McQuay International | McQuay | W-FDL/FDS/FMS-1-012-E |  | Water-Source | WBAHP: Heat Pump Packaged Unit | Heat Pump | 230 | 1 |  |  | No Match | No Match |  |  |  | 11600 | 1035 | 11.2 | 10 | 14000 | 1079 | 3.8 |  | Federally-Regulated Commercial & Industrial Equipment | 09/21/2000 |  | 11/14/2000
Command-Aire | Command-Aire | RUWP-1233 |  | Water-Source | WBAHP: Heat Pump Packaged Unit | Heat Pump | 230 | 3 |  |  | No Match | No Match |  |  |  | 146000 | 15500 | 9.4 |  | 190000 | 15300 | 3.6 |  | Non Federally-Regulated | 05/11/1988 |  | 03/15/1989
Enertech Global, LLC | Enertech | HRT024A | ACD024 | Ground-Source | WBAHP-CB: Heat Pump Split Syst | Heat Pump | 208 | 1 |  |  | No Match | Single-Speed |  |  |  | 25600 | 1506 | 17 | 13.4 | 18300 | 1450 | 3.7 | 3.1 | Non Federally-Regulated | 09/03/2012 |  | 12/12/2012
ClimateMaster Inc. | Carrier Corp. | YCS0363 | FK4CNF003 | Ground-Source | WBAHP-CB: Heat Pump Split Syst | Heat Pump | 230 | 1 |  |  | No Match | Single-Speed |  |  |  | 34700 | 2182 | 15.9 | 13.4 | 25900 | 2302 | 3.3 | 3.1 | Non Federally-Regulated | 09/15/2009 |  | 02/17/2011
ClimateMaster Inc. | Carrier Corp. | 50PEC18 |  | Ground-Source | WBAHP-O: Heat Pump Packaged Un | Heat Pump | 230 | 1 |  |  | No Match | Single-Speed |  |  |  | 16100 | 1167 | 13.8 | 13.4 | 13200 | 1172 | 3.3 | 3.1 | Non Federally-Regulated | 10/24/2014 |  | 04/22/2015
Snyder General Corp. | McQuay | CCW024A*F |  | Water-Source | WBAHP: Heat Pump Packaged Unit | Heat Pump | 208 | 3 |  |  | No Match | No Match |  |  |  | 23900 | 2298 | 10.4 | 9 | 29400 | 2329 | 3.7 | 3.2 | Non Federally-Regulated | 02/22/1990 |  | 07/31/1991
McQuay International | McQuay | W-LDD/LDS/LMH/LMS-1-12 |  | Water-Source | WBAHP: Heat Pump Packaged Unit | Heat Pump | 575 | 3 |  |  | No Match | No Match |  |  |  | 116000 | 9747 | 11.9 | 9 | 139000 | 9933 | 4.1 | 3.8 | Federally-Regulated Commercial & Industrial Equipment | 09/21/2000 |  | 01/18/2001
Waterfurnace International, Inc. | Waterfurnace International, Inc. | SXV068*0 |  | Ground-Water-Source | WBAHP: Heat Pump Packaged Unit | Heat Pump | 230 | 1 |  |  | No Match | No Match |  |  |  | 66000 | 5500 | 12 | 9 | 52000 | 5078 | 3 |  | Non Federally-Regulated | 10/06/1999 |  | 05/19/2000
ClimateMaster Inc. | Carrier | RVC036***40*** |  | Water-Source | WBAHP: Heat Pump Packaged Unit | Heat Pump | 265 | 1 |  |  | No Match | No Match |  |  |  | 35600 | 3042 | 11.7 | 10 | 47200 | 3219 | 4.3 |  | Federally-Regulated Commercial & Industrial Equipment | 07/02/2003 |  | 03/12/2009
Waterfurnace International, Inc. | Waterfurnace International, Inc. | ATH028*1 |  | Ground-Water-Source | WBAHP: Heat Pump Packaged Unit | Heat Pump | 230 | 1 |  |  | No Match | No Match |  |  |  | 29000 | 1812 | 16 | 9 | 21000 | 1757 | 3.5 |  | Non Federally-Regulated | 10/06/1999 |  | 05/19/2000
Waterfurnace International, Inc. | Waterfurnace International, Inc. | ATH019C0 |  | Ground-Source | WBAHP: Heat Pump Packaged Unit | Heat Pump | 230 | 1 |  |  | No Match | No Match |  |  |  | 19400 | 1168 | 16.6 |  | 13700 | 1115 | 3.6 |  | Non Federally-Regulated | 03/31/1998 |  | 05/10/1998
ClimateMaster Inc. | Carrier Corp. | 50PCH/V030 |  | Water-Source | WBAHP: Heat Pump Packaged Unit | Heat Pump | 230 | 1 |  |  | No Match | Single-Speed |  |  |  | 28100 | 2097 | 13.4 | 12 | 35100 | 2236 | 4.6 | 4.2 | Federally-Regulated Commercial & Industrial Equipment | 10/24/2014 |  | 04/22/2015
California Heat Pump | Aqua-Matic | 09H**-13-** |  | Water-Source | WBAHP: Heat Pump Packaged Unit | Heat Pump | 265 | 1 |  |  | No Match | No Match |  |  |  | 8700 | 765 | 11.3 | 7.5 | 9600 | 800 | 3.5 | 2.5 | Non Federally-Regulated | 06/11/1985 |  | 05/11/1988
Waterfurnace International, Inc. | Waterfurnace International, Inc. | SXH030C2 |  | Ground-Water-Source | WBAHP: Heat Pump Packaged Unit | Heat Pump | 265 | 1 |  |  | No Match | No Match |  |  |  | 31200 | 2181 | 14.3 | 9 | 21600 | 1808 | 3.5 |  | Non Federally-Regulated | 12/14/1998 |  | 10/06/1999
Mammoth | Hydrobank II | G045HHF/VHF |  | Water-Source | WBAHP: Heat Pump Packaged Unit | Heat Pump | 460 | 3 |  |  | No Match | No Match |  |  |  | 45000 | 3214 | 14 | 10 | 58000 | 3695 | 4.6 |  | Federally-Regulated Commercial & Industrial Equipment | 12/14/1998 |  | 05/23/2000
Waterfurnace International, Inc. | Waterfurnace International, Inc. | P010**0 |  | Water-Source | WBAHP: Heat Pump Packaged Unit | Heat Pump | 230 | 1 |  |  | No Match | No Match |  |  |  | 9800 | 653 | 15 | 10 | 12600 | 709 | 5.2 |  | Federally-Regulated Commercial & Industrial Equipment | 06/27/2003 |  | 02/17/2011
Command-Aire | Command-Aire | RUWP-2033 |  | Water-Source | WBAHP: Heat Pump Packaged Unit | Heat Pump | 208 | 3 |  |  | No Match | No Match |  |  |  | 244000 | 27300 | 8.9 |  | 307000 | 25300 | 3.6 | 2.5 | Non Federally-Regulated | 02/22/1990 |  | 07/31/1991
Waterfurnace International, Inc. | Geotility Geothermal Installations | ZS042**0*4 |  | Ground-Water-Source | WBAHP: Heat Pump Packaged Unit | Heat Pump | 230 | 1 |  |  | No Match | Single-Speed |  |  |  | 45800 | 1949 | 23.5 | 16.2 | 37000 | 2522 | 4.3 | 3.6 | Non Federally-Regulated | 06/14/2011 |  | 04/19/2013
McQuay International | McQuay | W-CDD/CDE/CMG-1-030-K |  | Water-Source | WBAHP: Heat Pump Packaged Unit | Heat Pump | 460 | 3 |  |  | No Match | No Match |  |  |  | 30400 | 2268 | 13.4 | 10 | 37000 | 2463 | 4.4 |  | Federally-Regulated Commercial & Industrial Equipment | 10/05/1999 |  | 09/21/2000
Florida Heat Pump | Florida Heat Pump | SV060-4CS*-*****A | SV060-4AV/AH*-***T*A | Water-Source | WBAHP-CB: Heat Pump Split Syst | Heat Pump | 460 | 3 |  |  | No Match | Single-Speed |  |  |  | 54300 | 4177 | 13 | 12 | 64100 | 4369 | 4.3 | 4.2 | Federally-Regulated Commercial & Industrial Equipment | 10/24/2014 |  | 04/01/2015
Waterfurnace International, Inc. | Johnson Controls | RKV/RKH049**0*1 |  | Ground-Water-Source | WBAHP: Heat Pump Packaged Unit | Heat Pump | 208 | 1 |  |  | No Match | Single-Speed |  |  |  | 56200 | 2294 | 24.5 | 16.2 | 46300 | 2950 | 4.6 | 3.6 | Non Federally-Regulated | 09/03/2012 |  | 01/09/2014
Waterfurnace International, Inc. | Spectra | SXH042A3 |  | Water-Source | WBAHP-CB: Heat Pump Split Syst | Heat Pump | 208 | 3 |  |  | No Match | No Match |  |  |  | 44000 | 3359 | 13.1 | 9 | 46000 | 3369 | 4 | 3.5 | Non Federally-Regulated | 06/02/1993 |  | 06/03/1993
Florida Heat Pump | Florida Heat Pump | AP061-3CF/HZ/VT |  | Ground-Water-Source | WBAHP: Heat Pump Packaged Unit | Heat Pump | 230 | 3 |  |  | No Match | Dual-Speed | 3079 | 730 | 1 | 71000 | 2983 | 23.8 | 16.2 | 65000 | 3810 | 5 | 3.6 | Non Federally-Regulated | 11/30/2011 |  | 05/01/2015
Carrier Corp. | Carrier | 50HQ.VQ0335 |  | Water-Source | WBAHP: Heat Pump Packaged Unit | Heat Pump | 230 | 3 |  |  | No Match | No Match |  |  |  | 33000 | 3837 | 8.6 | 7.5 | 40000 | 4350 | 2.7 | 2.5 | Non Federally-Regulated | 09/08/1982 |  | 08/30/1983
Waterfurnace International, Inc. | Waterfurnace International, Inc. | ATH046D1 |  | Water-Source | WBAHP-CB: Heat Pump Split Syst | Heat Pump | 230 | 1 |  |  | No Match | No Match |  |  |  | 47500 | 3025 | 15.7 | 9 | 52000 | 3628 | 4.2 | 3.5 | Non Federally-Regulated | 02/02/1998 |  | 10/02/1998
Climate Control / Snyder General | Electro-Hydronics | LE75C7 |  | Water-Source | WBAHP: Heat Pump Packaged Unit | Heat Pump | 265 | 1 |  |  | No Match | No Match |  |  |  | 6900 | 645 | 10.7 | 7.5 | 9500 | 730 | 3.8 | 2.5 | Non Federally-Regulated | 05/16/1984 |  | 08/29/1986
Florida Heat Pump | Florida Heat Pump | EM042-5VT |  | Water-Source | WBAHP: Heat Pump Packaged Unit | Heat Pump | 575 | 3 |  |  | No Match | No Match |  |  |  | 42000 | 3181 | 13.2 | 9.3 | 51000 | 3475 | 4.3 | 3.8 | Federally-Regulated Commercial & Industrial Equipment | 03/31/1998 |  | 05/10/1998
Command-Aire | Command-Aire | SWP-1233 |  | Water-Source | WBAHP: Heat Pump Packaged Unit | Heat Pump | 208 | 3 |  |  | No Match | No Match |  |  |  | 140000 | 15400 | 9.1 |  | 199000 | 14600 | 4 | 2.5 | Non Federally-Regulated | 02/22/1990 |  | 07/31/1991
Waterfurnace International, Inc. | Waterfurnace International, Inc. | P046D/ | N1VSD2006A/G2FD03624A | Ground-Water-Source | WBAHP-CB: Heat Pump Split Syst | Heat Pump | 208 | 1 |  |  | No Match | No Match |  |  |  | 45000 | 3146 | 14.3 | 9 | 33500 | 2974 | 3.3 |  | Non Federally-Regulated | 06/20/2003 |  | 03/12/2009
Mammoth | Hydrobank II | G027HHF/ VHF |  | Water-Source | WBAHP: Heat Pump Packaged Unit | Heat Pump | 230 | 3 |  |  | No Match | No Match |  |  |  | 25000 | 1851 | 13.5 | 10 | 33000 | 2014 | 4.8 |  | Federally-Regulated Commercial & Industrial Equipment | 10/05/1999 |  | 05/23/2000
Waterfurnace International, Inc. | Waterfurnace International, Inc. | SXH016C0 |  | Ground-Water-Source | WBAHP: Heat Pump Packaged Unit | Heat Pump | 208 | 1 |  |  | No Match | No Match |  |  |  | 16700 | 1210 | 13.8 | 9 | 12800 | 1136 | 3.3 |  | Non Federally-Regulated | 01/30/1998 |  | 10/02/1998
Enertech Global, LLC | Enertech | TST040 | ACD036 | Ground-Source | WBAHP-C: Heat Pump Split Syste | Heat Pump | 230 | 1 |  |  | No Match | Single-Speed |  |  |  | 37400 | 2187 | 17.1 | 13.4 | 29800 | 2563 | 3.4 | 3.1 | Non Federally-Regulated | 11/25/2009 |  | 04/19/2013
Marvair | Marvair | H-V410-02-A |  | Water-Source | WBAHP: Heat Pump Packaged Unit | Heat Pump | 208 | 1 |  |  | No Match | No Match |  |  |  | 40000 | 4000 | 10.2 | 7.5 | 52000 | 4300 | 3.5 | 2.5 | Non Federally-Regulated | 01/05/1982 |  | 09/08/1982
Waterfurnace International, Inc. | Trane Unitary Products Group | T1GX042***1**1 |  | Ground-Water-Source | WBAHP: Heat Pump Packaged Unit | Heat Pump | 208 | 1 |  |  | No Match | Single-Speed |  |  |  | 45200 | 1968 | 29.5 | 16.2 | 34900 | 1532 | 5.2 | 3.6 | Non Federally-Regulated | 08/23/2011 |  | 10/24/2014
Command-Aire | Command-Aire | SWPH-544 |  | Water-Source | WBAHP: Heat Pump Packaged Unit | Heat Pump | 460 | 3 |  |  | No Match | No Match |  |  |  | 56000 | 5800 | 9.7 | 9 | 71000 | 5800 | 3.6 | 3.2 | Federally-Regulated Commercial & Industrial Equipment | 01/23/1988 |  | 05/11/1988
Florida Heat Pump | Energy Miser | EMV 84-4 |  | Water-Source | WBAHP: Heat Pump Packaged Unit | Heat Pump | 460 | 3 |  |  | No Match | No Match |  |  |  | 81000 | 9400 | 8.6 | 7.5 | 100000 | 10100 | 2.9 | 2.2 | Non Federally-Regulated | 09/08/1982 |  | 05/16/1984
Trane U.S. Inc. | Trane | WPHD0611 |  | Water-Source | WBAHP: Heat Pump Packaged Unit | Heat Pump | 208 | 1 |  |  | No Match | No Match |  |  |  | 58200 | 4974 | 11.7 | 9.3 | 65400 | 5043 | 3.8 | 3.8 | Federally-Regulated Commercial & Industrial Equipment | 03/31/1998 |  | 05/10/1998
Waterfurnace International, Inc. | Waterfurnace International, Inc. | ATH045*0 |  | Ground-Water-Source | WBAHP: Heat Pump Packaged Unit | Heat Pump | 208 | 1 |  |  | No Match | No Match |  |  |  | 50000 | 3571 | 14 | 9 | 33000 | 3119 | 3.1 |  | Non Federally-Regulated | 10/06/1999 |  | 05/19/2000
Command-Aire | Command-Aire | SWP351E |  | Water-Source | WBAHP: Heat Pump Packaged Unit | Heat Pump | 208 | 1 |  |  | No Match | No Match |  |  |  | 36000 | 3270 | 11 | 7.5 | 48000 | 3500 | 4 | 2.5 | Non Federally-Regulated | 06/11/1985 |  | 01/23/1988
Mammoth | Hydrobank II | F036HHK |  | Water-Source | WBAHP: Heat Pump Packaged Unit | Heat Pump | 208 | 3 |  |  | No Match | No Match |  |  |  | 34500 | 3194 | 10.8 | 10 | 45500 | 3418 | 3.9 |  | Federally-Regulated Commercial & Industrial Equipment | 06/27/2003 |  | 03/12/2009
California Heat Pump | California Heat Pump | CHP-09HRA-12-** |  | Water-Source | WBAHP: Heat Pump Packaged Unit | Heat Pump | 230 | 1 |  |  | No Match | No Match |  |  |  | 8700 | 765 | 11.3 | 7.5 | 9600 | 800 | 3.5 | 2.5 | Non Federally-Regulated | 05/16/1984 |  | 06/11/1985
Snyder General Corp. | McQuay | CCH048A*T |  | Water-Source | WBAHP: Heat Pump Packaged Unit | Heat Pump | 460 | 3 |  |  | No Match | No Match |  |  |  | 48000 | 4485 | 10.7 | 9 | 55000 | 4605 | 3.5 | 3.2 | Non Federally-Regulated | 02/22/1990 |  | 07/31/1991
Florida Heat Pump | Florida Heat Pump | GT026-1CS | GT026-1AV/AH | Water-Source | WBAH: Heating Only Packaged Un | Heat Pump | 230 | 1 |  |  | No Match | No Match |  |  |  | 26400 | 2000 | 13.2 | 9 | 30000 | 2313 | 3.8 | 3.5 | Non Federally-Regulated | 10/05/1999 |  | 04/12/2000
Waterfurnace International, Inc. | Spectra | SXV030A1 |  | Water-Source | WBAHP: Heat Pump Packaged Unit | Heat Pump | 208 | 1 |  |  | No Match | No Match |  |  |  | 30600 | 2125 | 14.4 | 10 | 36600 | 2145 | 5 |  | Federally-Regulated Commercial & Industrial Equipment | 06/02/1993 |  | 06/03/1993
Addison Products | Addison Products | HWPH044-1JA/1JBA |  | Water-Source | WBAHP: Heat Pump Packaged Unit | Heat Pump | 230 | 1 |  |  | No Match | No Match |  |  |  | 41000 | 3727 | 11 | 9.3 | 51000 | 3933 | 3.8 | 3.8 | Federally-Regulated Commercial & Industrial Equipment | 03/31/1998 |  | 05/10/1998
Waterfurnace International, Inc. | Waterfurnace International, Inc. | SXV013C2 |  | Water-Source | WBAHP-CB: Heat Pump Split Syst | Heat Pump | 265 | 1 |  |  | No Match | No Match |  |  |  | 13500 | 906 | 14.9 | 9 | 14100 | 961 | 4.3 | 3.5 | Non Federally-Regulated | 02/02/1998 |  | 10/02/1998
Trane U.S. Inc. | Command-Aire | SPCE0137 |  | Water-Source | WBAHP-O: Heat Pump Packaged Un | Heat Pump | 265 | 1 |  |  | No Match | No Match |  |  |  | 13800 | 1314 | 10.5 | 10 | 18000 | 1387 | 3.8 |  | Federally-Regulated Commercial & Industrial Equipment | 10/05/1999 |  | 04/12/2000
McQuay International | McQuay | CCH/CCW/HWH/HWW120C-W |  | Water-Source | WBAHP: Heat Pump Packaged Unit | Heat Pump | 575 | 3 |  |  | No Match | No Match |  |  |  | 118500 | 10486 | 11.3 | 9 | 148000 | 10087 | 4.3 | 3.8 | Federally-Regulated Commercial & Industrial Equipment | 02/02/1998 |  | 03/31/1998
ClimateMaster Inc. | Trane | WPHC0364 |  | Water-Source | WBAHP: Heat Pump Packaged Unit | Heat Pump | 460 | 3 |  |  | No Match | No Match |  |  |  | 36007 | 3200 | 11.3 | 9 | 42300 | 3806 | 3.9 | 3.2 | Non Federally-Regulated | 02/22/1990 |  | 07/31/1991
Waterfurnace International, Inc. | Waterfurnace International, Inc. | ATH016CO |  | Water-Source | WBAHP-CB: Heat Pump Split Syst | Heat Pump | 230 | 1 |  |  | No Match | No Match |  |  |  | 17300 | 1123 | 15.4 | 9 | 17700 | 1152 | 4.5 | 3.5 | Non Federally-Regulated | 02/02/1998 |  | 10/02/1998
Enertech Global, LLC | Enertech | GTC048 | MPD048 | Ground-Water-Source | WBAHP-CB: Heat Pump Split Syst | Heat Pump | 230 | 1 |  |  | No Match | Single-Speed |  |  |  | 57000 | 2969 | 19.2 | 16.2 | 49700 | 3553 | 4.1 | 3.6 | Non Federally-Regulated | 08/23/2011 |  | 04/19/2013
Addison Products | Addison Products | VWPG012-1A* |  | Water-Source | WBAHP: Heat Pump Packaged Unit | Heat Pump | 208 | 1 |  |  | No Match | No Match |  |  |  | 11500 | 751 | 15.3 | 10 | 13600 | 830 | 4.8 |  | Federally-Regulated Commercial & Industrial Equipment | 05/10/1998 |  | 10/02/1998
Command-Aire | Command-Aire | RWP-1544 |  | Water-Source | WBAHP: Heat Pump Packaged Unit | Heat Pump | 460 | 3 |  |  | No Match | No Match |  |  |  | 172000 | 18400 | 9.3 | 9 | 225000 | 18300 | 3.6 |  | Federally-Regulated Commercial & Industrial Equipment | 01/23/1988 |  | 05/11/1988
Florida Heat Pump | Florida Heat Pump | EM036-1VT/HZ/CF |  | Water-Source | WBAHP: Heat Pump Packaged Unit | Heat Pump | 208 | 1 |  |  | No Match | No Match |  |  |  | 35000 | 2500 | 14 | 10 | 42000 | 2734 | 4.5 |  | Federally-Regulated Commercial & Industrial Equipment | 10/05/1999 |  | 04/12/2000
Florida Heat Pump | Florida Heat Pump | SV018-1CF/VT/HZ*-***P*A |  | Ground-Source | WBAHP: Heat Pump Packaged Unit | Heat Pump | 208 | 1 |  |  | No Match | Single-Speed |  |  |  | 21200 | 1342 | 15.8 | 13.4 | 14300 | 1197 | 3.5 | 3.1 | Non Federally-Regulated | 01/09/2014 |  | 04/22/2015
Enertech Global, LLC | Roth Industries, Inc. | RXT024C |  | Ground-Water-Source | WBAHP: Heat Pump Packaged Unit | Heat Pump | 208 | 1 |  |  | No Match | Single-Speed |  |  |  | 30100 | 1034 | 29.1 | 16.2 | 25100 | 1337 | 5.5 | 3.6 | Non Federally-Regulated | 11/30/2011 |  | 04/21/2014
Enertech Global, LLC | Enertech | TXT036C |  | Ground-Source | WBAHP: Heat Pump Packaged Unit | Heat Pump | 208 | 1 |  |  | No Match | Single-Speed |  |  |  | 37500 | 2038 | 18.4 | 13.4 | 28100 | 2009 | 4.1 | 3.1 | Non Federally-Regulated | 12/12/2012 |  | 04/21/2014
McQuay / Snyder General | Electro-Hydronics | HC140A5 |  | Water-Source | WBAHP: Heat Pump Packaged Unit | Heat Pump | 208 | 1 |  |  | No Match | No Match |  |  |  | 13500 | 1300 | 10.4 | 7.5 | 17500 | 1350 | 3.8 | 2.5 | Non Federally-Regulated | 08/29/1986 |  | 05/11/1988
Carrier Corp. - Syracuse | Carrier | 50YBV072 |  | Ground-Water-Source | WBAHP: Heat Pump Packaged Unit | Heat Pump | 230 | 1 |  |  | No Match | No Match |  |  |  | 70000 | 5109 | 13.7 | 9 | 50000 | 4579 | 3.2 |  | Non Federally-Regulated | 01/30/1998 |  | 10/02/1998
ClimateMaster Inc. | Carrier Corp. | 50HQP096 |  | Ground-Water-Source | WBAHP: Heat Pump Packaged Unit | Heat Pump | 230 | 3 |  |  | No Match | Single-Speed | 2184 | 1393 | 227 | 104500 | 5225 | 20 | 16.2 | 101000 | 6727 | 4.4 | 3.6 | Non Federally-Regulated | 10/24/2014 |  | 04/22/2015
Command-Aire | Command-Aire | SWPH-413 |  | Water-Source | WBAHP: Heat Pump Packaged Unit | Heat Pump | 208 | 3 |  |  | No Match | No Match |  |  |  | 42000 | 4250 |  | 7.5 | 56000 | 4400 | 3.7 | 2.5 | Non Federally-Regulated | 08/29/1986 |  | 01/23/1988
ClimateMaster Inc. | Carrier Corp. | 50PEC15 |  | Water-Source | WBAHP-O: Heat Pump Packaged Un | Heat Pump | 208 | 1 |  |  | No Match | Single-Speed |  |  |  | 14100 | 1044 | 13.5 | 11.2 | 18200 | 1046 | 5.1 | 4.2 | Federally-Regulated Commercial & Industrial Equipment | 10/24/2014 |  | 04/22/2015
McQuay / Snyder General | Electro-Hydronics | CW90F7 |  | Water-Source | WBAHP: Heat Pump Packaged Unit | Heat Pump | 265 | 1 |  |  | No Match | No Match |  |  |  | 9000 | 855 | 10.5 | 7.5 | 11000 | 920 | 3.5 | 2.5 | Non Federally-Regulated | 08/29/1986 |  | 05/11/1988
The Whalen Company | Whalen | VI-A-801-1 |  | Water-Source | WBAHP-O: Heat Pump Packaged Un | Heat Pump | 208 | 1 |  |  | No Match | No Match |  |  |  | 24200 | 2104 | 11.5 | 9.3 | 31000 | 2271 | 4 | 3.8 | Federally-Regulated Commercial & Industrial Equipment | 03/31/1998 |  | 05/10/1998
ClimateMaster Inc. | Carrier Corp. | 50P1H/V048 |  | Water-Source | WBAHP: Heat Pump Packaged Unit | Heat Pump | 208 | 1 |  |  | No Match | Single-Speed |  |  |  | 47700 | 3586 | 13.3 | 12 | 55900 | 3486 | 4.7 | 4.2 | Federally-Regulated Commercial & Industrial Equipment | 10/24/2014 |  | 04/22/2015
Trane U.S. Inc. | Trane | WPVE0281 |  | Water-Source | WBAHP: Heat Pump Packaged Unit | Heat Pump | 208 | 1 |  |  | No Match | No Match |  |  |  | 27000 | 2288 | 11.8 | 9.3 | 34700 | 2480 | 4.1 | 3.8 | Federally-Regulated Commercial & Industrial Equipment | 03/31/1998 |  | 05/10/1998
Friedrich Air Conditioning Co. | Climate Master Series | 804-043-H******** |  | Water-Source | WBAHP: Heat Pump Packaged Unit | Heat Pump | 230 | 3 |  |  | No Match | No Match |  |  |  | 42000 | 4050 | 10.4 | 7.5 | 57000 | 4450 | 3.8 | 2.5 | Non Federally-Regulated | 08/30/1983 |  | 08/29/1986
ClimateMaster Inc. | Climate Master Series | 813-060-F******** |  | Water-Source | WBAHP: Heat Pump Packaged Unit | Heat Pump | 460 | 3 |  |  | No Match | No Match |  |  |  | 62000 | 5536 | 11.2 | 9 | 75000 | 5782 | 3.8 | 3.2 | Non Federally-Regulated | 02/22/1990 |  | 07/31/1991
Carrier Corp. | Carrier | 50QEH0366 |  | Water-Source | WBAHP: Heat Pump Packaged Unit | Heat Pump | 460 | 3 |  |  | No Match | No Match |  |  |  | 35800 | 2841 | 12.6 | 9 | 41500 | 3040 | 4 | 3.2 | Non Federally-Regulated | 02/22/1990 |  | 07/31/1991
Florida Heat Pump | Florida Heat Pump | GT036-1CS | GT036-1AH/AV | Ground-Water-Source | WBAHP-CB: Heat Pump Split Syst | Heat Pump | 230 | 1 |  |  | No Match | No Match |  |  |  | 35000 | 2397 | 14.6 | 9 | 25000 | 2219 | 3.3 |  | Non Federally-Regulated | 05/29/2001 |  | 07/18/2002
Friedrich Climate Master | Climate Master Series | 804-037-H******** |  | Water-Source | WBAHP: Heat Pump Packaged Unit | Heat Pump | 208 | 3 |  |  | No Match | No Match |  |  |  | 35600 | 3360 | 10.6 | 7.5 | 42500 | 3550 | 3.5 | 2.5 | Non Federally-Regulated | 08/29/1986 |  | 05/11/1988
Snyder General Corp. | McQuay | VF260F5 |  | Water-Source | WBAHP: Heat Pump Packaged Unit | Heat Pump | 208 | 1 |  |  | No Match | No Match |  |  |  | 25000 | 2450 | 10.2 | 9 | 31600 | 2500 | 3.7 | 3.2 | Non Federally-Regulated | 02/22/1990 |  | 07/31/1991
McQuay International | McQuay | W-FMS/FME/FDE-1-060-E |  | Water-Source | WBAHP: Heat Pump Packaged Unit | Heat Pump | 208 | 1 |  |  | No Match | No Match |  |  |  | 58000 | 5321 | 10.9 | 10 | 78000 | 5859 | 3.9 |  | Federally-Regulated Commercial & Industrial Equipment | 10/05/1999 |  | 09/21/2000
Carrier Corp. | Carrier | 50HQ,VQ0483 |  | Water-Source | WBAHP: Heat Pump Packaged Unit | Heat Pump | 230 | 1 |  |  | No Match | No Match |  |  |  | 48000 | 4500 | 10.7 | 7.5 | 55000 | 4900 | 3.3 | 2.5 | Non Federally-Regulated | 01/05/1982 |  | 05/11/1988
Mammoth | Hydrobank II | E006VHJ |  | Water-Source | WBAHP: Heat Pump Packaged Unit | Heat Pump | 265 | 1 |  |  | No Match | No Match |  |  |  | 7000 | 636 | 11 | 10 | 9600 | 721 | 3.9 |  | Federally-Regulated Commercial & Industrial Equipment | 05/23/2000 |  | 11/14/2000
McQuay / Snyder General | Electro-Hydronics | FW610FP |  | Water-Source | WBAHP: Heat Pump Packaged Unit | Heat Pump | 460 | 3 |  |  | No Match | No Match |  |  |  | 61500 | 5850 | 10.5 | 7.5 | 77000 | 5785 | 3.9 | 2.5 | Non Federally-Regulated | 08/29/1986 |  | 05/11/1988
Florida Heat Pump | Florida Heat Pump | EP060-1HZ/VT |  | Ground-Source | WBAHP: Heat Pump Packaged Unit | Heat Pump | 230 | 1 |  |  | No Match | Single-Speed |  |  |  | 64500 | 3307 | 19.5 | 13.4 | 47000 | 3203 | 4.3 | 3.1 | Non Federally-Regulated | 06/14/2011 |  | 04/21/2014
American Air Filter | Enercon | CW12 |  | Water-Source | WBAHP: Heat Pump Packaged Unit | Heat Pump | 208 | 1 |  |  | No Match | No Match |  |  |  | 12200 | 1225 |  | 7.5 | 14400 | 1275 | 3.4 | 2.5 | Non Federally-Regulated | 08/29/1986 |  | 05/11/1988
ClimateMaster Inc. | Carrier Corp. | 50PRH/V030 6 |  | Water-Source | WBAHP: Heat Pump Packaged Unit | Heat Pump | 460 | 3 |  |  | No Match | Single-Speed |  |  |  | 28100 | 2097 | 13.4 | 12 | 35100 | 2236 | 4.6 | 4.2 | Federally-Regulated Commercial & Industrial Equipment | 01/24/2011 |  | 08/23/2011
Waterfurnace International, Inc. | Waterfurnace International, Inc. | SXH030B4 |  | Water-Source | WBAHP: Heat Pump Packaged Unit | Heat Pump | 460 | 3 |  |  | No Match | No Match |  |  |  | 30600 | 2125 | 14.4 | 10 | 36600 | 2145 | 5 |  | Federally-Regulated Commercial & Industrial Equipment | 12/14/1998 |  | 10/05/1999
Trane U.S. Inc. | Command-Aire | GXHA0131 |  | Water-Source | WBAHP: Heat Pump Packaged Unit | Heat Pump | 208 | 1 |  |  | No Match | No Match |  |  |  | 11400 | 1055 | 10.8 | 10 | 15600 | 1114 | 4.1 |  | Federally-Regulated Commercial & Industrial Equipment | 10/05/1999 |  | 04/12/2000
McQuay / Snyder General | Electro-Hydronics | FW350GK |  | Water-Source | WBAHP: Heat Pump Packaged Unit | Heat Pump | 208 | 3 |  |  | No Match | No Match |  |  |  | 35600 | 3360 | 10.6 | 7.5 | 43000 | 3500 | 3.6 | 2.5 | Non Federally-Regulated | 08/29/1986 |  | 05/11/1988
Addison Products | Addison Products | HGY120-4A |  | Ground-Water-Source | WBAHP: Heat Pump Packaged Unit | Heat Pump | 575 | 3 |  |  | No Match | No Match |  |  |  | 106800 | 9621 | 11.1 | 9 | 88500 | 9603 | 2.7 |  | Non Federally-Regulated | 01/18/2001 |  | 11/19/2001
Waterfurnace International, Inc. | Eagle Mountain | ZS041**4*4 |  | Water-Source | WBAHP: Heat Pump Packaged Unit | Heat Pump | 460 | 3 |  |  | No Match | Single-Speed |  |  |  | 40000 | 2759 | 14.5 | 12 | 45000 | 2931 | 4.5 | 4.2 | Federally-Regulated Commercial & Industrial Equipment | 06/14/2011 |  | 04/19/2013
Trane U.S. Inc. | Command-Aire | SPCE0061 |  | Water-Source | WBAHP-O: Heat Pump Packaged Un | Heat Pump | 208 | 1 |  |  | No Match | No Match |  |  |  | 6700 | 644 | 10.4 | 10 | 9000 | 659 | 4 |  | Federally-Regulated Commercial & Industrial Equipment | 10/05/1999 |  | 04/12/2000
Enertech Global, LLC | Enertech | GXT060D2 |  | Ground-Source | WBAHP: Heat Pump Packaged Unit | Heat Pump | 230 | 3 |  |  | No Match | Single-Speed |  |  |  | 64500 | 3544 | 18.2 | 13.4 | 48600 | 3652 | 3.9 | 3.1 | Non Federally-Regulated | 09/03/2012 |  | 12/12/2012
Waterfurnace International, Inc. | Geotility Geothermal Installations | YS042**1*4 |  | Ground-Water-Source | WBAHP: Heat Pump Packaged Unit | Heat Pump | 230 | 1 |  |  | No Match | Single-Speed |  |  |  | 45800 | 1949 | 23.5 | 16.2 | 37000 | 2522 | 4.3 | 3.6 | Non Federally-Regulated | 01/24/2011 |  | 04/19/2013
Florida Heat Pump | Florida Heat Pump | EV048-1CS | EV048-1AV/AH | Ground-Source | WBAHP-CB: Heat Pump Split Syst | Heat Pump | 208 | 1 |  |  | No Match | Single-Speed |  |  |  | 48000 | 2981 | 16.1 | 13.4 | 36800 | 3267 | 3.3 | 3.1 | Non Federally-Regulated | 06/23/2011 |  | 12/12/2012
ClimateMaster Inc. | Trane | WPHA08XD* |  | Water-Source | WBAHP: Heat Pump Packaged Unit | Heat Pump | 265 | 1 |  |  | No Match | No Match |  |  |  | 6900 | 645 | 10.7 | 9 | 8800 | 680 | 3.8 | 3.2 | Non Federally-Regulated | 05/11/1988 |  | 03/15/1989
McQuay / Snyder General | Electro-Hydronics | FC610F3 |  | Water-Source | WBAHP: Heat Pump Packaged Unit | Heat Pump | 230 | 1 |  |  | No Match | No Match |  |  |  | 61500 | 5850 | 10.5 | 7.5 | 77000 | 5785 | 3.9 | 2.5 | Non Federally-Regulated | 08/29/1986 |  | 05/11/1988
Waterfurnace International, Inc. | WFI Industries, Ltd. | VLV/VXV024*1 |  | Water-Source | WBAHP: Heat Pump Packaged Unit | Heat Pump | 208 | 1 |  |  | No Match | No Match |  |  |  | 23800 | 1676 | 14.2 | 10 | 28200 | 1757 | 4.7 |  | Federally-Regulated Commercial & Industrial Equipment | 06/20/2003 |  | 02/17/2011
Mammoth | Hydrobank II | D052HHG/VHG |  | Water-Source | WBAHP: Heat Pump Packaged Unit | Heat Pump | 230 | 1 |  |  | No Match | No Match |  |  |  | 53500 | 4734 | 11.3 | 9.3 | 69500 | 5222 | 3.9 | 3.8 | Federally-Regulated Commercial & Industrial Equipment | 03/31/1998 |  | 05/10/1998
Waterfurnace International, Inc. | Waterfurnace International, Inc. | SXV010A0 |  | Water-Source | WBAHP-CB: Heat Pump Split Syst | Heat Pump | 208 | 1 |  |  | No Match | No Match |  |  |  | 10100 | 687 | 14.7 | 9 | 11500 | 783 | 4.3 | 3.5 | Non Federally-Regulated | 02/02/1998 |  | 08/21/1998
Econar | Econar | GH591 |  | Water-Source | WBAHP-CB: Heat Pump Split Syst | Heat Pump | 208 | 1 |  |  | No Match | No Match |  |  |  | 54000 | 4285 | 12.6 | 9 | 78000 | 6178 | 3.7 | 3.5 | Non Federally-Regulated | 02/02/1998 |  | 10/02/1998
The Whalen Company | Whalen | VI-A-401-BO |  | Water-Source | WBAHP: Heat Pump Packaged Unit | Heat Pump | 208 | 1 |  |  | No Match | No Match |  |  |  | 11500 | 958 | 12 | 10 | 14500 | 1062 | 4 |  | Federally-Regulated Commercial & Industrial Equipment | 11/14/2000 |  | 03/12/2009
Waterfurnace International, Inc. | Johnson Controls | NBV/NBH038**0*4 |  | Ground-Source | WBAHP: Heat Pump Packaged Unit | Heat Pump | 208 | 1 |  |  | No Match | Single-Speed |  |  |  | 40200 | 1914 | 21 | 13.4 | 26700 | 1909 | 4.1 | 3.1 | Non Federally-Regulated | 09/03/2012 |  | 01/09/2014
Waterfurnace International, Inc. | Geotility Geothermal Installations | YS042**1*4 |  | Ground-Source | WBAHP: Heat Pump Packaged Unit | Heat Pump | 208 | 1 |  |  | No Match | Single-Speed |  |  |  | 42300 | 2286 | 18.5 | 13.4 | 29900 | 2368 | 3.7 | 3.1 | Non Federally-Regulated | 01/24/2011 |  | 04/19/2013
Waterfurnace International, Inc. | Eagle Mountain | YS060**1*4 |  | Water-Source | WBAHP: Heat Pump Packaged Unit | Heat Pump | 208 | 1 |  |  | No Match | Single-Speed |  |  |  | 58400 | 3817 | 15.3 | 12 | 72500 | 4521 | 4.7 | 4.2 | Federally-Regulated Commercial & Industrial Equipment | 01/24/2011 |  | 03/02/2012
Enertech Global, LLC | Enertech | TXT036C |  | Ground-Source | WBAHP: Heat Pump Packaged Unit | Heat Pump | 230 | 1 |  |  | No Match | Single-Speed |  |  |  | 39300 | 1985 | 19.8 | 13.4 | 28600 | 1905 | 4.4 | 3.1 | Non Federally-Regulated | 11/30/2011 |  | 12/12/2012
Mammoth | Mammoth | E013VHC |  | Water-Source | WBAHP: Heat Pump Packaged Unit | Heat Pump | 265 | 1 |  |  | No Match | No Match |  |  |  | 12800 | 1260 | 10.2 | 7.5 | 16500 | 1400 | 3.5 | 2.5 | Non Federally-Regulated | 05/16/1984 |  | 05/11/1988
Geoflex Systems, Inc. | Geoflex Systems, Inc. | GF1S-V/H/D/M-048WAABE |  | Ground-Water-Source | WBAHP: Heat Pump Packaged Unit | Both Heat Pump and Electric Re | 208 | 1 |  |  | No Match | Single-Speed |  |  |  | 53700 | 2114 | 25.4 | 16.2 | 47400 | 2956 | 4.7 | 3.6 | Non Federally-Regulated | 03/02/2012 |  | 01/09/2014
Climate Control / Snyder General | Electro-Hydronics | FC610GP |  | Water-Source | WBAHP: Heat Pump Packaged Unit | Heat Pump | 460 | 3 |  |  | No Match | No Match |  |  |  | 61500 | 5850 | 10.5 | 7.5 | 69000 | 5790 | 3.5 | 2.5 | Non Federally-Regulated | 05/16/1984 |  | 06/11/1985
ClimateMaster Inc. | Climate Master | GSS036BG | FK4CNF003 | Ground-Water-Source | WBAHP-CB: Heat Pump Split Syst | Heat Pump | 208 | 1 |  |  | No Match | Single-Speed |  |  |  | 34900 | 1736 | 20.1 | 16.2 | 31900 | 2399 | 3.9 | 3.6 | Non Federally-Regulated | 09/15/2009 |  | 02/17/2011
Florida Heat Pump | Florida Heat Pump | EM072-3CS | EM072-3AH/AV | Ground-Water-Source | WBAHP-CB: Heat Pump Split Syst | Heat Pump | 230 | 3 |  |  | No Match | No Match |  |  |  | 70500 | 5145 | 13.7 | 9 | 49000 | 4486 | 3.2 |  | Non Federally-Regulated | 04/10/2000 |  | 07/18/2002
ClimateMaster Inc. | Climate Master Series | HS/HL/VS/VL060F |  | Water-Source | WBAHP: Heat Pump Packaged Unit | Heat Pump | 460 | 3 |  |  | No Match | No Match |  |  |  | 62000 | 5535 | 11.2 | 10 | 75000 | 5782 | 3.8 |  | Federally-Regulated Commercial & Industrial Equipment | 04/12/2000 |  | 11/14/2000
Singer | Electro-Hydronics | LM90C5 |  | Water-Source | WBAHP: Heat Pump Packaged Unit | Heat Pump | 208 | 1 |  |  | No Match | No Match |  |  |  | 8700 | 825 | 10.5 | 7.5 | 10000 | 850 | 3.4 | 2.5 | Non Federally-Regulated | 09/08/1982 |  | 05/16/1984
McQuay / Snyder General | Electro-Hydronics | LHP12AP |  | Water-Source | WBAHP: Heat Pump Packaged Unit | Heat Pump | 460 | 3 |  |  | No Match | No Match |  |  |  | 128000 | 11000 | 11.6 | 9.2 | 142000 | 11200 | 3.7 |  | Non Federally-Regulated | 05/11/1988 |  | 03/15/1989
Waterfurnace International, Inc. | Waterfurnace International, Inc. | SXV030C1 |  | Water-Source | WBAHP: Heat Pump Packaged Unit | Heat Pump | 208 | 1 |  |  | No Match | No Match |  |  |  | 30600 | 2125 | 14.4 | 10 | 36600 | 2145 | 5 |  | Federally-Regulated Commercial & Industrial Equipment | 02/02/1998 |  | 03/31/1998
Florida Heat Pump | Energy Miser | HEV68-2 |  | Water-Source | WBAHP: Heat Pump Packaged Unit | Heat Pump | 265 | 1 |  |  | No Match | No Match |  |  |  | 68000 | 5665 | 12 | 10.5 | 88000 | 6290 | 4.1 | 3.8 | Non Federally-Regulated | 07/31/1991 |  | 03/31/1998
Addison Products | Heat Controller | HWY060-3A |  | Water-Source | WBAHP: Heat Pump Packaged Unit | Heat Pump | 230 | 3 |  |  | No Match | No Match |  |  |  | 60700 | 4496 | 13.5 | 10 | 79400 | 4949 | 4.7 |  | Federally-Regulated Commercial & Industrial Equipment | 11/17/1999 |  | 04/12/2000
McQuay International | McQuay | W-W**-1-015-J |  | Water-Source | WBAHP-O: Heat Pump Packaged Un | Heat Pump | 265 | 1 |  |  | No Match | No Match |  |  |  | 15000 | 1200 | 12.5 | 10 | 18100 | 1395 | 3.8 |  | Federally-Regulated Commercial & Industrial Equipment | 10/05/1999 |  | 09/21/2000
Command-Aire | Command-Aire | SWPR261E |  | Water-Source | WBAHP: Heat Pump Packaged Unit | Heat Pump | 208 | 1 |  |  | No Match | No Match |  |  |  | 24000 | 2160 | 11.1 | 9 | 32000 | 2340 | 4.1 | 3.2 | Federally-Regulated Commercial & Industrial Equipment | 01/23/1988 |  | 05/11/1988
Friedrich Air Conditioning Co. | Climate Master Series | 804-060-F******** |  | Water-Source | WBAHP: Heat Pump Packaged Unit | Heat Pump | 460 | 3 |  |  | No Match | No Match |  |  |  | 62000 | 6100 | 10.2 | 7.5 | 68000 | 5600 | 3.6 | 2.5 | Non Federally-Regulated | 08/30/1983 |  | 08/29/1986
Command-Aire | Command-Aire | RUWP-3544 |  | Water-Source | WBAHP: Heat Pump Packaged Unit | Heat Pump | 460 | 3 |  |  | No Match | No Match |  |  |  | 411000 | 47400 | 8.7 |  | 500000 | 43000 | 3.4 | 2.5 | Non Federally-Regulated | 06/11/1985 |  | 01/23/1988
Mammoth | Hydrobank II | K054VHG |  | Water-Source | WBAHP: Heat Pump Packaged Unit | Heat Pump | 575 | 3 |  |  | No Match | No Match |  |  |  | 54000 | 3802 | 14.2 | 10 | 67500 | 4299 | 4.6 |  | Federally-Regulated Commercial & Industrial Equipment | 05/23/2000 |  | 01/18/2001
McQuay / Snyder General | Electro-Hydronics | WE150B3 |  | Water-Source | WBAHP: Heat Pump Packaged Unit | Heat Pump | 230 | 1 |  |  | No Match | No Match |  |  |  | 14700 | 1875 | 7.8 | 9 | 19000 | 1900 | 2.9 | 3.2 | Non Federally-Regulated | 05/11/1988 |  | 03/15/1989
Mammoth | Hydrobank II | E030HHA-CR1,VHA-CR1 |  | Water-Source | WBAHP: Heat Pump Packaged Unit | Heat Pump | 265 | 1 |  |  | No Match | No Match |  |  |  | 31400 | 2415 | 13 | 9.3 | 37200 | 2725 | 4 | 3.8 | Non Federally-Regulated | 07/31/1991 |  | 03/31/1998
Waterfurnace International, Inc. | Waterfurnace International, Inc. | SXH016B0 |  | Ground-Water-Source | WBAHP: Heat Pump Packaged Unit | Heat Pump | 208 | 1 |  |  | No Match | No Match |  |  |  | 16700 | 1210 | 13.8 | 9 | 12800 | 1136 | 3.3 |  | Non Federally-Regulated | 08/21/1998 |  | 10/02/1998
Waterfurnace International, Inc. | Waterfurnace International, Inc. | SXV016A0 |  | Water-Source | WBAHP: Heat Pump Packaged Unit | Heat Pump | 208 | 1 |  |  | No Match | No Match |  |  |  | 16000 | 1185 | 13.5 | 10 | 20400 | 1195 | 5 |  | Federally-Regulated Commercial & Industrial Equipment | 02/02/1998 |  | 03/31/1998
ClimateMaster Inc. | Climate Master Series | HS/HL/VS/VL030E |  | Water-Source | WBAHP: Heat Pump Packaged Unit | Heat Pump | 265 | 1 |  |  | No Match | No Match |  |  |  | 28900 | 2312 | 12.5 | 10 | 37000 | 2409 | 4.5 |  | Federally-Regulated Commercial & Industrial Equipment | 01/18/2001 |  | 11/19/2001
McQuay / Snyder General | Electro-Hydronics | FW610GD |  | Water-Source | WBAHP: Heat Pump Packaged Unit | Heat Pump | 230 | 3 |  |  | No Match | No Match |  |  |  | 61500 | 5850 | 10.5 | 7.5 | 77000 | 5785 | 3.9 | 2.5 | Non Federally-Regulated | 08/29/1986 |  | 05/11/1988
California Heat Pump | Aqua-Matic | 19H**-12-** |  | Water-Source | WBAHP: Heat Pump Packaged Unit | Heat Pump | 230 | 1 |  |  | No Match | No Match |  |  |  | 18500 | 1762 | 10.5 | 7.5 | 22000 | 1742 | 3.7 | 2.5 | Non Federally-Regulated | 06/11/1985 |  | 05/11/1988
Snyder General Corp. | McQuay | CCW042A*F |  | Water-Source | WBAHP: Heat Pump Packaged Unit | Heat Pump | 208 | 3 |  |  | No Match | No Match |  |  |  | 41000 | 3867 | 10.6 | 9 | 52000 | 4119 | 3.7 | 3.2 | Non Federally-Regulated | 02/22/1990 |  | 07/31/1991
Waterfurnace International, Inc. | Waterfurnace International, Inc. | ATV046*4 |  | Ground-Water-Source | WBAHP: Heat Pump Packaged Unit | Heat Pump | 460 | 3 |  |  | No Match | No Match |  |  |  | 47000 | 2919 | 16.1 | 9 | 34500 | 3063 | 3.3 |  | Non Federally-Regulated | 10/06/1999 |  | 05/19/2000
ClimateMaster Inc. | Trane | WPVC1134 |  | Water-Source | WBAHP: Heat Pump Packaged Unit | Heat Pump | 460 | 3 |  |  | No Match | No Match |  |  |  | 113000 | 10700 | 10.6 | 10.5 | 130000 | 10300 | 3.7 | 3.8 | Non Federally-Regulated | 07/31/1991 |  | 03/31/1998
Waterfurnace International, Inc. | Eagle Mountain | ZS036**0*4 |  | Ground-Water-Source | WBAHP: Heat Pump Packaged Unit | Heat Pump | 208 | 1 |  |  | No Match | Single-Speed |  |  |  | 37700 | 1639 | 23 | 16.2 | 33000 | 2249 | 4.3 | 3.6 | Non Federally-Regulated | 06/14/2011 |  | 03/02/2012
Waterfurnace International, Inc. | Rybacki - Hart Enterprises | ZS060**4*0 |  | Ground-Source | WBAHP: Heat Pump Packaged Unit | Heat Pump | 460 | 3 |  |  | No Match | Single-Speed |  |  |  | 60900 | 3669 | 16.6 | 13.4 | 47100 | 4183 | 3.3 | 3.1 | Non Federally-Regulated | 01/24/2011 |  | 04/19/2013
ClimateMaster Inc. | Carrier Corp. | 50PRH/V009 3 |  | Water-Source | WBAHP: Heat Pump Packaged Unit | Heat Pump | 208 | 1 |  |  | No Match | Single-Speed |  |  |  | 8800 | 657 | 13.4 | 11.2 | 11600 | 809 | 4.2 | 4.2 | Federally-Regulated Commercial & Industrial Equipment | 01/24/2011 |  | 08/23/2011
Command-Aire | Command-Aire | SWPH-211 |  | Water-Source | WBAHP: Heat Pump Packaged Unit | Heat Pump | 208 | 1 |  |  | No Match | No Match |  |  |  | 22000 | 2275 | 9.7 | 9 | 28500 | 2350 | 3.6 | 3.2 | Non Federally-Regulated | 05/11/1988 |  | 03/15/1989
Enertech Global, LLC | Enertech | TCT060D3 |  | Ground-Source | WBAHP: Heat Pump Packaged Unit | Heat Pump | 460 | 3 |  |  | No Match | Single-Speed |  |  |  | 63500 | 3547 | 17.9 | 13.4 | 47600 | 3671 | 3.8 | 3.1 | Non Federally-Regulated | 09/03/2012 |  | 12/12/2012
Waterfurnace International, Inc. | Waterfurnace International, Inc. | NSZ030A0 | NRAC026* | Water-Source | WBAHP-CB: Heat Pump Split Syst | Heat Pump | 230 | 1 |  |  | No Match | Single-Speed |  |  |  | 25800 | 1491 | 17.3 | 12 | 32000 | 1705 | 5.5 | 4.2 | Federally-Regulated Commercial & Industrial Equipment | 01/24/2011 |  | 10/24/2014
Mammoth | Hydrobank II | D064VLF/HLF/DLF |  | Ground-Water-Source | WBAHP: Heat Pump Packaged Unit | Heat Pump | 208 | 1 |  |  | No Match | No Match |  |  |  | 65000 | 4850 | 13.4 | 9 | 50000 | 4884 | 3 |  | Non Federally-Regulated | 12/14/1998 |  | 10/06/1999
Command-Aire | Command-Aire | RWP-1533 |  | Water-Source | WBAHP: Heat Pump Packaged Unit | Heat Pump | 208 | 3 |  |  | No Match | No Match |  |  |  | 172000 | 18400 | 9.3 |  | 225000 | 18300 | 3.6 | 2.5 | Non Federally-Regulated | 02/22/1990 |  | 07/31/1991
Command-Aire | Command-Aire | SWPH-1544 |  | Water-Source | WBAHP: Heat Pump Packaged Unit | Heat Pump | 460 | 3 |  |  | No Match | No Match |  |  |  | 169000 | 18500 | 9.1 |  | 235000 | 18900 | 3.7 | 2.5 | Non Federally-Regulated | 02/22/1990 |  | 07/31/1991
Florida Heat Pump | Bosch | AP061-4CF/HZ/VT |  | Ground-Water-Source | WBAHP: Heat Pump Packaged Unit | Heat Pump | 460 | 3 |  |  |  | Dual-Speed | 3079 | 730 |  | 71000 | 2983 | 23.8 | 16.2 | 65000 | 3810 | 5 | 3.6 | Non Federally-Regulated | 04/22/2015 |  | 05/01/2015
Addison Products | Addison Products | VWPG066-3B-XL* |  | Ground-Water-Source | WBAHP: Heat Pump Packaged Unit | Heat Pump | 208 | 3 |  |  | No Match | No Match |  |  |  | 65000 | 23214 | 2.8 | 9 | 48000 | 5024 | 2.8 |  | Non Federally-Regulated | 05/15/1998 |  | 07/29/1998
Climate Control / Snyder General | Electro-Hydronics | FW330GK |  | Water-Source | WBAHP: Heat Pump Packaged Unit | Heat Pump | 208 | 3 |  |  | No Match | No Match |  |  |  | 33000 | 3050 | 10.8 | 7.5 | 39000 | 3090 | 3.7 | 2.5 | Non Federally-Regulated | 05/16/1984 |  | 08/29/1986
McQuay International | McQuay | CCH/CCW/HWH/HWW007C-G |  | Water-Source | WBAHP: Heat Pump Packaged Unit | Heat Pump | 208 | 1 |  |  | No Match | No Match |  |  |  | 7000 | 654 | 10.7 | 10 | 9800 | 736 | 3.9 |  | Federally-Regulated Commercial & Industrial Equipment | 12/14/1998 |  | 11/17/1999
Trane U.S. Inc. | Trane | GSHC0181B |  | Ground-Water-Source | WBAHP: Heat Pump Packaged Unit | Heat Pump | 208 | 1 |  |  | No Match | No Match |  |  |  | 20800 | 1216 | 17.1 | 9 | 14800 | 1398 | 3.1 |  | Non Federally-Regulated | 07/22/2002 |  | 03/12/2009
McQuay / Snyder General | Electro-Hydronics | UW230F5 |  | Water-Source | WBAHP: Heat Pump Packaged Unit | Heat Pump | 208 | 1 |  |  | No Match | No Match |  |  |  | 23000 | 2250 | 10.2 | 7.5 | 30000 | 2500 | 3.5 | 2.5 | Non Federally-Regulated | 08/29/1986 |  | 05/11/1988
Waterfurnace International, Inc. | Waterfurnace International, Inc. | SXH048B3 |  | Ground-Water-Source | WBAHP: Heat Pump Packaged Unit | Heat Pump | 208 | 3 |  |  | No Match | No Match |  |  |  | 51500 | 3843 | 13.4 | 9 | 36000 | 3403 | 3.1 |  | Non Federally-Regulated | 12/14/1998 |  | 10/06/1999
Florida Heat Pump | Florida Heat Pump | GT062-1VT/HZ/CF |  | Ground-Water-Source | WBAHP: Heat Pump Packaged Unit | Heat Pump | 208 | 1 |  |  | No Match | No Match |  |  |  | 61500 | 4920 | 12.5 | 11 | 78000 | 6015 | 3.8 | 3.5 | Non Federally-Regulated | 03/31/1998 |  | 05/10/1998
Waterfurnace International, Inc. | Waterfurnace International, Inc. | VLH030A3 |  | Water-Source | WBAHP: Heat Pump Packaged Unit | Heat Pump | 230 | 3 |  |  | No Match | No Match |  |  |  | 29700 | 2414 | 12.3 | 10 | 35900 | 2630 | 4 |  | Federally-Regulated Commercial & Industrial Equipment | 07/29/1998 |  | 10/02/1998
California Heat Pump | California Heat Pump | CHP-15R*-13-** |  | Water-Source | WBAHP: Heat Pump Packaged Unit | Heat Pump | 265 | 1 |  |  | No Match | No Match |  |  |  | 13000 | 1450 | 9 | 7.5 | 17000 | 1450 | 3.4 | 2.5 | Non Federally-Regulated | 05/16/1984 |  | 06/11/1985
Waterfurnace International, Inc. | Waterfurnace International, Inc. | ATH045D0(P) |  | Ground-Water-Source | WBAHP: Heat Pump Packaged Unit | Heat Pump | 230 | 1 |  |  | No Match | No Match |  |  |  | 27800 | 1323 | 21 | 9 | 19600 | 1472 | 3.9 |  | Non Federally-Regulated | 01/30/1998 |  | 10/02/1998
Florida Heat Pump | Energy Miser | HEV23-1 |  | Water-Source | WBAHP: Heat Pump Packaged Unit | Heat Pump | 208 | 1 |  |  | No Match | No Match |  |  |  | 23000 | 1840 | 12.5 | 9.3 | 28800 | 1960 | 4.3 | 3.8 | Non Federally-Regulated | 07/31/1991 |  | 03/31/1998
Command-Aire | Command-Aire | SWPH131E |  | Water-Source | WBAHP: Heat Pump Packaged Unit | Heat Pump | 230 | 1 |  |  | No Match | No Match |  |  |  | 12500 | 1140 | 11 | 7.5 | 18000 | 1290 | 4.1 | 2.5 | Non Federally-Regulated | 05/16/1984 |  | 06/11/1985
Waterfurnace International, Inc. | Waterfurnace International, Inc. | VLV009*0 |  | Water-Source | WBAHP: Heat Pump Packaged Unit | Heat Pump | 208 | 1 |  |  | No Match | No Match |  |  |  | 9000 | 703 | 12.8 | 10 | 12000 | 817 | 4.3 |  | Federally-Regulated Commercial & Industrial Equipment | 11/14/2000 |  | 06/20/2003
California Heat Pump | California Heat Pump | 19C*B-12-** |  | Water-Source | WBAHP: Heat Pump Packaged Unit | Heat Pump | 230 | 1 |  |  | No Match | No Match |  |  |  | 18200 | 2020 | 9 | 7.5 | 22000 | 2220 | 2.9 | 2.5 | Non Federally-Regulated | 06/11/1985 |  | 05/11/1988
Florida Heat Pump | Florida Heat Pump | EM041-5CS | EM041-5AV | Water-Source | WBAHP-C: Heat Pump Split Syste | Heat Pump | 575 | 3 |  |  | No Match | No Match |  |  |  | 39000 | 3000 | 13 | 10 | 49000 | 3502 | 4.1 |  | Federally-Regulated Commercial & Industrial Equipment | 02/02/1998 |  | 03/31/1998
Hydro Delta Corp. | Hydro Delta Corp. | 03-036-WTAY-HE |  | Water-Source | WBAH-O: Heating Only Packaged | Heat Pump | 208 | 1 |  |  | No Match | No Match |  |  |  | 0 | 0 | 0 | 9 | 42000 | 3155 | 3.9 | 3.5 | Non Federally-Regulated | 10/05/1999 |  | 04/12/2000
Enertech Global, LLC | Enertech | GSC072 | MPD060 | Ground-Source | WBAHP-CB: Heat Pump Split Syst | Heat Pump | 230 | 1 |  |  | No Match | Single-Speed | 3580 | 860 | 1 | 72000 | 4737 | 15.2 | 13.4 | 57900 | 5306 | 3.2 | 3.1 | Non Federally-Regulated | 07/16/2009 |  | 03/02/2012
Enertech Global, LLC | Enertech | TST036A | ACD036 | Ground-Source | WBAHP-CB: Heat Pump Split Syst | Heat Pump | 230 | 1 |  |  | No Match | Single-Speed |  |  |  | 37700 | 2218 | 17 | 13.4 | 29200 | 2252 | 3.8 | 3.1 | Non Federally-Regulated | 03/02/2012 |  | 12/12/2012
Enertech Global, LLC | Enertech | H062C | ACD060 | Ground-Water-Source | WBAHP-C: Heat Pump Split Syste | Heat Pump | 230 | 1 |  |  | No Match | Single-Speed | 2509 | 682 | 1 | 65100 | 3519 | 18.5 | 16.2 | 57000 | 4176 | 4 | 3.6 | Non Federally-Regulated | 08/23/2011 |  | 04/19/2013
Waterfurnace International, Inc. | Geotility Geothermal Installations | ZS009**2*0 |  | Ground-Water-Source | WBAHP: Heat Pump Packaged Unit | Heat Pump | 265 | 1 |  |  | No Match | Single-Speed |  |  |  | 10500 | 577 | 18.2 | 16.2 | 9600 | 760 | 3.7 | 3.6 | Non Federally-Regulated | 01/24/2011 |  | 04/19/2013
ClimateMaster Inc. | Carrier Corp. | 50PEC18****3 |  | Ground-Water-Source | WBAHP-O: Heat Pump Packaged Un | Heat Pump | 230 | 1 |  |  | No Match | Single-Speed |  |  |  | 17700 | 1054 | 18.6 | 16.2 | 16800 | 952 | 3.9 | 3.6 | Non Federally-Regulated | 08/23/2011 |  | 01/09/2014
McQuay International | McQuay | W-CDD/CDE/CMG-1-048-F |  | Ground-Water-Source | WBAHP: Heat Pump Packaged Unit | Heat Pump | 230 | 1 |  |  | No Match | No Match |  |  |  | 48000 | 3692 | 13 | 9 | 34000 | 3320 | 3 |  | Non Federally-Regulated | 10/06/1999 |  | 04/10/2000
Trane U.S. Inc. | Trane | GSHB0281 |  | Ground-Water-Source | WBAHP: Heat Pump Packaged Unit | Heat Pump | 208 | 1 |  |  | No Match | No Match |  |  |  | 30200 | 2270 | 13.3 | 9 | 20800 | 2177 | 2.8 |  | Non Federally-Regulated | 01/30/1998 |  | 10/02/1998
Waterfurnace International, Inc. | Waterfurnace International, Inc. | SXH042C4 |  | Water-Source | WBAHP: Heat Pump Packaged Unit | Heat Pump | 460 | 3 |  |  | No Match | No Match |  |  |  | 42000 | 3000 | 14 | 10 | 54500 | 3131 | 5.1 |  | Federally-Regulated Commercial & Industrial Equipment | 12/14/1998 |  | 10/05/1999
Mammoth | Hydrobank II | D054HHE/VHE |  | Water-Source | WBAHP: Heat Pump Packaged Unit | Heat Pump | 208 | 1 |  |  | No Match | No Match |  |  |  | 54000 | 3802 | 14.2 | 10 | 67500 | 4300 | 4.6 |  | Federally-Regulated Commercial & Industrial Equipment | 12/14/1998 |  | 10/05/1999
Enertech Global, LLC | Enertech | GSC030 | MPD036 | Ground-Source | WBAHP-CB: Heat Pump Split Syst | Heat Pump | 208 | 1 |  |  | No Match | Single-Speed |  |  |  | 32300 | 1835 | 17.6 | 13.4 | 25800 | 2162 | 3.5 | 3.1 | Non Federally-Regulated | 07/16/2009 |  | 03/02/2012
Waterfurnace International, Inc. | Waterfurnace International, Inc. | SXH080*3 |  | Ground-Water-Source | WBAHP: Heat Pump Packaged Unit | Heat Pump | 230 | 3 |  |  | No Match | No Match |  |  |  | 84000 | 6000 | 14 | 9 | 54500 | 5506 | 2.9 |  | Non Federally-Regulated | 10/06/1999 |  | 05/19/2000
Enertech Global, LLC | Enertech | HST072A2 | MPD072 | Ground-Source | WBAHP-CB: Heat Pump Split Syst | Heat Pump | 208 | 3 |  |  | No Match | Single-Speed | 3552 | 693 | 1 | 69200 | 4245 | 16.3 | 13.4 | 52400 | 4266 | 3.6 | 3.1 | Non Federally-Regulated | 09/03/2012 |  | 12/12/2012
Enertech Global, LLC | Enertech | TST066 | MPD060 | Ground-Source | WBAHP-CB: Heat Pump Split Syst | Heat Pump | 230 | 1 |  |  | No Match | Single-Speed |  |  |  | 62100 | 3857 | 16.1 | 13.4 | 49500 | 4145 | 3.5 | 3.1 | Non Federally-Regulated | 08/23/2011 |  | 04/19/2013
Florida Heat Pump | Geomaster, LLC | EC007-2CF/HZ/VT |  | Water-Source | WBAHP: Heat Pump Packaged Unit | Heat Pump | 265 | 1 |  |  | No Match | Single-Speed |  |  |  | 6200 | 496 | 12.5 | 11.2 | 8000 | 460 | 5.1 | 4.2 | Federally-Regulated Commercial & Industrial Equipment | 04/30/2009 |  | 04/20/2015
McQuay International | McQuay | W-FDS/FDL/FDD-1-007-E |  | Water-Source | WBAHP: Heat Pump Packaged Unit | Heat Pump | 208 | 1 |  |  | No Match | No Match |  |  |  | 6800 | 653 | 10.4 | 10 | 9800 | 755 | 3.8 |  | Federally-Regulated Commercial & Industrial Equipment | 10/05/1999 |  | 09/21/2000
Bard Manufacturing Company, Inc. | Bard | WPV36 |  | Water-Source | WBAHP: Heat Pump Packaged Unit | Heat Pump | 208 | 1 |  |  | No Match | No Match |  |  |  | 34000 | 3270 | 10.4 | 9 | 42000 | 3380 | 3.6 | 3.2 | Federally-Regulated Commercial & Industrial Equipment | 01/23/1988 |  | 05/11/1988
Carrier Corp. | Carrier | 50QEV0305 |  | Water-Source | WBAHP: Heat Pump Packaged Unit | Heat Pump | 208 | 3 |  |  | No Match | No Match |  |  |  | 31000 | 2675 | 11.6 | 9 | 36200 | 2658 | 4 | 3.2 | Federally-Regulated Commercial & Industrial Equipment | 09/25/1989 |  | 10/10/1989
Waterfurnace International, Inc. | Waterfurnace International, Inc. | CW*012A0 |  | Ground-Water-Source | WBAHP: Heat Pump Packaged Unit | Heat Pump | 208 | 1 |  |  | No Match | No Match |  |  |  | 11200 | 767 | 14.6 | 9 | 9300 | 825 | 3.3 |  | Non Federally-Regulated | 01/30/1998 |  | 10/02/1998
Waterfurnace International, Inc. | Geotility Geothermal Installations | ZS042**4*1 |  | Water-Source | WBAHP: Heat Pump Packaged Unit | Heat Pump | 460 | 3 |  |  | No Match | Single-Speed |  |  |  | 40800 | 2615 | 15.6 | 12 | 45400 | 2661 | 5 | 4.2 | Federally-Regulated Commercial & Industrial Equipment | 01/24/2011 |  | 04/19/2013
Jacobsen Energy Ind., Inc. | Jacobsen Energy Ind., Inc. | 48***4**** |  | Water-Source | WBAHP: Heat Pump Packaged Unit | Heat Pump | 230 | 3 |  |  | No Match | No Match |  |  |  | 49000 | 4350 | 11.3 | 9 | 59000 | 4400 | 3.9 | 3.2 | Non Federally-Regulated | 05/11/1988 |  | 03/15/1989
Florida Heat Pump | Geomaster, LLC | ES049-1CS | ES049-1AV/AH | Water-Source | WBAHP-CB: Heat Pump Split Syst | Heat Pump | 208 | 1 |  |  | No Match | Dual-Speed |  |  |  | 47000 | 3534 | 13.3 | 12 | 57000 | 3556 | 4.7 | 4.2 | Federally-Regulated Commercial & Industrial Equipment | 06/15/2009 |  | 03/02/2012
Addison Products | Addison Products | HWY060-1A |  | Water-Source | WBAHP: Heat Pump Packaged Unit | Heat Pump | 230 | 1 |  |  | No Match | No Match |  |  |  | 60700 | 4496 | 13.5 | 10 | 79400 | 4949 | 4.7 |  | Federally-Regulated Commercial & Industrial Equipment | 11/17/1999 |  | 04/12/2000
ClimateMaster Inc. | Carrier Corp. | 50HQP120 |  | Ground-Water-Source | WBAHP: Heat Pump Packaged Unit | Heat Pump | 230 | 3 |  |  | No Match | Single-Speed | 2675 | 2126 | 444 | 134000 | 6943 | 19.3 | 16.2 | 132500 | 9708 | 4 | 3.6 | Non Federally-Regulated | 10/24/2014 |  | 04/22/2015
American Air Filter | Enercon | HW09 |  | Water-Source | WBAHP: Heat Pump Packaged Unit | Heat Pump | 208 | 1 |  |  | No Match | No Match |  |  |  | 9200 | 830 | 11.1 | 7.5 | 11500 | 830 | 4.1 | 2.5 | Non Federally-Regulated | 06/11/1985 |  | 05/11/1988
American Air Filter | Enercon | VW101 |  | Water-Source | WBAHP: Heat Pump Packaged Unit | Heat Pump | 230 | 3 |  |  | No Match | No Match |  |  |  | 101000 | 9477 | 10.2 | 9.2 | 134000 | 10730 | 3.6 | 2.5 | Non Federally-Regulated | 06/11/1985 |  | 08/29/1986
Waterfurnace International, Inc. | Eagle Mountain | GTS072A1 | GRAC060* | Ground-Source | WBAHP-CB: Heat Pump Split Syst | Heat Pump | 230 | 1 |  |  | No Match | Dual-Speed |  |  |  | 62700 | 4180 | 15 | 13.4 | 50300 | 4336 | 3.4 | 3.1 | Non Federally-Regulated | 01/24/2011 |  | 04/19/2013
Florida Heat Pump | Florida Heat Pump | GT062-5VT/HZ/CF |  | Water-Source | WBAHP-CB: Heat Pump Split Syst | Heat Pump | 575 | 3 |  |  | No Match | No Match |  |  |  | 61500 | 4920 | 12.5 | 9 | 78000 | 6015 | 3.8 | 3.5 | Non Federally-Regulated | 02/02/1998 |  | 10/02/1998
Carrier Corp. | Carrier | 50QXH0074 |  | Water-Source | WBAHP: Heat Pump Packaged Unit | Heat Pump | 265 | 1 |  |  | No Match | No Match |  |  |  | 7400 | 598 | 12.4 | 9 | 9400 | 620 | 4.4 | 3.2 | Non Federally-Regulated | 03/15/1989 |  | 09/25/1989
McQuay International | McQuay | W-CDL/CDS/CMS-1-024-E |  | Water-Source | WBAHP: Heat Pump Packaged Unit | Heat Pump | 230 | 1 |  |  | No Match | No Match |  |  |  | 25000 | 2066 | 12.1 | 10 | 30000 | 2253 | 3.9 |  | Federally-Regulated Commercial & Industrial Equipment | 11/14/2000 |  | 03/12/2009
Addison Products | Addison Products | VWPG054-3B-XL* |  | Ground-Water-Source | WBAHP: Heat Pump Packaged Unit | Heat Pump | 208 | 3 |  |  | No Match | No Match |  |  |  | 53000 | 3868 | 13.7 | 9 | 40000 | 3907 | 3 |  | Non Federally-Regulated | 12/14/1998 |  | 04/10/2000
Enertech Global, LLC | Enertech | HXT048C |  | Ground-Source | WBAHP: Heat Pump Packaged Unit | Heat Pump | 208 | 1 |  |  | No Match | Single-Speed |  |  |  | 49900 | 2697 | 18.5 | 13.4 | 39500 | 2756 | 4.2 | 3.1 | Non Federally-Regulated | 11/30/2011 |  | 05/02/2012
Waterfurnace International, Inc. | Geotility Geothermal Installations | GCC/GCW/GCS/GCE18*0 |  | Ground-Water-Source | WBAHP-O: Heat Pump Packaged Un | Heat Pump | 230 | 1 |  |  | No Match | Single-Speed |  |  |  | 19000 | 969 | 19.6 | 16.2 | 17000 | 1347 | 3.7 | 3.6 | Non Federally-Regulated | 01/24/2011 |  | 04/19/2013
McQuay / Snyder General | Electro-Hydronics | VF140F7 |  | Water-Source | WBAHP: Heat Pump Packaged Unit | Heat Pump | 265 | 1 |  |  | No Match | No Match |  |  |  | 13500 | 1300 | 10.4 | 9 | 16000 | 1320 | 3.5 | 3.2 | Non Federally-Regulated | 05/11/1988 |  | 03/15/1989
Waterfurnace International, Inc. | Waterfurnace International, Inc. | SXV058C0 |  | Water-Source | WBAHP: Heat Pump Packaged Unit | Heat Pump | 208 | 1 |  |  | No Match | No Match |  |  |  | 55000 | 4044 | 13.6 | 10 | 69000 | 4493 | 4.5 |  | Federally-Regulated Commercial & Industrial Equipment | 12/14/1998 |  | 10/05/1999
Florida Heat Pump | Geomaster, LLC | EP060-1HZ/VT |  | Ground-Source | WBAHP: Heat Pump Packaged Unit | Heat Pump | 208 | 1 |  |  | No Match | Single-Speed | 3334 | 207 |  | 64500 | 3308 | 19.5 | 13.4 | 47000 | 3203 | 4.3 | 3.1 | Non Federally-Regulated | 08/23/2011 |  | 04/21/2014
Waterfurnace International, Inc. | Waterfurnace International, Inc. | SXH058C3 |  | Water-Source | WBAHP: Heat Pump Packaged Unit | Heat Pump | 208 | 3 |  |  | No Match | No Match |  |  |  | 55000 | 4044 | 13.6 | 10 | 69000 | 4493 | 4.5 |  | Federally-Regulated Commercial & Industrial Equipment | 07/29/1998 |  | 10/02/1998
Enertech Global, LLC | Roth Industries, Inc. | RRT072A | ACD060 | Ground-Source | WBAHP-CB: Heat Pump Split Syst | Heat Pump | 208 | 1 |  |  | No Match | Single-Speed | 3517 | 627 | 1 | 69200 | 4144 | 16.7 | 13.4 | 52200 | 4371 | 3.5 | 3.1 | Non Federally-Regulated | 09/03/2012 |  | 01/09/2014
ClimateMaster Inc. | Climate Master Series | HS/VS036G |  | Water-Source | WBAHP: Heat Pump Packaged Unit | Heat Pump | 208 | 1 |  |  | No Match | No Match |  |  |  | 35000 | 3181 | 11 | 10 | 42500 | 3192 | 3.9 |  | Federally-Regulated Commercial & Industrial Equipment | 11/14/2000 |  | 01/18/2001
Command-Aire | Command-Aire | SWP513E |  | Water-Source | WBAHP: Heat Pump Packaged Unit | Heat Pump | 230 | 3 |  |  | No Match | No Match |  |  |  | 51000 | 4550 | 11.2 | 7.5 | 64000 | 4690 | 4 | 2.5 | Non Federally-Regulated | 05/16/1984 |  | 06/11/1985
ClimateMaster Inc. | Climate Master Series | GRV/GRH006AE |  | Ground-Water-Source | WBAHP: Heat Pump Packaged Unit | Heat Pump | 265 | 1 |  |  | No Match | No Match |  |  |  | 5400 | 412 | 13.1 | 9 | 4500 | 399 | 3.3 |  | Non Federally-Regulated | 04/10/2000 |  | 07/18/2002
Waterfurnace International, Inc. | Rybacki - Hart Enterprises | ZS042**3*0 |  | Water-Source | WBAHP: Heat Pump Packaged Unit | Heat Pump | 208 | 3 |  |  | No Match | Single-Speed |  |  |  | 40800 | 2814 | 14.5 | 12 | 45400 | 2957 | 4.5 | 4.2 | Federally-Regulated Commercial & Industrial Equipment | 01/24/2011 |  | 04/19/2013
Command-Aire | Command-Aire | SWPHXR513E |  | Water-Source | WBAHP: Heat Pump Packaged Unit | Heat Pump | 208 | 3 |  |  | No Match | No Match |  |  |  | 51000 | 4550 | 11.2 | 9 | 64000 | 4690 | 4 | 3.2 | Non Federally-Regulated | 02/22/1990 |  | 07/31/1991
Waterfurnace International, Inc. | Eagle Mountain | ZS015**0*1 |  | Ground-Source | WBAHP: Heat Pump Packaged Unit | Heat Pump | 208 | 1 |  |  | No Match | Single-Speed |  |  |  | 14700 | 840 | 17.5 | 13.4 | 11500 | 911 | 3.7 | 3.1 | Non Federally-Regulated | 01/24/2011 |  | 04/19/2013
ClimateMaster Inc. | Climate Master Series | 814-019-G******** |  | Water-Source | WBAHP: Heat Pump Packaged Unit | Heat Pump | 230 | 1 |  |  | No Match | No Match |  |  |  | 18500 | 1762 | 10.5 | 9 | 22000 | 1742 | 3.7 | 3.2 | Non Federally-Regulated | 05/11/1988 |  | 03/15/1989
Florida Heat Pump | Florida Heat Pump | GT062-5CS | GT062-5AH/AV | Ground-Water-Source | WBAHP-CB: Heat Pump Split Syst | Heat Pump | 575 | 3 |  |  | No Match | No Match |  |  |  | 59500 | 4685 | 12.7 | 9 | 49000 | 4950 | 2.9 |  | Non Federally-Regulated | 04/10/2000 |  | 07/18/2002
Waterfurnace International, Inc. | Waterfurnace International, Inc. | SXH016C1 |  | Water-Source | WBAHP: Heat Pump Packaged Unit | Heat Pump | 230 | 1 |  |  | No Match | No Match |  |  |  | 16000 | 1185 | 13.5 | 9.3 | 20400 | 1195 | 5 | 3.8 | Federally-Regulated Commercial & Industrial Equipment | 03/31/1998 |  | 05/10/1998
ClimateMaster Inc. | Climate Master Series | GSV/GSH024AG |  | Ground-Water-Source | WBAHP: Heat Pump Packaged Unit | Heat Pump | 230 | 1 |  |  | No Match | No Match |  |  |  | 26100 | 1631 | 16 | 9 | 19800 | 1757 | 3.3 |  | Non Federally-Regulated | 04/10/2000 |  | 07/18/2002
Waterfurnace International, Inc. | American Standard, Inc. | A1GX042***1**1 |  | Ground-Water-Source | WBAHP: Heat Pump Packaged Unit | Heat Pump | 208 | 1 |  |  | No Match | Single-Speed |  |  |  | 45200 | 1968 | 29.5 | 16.2 | 34900 | 1532 | 5.2 | 3.6 | Non Federally-Regulated | 08/23/2011 |  | 10/24/2014
Trane U.S. Inc. | Trane | GSHC0181A |  | Ground-Water-Source | WBAHP: Heat Pump Packaged Unit | Heat Pump | 208 | 1 |  |  | No Match | No Match |  |  |  | 20400 | 1333 | 15.3 | 9 | 15200 | 1535 | 2.9 |  | Non Federally-Regulated | 10/06/1999 |  | 07/18/2002
Mammoth | Hydrobank II | F/G110HLF/VLF |  | Ground-Water-Source | WBAHP: Heat Pump Packaged Unit | Heat Pump | 230 | 3 |  |  | No Match | No Match |  |  |  | 105730 | 7949 | 13.3 | 9 | 82450 | 8054 | 3 |  | Non Federally-Regulated | 05/10/1998 |  | 07/29/1998
Waterfurnace International, Inc. | Johnson Controls | NBV/NBH038**0*4 |  | Water-Source | WBAHP: Heat Pump Packaged Unit | Heat Pump | 208 | 1 |  |  | No Match | Single-Speed |  |  |  | 39000 | 2167 | 18 | 12 | 40300 | 2187 | 5.4 | 4.2 | Federally-Regulated Commercial & Industrial Equipment | 09/03/2012 |  | 01/09/2014
McQuay International | McQuay | W-FDL/FDS/FMS-1-042-J |  | Water-Source | WBAHP: Heat Pump Packaged Unit | Heat Pump | 265 | 1 |  |  | No Match | No Match |  |  |  | 41800 | 3483 | 12 | 10 | 53000 | 3882 | 4 |  | Federally-Regulated Commercial & Industrial Equipment | 09/21/2000 |  | 03/12/2009
McQuay International | McQuay | FCV/FCW/VWH/VWW030B-T |  | Water-Source | WBAHP: Heat Pump Packaged Unit | Heat Pump | 460 | 3 |  |  | No Match | No Match |  |  |  | 29600 | 2487 | 11.9 | 10 | 39000 | 2930 | 3.9 |  | Federally-Regulated Commercial & Industrial Equipment | 02/02/1998 |  | 03/31/1998
Enertech Global, LLC | Enertech | TXT060D |  | Ground-Water-Source | WBAHP: Heat Pump Packaged Unit | Heat Pump | 230 | 1 |  |  | No Match | Single-Speed | 2383 | 644 | 1 | 69000 | 3026 | 22.8 | 16.2 | 61000 | 3886 | 4.6 | 3.6 | Non Federally-Regulated | 09/03/2012 |  | 12/12/2012
Command-Aire | Command-Aire | SWP-464 |  | Water-Source | WBAHP: Heat Pump Packaged Unit | Heat Pump | 460 | 3 |  |  | No Match | No Match |  |  |  | 46000 | 4800 | 9.6 | 7.5 | 55000 | 4600 | 3.5 | 2.5 | Non Federally-Regulated | 01/05/1982 |  | 01/23/1988
Waterfurnace International, Inc. | Waterfurnace International, Inc. | SXV095A4 |  | Water-Source | WBAHP: Heat Pump Packaged Unit | Heat Pump | 460 | 3 |  |  | No Match | No Match |  |  |  | 95000 | 6934 | 13.7 | 9 | 115000 | 7838 | 4.3 | 3.8 | Federally-Regulated Commercial & Industrial Equipment | 02/02/1998 |  | 03/31/1998
Waterfurnace International, Inc. | Waterfurnace International, Inc. | ATV057D3 |  | Ground-Water-Source | WBAHP: Heat Pump Packaged Unit | Heat Pump | 230 | 3 |  |  | No Match | No Match |  |  |  | 61000 | 4841 | 12.6 | 9 | 42000 | 4103 | 3 |  | Non Federally-Regulated | 01/30/1998 |  | 03/31/1998
Waterfurnace International, Inc. | American Standard, Inc. | A1GC024***1**4 |  | Ground-Source | WBAHP: Heat Pump Packaged Unit | Heat Pump | 230 | 1 |  |  | No Match | Single-Speed |  |  |  | 24400 | 1394 | 17.5 | 13.4 | 17500 | 1350 | 3.8 | 3.1 | Non Federally-Regulated | 08/23/2011 |  | 10/24/2014
McQuay / Snyder General | Electro-Hydronics | CCW042A*G |  | Water-Source | WBAHP: Heat Pump Packaged Unit | Heat Pump | 208 | 1 |  |  | No Match | No Match |  |  |  | 41000 | 3775 | 10.9 | 9 | 52000 | 4045 | 3.8 | 3.2 | Non Federally-Regulated | 05/11/1988 |  | 03/15/1989
Command-Aire | Command-Aire | SWPV197 |  | Water-Source | WBAHP: Heat Pump Packaged Unit | Heat Pump | 265 | 1 |  |  | No Match | No Match |  |  |  | 18500 | 1680 | 11 | 9 | 24500 | 1800 | 4 | 3.2 | Non Federally-Regulated | 02/22/1990 |  | 07/31/1991
Command-Aire | Command-Aire | RUWP-2033 |  | Water-Source | WBAHP: Heat Pump Packaged Unit | Heat Pump | 208 | 3 |  |  | No Match | No Match |  |  |  | 244000 | 27300 | 8.9 | 9 | 307000 | 25300 | 3.6 |  | Federally-Regulated Commercial & Industrial Equipment | 01/23/1988 |  | 05/11/1988
Command-Aire | Command-Aire | RWP-1244 |  | Water-Source | WBAHP: Heat Pump Packaged Unit | Heat Pump | 460 | 3 |  |  | No Match | No Match |  |  |  | 146000 | 15500 | 9.4 | 9 | 190000 | 15300 | 3.6 |  | Federally-Regulated Commercial & Industrial Equipment | 01/23/1988 |  | 05/11/1988
Waterfurnace International, Inc. | Rybacki - Hart Enterprises | QT038*1 |  | Ground-Water-Source | WBAHP: Heat Pump Packaged Unit | Heat Pump | 208 | 1 |  |  | No Match | Dual-Speed |  |  |  | 36500 | 1891 | 19.3 | 16.2 | 30500 | 1986 | 4.5 | 3.6 | Non Federally-Regulated | 01/24/2011 |  | 04/19/2013
Enertech Global, LLC | Enertech | GHT024A |  | Ground-Source | WBAHP: Heat Pump Packaged Unit | Heat Pump | 208 | 1 |  |  | No Match | Single-Speed |  |  |  | 24500 | 1361 | 18 | 13.4 | 19300 | 1450 | 3.9 | 3.1 | Non Federally-Regulated | 08/23/2011 |  | 12/12/2012
Mammoth | Mammoth | D045HSXXX |  | Ground-Water-Source | WBAHP: Heat Pump Packaged Unit | Heat Pump | 208 | 1 |  |  | No Match | No Match |  |  |  | 45000 | 3850 | 11.7 |  | 48000 | 4140 | 3.4 |  | Non Federally-Regulated | 05/11/1988 |  | 03/15/1989
Snyder General Corp. | American Air Filter | VWH048A*G |  | Water-Source | WBAHP: Heat Pump Packaged Unit | Heat Pump | 208 | 1 |  |  | No Match | No Match |  |  |  | 46500 | 4152 | 11.2 | 9.3 | 59000 | 4449 | 3.9 | 3.8 | Non Federally-Regulated | 07/31/1991 |  | 08/14/1992
Mammoth | Hydrobank II | D072HHG/VHG |  | Water-Source | WBAHP: Heat Pump Packaged Unit | Heat Pump | 230 | 1 |  |  | No Match | No Match |  |  |  | 66000 | 4888 | 13.5 | 9 | 84500 | 5628 | 4.4 | 3.8 | Federally-Regulated Commercial & Industrial Equipment | 02/02/1998 |  | 03/31/1998
American Air Filter | Enercon | EVW-90 |  | Water-Source | WBAHP: Heat Pump Packaged Unit | Heat Pump | 460 | 3 |  |  | No Match | No Match |  |  |  | 91000 | 8505 | 10.7 | 9.2 | 115000 | 9113 | 3.7 | 2.5 | Non Federally-Regulated | 02/22/1990 |  | 07/31/1991
Carrier Corp. - Syracuse | Carrier | 50VQG/HQG060 |  | Ground-Water-Source | WBAHP: Heat Pump Packaged Unit | Heat Pump | 208 | 1 |  |  | No Match | No Match |  |  |  | 60000 | 5660 | 10.6 | 9 | 43000 | 4847 | 2.6 |  | Non Federally-Regulated | 01/30/1998 |  | 10/02/1998
ClimateMaster Inc. | Climate Master Series | 814-048-H******** |  | Water-Source | WBAHP: Heat Pump Packaged Unit | Heat Pump | 208 | 3 |  |  | No Match | No Match |  |  |  | 48500 | 4410 | 11 | 9 | 57000 | 4395 | 3.8 | 3.2 | Non Federally-Regulated | 05/11/1988 |  | 03/15/1989
McQuay / Snyder General | Electro-Hydronics | LHP10AK |  | Water-Source | WBAHP: Heat Pump Packaged Unit | Heat Pump | 208 | 3 |  |  | No Match | No Match |  |  |  | 107000 | 9000 | 11.9 | 9.2 | 120000 | 9200 | 3.8 |  | Non Federally-Regulated | 05/11/1988 |  | 03/15/1989
Carrier Corp. | Carrier | 50QXV0425 |  | Water-Source | WBAHP: Heat Pump Packaged Unit | Heat Pump | 208 | 3 |  |  | No Match | No Match |  |  |  | 42000 | 3660 | 11.5 | 9 | 50500 | 3764 | 3.9 | 3.2 | Non Federally-Regulated | 03/15/1989 |  | 09/25/1989
Snyder General Corp. | McQuay | FCV060A*G |  | Water-Source | WBAHP: Heat Pump Packaged Unit | Heat Pump | 208 | 1 |  |  | No Match | No Match |  |  |  | 61500 | 5695 | 10.8 | 9 | 78000 | 6016 | 3.8 | 3.2 | Non Federally-Regulated | 02/22/1990 |  | 07/31/1991
Waterfurnace International, Inc. | Waterfurnace International, Inc. | SXV042C0 |  | Ground-Source | WBAHP: Heat Pump Packaged Unit | Heat Pump | 208 | 1 |  |  | No Match | No Match |  |  |  | 44500 | 3201 | 13.9 |  | 31800 | 2824 | 3.3 |  | Non Federally-Regulated | 03/31/1998 |  | 05/10/1998
Florida Heat Pump | Energy Miser | HEV 2400-4 |  | Water-Source | WBAHP: Heat Pump Packaged Unit | Heat Pump | 460 | 3 |  |  | No Match | No Match |  |  |  | 242000 | 24200 | 10 |  | 252000 | 22374 | 3.3 | 2.5 | Non Federally-Regulated | 02/22/1990 |  | 07/31/1991
Waterfurnace International, Inc. | Waterfurnace International, Inc. | ATH057D0 |  | Ground-Water-Source | WBAHP: Heat Pump Packaged Unit | Heat Pump | 208 | 1 |  |  | No Match | No Match |  |  |  | 61000 | 4841 | 12.6 | 9 | 42000 | 4103 | 3 |  | Non Federally-Regulated | 12/14/1998 |  | 10/06/1999
American Air Filter | Enercon | DVW61 |  | Water-Source | WBAHP: Heat Pump Packaged Unit | Heat Pump | 460 | 3 |  |  | No Match | No Match |  |  |  | 61000 | 5730 | 10.6 | 7.5 | 74000 | 6100 | 3.6 | 2.5 | Non Federally-Regulated | 05/16/1984 |  | 06/11/1985
Waterfurnace International, Inc. | Waterfurnace International, Inc. | E030**1 |  | Ground-Water-Source | WBAHP: Heat Pump Packaged Unit | Heat Pump | 230 | 1 |  |  | No Match | No Match |  |  |  | 29300 | 1775 | 16.5 | 9 | 20200 | 1793 | 3.3 |  | Non Federally-Regulated | 05/21/2002 |  | 07/18/2002
ClimateMaster Inc. | Climate Master Series | GSV/GSH036AG |  | Ground-Water-Source | WBAHP: Heat Pump Packaged Unit | Heat Pump | 230 | 1 |  |  | No Match | No Match |  |  |  | 35800 | 2294 | 15.6 | 9 | 27500 | 2517 | 3.2 |  | Non Federally-Regulated | 07/22/2002 |  | 03/12/2009
American Air Filter | Enercon | EHW-41 |  | Water-Source | WBAHP: Heat Pump Packaged Unit | Heat Pump | 200 | 3 |  |  | No Match | No Match |  |  |  | 42000 | 3652 | 11.5 | 9 | 48000 | 3916 | 3.6 | 3.2 | Non Federally-Regulated | 02/22/1990 |  | 07/31/1991
Waterfurnace International, Inc. | Waterfurnace International, Inc. | SXV010C1 |  | Water-Source | WBAHP: Heat Pump Packaged Unit | Heat Pump | 208 | 1 |  |  | No Match | No Match |  |  |  | 9800 | 653 | 15 | 9.3 | 12600 | 710 | 5.2 | 3.8 | Federally-Regulated Commercial & Industrial Equipment | 03/31/1998 |  | 05/10/1998
ClimateMaster Inc. | Climate Master Series | VL030F********* |  | Water-Source | WBAHP: Heat Pump Packaged Unit | Heat Pump | 460 | 3 |  |  | No Match | No Match |  |  |  | 29000 | 2468 | 11.8 | 9 | 39000 | 2675 | 4.3 | 3.2 | Federally-Regulated Commercial & Industrial Equipment | 07/17/1991 |  | 07/27/1992
Singer | Electro-Hydronics | CC240CK |  | Water-Source | WBAHP: Heat Pump Packaged Unit | Heat Pump | 208 | 3 |  |  | No Match | No Match |  |  |  | 24000 | 2850 | 8.4 | 7.5 | 28500 | 2900 | 2.9 | 2.5 | Non Federally-Regulated | 01/05/1982 |  | 09/08/1982
Singer | Electro-Hydronics | FC240 5 |  | Water-Source | WBAHP: Heat Pump Packaged Unit | Heat Pump | 208 | 1 |  |  | No Match | No Match |  |  |  | 24000 | 2850 | 8.4 | 7.5 | 28400 | 2900 | 2.9 | 2.5 | Non Federally-Regulated | 09/08/1982 |  | 05/16/1984
Waterfurnace International, Inc. | Extended Range | WXS059A*1 | RCS-059A | Water-Source | Water/Brine to Air Heat Pump S | Heat Pump | 230 | 1 |  |  | No Match | No Match |  |  |  | 60500 | 5874 | 10.3 | 9 | 74000 | 6023 | 3.6 |  | Non Federally-Regulated | 09/13/1989 |  | 07/27/1992
Florida Heat Pump | Florida Heat Pump | GT022-1CF/HZ/VT |  | Water-Source | WBAHP-CB: Heat Pump Split Syst | Heat Pump | 230 | 1 |  |  | No Match | No Match |  |  |  | 21600 | 1785 | 12.1 | 9 | 22000 | 1841 | 3.5 | 3.5 | Non Federally-Regulated | 04/12/2000 |  | 05/23/2001
McQuay International | McQuay | W-CDD/CDE/CME-1-012-A |  | Water-Source | WBAHP: Heat Pump Packaged Unit | Heat Pump | 115 | 1 |  |  | No Match | No Match |  |  |  | 11700 | 1063 | 11 | 10 | 14200 | 1066 | 3.9 |  | Federally-Regulated Commercial & Industrial Equipment | 11/14/2000 |  | 03/12/2009
Singer | Electro-Hydronics | VW220D6 |  | Water-Source | WBAHP: Heat Pump Packaged Unit | Heat Pump | 230 | 1 |  |  | No Match | No Match |  |  |  | 18000 | 2175 | 8.3 | 7.5 | 21000 | 2400 | 2.6 | 2.5 | Non Federally-Regulated | 09/08/1982 |  | 05/16/1984
Waterfurnace International, Inc. | Waterfurnace International, Inc. | SXH058C0 |  | Ground-Water-Source | WBAHP: Heat Pump Packaged Unit | Heat Pump | 230 | 1 |  |  | No Match | No Match |  |  |  | 56500 | 4216 | 13.4 | 9 | 45500 | 4301 | 3.1 |  | Non Federally-Regulated | 12/14/1998 |  | 10/06/1999
ClimateMaster Inc. | Climate Master Series | HS030H********* |  | Water-Source | WBAHP: Heat Pump Packaged Unit | Heat Pump | 208 | 3 |  |  | No Match | No Match |  |  |  | 29000 | 2468 | 11.8 | 9 | 39000 | 2675 | 4.3 | 3.2 | Federally-Regulated Commercial & Industrial Equipment | 07/17/1991 |  | 07/27/1992
Addison Products | Addison Products | HPY030-1A |  | Water-Source | WBAHP-CB: Heat Pump Split Syst | Heat Pump | 230 | 1 |  |  | No Match | No Match |  |  |  | 34900 | 2510 | 13.9 | 9 | 42300 | 3541 | 3.5 | 3.5 | Non Federally-Regulated | 07/22/2002 |  | 03/12/2009
Waterfurnace International, Inc. | Waterfurnace International, Inc. | SXV048C1 |  | Ground-Water-Source | WBAHP: Heat Pump Packaged Unit | Heat Pump | 208 | 1 |  |  | No Match | No Match |  |  |  | 51500 | 3843 | 13.4 | 9 | 36000 | 3403 | 3.1 |  | Non Federally-Regulated | 01/30/1998 |  | 10/02/1998
Waterfurnace International, Inc. | Waterfurnace International, Inc. | SXH120A3 |  | Water-Source | WBAHP: Heat Pump Packaged Unit | Heat Pump | 208 | 3 |  |  | No Match | No Match |  |  |  | 118500 | 9634 | 12.3 | 9 | 160000 | 10905 | 4.3 | 3.8 | Federally-Regulated Commercial & Industrial Equipment | 02/02/1998 |  | 03/31/1998
Waterfurnace International, Inc. | Waterfurnace International, Inc. | VLV048A0 |  | Water-Source | WBAHP: Heat Pump Packaged Unit | Heat Pump | 208 | 1 |  |  | No Match | No Match |  |  |  | 45800 | 3606 | 12.7 | 10 | 57900 | 4040 | 4.2 |  | Federally-Regulated Commercial & Industrial Equipment | 02/02/1998 |  | 03/31/1998
American Air Filter | Enercon | FVW-60 |  | Water-Source | WBAHP: Heat Pump Packaged Unit | Heat Pump | 230 | 3 |  |  | No Match | No Match |  |  |  | 58000 | 5857 | 9.9 | 9 | 75000 | 6667 | 3.3 | 3.2 | Non Federally-Regulated | 05/11/1988 |  | 03/15/1989
Addison Products | Addison Products | HWPH036-4JC/4JBC |  | Water-Source | WBAHP: Heat Pump Packaged Unit | Heat Pump | 460 | 3 |  |  | No Match | No Match |  |  |  | 33400 | 2982 | 11.2 | 10 | 43000 | 3316 | 3.8 |  | Federally-Regulated Commercial & Industrial Equipment | 02/02/1998 |  | 03/31/1998
Florida Heat Pump | Geomaster, LLC | EC012-2CF/HZ/VT |  | Water-Source | WBAHP: Heat Pump Packaged Unit | Heat Pump | 265 | 1 |  |  | No Match | Single-Speed |  |  |  | 11000 | 846 | 13 | 11.2 | 14500 | 944 | 4.5 | 4.2 | Federally-Regulated Commercial & Industrial Equipment | 04/30/2009 |  | 05/01/2015
Mammoth | Hydrobank II | E014VHG |  | Water-Source | WBAHP: Heat Pump Packaged Unit | Heat Pump | 265 | 1 |  |  | No Match | No Match |  |  |  | 13400 | 1072 | 12.5 | 10 | 18000 | 1318 | 4 |  | Federally-Regulated Commercial & Industrial Equipment | 11/14/2000 |  | 01/18/2001
McQuay International | McQuay | FCV/FCW/VWH/VWW042B-T |  | Water-Source | WBAHP: Heat Pump Packaged Unit | Heat Pump | 460 | 3 |  |  | No Match | No Match |  |  |  | 41800 | 3483 | 12 | 10 | 53000 | 3883 | 4 |  | Federally-Regulated Commercial & Industrial Equipment | 02/02/1998 |  | 03/31/1998
Florida Heat Pump | Florida Heat Pump | EM041-4CF |  | Water-Source | WBAHP: Heat Pump Packaged Unit | Heat Pump | 460 | 3 |  |  | No Match | No Match |  |  |  | 39500 | 2992 | 13.2 | 9.3 | 50000 | 3488 | 4.2 | 3.8 | Federally-Regulated Commercial & Industrial Equipment | 03/31/1998 |  | 05/10/1998
Climate Control / Snyder General | Electro-Hydronics | CW750FP |  | Water-Source | WBAHP: Heat Pump Packaged Unit | Heat Pump | 460 | 3 |  |  | No Match | No Match |  |  |  | 74000 | 7000 | 10.5 | 9.2 | 92000 | 7500 | 3.6 | 2.5 | Non Federally-Regulated | 06/11/1985 |  | 08/29/1986
Waterfurnace International, Inc. | American Standard, Inc. | A1GC048***1**0 |  | Ground-Water-Source | WBAHP: Heat Pump Packaged Unit | Heat Pump | 230 | 1 |  |  | No Match | Single-Speed |  |  |  | 52000 | 2476 | 21 | 16.2 | 45900 | 3540 | 3.8 | 3.6 | Non Federally-Regulated | 08/23/2011 |  | 10/24/2014
Command-Aire | Command-Aire | RUWP-1044 |  | Water-Source | WBAHP: Heat Pump Packaged Unit | Heat Pump | 460 | 3 |  |  | No Match | No Match |  |  |  | 117000 | 11800 | 9.9 | 9.2 | 149000 | 11700 | 3.7 | 2.5 | Non Federally-Regulated | 05/16/1984 |  | 01/23/1988
Addison Products | Addison Products | DWPG020-1B-XL* |  | Ground-Water-Source | WBAHP: Heat Pump Packaged Unit | Heat Pump | 230 | 1 |  |  | No Match | No Match |  |  |  | 19000 | 1292 | 14.7 | 9 | 13400 | 1189 | 3.3 |  | Non Federally-Regulated | 12/14/1998 |  | 04/10/2000
Waterfurnace International, Inc. | Rybacki - Hart Enterprises | ZS030**2*4 |  | Ground-Source | WBAHP: Heat Pump Packaged Unit | Heat Pump | 265 | 1 |  |  | No Match | Single-Speed |  |  |  | 29000 | 1585 | 18.3 | 13.4 | 22800 | 1758 | 3.8 | 3.1 | Non Federally-Regulated | 06/14/2011 |  | 04/19/2013
Inter-City Products Corp. | McQuay | CCH090A*F |  | Water-Source | WBAHP: Heat Pump Packaged Unit | Heat Pump | 208 | 3 |  |  | No Match | No Match |  |  |  | 87000 | 9063 | 9.6 | 10.5 | 98000 | 8448 | 3.4 | 3.8 | Non Federally-Regulated | 07/31/1991 |  | 03/31/1998
Florida Heat Pump | Florida Heat Pump | EM028-2CF/HZ/VT |  | Water-Source | WBAHP-CB: Heat Pump Split Syst | Heat Pump | 265 | 1 |  |  | No Match | No Match |  |  |  | 30500 | 2382 | 12.8 | 9 | 33400 | 2796 | 3.5 | 3.5 | Non Federally-Regulated | 07/22/2002 |  | 03/12/2009
Florida Heat Pump | Florida Heat Pump | CE049-1CS*-*****A | SM048-1AV/AH*-***A*A | Water-Source | WBAHP-CB: Heat Pump Split Syst | Both Heat Pump and Electric Re | 230 | 1 |  |  | No Match | Dual-Speed |  |  |  | 45400 | 3721 | 12.2 | 12 | 56300 | 3511 | 4.7 | 4.2 | Federally-Regulated Commercial & Industrial Equipment | 10/24/2014 |  | 04/01/2015
Climate Control / Snyder General | Electro-Hydronics | CW70F5 |  | Water-Source | WBAHP: Heat Pump Packaged Unit | Heat Pump | 208 | 1 |  |  | No Match | No Match |  |  |  | 6900 | 645 | 10.7 | 7.5 | 8800 | 680 | 3.8 | 2.5 | Non Federally-Regulated | 05/16/1984 |  | 08/29/1986
Command-Aire | Command-Aire | RUWP-1033 |  | Water-Source | WBAHP: Heat Pump Packaged Unit | Heat Pump | 230 | 3 |  |  | No Match | No Match |  |  |  | 117000 | 11800 | 9.9 | 9.2 | 149000 | 11700 | 3.7 |  | Non Federally-Regulated | 05/11/1988 |  | 03/15/1989
Singer | Electro-Hydronics | CC400 K |  | Water-Source | WBAHP: Heat Pump Packaged Unit | Heat Pump | 208 | 3 |  |  | No Match | No Match |  |  |  | 40000 | 4350 | 9.2 | 7.5 | 4300 | 4500 | 2.8 | 2.5 | Non Federally-Regulated | 09/08/1982 |  | 08/30/1983
Florida Heat Pump | Geomaster, LLC | EC042-4CS | EC042-4AH/AV | Ground-Water-Source | WBAHP-CB: Heat Pump Split Syst | Heat Pump | 460 | 3 |  |  | No Match | Single-Speed |  |  |  | 43600 | 2383 | 18.3 | 16.2 | 41200 | 2708 | 3.7 | 3.6 | Non Federally-Regulated | 04/30/2009 |  | 04/20/2015
Command-Aire | Command-Aire | SWP-351 |  | Water-Source | WBAHP: Heat Pump Packaged Unit | Heat Pump | 208 | 1 |  |  | No Match | No Match |  |  |  | 29000 | 3050 | 9.5 | 9 | 38000 | 3150 | 3.5 | 3.2 | Non Federally-Regulated | 05/11/1988 |  | 03/15/1989
Enertech Global, LLC | Enertech | THT024A2 |  | Ground-Water-Source | WBAHP: Heat Pump Packaged Unit | Heat Pump | 230 | 3 |  |  | No Match | Single-Speed |  |  |  | 25400 | 1176 | 21.6 | 16.2 | 25000 | 1559 | 4.7 | 3.6 | Non Federally-Regulated | 03/02/2012 |  | 12/12/2012
Florida Heat Pump | Energy Miser | HEH1000-3 |  | Water-Source | WBAHP: Heat Pump Packaged Unit | Heat Pump | 208 | 3 |  |  | No Match | No Match |  |  |  | 101000 | 9620 | 10.5 | 10.5 | 119000 | 9425 | 3.7 | 3.8 | Non Federally-Regulated | 07/31/1991 |  | 03/31/1998
ClimateMaster Inc. | Climate Master | QEV/H/D0930 |  | Ground-Water-Source | WBAHP: Heat Pump Packaged Unit | Heat Pump | 230 | 1 |  |  | No Match | Variable-Speed |  |  |  | 24000 | 700 | 34.3 | 16.2 | 24000 | 1563 | 4.5 | 3.6 | Non Federally-Regulated | 05/02/2012 |  | 12/12/2012
Waterfurnace International, Inc. | Waterfurnace International, Inc. | ATV056D3 |  | Ground-Water-Source | WBAHP: Heat Pump Packaged Unit | Heat Pump | 230 | 3 |  |  | No Match | No Match |  |  |  | 58000 | 3790 | 15.3 | 9 | 44500 | 4075 | 3.2 |  | Non Federally-Regulated | 12/14/1998 |  | 10/06/1999
Mammoth | Mammoth | D009VHC |  | Water-Source | WBAHP: Heat Pump Packaged Unit | Heat Pump | 208 | 1 |  |  | No Match | No Match |  |  |  | 9100 | 825 | 11 | 7.5 | 12000 | 900 | 3.9 | 2.5 | Non Federally-Regulated | 05/16/1984 |  | 05/11/1988
Enviro Master International llc | Enviro Master International | FWH12D******B*B |  | Water-Source | WBAHP-O: Heat Pump Packaged Un | Heat Pump | 230 | 1 |  |  | No Match | No Match |  |  |  | 11500 | 1055 | 10.9 | 9 | 13000 | 1155 | 3.3 | 3.2 | Non Federally-Regulated | 02/22/1990 |  | 07/31/1991
ClimateMaster Inc. | Trane | WPVA26XD* |  | Water-Source | WBAHP: Heat Pump Packaged Unit | Heat Pump | 265 | 1 |  |  | No Match | No Match |  |  |  | 26000 | 2453 | 10.6 | 9 | 31600 | 2503 | 3.7 | 3.2 | Non Federally-Regulated | 05/11/1988 |  | 03/15/1989
Mammoth | Hydrobank II | F/G027VLF/HLF/DLF |  | Ground-Water-Source | WBAHP: Heat Pump Packaged Unit | Heat Pump | 230 | 3 |  |  | No Match | No Match |  |  |  | 25500 | 1847 | 13.8 | 9 | 20000 | 1890 | 3.1 |  | Non Federally-Regulated | 12/14/1998 |  | 10/06/1999
Waterfurnace International, Inc. | Johnson Controls | RGSV/RGSH036**3*4 |  | Ground-Water-Source | WBAHP: Heat Pump Packaged Unit | Heat Pump | 208 | 3 |  |  | No Match | Single-Speed |  |  |  | 37700 | 1639 | 23 | 16.2 | 33000 | 2249 | 4.3 | 3.6 | Non Federally-Regulated | 06/14/2011 |  | 03/02/2012
Waterfurnace International, Inc. | Geotility Geothermal Installations | ZS041**0*1 |  | Water-Source | WBAHP: Heat Pump Packaged Unit | Heat Pump | 230 | 1 |  |  | No Match | Single-Speed |  |  |  | 40000 | 2759 | 14.5 | 12 | 45000 | 2931 | 4.5 | 4.2 | Federally-Regulated Commercial & Industrial Equipment | 01/24/2011 |  | 04/19/2013
Friedrich Air Conditioning Co. | Climate Master Series | V240-32********** |  | Water-Source | WBAHP: Heat Pump Packaged Unit | Heat Pump | 208 | 3 |  |  | No Match | No Match |  |  |  | 238000 | 23800 | 10 | 7.5 | 262000 | 22000 | 3.5 | 2.2 | Non Federally-Regulated | 08/30/1983 |  | 06/11/1985
Waterfurnace International, Inc. | Eagle Mountain | ZS070**3*1 |  | Water-Source | WBAHP: Heat Pump Packaged Unit | Heat Pump | 208 | 3 |  |  | No Match | Single-Speed |  |  |  | 63000 | 4406 | 14.3 | 12 | 79000 | 4926 | 4.7 | 4.2 | Federally-Regulated Commercial & Industrial Equipment | 03/02/2012 |  | 04/19/2013
ClimateMaster Inc. | Carrier Corp. | 50RTP03 |  | Ground-Water-Source | WBAHP: Heat Pump Packaged Unit | Heat Pump | 230 | 3 |  |  | No Match | Single-Speed |  |  |  | 39800 | 1834 | 21.7 | 16.2 | 35400 | 2358 | 4.4 | 3.6 | Non Federally-Regulated | 10/24/2014 |  | 04/22/2015
Enertech Global, LLC | Enertech | GHT036A |  | Ground-Source | WBAHP: Heat Pump Packaged Unit | Heat Pump | 208 | 1 |  |  | No Match | Single-Speed |  |  |  | 36800 | 2067 | 17.8 | 13.4 | 28900 | 1970 | 4.3 | 3.1 | Non Federally-Regulated | 08/23/2011 |  | 12/12/2012
Florida Heat Pump | Florida Heat Pump | EM048-2CS | EM048-2AV | Water-Source | WBAHP-C: Heat Pump Split Syste | Heat Pump | 265 | 1 |  |  | No Match | No Match |  |  |  | 48000 | 3902 | 12.3 | 10 | 57000 | 3884 | 4.3 |  | Federally-Regulated Commercial & Industrial Equipment | 02/02/1998 |  | 03/31/1998
Trane U.S. Inc. | Trane | WPVF048 |  | Water-Source | WBAHP: Heat Pump Packaged Unit | Heat Pump | 208 | 1 |  |  | No Match | No Match |  |  |  | 46000 | 3382 | 13.6 | 10 | 54000 | 3767 | 4.2 |  | Federally-Regulated Commercial & Industrial Equipment | 04/12/2000 |  | 11/19/2001
Waterfurnace International, Inc. | Geotility Geothermal Installations | ZS041**3*4 |  | Water-Source | WBAHP: Heat Pump Packaged Unit | Heat Pump | 230 | 3 |  |  | No Match | Single-Speed |  |  |  | 40000 | 2759 | 14.5 | 12 | 45000 | 2931 | 4.5 | 4.2 | Federally-Regulated Commercial & Industrial Equipment | 06/14/2011 |  | 04/19/2013
Mammoth | Geox | ZF108HHF |  | Water-Source | WBAHP: Heat Pump Packaged Unit | Heat Pump | 230 | 3 |  |  | No Match | No Match |  |  |  | 106000 | 9636 | 11 | 10.5 | 134000 | 10611 | 3.7 | 3.8 | Non Federally-Regulated | 07/31/1991 |  | 03/31/1998
Addison Products | Addison Products | HWPG048-3B** |  | Ground-Water-Source | WBAHP: Heat Pump Packaged Unit | Heat Pump | 208 | 3 |  |  | No Match | No Match |  |  |  | 47500 | 3298 | 14.4 | 9 | 34000 | 3214 | 3.1 |  | Non Federally-Regulated | 12/14/1998 |  | 04/10/2000
Florida Heat Pump | Florida Heat Pump | BP007-1HZ/VT |  | Ground-Source | WBAHP: Heat Pump Packaged Unit | Heat Pump | 208 | 1 |  |  | No Match | Single-Speed |  |  |  | 7400 | 400 | 18.5 | 13.4 | 5100 | 427 | 3.5 | 3.1 | Non Federally-Regulated | 06/14/2011 |  | 11/30/2011
ClimateMaster Inc. | Carrier | 50HQA/HQD/VQA/VQD009 |  | Water-Source | WBAHP: Heat Pump Packaged Unit | Heat Pump | 265 | 1 |  |  | No Match | No Match |  |  |  | 9800 | 844 | 11.6 | 10 | 12000 | 837 | 4.2 |  | Federally-Regulated Commercial & Industrial Equipment | 02/02/1998 |  | 03/31/1998
Bard Manufacturing Company, Inc. | Bard | QW421-A |  | Ground-Water-Source | WBAHP: Heat Pump Packaged Unit | Heat Pump | 208 | 1 |  |  | No Match | No Match |  |  |  | 40000 | 2500 | 16 | 9 | 26200 | 2398 | 3.2 |  | Non Federally-Regulated | 03/21/2001 |  | 05/23/2001
Command-Aire | Command-Aire | SWPH191E |  | Water-Source | WBAHP: Heat Pump Packaged Unit | Heat Pump | 208 | 1 |  |  | No Match | No Match |  |  |  | 18500 | 1650 | 11.2 | 7.5 | 24500 | 1750 | 4 | 2.5 | Non Federally-Regulated | 05/16/1984 |  | 06/11/1985
ClimateMaster Inc. | Trane | WPRA26HFXBX |  | Water-Source | WBAHP: Heat Pump Packaged Unit | Heat Pump | 230 | 3 |  |  | No Match | No Match |  |  |  | 25000 | 2380 | 10.5 | 9 | 29000 | 2430 | 3.5 | 3.2 | Non Federally-Regulated | 05/11/1988 |  | 03/15/1989
Command-Aire | Command-Aire | SWP-613 |  | Water-Source | WBAHP: Heat Pump Packaged Unit | Heat Pump | 208 | 3 |  |  | No Match | No Match |  |  |  | 62000 | 6500 | 9.5 | 7.5 | 78000 | 6600 | 3.5 | 2.5 | Non Federally-Regulated | 01/05/1982 |  | 01/23/1988
Addison Products | Addison Products | WPH028-1J |  | Water-Source | WBAHP-CB: Heat Pump Split Syst | Heat Pump | 208 | 1 |  |  | No Match | No Match |  |  |  | 28000 | 2545 | 11 | 9 | 33200 | 2779 | 3.5 | 3.5 | Non Federally-Regulated | 10/05/1999 |  | 04/12/2000
Florida Heat Pump | Florida Heat Pump | EM036-3VT |  | Water-Source | WBAHP: Heat Pump Packaged Unit | Heat Pump | 208 | 3 |  |  | No Match | No Match |  |  |  | 35000 | 2500 | 14 | 10 | 42000 | 2735 | 4.5 |  | Federally-Regulated Commercial & Industrial Equipment | 12/14/1998 |  | 10/05/1999
Power-Save International, Inc. | S.O.E.S.I. | PSD-1200 (2) |  | Water-Source | WBAHP: Heat Pump Packaged Unit | Heat Pump | 230 | 1 |  |  | No Match | No Match |  |  |  | 144400 | 14122 | 10.2 | 9.6 | 189000 | 14300 | 3.9 | 2.9 | Federally-Regulated Commercial & Industrial Equipment | 03/31/1998 |  | 05/10/1998
ClimateMaster Inc. | Trane | WPCA07XB* |  | Water-Source | WBAHP: Heat Pump Packaged Unit | Heat Pump | 208 | 1 |  |  | No Match | No Match |  |  |  | 6900 | 675 | 10.2 | 9 | 9500 | 795 | 3.5 | 3.2 | Non Federally-Regulated | 05/11/1988 |  | 03/15/1989
Bard Manufacturing Company, Inc. | Bard | WPV24C |  | Ground-Water-Source | WBAHP: Heat Pump Packaged Unit | Heat Pump | 230 | 1 |  |  | No Match | No Match |  |  |  | 21600 | 1661 | 13 | 9 | 15600 | 1524 | 3 |  | Non Federally-Regulated | 01/30/1998 |  | 10/02/1998
Addison Products | Addison Products | DWPG020-1B-XL* |  | Ground-Water-Source | WBAHP: Heat Pump Packaged Unit | Heat Pump | 208 | 1 |  |  | No Match | No Match |  |  |  | 19000 | 5757 | 3.3 | 9 | 13400 | 1189 | 3.3 |  | Non Federally-Regulated | 05/15/1998 |  | 07/29/1998
Florida Heat Pump | Florida Heat Pump | EM060-1CF/HZ/VT |  | Water-Source | WBAHP: Heat Pump Packaged Unit | Heat Pump | 230 | 1 |  |  | No Match | No Match |  |  |  | 60000 | 4615 | 13 | 10 | 80000 | 5327 | 4.4 |  | Federally-Regulated Commercial & Industrial Equipment | 04/12/2000 |  | 02/17/2011
Enertech Global, LLC | Enertech | HXT060D2 |  | Ground-Water-Source | WBAHP: Heat Pump Packaged Unit | Heat Pump | 208 | 3 |  |  | No Match | Single-Speed | 2383 | 644 | 1 | 69000 | 3026 | 22.8 | 16.2 | 61000 | 3886 | 4.6 | 3.6 | Non Federally-Regulated | 09/03/2012 |  | 12/12/2012
ClimateMaster Inc. | Climate Master Series | HS/HL096H |  | Water-Source | WBAHP: Heat Pump Packaged Unit | Heat Pump | 208 | 3 |  |  | No Match | No Match |  |  |  | 88000 | 8000 | 11 | 9 | 114000 | 8789 | 3.8 | 3.8 | Federally-Regulated Commercial & Industrial Equipment | 01/22/2003 |  | 03/12/2009
Waterfurnace International, Inc. | Geosmart Energy, Inc. | YS060**1*4 |  | Ground-Source | WBAHP: Heat Pump Packaged Unit | Heat Pump | 230 | 1 |  |  | No Match | Single-Speed |  |  |  | 60900 | 3402 | 17.9 | 13.4 | 47100 | 3834 | 3.6 | 3.1 | Non Federally-Regulated | 01/09/2014 |  | 05/01/2015
Waterfurnace International, Inc. | Waterfurnace International, Inc. | VL/VX080**3 |  | Ground-Water-Source | WBAHP: Heat Pump Packaged Unit | Heat Pump | 230 | 3 |  |  | No Match | No Match |  |  |  | 84000 | 6000 | 14 | 9 | 54500 | 5506 | 2.9 |  | Non Federally-Regulated | 07/22/2002 |  | 03/12/2009
Waterfurnace International, Inc. | Standard Range | WSH/WSV025B*1*** |  | Water-Source | WBAHP: Heat Pump Packaged Unit | Heat Pump | 230 | 1 |  |  | No Match | No Match |  |  |  | 27000 | 2454 | 11 | 9 | 33000 | 2613 | 3.7 | 3.2 | Non Federally-Regulated | 10/10/1989 |  | 07/31/1991
Enertech Global, LLC | Enertech | GTC048 | ACD060 | Water-Source | WBAHP-C: Heat Pump Split Syste | Heat Pump | 230 | 1 |  |  | No Match | Single-Speed |  |  |  | 48800 | 3904 | 12.5 | 12 | 58400 | 3806 | 4.5 | 4.2 | Federally-Regulated Commercial & Industrial Equipment | 04/30/2009 |  | 06/15/2009
Snyder General Corp. | McQuay | VE390FP |  | Water-Source | WBAHP: Heat Pump Packaged Unit | Heat Pump | 460 | 3 |  |  | No Match | No Match |  |  |  | 39000 | 3700 | 10.5 | 9 | 48000 | 4020 | 3.5 | 3.2 | Non Federally-Regulated | 02/22/1990 |  | 07/31/1991
Climate Control / Snyder General | Electro-Hydronics | UC350FD |  | Water-Source | WBAHP: Heat Pump Packaged Unit | Heat Pump | 230 | 3 |  |  | No Match | No Match |  |  |  | 35600 | 3360 | 10.6 | 7.5 | 43000 | 3500 | 3.6 | 2.5 | Non Federally-Regulated | 06/11/1985 |  | 08/29/1986
Waterfurnace International, Inc. | Extended Range | WXS059A*1 | RCS-059A | Ground-Water-Source | WBAHP-C: Heat Pump Split Syste | Heat Pump | 230 | 1 |  |  | No Match | No Match |  |  |  | 60500 | 5874 | 10.3 |  | 74000 | 6023 | 3.6 |  | Non Federally-Regulated | 03/15/1989 |  | 07/31/1991
Mammoth | Mammoth | D104H |  | Water-Source | WBAHP: Heat Pump Packaged Unit | Heat Pump | 230 | 1 |  |  | No Match | No Match |  |  |  | 100000 | 10200 | 9.8 | 7.5 | 112000 | 10200 | 3.2 | 2.2 | Non Federally-Regulated | 01/05/1982 |  | 05/16/1984
Climate Control / Snyder General | Electro-Hydronics | VE390G5 |  | Water-Source | WBAHP: Heat Pump Packaged Unit | Heat Pump | 208 | 1 |  |  | No Match | No Match |  |  |  | 39000 | 3700 | 10.5 | 7.5 | 48000 | 4020 | 3.5 | 2.5 | Non Federally-Regulated | 05/16/1984 |  | 08/29/1986
Addison Products | Heat Controller | WRH044-1JA | HRH044-1J/1JB | Water-Source | WBAHP-C: Heat Pump Split Syste | Heat Pump | 230 | 1 |  |  | No Match | No Match |  |  |  | 40500 | 3681 | 11 | 10 | 50000 | 3855 | 3.8 |  | Federally-Regulated Commercial & Industrial Equipment | 10/05/1999 |  | 04/12/2000
Mammoth | Hydrobank II | E013VHF |  | Water-Source | WBAHP: Heat Pump Packaged Unit | Heat Pump | 265 | 1 |  |  | No Match | No Match |  |  |  | 13200 | 1200 | 11 | 9 | 17400 | 1377 | 3.7 | 3.2 | Federally-Regulated Commercial & Industrial Equipment | 01/22/1990 |  | 07/27/1992
American Air Filter | Enercon | FVW-09 |  | Water-Source | WBAHP: Heat Pump Packaged Unit | Heat Pump | 265 | 1 |  |  | No Match | No Match |  |  |  | 8500 | 817 | 10.4 | 9 | 12200 | 911 | 3.9 | 3.2 | Non Federally-Regulated | 02/22/1990 |  | 07/31/1991
Snyder General Corp. | McQuay | CCH015A*N |  | Water-Source | WBAHP: Heat Pump Packaged Unit | Heat Pump | 265 | 1 |  |  | No Match | No Match |  |  |  | 14000 | 1148 | 12.2 | 9 | 17000 | 1246 | 4 | 3.2 | Non Federally-Regulated | 02/22/1990 |  | 07/31/1991
Enertech Global, LLC | Enertech | H050C | MPD048 | Ground-Source | WBAHP-CB: Heat Pump Split Syst | Heat Pump | 230 | 1 |  |  | No Match | Single-Speed |  |  |  | 54300 | 3251 | 16.7 | 13.4 | 43300 | 3430 | 3.7 | 3.1 | Non Federally-Regulated | 08/23/2011 |  | 04/19/2013
Waterfurnace International, Inc. | Waterfurnace International, Inc. | NSZ042A0 | NRAC048* | Ground-Water-Source | WBAHP-CB: Heat Pump Split Syst | Heat Pump | 230 | 1 |  |  | No Match | Single-Speed |  |  |  | 42900 | 1696 | 25.3 | 16.2 | 33000 | 2149 | 4.5 | 3.6 | Non Federally-Regulated | 01/24/2011 |  | 10/24/2014
Inter-City Products Corp. | McQuay | CCW120A*F |  | Water-Source | WBAHP: Heat Pump Packaged Unit | Heat Pump | 208 | 3 |  |  | No Match | No Match |  |  |  | 120000 | 12500 | 9.6 | 10.5 | 143000 | 11975 | 3.5 | 3.8 | Non Federally-Regulated | 07/31/1991 |  | 03/31/1998
Florida Heat Pump | Florida Heat Pump | EM041-3VT |  | Water-Source | WBAHP: Heat Pump Packaged Unit | Heat Pump | 208 | 3 |  |  | No Match | No Match |  |  |  | 39500 | 2992 | 13.2 | 10 | 50000 | 3488 | 4.2 |  | Federally-Regulated Commercial & Industrial Equipment | 12/14/1998 |  | 10/05/1999
Mammoth | Hydrobank II | F072VHK |  | Water-Source | WBAHP: Heat Pump Packaged Unit | Heat Pump | 208 | 3 |  |  | No Match | No Match |  |  |  | 68500 | 5708 | 12 | 9 | 85500 | 6423 | 3.9 | 3.8 | Federally-Regulated Commercial & Industrial Equipment | 06/27/2003 |  | 03/12/2009
Mammoth | Hydrobank II | F024HHH/VHH |  | Water-Source | WBAHP: Heat Pump Packaged Unit | Heat Pump | 208 | 3 |  |  | No Match | No Match |  |  |  | 24600 | 2157 | 11.4 | 10 | 31700 | 2444 | 3.8 |  | Federally-Regulated Commercial & Industrial Equipment | 12/14/1998 |  | 10/05/1999
Florida Heat Pump | Geomaster, LLC | EC048-3CF/HZ/VT |  | Water-Source | WBAHP: Heat Pump Packaged Unit | Heat Pump | 230 | 3 |  |  | No Match | Single-Speed |  |  |  | 48000 | 3429 | 14 | 12 | 58000 | 3540 | 4.8 | 4.2 | Federally-Regulated Commercial & Industrial Equipment | 04/23/2009 |  | 04/20/2015
Command-Aire | Command-Aire | RWP-503 |  | Water-Source | WBAHP: Heat Pump Packaged Unit | Heat Pump | 230 | 3 |  |  | No Match | No Match |  |  |  | 58600 | 5925 | 9.9 | 9 | 74700 | 5890 | 3.7 | 3.2 | Non Federally-Regulated | 05/11/1988 |  | 03/15/1989
Mammoth | Hydrobank II | F043VHJ |  | Water-Source | WBAHP: Heat Pump Packaged Unit | Heat Pump | 230 | 3 |  |  | No Match | No Match |  |  |  | 40000 | 3571 | 11.2 | 10 | 51500 | 3869 | 3.9 |  | Federally-Regulated Commercial & Industrial Equipment | 01/18/2001 |  | 03/22/2001
ClimateMaster Inc. | Climate Master | TCH/V042AG |  | Ground-Water-Source | WBAHP: Heat Pump Packaged Unit | Heat Pump | 230 | 1 |  |  | No Match | Single-Speed |  |  |  | 45900 | 2342 | 19.6 | 16.2 | 44000 | 3396 | 3.8 | 3.6 | Non Federally-Regulated | 07/07/2011 |  | 10/24/2014
Florida Heat Pump | Florida Heat Pump | GT054-3CF/HZ/VT |  | Ground-Water-Source | WBAHP: Heat Pump Packaged Unit | Heat Pump | 230 | 3 |  |  | No Match | No Match |  |  |  | 51500 | 3961 | 13 | 9 | 42500 | 4150 | 3 |  | Non Federally-Regulated | 04/10/2000 |  | 07/18/2002
Geoflex Systems, Inc. | Geoflex Systems, Inc. | GF1S-V/H/D/M-042WADBP |  | Ground-Source | WBAHP: Heat Pump Packaged Unit | Both Heat Pump and Electric Re | 460 | 3 |  |  | No Match | Single-Speed |  |  |  | 39800 | 2095 | 19 | 13.4 | 29000 | 2237 | 3.8 | 3.1 | Non Federally-Regulated | 03/02/2012 |  | 01/09/2014
Waterfurnace International, Inc. | Geotility Geothermal Installations | ZS060**4*4 |  | Water-Source | WBAHP: Heat Pump Packaged Unit | Heat Pump | 460 | 3 |  |  | No Match | Single-Speed |  |  |  | 58400 | 3817 | 15.3 | 12 | 72500 | 4521 | 4.7 | 4.2 | Federally-Regulated Commercial & Industrial Equipment | 03/02/2012 |  | 04/19/2013
Florida Heat Pump | Florida Heat Pump | GT036-3VT/HZ/CF |  | Ground-Water-Source | WBAHP: Heat Pump Packaged Unit | Heat Pump | 208 | 3 |  |  | No Match | No Match |  |  |  | 35600 | 2489 | 14.3 | 9 | 25000 | 2362 | 3.1 |  | Non Federally-Regulated | 10/06/1999 |  | 04/10/2000
Econar | Econar | GH591 |  | Ground-Water-Source | WBAHP: Heat Pump Packaged Unit | Heat Pump | 208 | 1 |  |  | No Match | No Match |  |  |  | 54000 | 4285 | 12.6 | 11 | 78000 | 6178 | 3.7 | 3.5 | Non Federally-Regulated | 03/31/1998 |  | 05/10/1998
Command-Aire | Command-Aire | SWPH514E |  | Water-Source | WBAHP: Heat Pump Packaged Unit | Heat Pump | 460 | 3 |  |  | No Match | No Match |  |  |  | 49000 | 4380 | 11.2 | 9 | 65000 | 4760 | 4 | 3.2 | Non Federally-Regulated | 05/11/1988 |  | 03/15/1989
Waterfurnace International, Inc. | Waterfurnace International, Inc. | SXH030C2 |  | Water-Source | WBAHP-CB: Heat Pump Split Syst | Heat Pump | 265 | 1 |  |  | No Match | No Match |  |  |  | 31800 | 2338 | 13.6 | 9 | 33400 | 2330 | 4.2 | 3.5 | Non Federally-Regulated | 02/02/1998 |  | 10/02/1998
ClimateMaster Inc. | Climate Master Series | 803-015-E******** |  | Water-Source | WBAHP: Heat Pump Packaged Unit | Heat Pump | 265 | 1 |  |  | No Match | No Match |  |  |  | 15000 | 1442 | 10.4 | 9 | 19200 | 1440 | 3.9 | 3.2 | Non Federally-Regulated | 05/11/1988 |  | 03/15/1989
Snyder General Corp. | McQuay | VE140F5 |  | Water-Source | WBAHP: Heat Pump Packaged Unit | Heat Pump | 208 | 1 |  |  | No Match | No Match |  |  |  | 13500 | 1300 | 10.4 | 9 | 16000 | 1320 | 3.5 | 3.2 | Non Federally-Regulated | 02/22/1990 |  | 07/31/1991
Inter-City Products Corp. | McQuay | WMH009B*A |  | Water-Source | WBAHP-O: Heat Pump Packaged Un | Heat Pump | 115 | 1 |  |  | No Match | No Match |  |  |  | 9000 | 750 | 12 | 9.3 | 11000 | 789 | 4.1 | 3.8 | Non Federally-Regulated | 07/31/1991 |  | 03/31/1998
Waterfurnace International, Inc. | Waterfurnace International, Inc. | SXV095A3 |  | Water-Source | WBAHP: Heat Pump Packaged Unit | Heat Pump | 208 | 3 |  |  | No Match | No Match |  |  |  | 95000 | 6934 | 13.7 | 10.5 | 115000 | 7838 | 4.3 | 3.8 | Federally-Regulated Commercial & Industrial Equipment | 03/31/1998 |  | 05/10/1998
McQuay / Snyder General | Electro-Hydronics | FC400F3 |  | Water-Source | WBAHP: Heat Pump Packaged Unit | Heat Pump | 230 | 1 |  |  | No Match | No Match |  |  |  | 39600 | 3960 | 10 | 9 | 45000 | 3880 | 3.4 | 3.2 | Non Federally-Regulated | 05/11/1988 |  | 03/15/1989
Waterfurnace International, Inc. | Waterfurnace International, Inc. | VLH024A1 |  | Water-Source | WBAHP: Heat Pump Packaged Unit | Heat Pump | 208 | 1 |  |  | No Match | No Match |  |  |  | 23600 | 1934 | 12.2 | 10 | 32500 | 2322 | 4.1 |  | Federally-Regulated Commercial & Industrial Equipment | 12/14/1998 |  | 10/05/1999
Mammoth | Mammoth | E016HHU |  | Water-Source | WBAHP: Heat Pump Packaged Unit | Heat Pump | 265 | 1 |  |  | No Match | Single-Speed |  |  |  | 14200 | 1127 | 12.6 | 11.2 | 16900 | 1101 | 4.5 | 4.2 | Federally-Regulated Commercial & Industrial Equipment | 12/12/2012 |  | 04/22/2015
Florida Heat Pump | Florida Heat Pump | EM070-1CF/HZ/VT |  | Ground-Water-Source | WBAHP: Heat Pump Packaged Unit | Heat Pump | 208 | 1 |  |  | No Match | No Match |  |  |  | 72000 | 4897 | 14.7 | 9 | 53000 | 4852 | 3.2 |  | Non Federally-Regulated | 05/29/2001 |  | 07/18/2002
McQuay International | McQuay | W-CDD/CDE/CME-1-012-J |  | Water-Source | WBAHP: Heat Pump Packaged Unit | Heat Pump | 265 | 1 |  |  | No Match | No Match |  |  |  | 11700 | 1063 | 11 | 10 | 14200 | 1066 | 3.9 |  | Federally-Regulated Commercial & Industrial Equipment | 11/14/2000 |  | 03/12/2009
Command-Aire | Command-Aire | SWP413E |  | Water-Source | WBAHP: Heat Pump Packaged Unit | Heat Pump | 208 | 3 |  |  | No Match | No Match |  |  |  | 42000 | 3810 | 11 | 9 | 53000 | 3880 | 4 | 3.2 | Non Federally-Regulated | 05/11/1988 |  | 03/15/1989
Waterfurnace International, Inc. | Waterfurnace International, Inc. | SXH068B4 |  | Water-Source | WBAHP-CB: Heat Pump Split Syst | Heat Pump | 460 | 3 |  |  | No Match | No Match |  |  |  | 69000 | 5750 | 12 | 9 | 80000 | 6169 | 3.8 | 3.5 | Non Federally-Regulated | 02/02/1998 |  | 10/02/1998
Hydro Delta Corp. | Hydro Delta Corp. | 03-018-WTAR-DS-HE |  | Ground-Water-Source | WBAHP: Heat Pump Packaged Unit | Heat Pump | 208 | 1 |  |  | No Match | No Match |  |  |  | 20100 | 1500 | 13.4 | 9 | 12900 | 1399 | 2.7 |  | Non Federally-Regulated | 10/06/1999 |  | 04/10/2000
Florida Heat Pump | Florida Heat Pump | EM070-4CS | EM070-4AH/AV | Ground-Water-Source | WBAHP-CB: Heat Pump Split Syst | Heat Pump | 460 | 3 |  |  | No Match | No Match |  |  |  | 70500 | 4895 | 14.4 | 9 | 52000 | 4914 | 3.1 |  | Non Federally-Regulated | 04/10/2000 |  | 07/18/2002
Marvair | Marvair | V/H300-01-A |  | Water-Source | WBAHP: Heat Pump Packaged Unit | Heat Pump | 208 | 1 |  |  | No Match | No Match |  |  |  | 28000 | 2860 | 9.8 | 7.5 | 31000 | 2800 | 3.2 | 2.5 | Non Federally-Regulated | 06/11/1985 |  | 05/11/1988
Florida Heat Pump | Geomaster, LLC | ES025-1CS | ES025-1AV/AH | Ground-Source | WBAHP-CB: Heat Pump Split Syst | Heat Pump | 208 | 1 |  |  | No Match | Dual-Speed |  |  |  | 26900 | 1470 | 18.3 | 13.4 | 18600 | 1474 | 3.7 | 3.1 | Non Federally-Regulated | 06/15/2009 |  | 11/30/2011
Florida Heat Pump | Florida Heat Pump | EM060-1CS | EM060-1AV | Water-Source | WBAHP-C: Heat Pump Split Syste | Heat Pump | 208 | 1 |  |  | No Match | No Match |  |  |  | 59000 | 4609 | 12.8 | 9.3 | 78000 | 5316 | 4.3 | 3.8 | Federally-Regulated Commercial & Industrial Equipment | 03/31/1998 |  | 05/10/1998
American Air Filter | Enercon | FVW-36 |  | Water-Source | WBAHP: Heat Pump Packaged Unit | Heat Pump | 208 | 1 |  |  | No Match | No Match |  |  |  | 35200 | 3230 | 10.9 | 9 | 43000 | 3403 | 3.7 | 3.2 | Non Federally-Regulated | 02/22/1990 |  | 07/31/1991
Geoflex Systems, Inc. | Geoflex Systems, Inc. | GF1S-V/H/D/M-048WAABP |  | Ground-Water-Source | WBAHP: Heat Pump Packaged Unit | Both Heat Pump and Electric Re | 208 | 1 |  |  | No Match | Single-Speed |  |  |  | 53700 | 2114 | 25.4 | 16.2 | 47400 | 2956 | 4.7 | 3.6 | Non Federally-Regulated | 11/30/2011 |  | 03/02/2012
Waterfurnace International, Inc. | American Standard, Inc. | A2GX049***1*1 |  | Ground-Water-Source | WBAHP: Heat Pump Packaged Unit | Heat Pump | 230 | 1 |  |  | No Match | Dual-Speed |  |  |  | 53200 | 2945 | 22.7 | 16.2 | 47200 | 2344 | 4.7 | 3.6 | Non Federally-Regulated | 08/23/2011 |  | 10/24/2014
Inter-City Products Corp. | McQuay | CCW048C*G |  | Water-Source | WBAHP: Heat Pump Packaged Unit | Heat Pump | 208 | 1 |  |  | No Match | No Match |  |  |  | 47500 | 3831 | 12.4 | 9.3 | 54000 | 3874 | 4.1 | 3.8 | Non Federally-Regulated | 07/31/1991 |  | 03/31/1998
Florida Heat Pump | Energy Miser | LT 60 CF -1 |  | Ground-Water-Source | WBAHP: Heat Pump Packaged Unit | Heat Pump | 208 | 1 |  |  | No Match | No Match |  |  |  | 55000 | 4780 | 11.5 |  | 65000 | 5440 | 3.5 |  | Non Federally-Regulated | 02/22/1990 |  | 07/31/1991
Enertech Global, LLC | Enertech | GST060A | ACD060 | Ground-Source | WBAHP-CB: Heat Pump Split Syst | Heat Pump | 230 | 1 |  |  | No Match | Single-Speed |  |  |  | 61500 | 3683 | 16.7 | 13.4 | 44800 | 3549 | 3.7 | 3.1 | Non Federally-Regulated | 11/30/2011 |  | 03/02/2012
McQuay International | McQuay | W-FMS/FME/FDE-1-036-F |  | Water-Source | WBAHP: Heat Pump Packaged Unit | Heat Pump | 208 | 3 |  |  | No Match | No Match |  |  |  | 35200 | 2957 | 11.9 | 10 | 45000 | 3296 | 4 |  | Federally-Regulated Commercial & Industrial Equipment | 10/05/1999 |  | 09/21/2000
Addison Products | Addison Products | HWPH022-1J |  | Ground-Water-Source | WBAHP: Heat Pump Packaged Unit | Heat Pump | 230 | 1 |  |  | No Match | No Match |  |  |  | 23200 | 2017 | 11.5 | 11 | 28400 | 2378 | 3.5 | 3.5 | Non Federally-Regulated | 03/31/1998 |  | 05/10/1998
Enertech Global, LLC | Enertech | TCT060D |  | Ground-Water-Source | WBAHP: Heat Pump Packaged Unit | Heat Pump | 208 | 1 |  |  | No Match | Single-Speed | 2388 | 644 | 1 | 68200 | 3031 | 22.5 | 16.2 | 59900 | 3816 | 4.6 | 3.6 | Non Federally-Regulated | 09/03/2012 |  | 12/12/2012
Addison Products | Addison Products | HPY060-3A |  | Water-Source | WBAHP-CB: Heat Pump Split Syst | Heat Pump | 208 | 3 |  |  | No Match | No Match |  |  |  | 68000 | 5354 | 12.7 | 9 | 77200 | 6113 | 3.7 | 3.5 | Non Federally-Regulated | 07/22/2002 |  | 03/12/2009
McQuay International | McQuay | HWH/HWW042C-F |  | Water-Source | WBAHP: Heat Pump Packaged Unit | Heat Pump | 230 | 3 |  |  | No Match | No Match |  |  |  | 40500 | 3521 | 11.5 | 10 | 49500 | 3625 | 4 |  | Federally-Regulated Commercial & Industrial Equipment | 11/17/1999 |  | 09/21/2000
Waterfurnace International, Inc. | Waterfurnace International, Inc. | P028**1 |  | Ground-Water-Source | WBAHP: Heat Pump Packaged Unit | Heat Pump | 208 | 1 |  |  | No Match | No Match |  |  |  | 29000 | 1812 | 16 | 9 | 21000 | 1757 | 3.5 |  | Non Federally-Regulated | 07/22/2002 |  | 03/12/2009
Waterfurnace International, Inc. | American Standard, Inc. | A1GX048***1**0 |  | Water-Source | WBAHP: Heat Pump Packaged Unit | Heat Pump | 208 | 1 |  |  | No Match | Single-Speed |  |  |  | 46400 | 2994 | 15.5 | 12 | 55400 | 3249 | 5 | 4.2 | Federally-Regulated Commercial & Industrial Equipment | 08/23/2011 |  | 10/24/2014
Florida Heat Pump | Florida Heat Pump | EV048-3CF/HZ/VT |  | Water-Source | WBAHP: Heat Pump Packaged Unit | Heat Pump | 230 | 3 |  |  | No Match | Multiple-Speed |  |  |  | 48500 | 3566 | 12.7 | 12 | 58000 | 3540 | 4.8 | 4.2 | Federally-Regulated Commercial & Industrial Equipment | 06/23/2011 |  | 12/12/2012
McQuay / Snyder General | Electro-Hydronics | VE140G7 |  | Water-Source | WBAHP: Heat Pump Packaged Unit | Heat Pump | 265 | 1 |  |  | No Match | No Match |  |  |  | 13500 | 1300 | 10.4 | 9 | 16000 | 1320 | 3.5 | 3.2 | Non Federally-Regulated | 05/11/1988 |  | 03/15/1989
Snyder General Corp. | American Air Filter | GHW-49 |  | Water-Source | WBAHP: Heat Pump Packaged Unit | Heat Pump | 200 | 3 |  |  | No Match | No Match |  |  |  | 48500 | 4708 | 10.3 | 9 | 65000 | 5145 | 3.7 | 3.2 | Federally-Regulated Commercial & Industrial Equipment | 01/22/1990 |  | 07/27/1992
Florida Heat Pump | Florida Heat Pump | EM048-4CS | EM048-4AH/AV | Water-Source | WBAH: Heating Only Packaged Un | Heat Pump | 460 | 3 |  |  | No Match | No Match |  |  |  | 51000 | 4434 | 11.5 | 9 | 57000 | 4771 | 3.5 | 3.5 | Non Federally-Regulated | 05/23/2001 |  | 07/18/2002
Thermal Energy Systems | Thermaflo II | 48***6**** |  | Water-Source | WBAHP: Heat Pump Packaged Unit | Heat Pump | 460 | 3 |  |  | No Match | No Match |  |  |  | 49000 | 4350 | 11.3 | 9 | 59000 | 4400 | 3.9 | 3.2 | Non Federally-Regulated | 02/22/1990 |  | 07/31/1991
Trane U.S. Inc. | Trane | GSSD024 | TWE031E | Ground-Water-Source | WBAHP-CB: Heat Pump Split Syst | Heat Pump | 208 | 1 |  |  | No Match | No Match |  |  |  | 24100 | 1525 | 15.8 | 9 | 17300 | 1689 | 3 |  | Non Federally-Regulated | 07/22/2002 |  | 03/12/2009
Mammoth | Hydrobank II | F070VHG |  | Water-Source | WBAHP: Heat Pump Packaged Unit | Heat Pump | 230 | 3 |  |  | No Match | No Match |  |  |  | 71800 | 5240 | 13.7 | 9 | 87300 | 5684 | 4.5 | 3.8 | Federally-Regulated Commercial & Industrial Equipment | 05/23/2000 |  | 01/18/2001
Addison Products | Addison Products | DWPG042-3B-XL* |  | Ground-Water-Source | WBAHP: Heat Pump Packaged Unit | Heat Pump | 208 | 3 |  |  | No Match | No Match |  |  |  | 41500 | 2804 | 14.8 | 9 | 30000 | 2747 | 3.2 |  | Non Federally-Regulated | 12/14/1998 |  | 04/10/2000
Carrier Corp. | Carrier | 50HQD036 |  | Water-Source | WBAHP: Heat Pump Packaged Unit | Heat Pump | 208 | 1 |  |  | No Match | No Match |  |  |  | 35000 | 3181 | 11 | 10 | 42500 | 3193 | 3.9 |  | Federally-Regulated Commercial & Industrial Equipment | 12/14/1994 |  | 04/07/1996
Waterfurnace International, Inc. | Trane Unitary Products Group | T2GY072***1* |  | Ground-Water-Source | WBAHP: Heat Pump Packaged Unit | Heat Pump | 208 | 1 |  |  | No Match | Dual-Speed | 3834 | 942 |  | 74500 | 4209 | 17.7 | 16.2 | 64600 | 4618 | 4.1 | 3.6 | Non Federally-Regulated | 08/23/2011 |  | 11/30/2011
California Heat Pump | California Heat Pump | CHP-33V*-12-** |  | Water-Source | WBAHP: Heat Pump Packaged Unit | Heat Pump | 230 | 1 |  |  | No Match | No Match |  |  |  | 32500 | 3700 | 8.8 | 7.5 | 33200 | 3400 | 2.9 | 2.5 | Non Federally-Regulated | 09/08/1982 |  | 06/11/1985
Waterfurnace International, Inc. | Waterfurnace International, Inc. | NSV/NSH048F1*0 |  | Ground-Source | WBAHP: Heat Pump Packaged Unit | Heat Pump | 208 | 1 |  |  | No Match | Single-Speed |  |  |  | 48900 | 2827 | 17.3 | 13.4 | 35000 | 2849 | 3.6 | 3.1 | Non Federally-Regulated | 05/02/2012 |  | 04/19/2013
McQuay International | McQuay | HWH/HWW090C-F |  | Water-Source | WBAHP: Heat Pump Packaged Unit | Heat Pump | 230 | 3 |  |  | No Match | No Match |  |  |  | 92000 | 7603 | 12.1 | 9 | 112000 | 7631 | 4.3 | 3.8 | Federally-Regulated Commercial & Industrial Equipment | 11/17/1999 |  | 09/21/2000
Climate Control / Snyder General | Trane | WPHA99XG* |  | Water-Source | WBAHP: Heat Pump Packaged Unit | Heat Pump | 460 | 3 |  |  | No Match | No Match |  |  |  | 107000 | 10000 | 10.7 | 9.2 | 136000 | 10489 | 3.8 | 2.5 | Non Federally-Regulated | 05/16/1984 |  | 05/11/1988
Florida Heat Pump | Florida Heat Pump | EM048-3CF |  | Water-Source | WBAHP: Heat Pump Packaged Unit | Heat Pump | 208 | 3 |  |  | No Match | No Match |  |  |  | 49000 | 3920 | 12.5 | 10 | 58000 | 3863 | 4.4 |  | Federally-Regulated Commercial & Industrial Equipment | 12/14/1998 |  | 10/05/1999
Addison Products | Heat Controller | WPH032-3JA/3JBA |  | Water-Source | WBAHP: Heat Pump Packaged Unit | Heat Pump | 208 | 3 |  |  | No Match | No Match |  |  |  | 31200 | 2761 | 11.3 | 10 | 38500 | 2968 | 3.8 |  | Federally-Regulated Commercial & Industrial Equipment | 10/05/1999 |  | 04/12/2000
Heat Controller | Heat Controller | DWPG054-3B-XL* |  | Ground-Water-Source | WBAHP: Heat Pump Packaged Unit | Heat Pump | 208 | 3 |  |  | No Match | No Match |  |  |  | 59000 | 4538 | 13 | 11 | 66000 | 4959 | 3.9 | 3.5 | Non Federally-Regulated | 03/31/1998 |  | 05/10/1998
ClimateMaster Inc. | Carrier | RVC006***40*** |  | Water-Source | WBAHP: Heat Pump Packaged Unit | Heat Pump | 265 | 1 |  |  | No Match | No Match |  |  |  | 6600 | 545 | 12.1 | 10 | 8500 | 607 | 4.1 |  | Federally-Regulated Commercial & Industrial Equipment | 07/02/2003 |  | 03/12/2009
Mammoth | Hydrobank II | G035HHG |  | Water-Source | WBAHP: Heat Pump Packaged Unit | Heat Pump | 460 | 3 |  |  | No Match | No Match |  |  |  | 37000 | 2624 | 14.1 | 10 | 45000 | 2866 | 4.6 |  | Federally-Regulated Commercial & Industrial Equipment | 05/23/2000 |  | 11/14/2000
Florida Heat Pump | Florida Heat Pump | GT042-4CF/HZ/VT |  | Water-Source | WBAHP-CB: Heat Pump Split Syst | Heat Pump | 460 | 3 |  |  | No Match | No Match |  |  |  | 42500 | 3102 | 13.7 | 9 | 50000 | 3406 | 4.3 | 3.5 | Non Federally-Regulated | 05/23/2001 |  | 07/18/2002
Florida Heat Pump | Florida Heat Pump | EM060-1CS | EM060-1AH/AV | Water-Source | WBAH: Heating Only Packaged Un | Heat Pump | 230 | 1 |  |  | No Match | No Match |  |  |  | 64000 | 5245 | 12.2 | 9 | 79000 | 6429 | 3.6 | 3.5 | Non Federally-Regulated | 07/22/2002 |  | 03/12/2009
McQuay / Snyder General | Electro-Hydronics | FC260G7 |  | Water-Source | WBAHP: Heat Pump Packaged Unit | Heat Pump | 265 | 1 |  |  | No Match | No Match |  |  |  | 26000 | 2450 | 10.6 | 9 | 31000 | 2524 | 3.6 | 3.2 | Non Federally-Regulated | 05/11/1988 |  | 03/15/1989
American Air Filter | Enercon | DHW36 |  | Water-Source | WBAHP: Heat Pump Packaged Unit | Heat Pump | 265 | 1 |  |  | No Match | No Match |  |  |  | 36000 | 3280 | 11 | 7.5 | 43000 | 3525 | 3.6 | 2.5 | Non Federally-Regulated | 05/16/1984 |  | 06/11/1985
Command-Aire | Command-Aire | SWPH614E |  | Water-Source | WBAHP: Heat Pump Packaged Unit | Heat Pump | 460 | 3 |  |  | No Match | No Match |  |  |  | 62000 | 5640 | 11 | 9 | 78000 | 5710 | 4 | 3.2 | Federally-Regulated Commercial & Industrial Equipment | 01/23/1988 |  | 05/11/1988
Addison Products | Addison Products | HGY120-5A |  | Water-Source | WBAHP-CB: Heat Pump Split Syst | Heat Pump | 575 | 3 |  |  | No Match | No Match |  |  |  | 110400 | 8492 | 13 | 9 | 137100 | 11477 | 3.5 | 3.5 | Non Federally-Regulated | 01/24/2002 |  | 07/18/2002
Command-Aire | Command-Aire | SWP-1033 |  | Water-Source | WBAHP: Heat Pump Packaged Unit | Heat Pump | 208 | 3 |  |  | No Match | No Match |  |  |  | 115000 | 11900 | 9.7 | 9.2 | 156000 | 12100 | 3.8 |  | Federally-Regulated Commercial & Industrial Equipment | 01/23/1988 |  | 05/11/1988
Waterfurnace International, Inc. | Trane Unitary Products Group | T1GX048***1**0 |  | Ground-Water-Source | WBAHP: Heat Pump Packaged Unit | Heat Pump | 230 | 1 |  |  | No Match | Single-Speed |  |  |  | 51600 | 3076 | 22.5 | 16.2 | 45100 | 2293 | 4.3 | 3.6 | Non Federally-Regulated | 08/23/2011 |  | 10/24/2014
Waterfurnace International, Inc. | Rybacki - Hart Enterprises | ZS036**3*4 |  | Ground-Water-Source | WBAHP: Heat Pump Packaged Unit | Heat Pump | 230 | 3 |  |  | No Match | Single-Speed |  |  |  | 37700 | 1639 | 23 | 16.2 | 33000 | 2249 | 4.3 | 3.6 | Non Federally-Regulated | 06/14/2011 |  | 03/02/2012
ClimateMaster Inc. | Carrier Corp. | 50PCH/V036 |  | Ground-Source | WBAHP: Heat Pump Packaged Unit | Heat Pump | 230 | 1 |  |  | No Match | Single-Speed |  |  |  | 35300 | 2369 | 14.9 | 13.4 | 29600 | 2629 | 3.3 | 3.1 | Non Federally-Regulated | 10/24/2014 |  | 04/22/2015
Waterfurnace International, Inc. | Waterfurnace International, Inc. | SXV036B3 |  | Water-Source | WBAHP: Heat Pump Packaged Unit | Heat Pump | 208 | 3 |  |  | No Match | No Match |  |  |  | 36000 | 2647 | 13.6 | 10 | 44500 | 2774 | 4.7 |  | Federally-Regulated Commercial & Industrial Equipment | 12/14/1998 |  | 10/05/1999
ClimateMaster Inc. | Climate Master Series | VS/VL/HS/HL 030 G/E |  | Water-Source | WBAHP: Heat Pump Packaged Unit | Heat Pump | 265 | 1 |  |  | No Match | No Match |  |  |  | 28900 | 2312 | 12.5 | 10 | 37000 | 2409 | 4.5 |  | Federally-Regulated Commercial & Industrial Equipment | 12/14/1998 |  | 10/05/1999
Carrier Corp. | Carrier | 50QXH0486 |  | Water-Source | WBAHP: Heat Pump Packaged Unit | Heat Pump | 460 | 3 |  |  | No Match | No Match |  |  |  | 47000 | 4196 | 11.2 | 9 | 59000 | 4550 | 3.8 | 3.2 | Non Federally-Regulated | 10/10/1989 |  | 07/31/1991
McQuay International | McQuay | W-CMG-1-042-J |  | Ground-Water-Source | WBAHP: Heat Pump Packaged Unit | Heat Pump | 265 | 1 |  |  | No Match | No Match |  |  |  | 41000 | 3059 | 13.4 | 9 | 27600 | 2788 | 2.9 |  | Non Federally-Regulated | 07/22/2002 |  | 03/12/2009
Climate Control / Snyder General | Electro-Hydronics | UW500FP |  | Water-Source | WBAHP: Heat Pump Packaged Unit | Heat Pump | 460 | 3 |  |  | No Match | No Match |  |  |  | 50000 | 4850 | 10.3 | 7.5 | 65000 | 4900 | 3.9 | 2.5 | Non Federally-Regulated | 05/16/1984 |  | 08/29/1986
Florida Heat Pump | Energy Miser | HE62CF-1 |  | Water-Source | WBAHP: Heat Pump Packaged Unit | Heat Pump | 230 | 1 |  |  | No Match | No Match |  |  |  | 62000 | 5740 | 10.8 | 9.3 | 84000 | 6480 | 3.8 | 3.8 | Non Federally-Regulated | 07/31/1991 |  | 03/31/1998
Singer | Electro-Hydronics | CC240CK |  | Water-Source | WBAHP: Heat Pump Packaged Unit | Heat Pump | 208 | 3 |  |  | No Match | No Match |  |  |  | 24000 | 2850 | 8.4 | 7.5 | 28400 | 2900 | 2.9 | 2.5 | Non Federally-Regulated | 09/08/1982 |  | 05/16/1984
Waterfurnace International, Inc. | Waterfurnace International, Inc. | SXV019B1 |  | Water-Source | WBAHP: Heat Pump Packaged Unit | Heat Pump | 208 | 1 |  |  | No Match | No Match |  |  |  | 18600 | 1338 | 13.9 | 10 | 24200 | 1447 | 4.9 |  | Federally-Regulated Commercial & Industrial Equipment | 08/21/1998 |  | 10/02/1998
Florida Heat Pump | Florida Heat Pump | GO072-1HZ/VT(P) |  | Water-Source | WBAHP-CB: Heat Pump Split Syst | Heat Pump | 208 | 1 |  |  | No Match | No Match |  |  |  | 41500 | 2677 | 15.5 | 9 | 39700 | 2907 | 4 | 3.5 | Non Federally-Regulated | 07/22/2002 |  | 03/12/2009
Florida Heat Pump | Florida Heat Pump | EM012-1HZ |  | Water-Source | WBAHP: Heat Pump Packaged Unit | Heat Pump | 230 | 1 |  |  | No Match | No Match |  |  |  | 11500 | 1008 | 11.4 | 9.3 | 14600 | 1069 | 4 | 3.8 | Federally-Regulated Commercial & Industrial Equipment | 03/31/1998 |  | 05/10/1998
Addison Products | Addison Products | VWY096-3A |  | Water-Source | WBAHP: Heat Pump Packaged Unit | Heat Pump | 208 | 3 |  |  | No Match | No Match |  |  |  | 100800 | 6951 | 14.5 | 9 | 118500 | 7233 | 4.8 | 3.8 | Federally-Regulated Commercial & Industrial Equipment | 05/19/2000 |  | 11/14/2000
McQuay International | McQuay | W-FDS/FDL/FDD-1-024-E |  | Water-Source | WBAHP: Heat Pump Packaged Unit | Heat Pump | 208 | 1 |  |  | No Match | No Match |  |  |  | 24400 | 2033 | 12 | 10 | 32000 | 2343 | 4 |  | Federally-Regulated Commercial & Industrial Equipment | 10/05/1999 |  | 09/21/2000
ClimateMaster Inc. | Climate Master Series | GSV/GSH070AG |  | Ground-Water-Source | WBAHP: Heat Pump Packaged Unit | Heat Pump | 230 | 1 |  |  | No Match | No Match |  |  |  | 67600 | 5200 | 13 | 9 | 54100 | 5113 | 3.1 |  | Non Federally-Regulated | 04/10/2000 |  | 07/18/2002
Econar | Econar | GH670 |  | Ground-Water-Source | WBAHP: Heat Pump Packaged Unit | Heat Pump | 208 | 1 |  |  | No Match | No Match |  |  |  | 63500 | 6047 | 10.5 | 9 | 64000 | 6252 | 3 |  | Non Federally-Regulated | 01/30/1998 |  | 07/29/1998
Waterfurnace International, Inc. | Waterfurnace International, Inc. | SXV036A1 |  | Water-Source | WBAHP: Heat Pump Packaged Unit | Heat Pump | 208 | 1 |  |  | No Match | No Match |  |  |  | 36000 | 2647 | 13.6 | 10 | 44500 | 2774 | 4.7 |  | Federally-Regulated Commercial & Industrial Equipment | 02/02/1998 |  | 03/31/1998
Florida Heat Pump | Florida Heat Pump | SV018-1CF/VT/HZ*-***T/A*A |  | Water-Source | WBAHP: Heat Pump Packaged Unit | Heat Pump | 230 | 1 |  |  | No Match | Single-Speed |  |  |  | 19700 | 1387 | 14.2 | 12 | 21900 | 1366 | 4.7 | 4.2 | Federally-Regulated Commercial & Industrial Equipment | 01/09/2014 |  | 04/22/2015
Enertech Global, LLC | Enertech | GHT024A2 |  | Ground-Source | WBAHP: Heat Pump Packaged Unit | Heat Pump | 208 | 3 |  |  | No Match | Single-Speed |  |  |  | 24500 | 1361 | 18 | 13.4 | 19300 | 1450 | 3.9 | 3.1 | Non Federally-Regulated | 03/02/2012 |  | 12/12/2012
ClimateMaster Inc. | Trane | WPHC0604 |  | Water-Source | WBAHP: Heat Pump Packaged Unit | Heat Pump | 460 | 3 |  |  | No Match | No Match |  |  |  | 62024 | 5531 | 11.2 | 9 | 74861 | 6889 | 3.8 | 3.2 | Federally-Regulated Commercial & Industrial Equipment | 07/05/1988 |  | 02/22/1990
McQuay / Snyder General | Electro-Hydronics | UW140G7 |  | Water-Source | WBAHP: Heat Pump Packaged Unit | Heat Pump | 265 | 1 |  |  | No Match | No Match |  |  |  | 13500 | 1300 | 10.4 | 7.5 | 17500 | 1350 | 3.8 | 2.5 | Non Federally-Regulated | 08/29/1986 |  | 05/11/1988
USPower Climate Control | USPower Climate Control | GSDXC6000 | GSDXV6000 | Water-Source | WBAHP-C: Heat Pump Split Syste | Heat Pump | 230 | 1 |  |  | No Match | No Match |  |  |  | 60000 | 3636 | 16.5 | 9 | 60000 | 3704 | 4.7 | 3.2 | Federally-Regulated Commercial & Industrial Equipment | 03/20/1991 |  | 07/31/1991
Trane U.S. Inc. | Command-Aire | GSUF0721A |  | Ground-Water-Source | WBAHP: Heat Pump Packaged Unit | Heat Pump | 208 | 1 |  |  | No Match | No Match |  |  |  | 69000 | 5267 | 13.1 | 9 | 51000 | 5152 | 2.9 |  | Non Federally-Regulated | 10/06/1999 |  | 04/10/2000
Addison Products | Addison Products | HGY096-3A |  | Water-Source | WBAHP-CB: Heat Pump Split Syst | Heat Pump | 208 | 3 |  |  | No Match | No Match |  |  |  | 97900 | 8900 | 11 | 9 | 123600 | 10346 | 3.5 | 3.5 | Non Federally-Regulated | 01/24/2002 |  | 07/18/2002
Florida Heat Pump | Loop Group, Inc. | EV048-3CF/HZ/VT |  | Water-Source | WBAHP: Heat Pump Packaged Unit | Heat Pump | 230 | 3 |  |  | No Match | Multiple-Speed |  |  |  | 48500 | 3566 | 12.7 | 12 | 58000 | 3540 | 4.8 | 4.2 | Federally-Regulated Commercial & Industrial Equipment | 06/23/2011 |  | 12/12/2012
Enertech Global, LLC | Roth Industries, Inc. | RCT036C |  | Ground-Source | WBAHP: Heat Pump Packaged Unit | Heat Pump | 230 | 1 |  |  | No Match | Single-Speed |  |  |  | 37500 | 2072 | 18.1 | 13.4 | 28100 | 2009 | 4.1 | 3.1 | Non Federally-Regulated | 12/12/2012 |  | 04/21/2014
Command-Aire | Command-Aire | SWPH613E |  | Water-Source | WBAHP: Heat Pump Packaged Unit | Heat Pump | 230 | 3 |  |  | No Match | No Match |  |  |  | 62000 | 5640 | 11 | 9 | 78000 | 5710 | 4 | 3.2 | Non Federally-Regulated | 05/11/1988 |  | 03/15/1989
Waterfurnace International, Inc. | Geotility Geothermal Installations | ZS036**3*1 |  | Ground-Water-Source | WBAHP: Heat Pump Packaged Unit | Heat Pump | 230 | 3 |  |  | No Match | Single-Speed |  |  |  | 37700 | 1639 | 23 | 16.2 | 33000 | 2249 | 4.3 | 3.6 | Non Federally-Regulated | 01/24/2011 |  | 04/19/2013
Florida Heat Pump | Geomaster, LLC | ES036-1CF/HZ/VT |  | Water-Source | WBAHP: Heat Pump Packaged Unit | Heat Pump | 208 | 1 |  |  | No Match | Single-Speed |  |  |  | 33000 | 2115 | 15.6 | 12 | 39000 | 2197 | 5.2 | 4.2 | Federally-Regulated Commercial & Industrial Equipment | 02/09/2009 |  | 04/20/2015
ClimateMaster Inc. | Carrier Corp. | 50YGV/H/D064 |  | Water-Source | WBAHP: Heat Pump Packaged Unit | Heat Pump | 230 | 1 |  |  | No Match | Single-Speed |  |  |  | 61300 | 3831 | 16 | 12 | 77200 | 4269 | 5.3 | 4.2 | Federally-Regulated Commercial & Industrial Equipment | 12/12/2012 |  | 04/22/2015
Florida Heat Pump | Florida Heat Pump | EM048-4HZ |  | Water-Source | WBAHP: Heat Pump Packaged Unit | Heat Pump | 460 | 3 |  |  | No Match | No Match |  |  |  | 49000 | 3920 | 12.5 | 10 | 58000 | 3863 | 4.4 |  | Federally-Regulated Commercial & Industrial Equipment | 12/14/1998 |  | 10/05/1999
Florida Heat Pump | Florida Heat Pump | EM048-4CS | EM048-4AV | Water-Source | WBAHP-C: Heat Pump Split Syste | Heat Pump | 460 | 3 |  |  | No Match | No Match |  |  |  | 48000 | 3902 | 12.3 | 10 | 57000 | 3884 | 4.3 |  | Federally-Regulated Commercial & Industrial Equipment | 02/02/1998 |  | 03/31/1998
McQuay International | McQuay | W-CDL/CDS/CMS-1-042-J |  | Water-Source | WBAHP: Heat Pump Packaged Unit | Heat Pump | 265 | 1 |  |  | No Match | No Match |  |  |  | 40500 | 3521 | 11.5 | 10 | 49500 | 3625 | 4 |  | Federally-Regulated Commercial & Industrial Equipment | 09/21/2000 |  | 03/12/2009
Waterfurnace International, Inc. | Waterfurnace International, Inc. | VLV/VXV018*0 |  | Water-Source | WBAHP: Heat Pump Packaged Unit | Heat Pump | 208 | 1 |  |  | No Match | No Match |  |  |  | 17100 | 1266 | 13.5 | 10 | 23200 | 1416 | 4.8 |  | Federally-Regulated Commercial & Industrial Equipment | 06/20/2003 |  | 02/17/2011
Waterfurnace International, Inc. | Waterfurnace International, Inc. | P057**3 |  | Ground-Water-Source | WBAHP: Heat Pump Packaged Unit | Heat Pump | 208 | 3 |  |  | No Match | No Match |  |  |  | 60000 | 4761 | 12.6 | 9 | 42000 | 4101 | 3 |  | Non Federally-Regulated | 07/22/2002 |  | 03/12/2009
Waterfurnace International, Inc. | Geotility Geothermal Installations | GCC/GCW/GCS/GCE15*0 |  | Ground-Source | WBAHP-O: Heat Pump Packaged Un | Heat Pump | 230 | 1 |  |  | No Match | Single-Speed |  |  |  | 14200 | 893 | 15.9 | 13.4 | 10500 | 905 | 3.4 | 3.1 | Non Federally-Regulated | 01/24/2011 |  | 04/19/2013
Snyder General Corp. | American Air Filter | VWW10P |  | Water-Source | WBAHP: Heat Pump Packaged Unit | Heat Pump | 460 | 3 |  |  | No Match | No Match |  |  |  | 107000 | 8992 | 11.9 | 10.5 | 120000 | 9288 | 3.8 | 3.8 | Non Federally-Regulated | 07/31/1991 |  | 03/31/1998
Friedrich Climate Master | Climate Master Series | 814-042-G******** |  | Water-Source | WBAHP: Heat Pump Packaged Unit | Heat Pump | 230 | 1 |  |  | No Match | No Match |  |  |  | 41500 | 3520 | 11.8 | 7.5 | 44500 | 3340 | 3.9 | 2.5 | Non Federally-Regulated | 08/29/1986 |  | 05/11/1988
Waterfurnace International, Inc. | Waterfurnace International, Inc. | CC/CE/CS/CW15*2 |  | Ground-Water-Source | WBAHP: Heat Pump Packaged Unit | Heat Pump | 265 | 1 |  |  | No Match | No Match |  |  |  | 15000 | 1041 | 14.4 | 9 | 11000 | 1007 | 3.2 |  | Non Federally-Regulated | 11/14/2000 |  | 07/18/2002
Waterfurnace International, Inc. | Waterfurnace International, Inc. | SXH010A1 |  | Ground-Source | WBAHP: Heat Pump Packaged Unit | Heat Pump | 208 | 1 |  |  | No Match | No Match |  |  |  | 9900 | 642 | 15.4 |  | 7400 | 657 | 3.3 |  | Non Federally-Regulated | 03/31/1998 |  | 05/10/1998
Trane U.S. Inc. | Trane | WPRD019 |  | Water-Source | WBAHP-O: Heat Pump Packaged Un | Heat Pump | 208 | 1 |  |  | No Match | No Match |  |  |  | 18000 | 1636 | 11 | 10 | 23400 | 1714 | 4 |  | Federally-Regulated Commercial & Industrial Equipment | 04/12/2000 |  | 03/12/2009
Waterfurnace International, Inc. | Geosmart Energy, Inc. | YS036**1*0 |  | Ground-Source | WBAHP: Heat Pump Packaged Unit | Heat Pump | 208 | 1 |  |  | No Match | Single-Speed |  |  |  | 34500 | 2078 | 16.6 | 13.4 | 26000 | 2309 | 3.3 | 3.1 | Non Federally-Regulated | 01/24/2011 |  | 05/01/2015
Command-Aire | Command-Aire | SWPH-2033 |  | Water-Source | WBAHP: Heat Pump Packaged Unit | Heat Pump | 230 | 3 |  |  | No Match | No Match |  |  |  | 240000 | 24700 | 9.7 | 7.5 | 336000 | 27900 | 3.5 | 2.2 | Non Federally-Regulated | 01/05/1982 |  | 06/11/1985
Florida Heat Pump | Florida Heat Pump | EM041-1VT |  | Water-Source | WBAHP: Heat Pump Packaged Unit | Heat Pump | 230 | 1 |  |  | No Match | No Match |  |  |  | 39500 | 2992 | 13.2 | 10 | 50000 | 3488 | 4.2 |  | Federally-Regulated Commercial & Industrial Equipment | 12/14/1998 |  | 10/05/1999
Waterfurnace International, Inc. | Geotility Geothermal Installations | QT064**1 |  | Ground-Source | WBAHP: Heat Pump Packaged Unit | Heat Pump | 230 | 1 |  |  | No Match | Dual-Speed |  |  |  | 59400 | 3934 | 15.1 | 13.4 | 41300 | 3560 | 3.4 | 3.1 | Non Federally-Regulated | 01/24/2011 |  | 04/19/2013
Trane U.S. Inc. | Trane | GEVB036 |  | Ground-Water-Source | WBAHP: Heat Pump Packaged Unit | Heat Pump | 208 | 1 |  |  | No Match | No Match |  |  |  | 35200 | 2427 | 14.5 | 9 | 22200 | 2001 | 3.3 |  | Non Federally-Regulated | 07/22/2002 |  | 03/12/2009
ClimateMaster Inc. | Climate Master Series | CS/CL012G |  | Water-Source | WBAHP-O: Heat Pump Packaged Un | Heat Pump | 230 | 1 |  |  | No Match | No Match |  |  |  | 11800 | 921 | 12.8 | 10 | 14000 | 1051 | 3.9 |  | Federally-Regulated Commercial & Industrial Equipment | 04/12/2000 |  | 03/12/2009
Waterfurnace International, Inc. | Waterfurnace International, Inc. | NSZ060A0 | NAH060* | Ground-Source | WBAHP-CB: Heat Pump Split Syst | Heat Pump | 208 | 1 |  |  | No Match | Single-Speed |  |  |  | 57000 | 3353 | 17 | 13.4 | 44500 | 3623 | 3.6 | 3.1 | Non Federally-Regulated | 01/24/2011 |  | 03/02/2012
Florida Heat Pump | Florida Heat Pump | EP012-0HZ/VT |  | Water-Source | WBAHP: Heat Pump Packaged Unit | Heat Pump | 115 | 1 |  |  | No Match | Single-Speed |  |  |  | 12200 | 819 | 14.9 | 11.2 | 16500 | 948 | 5.1 | 4.2 | Federally-Regulated Commercial & Industrial Equipment | 01/24/2011 |  | 06/14/2011
Carrier Corp. | Carrier | 50HQD030 |  | Water-Source | WBAHP: Heat Pump Packaged Unit | Heat Pump | 208 | 1 |  |  | No Match | No Match |  |  |  | 29000 | 2478 | 11.7 | 10 | 39000 | 2657 | 4.3 |  | Federally-Regulated Commercial & Industrial Equipment | 12/14/1994 |  | 04/07/1996
Geoflex Systems, Inc. | Geoflex Systems, Inc. | GF1S-V/H/D/M-036WAABP |  | Ground-Water-Source | WBAHP: Heat Pump Packaged Unit | Both Heat Pump and Electric Re | 230 | 1 |  |  | No Match | Single-Speed |  |  |  | 36000 | 1417 | 25.4 | 16.2 | 30900 | 1887 | 4.8 | 3.6 | Non Federally-Regulated | 03/02/2012 |  | 01/09/2014
Carrier Corp. | Carrier | 50KQ0091 |  | Water-Source | WBAHP: Heat Pump Packaged Unit | Heat Pump | 115 | 1 |  |  | No Match | No Match |  |  |  | 8600 | 810 | 10.6 | 9 | 10500 | 905 | 3.4 | 3.2 | Non Federally-Regulated | 05/11/1988 |  | 03/15/1989
Florida Heat Pump | Energy Miser | EMH41-4 |  | Water-Source | WBAHP: Heat Pump Packaged Unit | Heat Pump | 460 | 3 |  |  | No Match | No Match |  |  |  | 40000 | 4000 | 10 | 9 | 45000 | 4120 | 3.2 | 3.2 | Federally-Regulated Commercial & Industrial Equipment | 01/26/1989 |  | 07/27/1992
Florida Heat Pump | Florida Heat Pump | EM096-3VT/HZ |  | Water-Source | WBAHP: Heat Pump Packaged Unit | Heat Pump | 230 | 3 |  |  | No Match | No Match |  |  |  | 96000 | 7111 | 13.5 | 9 | 109000 | 6795 | 4.7 | 3.8 | Federally-Regulated Commercial & Industrial Equipment | 10/05/1999 |  | 04/12/2000
ClimateMaster Inc. | Carrier | 50YBV042(P) |  | Ground-Water-Source | WBAHP: Heat Pump Packaged Unit | Heat Pump | 208 | 1 |  |  | No Match | No Match |  |  |  | 16000 | 860 | 18.6 | 9 | 16000 | 1171 | 4 |  | Non Federally-Regulated | 11/17/1999 |  | 04/10/2000
Mammoth | Hydrobank II | F036VHJ |  | Water-Source | WBAHP: Heat Pump Packaged Unit | Heat Pump | 208 | 3 |  |  | No Match | No Match |  |  |  | 34500 | 3194 | 10.8 | 10 | 45500 | 3418 | 3.9 |  | Federally-Regulated Commercial & Industrial Equipment | 01/18/2001 |  | 03/12/2009
Florida Heat Pump | Geomaster, LLC | EC060-3CF/HZ/VT |  | Ground-Water-Source | WBAHP: Heat Pump Packaged Unit | Heat Pump | 230 | 3 |  |  | No Match | Single-Speed | 3890 | 730 | 1 | 67000 | 3661 | 18.3 | 16.2 | 61500 | 3661 | 3.9 | 3.6 | Non Federally-Regulated | 04/30/2009 |  | 04/20/2015
Mammoth | Hydrobank II | F086HHH |  | Water-Source | WBAHP: Heat Pump Packaged Unit | Heat Pump | 208 | 3 |  |  | No Match | No Match |  |  |  | 85500 | 6286 | 13.6 | 9 | 101500 | 6758 | 4.4 | 3.8 | Federally-Regulated Commercial & Industrial Equipment | 01/18/2001 |  | 07/16/2001
American Air Filter | Enercon | GHW-19 |  | Water-Source | WBAHP: Heat Pump Packaged Unit | Heat Pump | 230 | 1 |  |  | No Match | No Match |  |  |  | 18400 | 1614 | 11.4 | 9 | 21000 | 1758 | 3.5 | 3.2 | Non Federally-Regulated | 02/22/1990 |  | 07/31/1991
Hydro Delta Corp. | Hydro Delta Corp. | 03-026-WTARW-HE |  | Water-Source | WBAHP-CB: Heat Pump Split Syst | Heat Pump | 208 | 1 |  |  | No Match | No Match |  |  |  | 24400 | 2050 | 11.9 | 9 | 28400 | 2311 | 3.6 | 3.5 | Non Federally-Regulated | 10/05/1999 |  | 04/12/2000
ClimateMaster Inc. | Climate Master | PDW60 | FK4CNF006 | Ground-Source | WBAHP-CB: Heat Pump Split Syst | Heat Pump | 208 | 1 |  |  | No Match | Single-Speed |  |  |  | 57600 | 4056 | 14.2 | 13.4 | 47200 | 3955 | 3.5 | 3.1 | Non Federally-Regulated | 09/15/2009 |  | 02/17/2011
Snyder General Corp. | American Air Filter | CWH015B*V |  | Water-Source | WBAHP-O: Heat Pump Packaged Un | Heat Pump | 230 | 1 |  |  | No Match | No Match |  |  |  | 15000 | 1250 | 12 | 9.3 | 17000 | 1282 | 3.9 | 3.8 | Non Federally-Regulated | 07/31/1991 |  | 03/31/1998
ClimateMaster Inc. | Climate Master | PDW36 | FK4CNF003 | Ground-Source | WBAHP-CB: Heat Pump Split Syst | Heat Pump | 208 | 1 |  |  | No Match | Single-Speed |  |  |  | 34700 | 2182 | 15.9 | 13.4 | 25900 | 2302 | 3.3 | 3.1 | Non Federally-Regulated | 09/15/2009 |  | 02/17/2011
Florida Heat Pump | Florida Heat Pump | EM012-2VT/HZ/CF |  | Water-Source | WBAHP: Heat Pump Packaged Unit | Heat Pump | 265 | 1 |  |  | No Match | No Match |  |  |  | 11500 | 1008 | 11.4 | 10 | 14600 | 1069 | 4 |  | Federally-Regulated Commercial & Industrial Equipment | 10/05/1999 |  | 04/12/2000
Waterfurnace International, Inc. | Geosmart Energy, Inc. | ZS036**3*4 |  | Ground-Source | WBAHP: Heat Pump Packaged Unit | Heat Pump | 230 | 3 |  |  | No Match | Single-Speed |  |  |  | 34500 | 1994 | 17.3 | 13.4 | 26000 | 2177 | 3.5 | 3.1 | Non Federally-Regulated | 06/14/2011 |  | 03/02/2012
Addison Products | Addison Products | HGY096-5A |  | Ground-Water-Source | WBAHP: Heat Pump Packaged Unit | Heat Pump | 575 | 3 |  |  | No Match | No Match |  |  |  | 95700 | 7909 | 12.1 | 9 | 78200 | 6943 | 3.3 |  | Non Federally-Regulated | 01/24/2002 |  | 07/18/2002
Mammoth | Hydrobank II | D014HHE/VHE |  | Water-Source | WBAHP: Heat Pump Packaged Unit | Heat Pump | 208 | 1 |  |  | No Match | No Match |  |  |  | 13400 | 1030 | 13 | 10 | 18000 | 1318 | 4 |  | Federally-Regulated Commercial & Industrial Equipment | 12/14/1998 |  | 10/05/1999
Florida Heat Pump | Florida Heat Pump | GT042-5CS | GT042-5AH/AV | Ground-Water-Source | WBAHP-CB: Heat Pump Split Syst | Heat Pump | 575 | 3 |  |  | No Match | No Match |  |  |  | 41500 | 3143 | 13.2 | 9 | 30600 | 2801 | 3.2 |  | Non Federally-Regulated | 04/10/2000 |  | 05/29/2001
Addison Products | Addison Products | WRH054-1JC | HRH054-1J/1JB | Water-Source | WBAHP-C: Heat Pump Split Syste | Heat Pump | 230 | 1 |  |  | No Match | No Match |  |  |  | 49000 | 4224 | 11.6 | 10 | 66000 | 5090 | 3.8 |  | Federally-Regulated Commercial & Industrial Equipment | 12/14/1998 |  | 04/12/2000
California Heat Pump | California Heat Pump | CHP-33H*-32-** |  | Water-Source | WBAHP: Heat Pump Packaged Unit | Heat Pump | 230 | 3 |  |  | No Match | No Match |  |  |  | 32500 | 3500 | 9.3 | 7.5 | 37000 | 3550 | 3.1 | 2.5 | Non Federally-Regulated | 01/05/1982 |  | 09/08/1982
American Air Filter | Enercon | DVW51 |  | Water-Source | WBAHP: Heat Pump Packaged Unit | Heat Pump | 460 | 3 |  |  | No Match | No Match |  |  |  | 51000 | 4988 | 10.2 | 7.5 | 64000 | 5244 | 3.6 | 2.5 | Non Federally-Regulated | 05/16/1984 |  | 06/11/1985
ClimateMaster Inc. | Carrier Corp. | 50YPS038 | FE4***005 | Water-Source | WBAHP-CB: Heat Pump Split Syst | Heat Pump | 230 | 1 |  |  | No Match | Single-Speed |  |  |  | 35900 | 2426 | 14.8 | 12 | 44700 | 2620 | 5 | 4.2 | Federally-Regulated Commercial & Industrial Equipment | 01/24/2011 |  | 08/23/2011
Enertech Global, LLC | Enertech | GT120 |  | Ground-Water-Source | WBAHP: Heat Pump Packaged Unit | Heat Pump | 230 | 1 |  |  | No Match | Single-Speed | 6740 | 800 | 1 | 131200 | 7540 | 17.4 | 16.2 | 113700 | 8331 | 4 | 3.6 | Non Federally-Regulated | 01/10/2012 |  | 04/19/2013
Mammoth | Hydrobank II | D036HHJ |  | Water-Source | WBAHP: Heat Pump Packaged Unit | Heat Pump | 230 | 1 |  |  | No Match | No Match |  |  |  | 35500 | 3287 | 10.8 | 10 | 47000 | 3530 | 3.9 |  | Federally-Regulated Commercial & Industrial Equipment | 11/14/2000 |  | 01/18/2001
Enertech Global, LLC | Enertech | GHT048A |  | Ground-Water-Source | WBAHP: Heat Pump Packaged Unit | Heat Pump | 230 | 1 |  |  | No Match | Single-Speed |  |  |  | 50600 | 2595 | 19.5 | 16.2 | 47300 | 3466 | 4 | 3.6 | Non Federally-Regulated | 12/12/2012 |  | 05/11/2015
Waterfurnace International, Inc. | Trane Unitary Products Group | T2GX049***1*1 |  | Water-Source | WBAHP: Heat Pump Packaged Unit | Heat Pump | 230 | 1 |  |  | No Match | Dual-Speed |  |  |  | 48300 | 3057 | 15.8 | 12 | 57400 | 3301 | 5.1 | 4.2 | Federally-Regulated Commercial & Industrial Equipment | 08/23/2011 |  | 10/24/2014
McQuay International | McQuay | W-LDD/LDS/LMH/LMS1070K |  | Water-Source | WBAHP: Heat Pump Packaged Unit | Heat Pump | 460 | 3 |  |  | No Match | No Match |  |  |  | 70000 | 6194 | 11.3 | 9 | 83000 | 6235 | 3.9 | 3.8 | Federally-Regulated Commercial & Industrial Equipment | 01/18/2001 |  | 03/12/2009
Singer | Electro-Hydronics | WM190C3 |  | Water-Source | WBAHP: Heat Pump Packaged Unit | Heat Pump | 230 | 1 |  |  | No Match | No Match |  |  |  | 18000 | 1850 | 9.7 | 7.5 | 22600 | 6850 | 3.3 | 2.5 | Non Federally-Regulated | 01/05/1982 |  | 09/08/1982
Florida Heat Pump | Florida Heat Pump | EM009-2VT |  | Water-Source | WBAHP: Heat Pump Packaged Unit | Heat Pump | 265 | 1 |  |  | No Match | No Match |  |  |  | 9500 | 760 | 12.5 | 10 | 13000 | 846 | 4.5 |  | Federally-Regulated Commercial & Industrial Equipment | 12/14/1998 |  | 10/05/1999
Command-Aire | Command-Aire | RUWP-833 |  | Water-Source | WBAHP: Heat Pump Packaged Unit | Heat Pump | 230 | 3 |  |  | No Match | No Match |  |  |  | 91800 | 9120 | 10.1 | 9.2 | 116000 | 9520 | 3.6 |  | Non Federally-Regulated | 05/11/1988 |  | 03/15/1989
Climate Control / Snyder General | Electro-Hydronics | CW500GP |  | Water-Source | WBAHP: Heat Pump Packaged Unit | Heat Pump | 460 | 3 |  |  | No Match | No Match |  |  |  | 50000 | 4850 | 10.3 | 7.5 | 65000 | 4900 | 3.9 | 2.5 | Non Federally-Regulated | 05/16/1984 |  | 08/29/1986
Mammoth | Geox | ZD043VSC |  | Water-Source | WBAHP: Heat Pump Packaged Unit | Heat Pump | 230 | 1 |  |  | No Match | No Match |  |  |  | 41000 | 3888 | 10.5 | 7.5 | 47500 | 3965 | 3.5 | 2.5 | Non Federally-Regulated | 06/11/1985 |  | 05/11/1988
Florida Heat Pump | Florida Heat Pump | EM031-1CS | EM031-1AH/AV | Water-Source | WBAH: Heating Only Packaged Un | Heat Pump | 230 | 1 |  |  | No Match | No Match |  |  |  | 34500 | 2695 | 12.8 | 9 | 41000 | 3336 | 3.6 | 3.5 | Non Federally-Regulated | 07/22/2002 |  | 03/12/2009
ClimateMaster Inc. | Climate Master Series | PDW42 | GAH42 | Ground-Water-Source | WBAHP-CB: Heat Pump Split Syst | Heat Pump | 208 | 1 |  |  | No Match | No Match |  |  |  | 43000 | 2866 | 15 | 9 | 33000 | 2843 | 3.4 |  | Non Federally-Regulated | 04/10/2000 |  | 11/19/2001
McQuay International | McQuay | CCH/CCW/HWH/HWW024C-T |  | Water-Source | WBAHP: Heat Pump Packaged Unit | Heat Pump | 460 | 3 |  |  | No Match | No Match |  |  |  | 25000 | 2066 | 12.1 | 9.3 | 30000 | 2313 | 3.8 | 3.8 | Federally-Regulated Commercial & Industrial Equipment | 03/31/1998 |  | 05/10/1998
Command-Aire | Command-Aire | SWPH261E |  | Water-Source | WBAHP: Heat Pump Packaged Unit | Heat Pump | 208 | 1 |  |  | No Match | No Match |  |  |  | 24000 | 2160 | 11.1 | 7.5 | 32000 | 2340 | 4.1 | 2.5 | Non Federally-Regulated | 05/16/1984 |  | 06/11/1985
Waterfurnace International, Inc. | Rybacki - Hart Enterprises | ZS023**2*4 |  | Ground-Source | WBAHP: Heat Pump Packaged Unit | Heat Pump | 265 | 1 |  |  | No Match | Single-Speed |  |  |  | 23900 | 1406 | 17 | 13.4 | 17000 | 1384 | 3.6 | 3.1 | Non Federally-Regulated | 06/14/2011 |  | 04/19/2013
Enertech Global, LLC | Enertech | TRT036A | ACD036 | Ground-Source | WBAHP-CB: Heat Pump Split Syst | Heat Pump | 208 | 1 |  |  | No Match | Single-Speed |  |  |  | 36200 | 2142 | 16.9 | 13.4 | 28000 | 2104 | 3.9 | 3.1 | Non Federally-Regulated | 09/03/2012 |  | 12/12/2012
Mammoth | Geox | ZD043HHF-CR1 |  | Water-Source | WBAHP: Heat Pump Packaged Unit | Heat Pump | 208 | 1 |  |  | No Match | No Match |  |  |  | 42000 | 3761 | 11.2 | 9.3 | 53000 | 3981 | 3.9 | 3.8 | Non Federally-Regulated | 07/31/1991 |  | 03/31/1998
Addison Products | Addison Products | VPY024-1A |  | Water-Source | WBAHP-CB: Heat Pump Split Syst | Heat Pump | 230 | 1 |  |  | No Match | No Match |  |  |  | 25500 | 1992 | 12.8 | 9 | 28200 | 2233 | 3.7 | 3.5 | Non Federally-Regulated | 11/14/2000 |  | 07/18/2002
Waterfurnace International, Inc. | Rybacki - Hart Enterprises | ZS036**0*0 |  | Ground-Source | WBAHP: Heat Pump Packaged Unit | Heat Pump | 230 | 1 |  |  | No Match | Single-Speed |  |  |  | 34500 | 2078 | 16.6 | 13.4 | 26000 | 2309 | 3.3 | 3.1 | Non Federally-Regulated | 01/24/2011 |  | 04/19/2013
Waterfurnace International, Inc. | Waterfurnace International, Inc. | SXV030B2 |  | Water-Source | WBAHP: Heat Pump Packaged Unit | Heat Pump | 265 | 1 |  |  | No Match | No Match |  |  |  | 30600 | 2125 | 14.4 | 10 | 36600 | 2145 | 5 |  | Federally-Regulated Commercial & Industrial Equipment | 08/21/1998 |  | 10/02/1998
Mammoth | Geox | ZG036HHA |  | Water-Source | WBAHP: Heat Pump Packaged Unit | Heat Pump | 460 | 3 |  |  | No Match | No Match |  |  |  | 35800 | 3314 | 10.8 | 9 | 47000 | 3624 | 3.8 | 3.2 | Federally-Regulated Commercial & Industrial Equipment | 12/26/1990 |  | 07/27/1992
Command-Aire | Command-Aire | RUWP-1033 |  | Water-Source | WBAHP: Heat Pump Packaged Unit | Heat Pump | 208 | 3 |  |  | No Match | No Match |  |  |  | 117000 | 11800 | 9.9 | 9.2 | 149000 | 11700 | 3.7 |  | Federally-Regulated Commercial & Industrial Equipment | 01/23/1988 |  | 05/11/1988
Trane U.S. Inc. | Trane | WPHF0217 |  | Water-Source | WBAHP: Heat Pump Packaged Unit | Heat Pump | 208 | 1 |  |  | No Match | No Match |  |  |  | 21200 | 1422 | 14.9 | 10 | 23600 | 1571 | 4.4 |  | Federally-Regulated Commercial & Industrial Equipment | 10/05/1999 |  | 04/12/2000
Waterfurnace International, Inc. | Rybacki - Hart Enterprises | ZS041**3*4 |  | Ground-Water-Source | WBAHP: Heat Pump Packaged Unit | Heat Pump | 230 | 3 |  |  | No Match | Single-Speed |  |  |  | 44500 | 2023 | 22 | 16.2 | 36000 | 2638 | 4 | 3.6 | Non Federally-Regulated | 06/14/2011 |  | 04/19/2013
Waterfurnace International, Inc. | Waterfurnace International, Inc. | SXH120A4 |  | Water-Source | WBAHP: Heat Pump Packaged Unit | Heat Pump | 460 | 3 |  |  | No Match | No Match |  |  |  | 118500 | 9634 | 12.3 | 9 | 160000 | 10905 | 4.3 | 3.8 | Federally-Regulated Commercial & Industrial Equipment | 12/14/1998 |  | 10/05/1999
Mammoth | Hydrobank II | D016VHJ |  | Water-Source | WBAHP: Heat Pump Packaged Unit | Heat Pump | 230 | 1 |  |  | No Match | No Match |  |  |  | 16000 | 1250 | 12.8 | 10 | 22000 | 1464 | 4.4 |  | Federally-Regulated Commercial & Industrial Equipment | 05/23/2000 |  | 11/14/2000
Addison Products | Addison Products | WPH064-3JC/3JBC |  | Water-Source | WBAHP-CB: Heat Pump Split Syst | Heat Pump | 230 | 3 |  |  | No Match | No Match |  |  |  | 63500 | 5080 | 12.5 | 9 | 76000 | 6364 | 3.5 | 3.5 | Non Federally-Regulated | 02/02/1998 |  | 10/02/1998
Enertech Global, LLC | Enertech | GXT036C2 |  | Ground-Water-Source | WBAHP: Heat Pump Packaged Unit | Heat Pump | 208 | 3 |  |  | No Match | Single-Speed |  |  |  | 40900 | 1748 | 23.4 | 16.2 | 35700 | 2135 | 4.9 | 3.6 | Non Federally-Regulated | 12/12/2012 |  | 04/21/2014
Command-Aire | Command-Aire | SWPH-1833 |  | Water-Source | WBAHP: Heat Pump Packaged Unit | Heat Pump | 230 | 3 |  |  | No Match | No Match |  |  |  | 206000 | 22700 | 9.1 |  | 286000 | 23100 | 3.6 |  | Non Federally-Regulated | 05/11/1988 |  | 03/15/1989
Mammoth | Hydrobank II | D072HHG/VHG |  | Water-Source | WBAHP: Heat Pump Packaged Unit | Heat Pump | 208 | 1 |  |  | No Match | No Match |  |  |  | 66000 | 4888 | 13.5 | 9 | 84500 | 5628 | 4.4 | 3.8 | Federally-Regulated Commercial & Industrial Equipment | 02/02/1998 |  | 03/31/1998
Snyder General Corp. | American Air Filter | HWW030C*N |  | Water-Source | WBAHP: Heat Pump Packaged Unit | Heat Pump | 265 | 1 |  |  | No Match | No Match |  |  |  | 31000 | 2541 | 12.2 | 9.3 | 37000 | 2782 | 3.9 | 3.8 | Non Federally-Regulated | 07/31/1991 |  | 03/31/1998
Carrier Corp. | Carrier | 50QEH0244 |  | Water-Source | WBAHP: Heat Pump Packaged Unit | Heat Pump | 265 | 1 |  |  | No Match | No Match |  |  |  | 25400 | 2082 | 12.2 | 9 | 30600 | 2360 | 3.8 | 3.2 | Non Federally-Regulated | 02/22/1990 |  | 07/31/1991
American Air Filter | Enercon | EHW-49 |  | Water-Source | WBAHP: Heat Pump Packaged Unit | Heat Pump | 230 | 1 |  |  | No Match | No Match |  |  |  | 49000 | 4336 | 11.3 | 9 | 62000 | 5188 | 3.5 | 3.2 | Non Federally-Regulated | 05/11/1988 |  | 03/15/1989
Climate Control / Snyder General | Electro-Hydronics | VF100F3 |  | Water-Source | WBAHP: Heat Pump Packaged Unit | Heat Pump | 230 | 1 |  |  | No Match | No Match |  |  |  | 9500 | 850 | 11.2 | 7.5 | 12600 | 880 | 4.2 | 2.5 | Non Federally-Regulated | 05/16/1984 |  | 06/11/1985
Snyder General Corp. | American Air Filter | GVW-215 |  | Water-Source | WBAHP: Heat Pump Packaged Unit | Heat Pump | 460 | 3 |  |  | No Match | No Match |  |  |  | 214000 | 18000 | 11.9 |  | 240000 | 18400 | 3.8 | 3.8 | Non Federally-Regulated | 07/31/1991 |  | 03/31/1998
Waterfurnace International, Inc. | Waterfurnace International, Inc. | VLV042A4 |  | Water-Source | WBAHP: Heat Pump Packaged Unit | Heat Pump | 460 | 3 |  |  | No Match | No Match |  |  |  | 40000 | 3076 | 13 | 10 | 48000 | 3349 | 4.2 |  | Federally-Regulated Commercial & Industrial Equipment | 12/14/1998 |  | 10/05/1999
Waterfurnace International, Inc. | Waterfurnace International, Inc. | SXH030B0 |  | Ground-Water-Source | WBAHP: Heat Pump Packaged Unit | Heat Pump | 208 | 1 |  |  | No Match | No Match |  |  |  | 31200 | 2181 | 14.3 | 9 | 21600 | 1808 | 3.5 |  | Non Federally-Regulated | 12/14/1998 |  | 10/06/1999
Waterfurnace International, Inc. | Rybacki - Hart Enterprises | GCC/GCW/GCS/GCE18*0 |  | Water-Source | WBAHP-O: Heat Pump Packaged Un | Heat Pump | 230 | 1 |  |  | No Match | Single-Speed |  |  |  | 16200 | 1296 | 12.5 | 11.2 | 21000 | 1399 | 4.4 | 4.2 | Federally-Regulated Commercial & Industrial Equipment | 01/24/2011 |  | 04/19/2013
Addison Products | Addison Products | VWPG060-1B-XL* |  | Ground-Water-Source | WBAHP: Heat Pump Packaged Unit | Heat Pump | 208 | 1 |  |  | No Match | No Match |  |  |  | 58000 | 19333 | 3 | 9 | 44000 | 4298 | 3 |  | Non Federally-Regulated | 05/15/1998 |  | 07/29/1998
McQuay / Snyder General | Electro-Hydronics | VF390G5 |  | Water-Source | WBAHP: Heat Pump Packaged Unit | Heat Pump | 208 | 1 |  |  | No Match | No Match |  |  |  | 39000 | 3700 | 10.5 | 9 | 48000 | 4020 | 3.5 | 3.2 | Non Federally-Regulated | 05/11/1988 |  | 03/15/1989
Waterfurnace International, Inc. | Geotility Geothermal Installations | ZS048**3*4 |  | Water-Source | WBAHP: Heat Pump Packaged Unit | Heat Pump | 230 | 3 |  |  | No Match | Single-Speed |  |  |  | 47700 | 3077 | 15.5 | 12 | 56000 | 3419 | 4.8 | 4.2 | Federally-Regulated Commercial & Industrial Equipment | 06/14/2011 |  | 04/19/2013
Carrier Corp. - Syracuse | Carrier | 50YAV/YAH019 |  | Ground-Source | WBAHP: Heat Pump Packaged Unit | Heat Pump | 208 | 1 |  |  | No Match | No Match |  |  |  | 21500 | 1535 | 14 |  | 14000 | 1367 | 3 |  | Non Federally-Regulated | 03/31/1998 |  | 05/10/1998
Waterfurnace International, Inc. | Waterfurnace International, Inc. | NSV/NSH012F1*0 |  | Water-Source | WBAHP: Heat Pump Packaged Unit | Heat Pump | 208 | 1 |  |  | No Match | Single-Speed |  |  |  | 12300 | 783 | 15.7 | 11.2 | 14800 | 850 | 5.1 | 4.2 | Federally-Regulated Commercial & Industrial Equipment | 05/02/2012 |  | 04/19/2013
McQuay / Snyder General | Electro-Hydronics | UW260F5 |  | Water-Source | WBAHP: Heat Pump Packaged Unit | Heat Pump | 208 | 1 |  |  | No Match | No Match |  |  |  | 26000 | 2450 | 10.6 | 7.5 | 31600 | 2500 | 3.7 | 2.5 | Non Federally-Regulated | 08/29/1986 |  | 05/11/1988
Command-Aire | Command-Aire | SWPH267E |  | Water-Source | WBAHP: Heat Pump Packaged Unit | Heat Pump | 265 | 1 |  |  | No Match | No Match |  |  |  | 24000 | 2190 | 11 | 9 | 32000 | 2340 | 4.1 | 3.2 | Federally-Regulated Commercial & Industrial Equipment | 01/23/1988 |  | 05/11/1988
Inter-City Products Corp. | McQuay | CCH009C*A |  | Water-Source | WBAHP: Heat Pump Packaged Unit | Heat Pump | 115 | 1 |  |  | No Match | No Match |  |  |  | 8800 | 830 | 10.6 | 9.3 | 11400 | 880 | 3.8 | 3.8 | Non Federally-Regulated | 07/31/1991 |  | 03/31/1998
Mammoth | Hydrobank II | F024HHH/VHH |  | Water-Source | WBAHP: Heat Pump Packaged Unit | Heat Pump | 230 | 3 |  |  | No Match | No Match |  |  |  | 24600 | 2157 | 11.4 | 10 | 31700 | 2444 | 3.8 |  | Federally-Regulated Commercial & Industrial Equipment | 07/29/1998 |  | 10/02/1998
Waterfurnace International, Inc. | Waterfurnace International, Inc. | SXV058B1 |  | Ground-Source | WBAHP: Heat Pump Packaged Unit | Heat Pump | 230 | 1 |  |  | No Match | No Match |  |  |  | 56500 | 4216 | 13.4 |  | 45500 | 4301 | 3.1 |  | Non Federally-Regulated | 03/31/1998 |  | 05/10/1998
Mammoth | Hydrobank II | D052HHJ |  | Water-Source | WBAHP: Heat Pump Packaged Unit | Heat Pump | 208 | 1 |  |  | No Match | No Match |  |  |  | 53000 | 4690 | 11.3 | 10 | 69000 | 5183 | 3.9 |  | Federally-Regulated Commercial & Industrial Equipment | 05/23/2000 |  | 01/18/2001
Snyder General Corp. | American Air Filter | HWW048C*T |  | Water-Source | WBAHP: Heat Pump Packaged Unit | Heat Pump | 460 | 3 |  |  | No Match | No Match |  |  |  | 47500 | 3831 | 12.4 | 9.3 | 54000 | 3874 | 4.1 | 3.8 | Non Federally-Regulated | 07/31/1991 |  | 03/31/1998
ClimateMaster Inc. | Carrier Corp. | 50YPS026 | FE4***003 | Water-Source | WBAHP-CB: Heat Pump Split Syst | Heat Pump | 230 | 1 |  |  | No Match | Single-Speed |  |  |  | 24700 | 1647 | 15 | 12 | 31400 | 1736 | 5.3 | 4.2 | Federally-Regulated Commercial & Industrial Equipment | 01/24/2011 |  | 08/23/2011
Command-Aire | Command-Aire | RWP-204 |  | Water-Source | WBAHP: Heat Pump Packaged Unit | Heat Pump | 460 | 3 |  |  | No Match | No Match |  |  |  | 25800 | 2440 | 10.6 | 9 | 31200 | 2420 | 3.8 | 3.2 | Non Federally-Regulated | 02/22/1990 |  | 07/31/1991
ClimateMaster Inc. | Carrier Corp. | 50PCH/V018 |  | Water-Source | WBAHP: Heat Pump Packaged Unit | Heat Pump | 230 | 1 |  |  | No Match | Single-Speed |  |  |  | 17300 | 1210 | 14.3 | 12 | 21500 | 1260 | 5 | 4.2 | Federally-Regulated Commercial & Industrial Equipment | 10/24/2014 |  | 04/22/2015
Waterfurnace International, Inc. | Johnson Controls | RCLC/RCLW/RCLS/RCLX09*2 |  | Water-Source | WBAHP-O: Heat Pump Packaged Un | Heat Pump | 265 | 1 |  |  | No Match | Single-Speed |  |  |  | 8700 | 737 | 11.8 | 11.2 | 11400 | 777 | 4.3 | 4.2 | Federally-Regulated Commercial & Industrial Equipment | 05/02/2012 |  | 01/09/2014
Singer | Electro-Hydronics | CC240CP |  | Water-Source | WBAHP: Heat Pump Packaged Unit | Heat Pump | 460 | 3 |  |  | No Match | No Match |  |  |  | 24000 | 2850 | 8.4 | 7.5 | 28400 | 2900 | 2.9 | 2.5 | Non Federally-Regulated | 09/08/1982 |  | 05/16/1984
Mammoth | Mammoth | D043VSEXXX |  | Water-Source | WBAHP: Heat Pump Packaged Unit | Heat Pump | 208 | 1 |  |  | No Match | No Match |  |  |  | 41600 | 3780 | 11 | 9 | 51600 | 4200 | 3.6 | 3.2 | Non Federally-Regulated | 05/11/1988 |  | 03/15/1989
Trane U.S. Inc. | Trane | WPRD0261 |  | Water-Source | WBAHP-O: Heat Pump Packaged Un | Heat Pump | 265 | 1 |  |  | No Match | No Match |  |  |  | 24000 | 1967 | 12.2 | 10 | 28000 | 2159 | 3.8 |  | Federally-Regulated Commercial & Industrial Equipment | 12/14/1998 |  | 10/05/1999
Snyder General Corp. | American Air Filter | FHW-09 |  | Water-Source | WBAHP: Heat Pump Packaged Unit | Heat Pump | 208 | 1 |  |  | No Match | No Match |  |  |  | 8200 | 796 | 10.3 | 9 | 11500 | 911 | 3.7 | 3.2 | Federally-Regulated Commercial & Industrial Equipment | 02/04/1988 |  | 07/27/1992
Econar | Econar | GV671 |  | Ground-Water-Source | WBAHP: Heat Pump Packaged Unit | Heat Pump | 208 | 1 |  |  | No Match | No Match |  |  |  | 63500 | 5669 | 11.2 | 9 | 63000 | 6154 | 3 |  | Non Federally-Regulated | 12/14/1998 |  | 03/18/2002
McQuay International | McQuay | CCH/CCW/HWH/HWW042C-G |  | Water-Source | WBAHP: Heat Pump Packaged Unit | Heat Pump | 230 | 1 |  |  | No Match | No Match |  |  |  | 40500 | 3521 | 11.5 | 10 | 49500 | 3626 | 4 |  | Federally-Regulated Commercial & Industrial Equipment | 12/14/1998 |  | 11/17/1999
Florida Heat Pump | Florida Heat Pump | GT054-3CS | GT054-3AH/AV | Ground-Water-Source | WBAHP-CB: Heat Pump Split Syst | Heat Pump | 230 | 3 |  |  | No Match | No Match |  |  |  | 50500 | 3976 | 12.7 | 9 | 41500 | 4192 | 2.9 |  | Non Federally-Regulated | 07/22/2002 |  | 03/12/2009
Enertech Global, LLC | Enertech | TCT036C2 |  | Ground-Source | WBAHP: Heat Pump Packaged Unit | Heat Pump | 230 | 3 |  |  | No Match | Single-Speed |  |  |  | 38400 | 2076 | 18.5 | 13.4 | 28500 | 1856 | 4.5 | 3.1 | Non Federally-Regulated | 05/02/2012 |  | 12/12/2012
Addison Products | Addison Products | WPH022-1J |  | Water-Source | WBAHP: Heat Pump Packaged Unit | Heat Pump | 208 | 1 |  |  | No Match | No Match |  |  |  | 22000 | 1833 | 12 | 10 | 28000 | 2051 | 4 |  | Federally-Regulated Commercial & Industrial Equipment | 12/14/1998 |  | 11/14/2000
McQuay / Snyder General | Electro-Hydronics | UW330G7 |  | Water-Source | WBAHP: Heat Pump Packaged Unit | Heat Pump | 265 | 1 |  |  | No Match | No Match |  |  |  | 33000 | 3050 | 10.8 | 7.5 | 39000 | 3090 | 3.7 | 2.5 | Non Federally-Regulated | 08/29/1986 |  | 05/11/1988
Addison Products | Addison Products | WSH019-8AR |  | Water-Source | WBAHP: Heat Pump Packaged Unit | Heat Pump | 265 | 1 |  |  | No Match | No Match |  |  |  | 18200 | 1300 | 14 | 10 | 22200 | 1301 | 5 |  | Federally-Regulated Commercial & Industrial Equipment | 12/14/1998 |  | 05/19/2000
Florida Heat Pump | Florida Heat Pump | EM036-4CS | EM036-4AH/AV | Ground-Water-Source | WBAHP-CB: Heat Pump Split Syst | Heat Pump | 460 | 3 |  |  | No Match | No Match |  |  |  | 36000 | 2553 | 14.1 | 9 | 25000 | 2289 | 3.2 |  | Non Federally-Regulated | 05/29/2001 |  | 07/18/2002
Singer | Electro-Hydronics | FC240C3 |  | Water-Source | WBAHP: Heat Pump Packaged Unit | Heat Pump | 230 | 1 |  |  | No Match | No Match |  |  |  | 24000 | 2850 | 8.4 | 7.5 | 28500 | 2900 | 2.9 | 2.5 | Non Federally-Regulated | 01/05/1982 |  | 09/08/1982
Geoflex Systems, Inc. | Geoflex Systems, Inc. | GF1S-V/H/D/M-024WAABP |  | Water-Source | WBAHP: Heat Pump Packaged Unit | Both Heat Pump and Electric Re | 208 | 1 |  |  | No Match | Single-Speed |  |  |  | 20300 | 1173 | 17.3 | 12 | 24600 | 1243 | 5.8 | 4.2 | Federally-Regulated Commercial & Industrial Equipment | 11/30/2011 |  | 03/02/2012
Climate Control / Snyder General | Electro-Hydronics | FW260F7 |  | Water-Source | WBAHP: Heat Pump Packaged Unit | Heat Pump | 265 | 1 |  |  | No Match | No Match |  |  |  | 26000 | 2450 | 10.6 | 7.5 | 31600 | 2500 | 3.7 | 2.5 | Non Federally-Regulated | 05/16/1984 |  | 08/29/1986
American Air Filter | Enercon | VW124 |  | Water-Source | WBAHP: Heat Pump Packaged Unit | Heat Pump | 200 | 3 |  |  | No Match | No Match |  |  |  | 124000 | 14100 | 8.8 | 7.5 | 150000 | 14200 | 3.1 | 2.2 | Non Federally-Regulated | 01/05/1982 |  | 05/16/1984
Econar | Econar | GH491 |  | Ground-Water-Source | WBAHP: Heat Pump Packaged Unit | Heat Pump | 208 | 1 |  |  | No Match | No Match |  |  |  | 47000 | 3790 | 12.4 | 9 | 45000 | 4396 | 3 |  | Non Federally-Regulated | 12/14/1998 |  | 03/18/2002
Command-Aire | Command-Aire | RUWP-833 |  | Water-Source | WBAHP: Heat Pump Packaged Unit | Heat Pump | 208 | 3 |  |  | No Match | No Match |  |  |  | 91800 | 9120 | 10.1 | 9.2 | 116000 | 9520 | 3.6 | 2.5 | Non Federally-Regulated | 05/16/1984 |  | 01/23/1988
ClimateMaster Inc. | Climate Master Series | VE/HE 012 |  | Ground-Water-Source | WBAHP: Heat Pump Packaged Unit | Heat Pump | 230 | 1 |  |  | No Match | No Match |  |  |  | 12000 | 1034 | 11.6 | 9 | 9500 | 959 | 2.9 |  | Non Federally-Regulated | 10/06/1999 |  | 04/10/2000
McQuay International | McQuay | W-CMG-1-048-K |  | Ground-Water-Source | WBAHP: Heat Pump Packaged Unit | Heat Pump | 460 | 3 |  |  | No Match | No Match |  |  |  | 48000 | 3692 | 13 | 9 | 34000 | 3320 | 3 |  | Non Federally-Regulated | 09/21/2000 |  | 07/18/2002
Waterfurnace International, Inc. | American Standard, Inc. | A1GX022***1**0 |  | Ground-Water-Source | WBAHP: Heat Pump Packaged Unit | Heat Pump | 230 | 1 |  |  | No Match | Single-Speed |  |  |  | 23000 | 1161 | 28 | 16.2 | 19800 | 821 | 5 | 3.6 | Non Federally-Regulated | 08/23/2011 |  | 10/24/2014
Waterfurnace International, Inc. | Johnson Controls | RJSV/RJSH036**0*1 |  | Water-Source | WBAHP: Heat Pump Packaged Unit | Heat Pump | 208 | 1 |  |  | No Match | Single-Speed |  |  |  | 34500 | 1760 | 19.6 | 12 | 38000 | 1826 | 6.1 | 4.2 | Federally-Regulated Commercial & Industrial Equipment | 01/24/2011 |  | 10/24/2014
Waterfurnace International, Inc. | Waterfurnace International, Inc. | NSV/NSH048F1*1 |  | Water-Source | WBAHP: Heat Pump Packaged Unit | Heat Pump | 230 | 1 |  |  | No Match | Single-Speed |  |  |  | 47300 | 2557 | 18.5 | 12 | 53100 | 2882 | 5.4 | 4.2 | Federally-Regulated Commercial & Industrial Equipment | 05/02/2012 |  | 04/19/2013
ClimateMaster Inc. | Carrier Corp. | 50PRH/V048 5 |  | Ground-Source | WBAHP: Heat Pump Packaged Unit | Heat Pump | 200 | 3 |  |  | No Match | Single-Speed |  |  |  | 49000 | 3333 | 14.7 | 13.4 | 36400 | 3138 | 3.4 | 3.1 | Non Federally-Regulated | 01/24/2011 |  | 08/23/2011
McQuay International | McQuay | W-CDD/CDE/CME-1-009-E |  | Water-Source | WBAHP: Heat Pump Packaged Unit | Heat Pump | 208 | 1 |  |  | No Match | No Match |  |  |  | 8700 | 790 | 11 | 10 | 12000 | 901 | 3.9 |  | Federally-Regulated Commercial & Industrial Equipment | 09/21/2000 |  | 01/24/2002
American Air Filter | Enercon | CVW09 |  | Water-Source | WBAHP: Heat Pump Packaged Unit | Heat Pump | 240 | 1 |  |  | No Match | No Match |  |  |  | 9200 | 840 | 11 | 7.5 | 10500 | 860 | 3.6 | 2.5 | Non Federally-Regulated | 01/05/1982 |  | 05/16/1984
Florida Heat Pump | Florida Heat Pump | EM048-1VT |  | Water-Source | WBAHP: Heat Pump Packaged Unit | Heat Pump | 230 | 1 |  |  | No Match | No Match |  |  |  | 49000 | 3920 | 12.5 | 10 | 58000 | 3863 | 4.4 |  | Federally-Regulated Commercial & Industrial Equipment | 12/14/1998 |  | 10/05/1999
Trane U.S. Inc. | Command-Aire | GSHC0181A |  | Water-Source | WBAHP-CB: Heat Pump Split Syst | Heat Pump | 208 | 1 |  |  | No Match | No Match |  |  |  | 22200 | 1489 | 14.9 | 9 | 25600 | 2027 | 3.7 | 3.5 | Non Federally-Regulated | 10/05/1999 |  | 04/12/2000
ClimateMaster Inc. | Carrier Corp. | 50YCS0303 | FK4CNF003 | Ground-Source | WBAHP-CB: Heat Pump Split Syst | Heat Pump | 230 | 1 |  |  | No Match | Single-Speed |  |  |  | 29800 | 1817 | 16.4 | 13.4 | 21500 | 1801 | 3.5 | 3.1 | Non Federally-Regulated | 09/15/2009 |  | 02/17/2011
Waterfurnace International, Inc. | Waterfurnace International, Inc. | SXH013C2 |  | Ground-Water-Source | WBAHP: Heat Pump Packaged Unit | Heat Pump | 265 | 1 |  |  | No Match | No Match |  |  |  | 13300 | 847 | 15.7 | 9 | 9700 | 861 | 3.3 |  | Non Federally-Regulated | 12/14/1998 |  | 10/06/1999
ClimateMaster Inc. | Climate Master Series | VP/HP036 G/E |  | Water-Source | WBAHP: Heat Pump Packaged Unit | Heat Pump | 265 | 1 |  |  | No Match | No Match |  |  |  | 35000 | 2692 | 13 | 9.3 | 43000 | 2930 | 4.3 | 3.8 | Federally-Regulated Commercial & Industrial Equipment | 03/31/1998 |  | 05/10/1998
Waterfurnace International, Inc. | Waterfurnace International, Inc. | VLV036A1 |  | Water-Source | WBAHP: Heat Pump Packaged Unit | Heat Pump | 230 | 1 |  |  | No Match | No Match |  |  |  | 34800 | 2697 | 12.9 | 10 | 42000 | 2862 | 4.3 |  | Federally-Regulated Commercial & Industrial Equipment | 07/29/1998 |  | 10/02/1998
McQuay International | McQuay | W-WD*/WL*/WM*-1-015-E |  | Water-Source | WBAHP-O: Heat Pump Packaged Un | Heat Pump | 230 | 1 |  |  | No Match | No Match |  |  |  | 15000 | 1200 | 12.5 | 10 | 18100 | 1395 | 3.8 |  | Federally-Regulated Commercial & Industrial Equipment | 09/21/2000 |  | 11/14/2000
Addison Products | Heat Controller | HWY060-1A |  | Water-Source | WBAHP: Heat Pump Packaged Unit | Heat Pump | 230 | 1 |  |  | No Match | No Match |  |  |  | 60700 | 4496 | 13.5 | 10 | 79400 | 4949 | 4.7 |  | Federally-Regulated Commercial & Industrial Equipment | 11/17/1999 |  | 04/12/2000
Florida Heat Pump | Florida Heat Pump | EM031-3CF |  | Water-Source | WBAHP: Heat Pump Packaged Unit | Heat Pump | 230 | 3 |  |  | No Match | No Match |  |  |  | 32000 | 2285 | 14 | 9.3 | 42000 | 2735 | 4.5 | 3.8 | Federally-Regulated Commercial & Industrial Equipment | 03/31/1998 |  | 05/10/1998
Waterfurnace International, Inc. | Waterfurnace International, Inc. | VLH058A1 |  | Water-Source | WBAHP: Heat Pump Packaged Unit | Heat Pump | 230 | 1 |  |  | No Match | No Match |  |  |  | 57500 | 4563 | 12.6 | 10 | 68000 | 4860 | 4.1 |  | Federally-Regulated Commercial & Industrial Equipment | 12/14/1998 |  | 10/05/1999
Waterfurnace International, Inc. | Eagle Mountain | YS070**1*4 |  | Water-Source | WBAHP: Heat Pump Packaged Unit | Heat Pump | 230 | 1 |  |  | No Match | Single-Speed |  |  |  | 63000 | 4406 | 14.3 | 12 | 79000 | 4926 | 4.7 | 4.2 | Federally-Regulated Commercial & Industrial Equipment | 03/02/2012 |  | 04/19/2013
McQuay International | McQuay | WCCH/WCCW-042-F |  | Ground-Water-Source | WBAHP: Heat Pump Packaged Unit | Heat Pump | 230 | 3 |  |  | No Match | No Match |  |  |  | 45000 | 3308 | 13.6 | 9 | 36900 | 3603 | 3 |  | Non Federally-Regulated | 11/19/2002 |  | 03/12/2009
Enertech Global, LLC | Enertech | TCT048C |  | Ground-Source | WBAHP: Heat Pump Packaged Unit | Heat Pump | 230 | 1 |  |  | No Match | Single-Speed |  |  |  | 50900 | 2797 | 18.2 | 13.4 | 39700 | 2838 | 4.1 | 3.1 | Non Federally-Regulated | 05/02/2012 |  | 12/12/2012
Command-Aire | Command-Aire | RWP-1533 |  | Water-Source | WBAHP: Heat Pump Packaged Unit | Heat Pump | 208 | 3 |  |  | No Match | No Match |  |  |  | 172000 | 18400 | 9.3 |  | 225000 | 18300 | 3.6 | 2.5 | Non Federally-Regulated | 06/11/1985 |  | 01/23/1988
Waterfurnace International, Inc. | Rybacki - Hart Enterprises | ZS060**0*0 |  | Water-Source | WBAHP: Heat Pump Packaged Unit | Heat Pump | 230 | 1 |  |  | No Match | Single-Speed |  |  |  | 58400 | 3973 | 14.7 | 12 | 72500 | 4829 | 4.4 | 4.2 | Federally-Regulated Commercial & Industrial Equipment | 01/24/2011 |  | 04/19/2013
ClimateMaster Inc. | Climate Master Series | GSV/GSH042AH |  | Water-Source | WBAHP: Heat Pump Packaged Unit | Heat Pump | 230 | 3 |  |  | No Match | No Match |  |  |  | 42000 | 2876 | 14.6 | 10 | 51300 | 3131 | 4.8 |  | Federally-Regulated Commercial & Industrial Equipment | 04/12/2000 |  | 11/19/2002
Waterfurnace International, Inc. | Geosmart Energy, Inc. | YS036**1*4 |  | Water-Source | WBAHP: Heat Pump Packaged Unit | Heat Pump | 230 | 1 |  |  | No Match | Single-Speed |  |  |  | 33300 | 2220 | 15 | 12 | 40600 | 2479 | 4.8 | 4.2 | Federally-Regulated Commercial & Industrial Equipment | 01/24/2011 |  | 01/09/2014
American Air Filter | Enercon | DVW61 |  | Water-Source | WBAHP: Heat Pump Packaged Unit | Heat Pump | 230 | 3 |  |  | No Match | No Match |  |  |  | 61000 | 5730 | 10.6 | 7.5 | 74000 | 6100 | 3.6 | 2.5 | Non Federally-Regulated | 05/16/1984 |  | 06/11/1985
Waterfurnace International, Inc. | Rybacki - Hart Enterprises | ZS036**0*4 |  | Ground-Water-Source | WBAHP: Heat Pump Packaged Unit | Heat Pump | 208 | 1 |  |  | No Match | Single-Speed |  |  |  | 37700 | 1639 | 23 | 16.2 | 33000 | 2249 | 4.3 | 3.6 | Non Federally-Regulated | 06/14/2011 |  | 03/02/2012
Command-Aire | Command-Aire | SWPH067 |  | Water-Source | WBAHP: Heat Pump Packaged Unit | Heat Pump | 265 | 1 |  |  | No Match | No Match |  |  |  | 6706 | 640 | 10.5 | 9 | 9400 | 745 | 3.7 | 3.2 | Non Federally-Regulated | 02/22/1990 |  | 07/31/1991
Addison Products | Heat Controller | VWPG036-1B-XL |  | Ground-Water-Source | WBAHP: Heat Pump Packaged Unit | Heat Pump | 208 | 1 |  |  | No Match | No Match |  |  |  | 35600 | 2373 | 15 | 9 | 24800 | 2270 | 3.2 |  | Non Federally-Regulated | 10/06/1999 |  | 04/10/2000
Waterfurnace International, Inc. | Spectra | SXV013A1 |  | Water-Source | WBAHP: Heat Pump Packaged Unit | Heat Pump | 208 | 1 |  |  | No Match | No Match |  |  |  | 12700 | 858 | 14.8 | 10 | 15100 | 922 | 4.8 |  | Federally-Regulated Commercial & Industrial Equipment | 06/02/1993 |  | 06/03/1993
Waterfurnace International, Inc. | Waterfurnace International, Inc. | E060**1(P) |  | Ground-Water-Source | WBAHP: Heat Pump Packaged Unit | Heat Pump | 208 | 1 |  |  | No Match | No Match |  |  |  | 31500 | 1536 | 20.5 | 9 | 22500 | 1831 | 3.6 |  | Non Federally-Regulated | 05/24/2001 |  | 07/16/2001
Inter-City Products Corp. | McQuay | CCH048C*G |  | Water-Source | WBAHP: Heat Pump Packaged Unit | Heat Pump | 208 | 1 |  |  | No Match | No Match |  |  |  | 47500 | 3831 | 12.4 | 9.3 | 54000 | 3874 | 4.1 | 3.8 | Non Federally-Regulated | 07/31/1991 |  | 03/31/1998
Waterfurnace International, Inc. | Waterfurnace International, Inc. | ATV066D0 |  | Ground-Source | WBAHP: Heat Pump Packaged Unit | Heat Pump | 208 | 1 |  |  | No Match | No Match |  |  |  | 67000 | 5000 | 13.4 |  | 50000 | 4884 | 3 |  | Non Federally-Regulated | 03/31/1998 |  | 05/10/1998
Florida Heat Pump | Florida Heat Pump | GT048-1CS | GT048-1AH/AV | Ground-Water-Source | WBAHP-CB: Heat Pump Split Syst | Heat Pump | 230 | 1 |  |  | No Match | No Match |  |  |  | 48000 | 3609 | 13.3 | 9 | 36400 | 3231 | 3.3 |  | Non Federally-Regulated | 05/29/2001 |  | 07/18/2002
Snyder General Corp. | American Air Filter | HWH030C*F |  | Water-Source | WBAHP: Heat Pump Packaged Unit | Heat Pump | 208 | 3 |  |  | No Match | No Match |  |  |  | 31000 | 2541 | 12.2 | 9.3 | 37000 | 2782 | 3.9 | 3.8 | Non Federally-Regulated | 07/31/1991 |  | 03/31/1998
Enertech Global, LLC | Roth Industries, Inc. | RXT036A |  | Ground-Water-Source | WBAHP: Heat Pump Packaged Unit | Heat Pump | 208 | 1 |  |  | No Match | Single-Speed |  |  |  | 39800 | 1809 | 22 | 16.2 | 34300 | 2234 | 4.5 | 3.6 | Non Federally-Regulated | 01/24/2011 |  | 04/19/2013
ClimateMaster Inc. | Climate Master Series | HS006G********* |  | Water-Source | WBAHP: Heat Pump Packaged Unit | Heat Pump | 208 | 1 |  |  | No Match | No Match |  |  |  | 7400 | 625 | 11.8 | 9 | 8800 | 660 | 4 | 3.2 | Federally-Regulated Commercial & Industrial Equipment | 07/17/1991 |  | 07/27/1992
Carrier Corp. | Carrier | 50Q*V03662 |  | Water-Source | WBAHP: Heat Pump Packaged Unit | Heat Pump | 460 | 3 |  |  | No Match | No Match |  |  |  | 36000 | 3273 | 11 | 10 | 42000 | 3239 | 3.8 |  | Federally-Regulated Commercial & Industrial Equipment | 08/02/1993 |  | 03/08/1996
McQuay International | McQuay | CCH/CCW/HWH/HWW048C-T |  | Water-Source | WBAHP: Heat Pump Packaged Unit | Heat Pump | 460 | 3 |  |  | No Match | No Match |  |  |  | 47000 | 3790 | 12.4 | 10 | 54000 | 3768 | 4.2 |  | Federally-Regulated Commercial & Industrial Equipment | 12/14/1998 |  | 11/17/1999
ClimateMaster Inc. | Climate Master Series | 803-024-G******** |  | Water-Source | WBAHP: Heat Pump Packaged Unit | Heat Pump | 208 | 1 |  |  | No Match | No Match |  |  |  | 25400 | 2275 | 11.2 | 9 | 35000 | 2650 | 3.9 | 3.2 | Non Federally-Regulated | 02/22/1990 |  | 07/31/1991
ClimateMaster Inc. | Trane | WPHA40XB* |  | Water-Source | WBAHP: Heat Pump Packaged Unit | Heat Pump | 208 | 1 |  |  | No Match | No Match |  |  |  | 42000 | 3850 | 10.9 | 9 | 52000 | 4100 | 3.7 | 3.2 | Non Federally-Regulated | 05/11/1988 |  | 03/15/1989
Command-Aire | Command-Aire | SWPH-2044 |  | Water-Source | WBAHP: Heat Pump Packaged Unit | Heat Pump | 460 | 3 |  |  | No Match | No Match |  |  |  | 240000 | 24700 | 9.7 | 9 | 336000 | 27900 | 3.5 |  | Federally-Regulated Commercial & Industrial Equipment | 01/23/1988 |  | 05/11/1988
Waterfurnace International, Inc. | Trane Unitary Products Group | T1GX022***1**0 |  | Ground-Water-Source | WBAHP: Heat Pump Packaged Unit | Heat Pump | 208 | 1 |  |  | No Match | Single-Speed |  |  |  | 23000 | 1161 | 28 | 16.2 | 19800 | 821 | 5 | 3.6 | Non Federally-Regulated | 08/23/2011 |  | 10/24/2014
Florida Heat Pump | Florida Heat Pump | GT070-1CS | GT070-1AH/AV | Ground-Water-Source | WBAHP-CB: Heat Pump Split Syst | Heat Pump | 230 | 1 |  |  | No Match | No Match |  |  |  | 70500 | 4895 | 14.4 | 9 | 52000 | 4914 | 3.1 |  | Non Federally-Regulated | 05/19/2000 |  | 07/18/2002
Florida Heat Pump | Florida Heat Pump | EM070-1CF/HZ/VT |  | Ground-Water-Source | WBAHP: Heat Pump Packaged Unit | Heat Pump | 230 | 1 |  |  | No Match | No Match |  |  |  | 72000 | 4897 | 14.7 | 9 | 53000 | 4852 | 3.2 |  | Non Federally-Regulated | 07/22/2002 |  | 03/12/2009
Florida Heat Pump | Florida Heat Pump | GT048-3CS | GT048-1AH/AV | Ground-Water-Source | WBAHP-CB: Heat Pump Split Syst | Heat Pump | 230 | 3 |  |  | No Match | No Match |  |  |  | 48000 | 3609 | 13.3 | 9 | 36400 | 3231 | 3.3 |  | Non Federally-Regulated | 07/22/2002 |  | 03/12/2009
McQuay International | McQuay | FCV/FCW/VWH/VWW036B-F |  | Water-Source | WBAHP: Heat Pump Packaged Unit | Heat Pump | 230 | 3 |  |  | No Match | No Match |  |  |  | 35200 | 2957 | 11.9 | 9.3 | 45000 | 3297 | 4 | 3.8 | Federally-Regulated Commercial & Industrial Equipment | 03/31/1998 |  | 05/10/1998
Climate Control / Snyder General | Electro-Hydronics | CC610F3 |  | Water-Source | WBAHP: Heat Pump Packaged Unit | Heat Pump | 230 | 1 |  |  | No Match | No Match |  |  |  | 61500 | 5850 | 10.5 | 7.5 | 77000 | 5785 | 3.9 | 2.5 | Non Federally-Regulated | 06/11/1985 |  | 08/29/1986
Jacobsen Energy Ind., Inc. | Jacobsen Energy Ind., Inc. | 48***6**** |  | Water-Source | WBAHP: Heat Pump Packaged Unit | Heat Pump | 460 | 3 |  |  | No Match | No Match |  |  |  | 49000 | 4350 | 11.2 | 7.5 | 59000 | 4400 | 3.9 | 2.5 | Non Federally-Regulated | 06/11/1985 |  | 05/11/1988
Waterfurnace International, Inc. | Standard Range | WSH/WSV059A*1*** |  | Water-Source | WBAHP: Heat Pump Packaged Unit | Heat Pump | 230 | 1 |  |  | No Match | No Match |  |  |  | 59000 | 5784 | 10.2 | 9 | 71000 | 5779 | 3.6 | 3.2 | Federally-Regulated Commercial & Industrial Equipment | 09/13/1989 |  | 10/10/1989
McQuay International | McQuay | W-CDD/CDE/CMG-1-042-K |  | Ground-Water-Source | WBAHP: Heat Pump Packaged Unit | Heat Pump | 460 | 3 |  |  | No Match | No Match |  |  |  | 41000 | 3059 | 13.4 | 9 | 27600 | 2788 | 2.9 |  | Non Federally-Regulated | 10/06/1999 |  | 04/10/2000
ClimateMaster Inc. | Carrier | 50YAV/YAH015 |  | Ground-Water-Source | WBAHP: Heat Pump Packaged Unit | Heat Pump | 208 | 1 |  |  | No Match | No Match |  |  |  | 15000 | 1048 | 14.3 | 9 | 11200 | 1025 | 3.2 |  | Non Federally-Regulated | 11/17/1999 |  | 04/10/2000
Snyder General Corp. | McQuay | VF140G5 |  | Water-Source | WBAHP: Heat Pump Packaged Unit | Heat Pump | 208 | 1 |  |  | No Match | No Match |  |  |  | 13500 | 1300 | 10.4 | 9 | 16000 | 1320 | 3.5 | 3.2 | Non Federally-Regulated | 02/22/1990 |  | 07/31/1991
Carrier Corp. | Carrier | 50Q*V02432 |  | Water-Source | WBAHP: Heat Pump Packaged Unit | Heat Pump | 208 | 1 |  |  | No Match | No Match |  |  |  | 23000 | 2091 | 11 | 10 | 28000 | 2159 | 3.8 |  | Federally-Regulated Commercial & Industrial Equipment | 08/02/1993 |  | 03/08/1996
Carrier Corp. | Carrier | 50QEV0093 |  | Water-Source | WBAHP: Heat Pump Packaged Unit | Heat Pump | 230 | 1 |  |  | No Match | No Match |  |  |  | 9100 | 780 | 11.7 | 9 | 11000 | 839 | 3.8 | 3.2 | Non Federally-Regulated | 02/22/1990 |  | 07/31/1991
Mammoth | Mammoth | F104H |  | Water-Source | WBAHP: Heat Pump Packaged Unit | Heat Pump | 208 | 3 |  |  | No Match | No Match |  |  |  | 100000 | 10200 | 9.8 | 7.5 | 112000 | 10200 | 3.2 | 2.2 | Non Federally-Regulated | 01/05/1982 |  | 05/16/1984
Florida Heat Pump | Florida Heat Pump | EM120-4CS | EM120-4AH/AV | Water-Source | WBAH: Heating Only Packaged Un | Heat Pump | 460 | 3 |  |  | No Match | No Match |  |  |  | 121000 | 9166 | 13.2 | 9 | 137000 | 9790 | 4.1 | 3.5 | Non Federally-Regulated | 07/22/2002 |  | 03/12/2009
Marvair | Marvair | H-V410-02-A |  | Water-Source | WBAHP: Heat Pump Packaged Unit | Heat Pump | 208 | 1 |  |  | No Match | No Match |  |  |  | 40000 | 4000 | 10.2 | 7.5 | 52000 | 4300 | 3.5 | 2.5 | Non Federally-Regulated | 08/30/1983 |  | 05/16/1984
Florida Heat Pump | Florida Heat Pump | CE049-1CS | DX049 | Ground-Source | WBAHP-CB: Heat Pump Split Syst | Heat Pump | 208 | 1 |  |  | No Match | Dual-Speed |  |  |  | 50500 | 2672 | 18.9 | 13.4 | 38500 | 2752 | 4.1 | 3.1 | Non Federally-Regulated | 01/10/2012 |  | 03/02/2012
Florida Heat Pump | Florida Heat Pump | GT042-2CF/HZ/VT |  | Water-Source | WBAHP-CB: Heat Pump Split Syst | Heat Pump | 265 | 1 |  |  | No Match | No Match |  |  |  | 45000 | 3435 | 13.1 | 9 | 50000 | 3488 | 4.2 | 3.5 | Non Federally-Regulated | 04/12/2000 |  | 07/18/2002
Florida Heat Pump | Geomaster, LLC | EC007-1CF/HZ/VT |  | Ground-Water-Source | WBAHP: Heat Pump Packaged Unit | Heat Pump | 230 | 1 |  |  | No Match | Single-Speed |  |  |  | 7200 | 360 | 20 | 16.2 | 6000 | 411 | 4 | 3.6 | Non Federally-Regulated | 04/30/2009 |  | 04/20/2015
Snyder General Corp. | McQuay | WM075C5 |  | Water-Source | WBAHP-O: Heat Pump Packaged Un | Heat Pump | 208 | 1 |  |  | No Match | No Match |  |  |  | 6900 | 645 | 10.7 | 9 | 9400 | 725 | 3.8 | 3.2 | Non Federally-Regulated | 02/22/1990 |  | 07/31/1991
Waterfurnace International, Inc. | Waterfurnace International, Inc. | LCC/LCW/LCS/LCX12*2 |  | Water-Source | WBAHP-O: Heat Pump Packaged Un | Heat Pump | 265 | 1 |  |  | No Match | Single-Speed |  |  |  | 10900 | 948 | 11.5 | 11.2 | 14700 | 1026 | 4.2 | 4.2 | Federally-Regulated Commercial & Industrial Equipment | 08/23/2011 |  | 01/09/2014
Geoflex Systems, Inc. | Geoflex Systems, Inc. | GF1S-V/H/D/M-036WACBP |  | Ground-Source | WBAHP: Heat Pump Packaged Unit | Both Heat Pump and Electric Re | 230 | 3 |  |  | No Match | Single-Speed |  |  |  | 34100 | 1616 | 21.1 | 13.4 | 24400 | 1663 | 4.3 | 3.1 | Non Federally-Regulated | 11/30/2011 |  | 03/02/2012
Florida Heat Pump | Florida Heat Pump | GO042-1CF/HZ/VT |  | Water-Source | WBAHP-CB: Heat Pump Split Syst | Heat Pump | 230 | 3 |  |  | No Match | No Match |  |  |  | 42600 | 2840 | 15 | 9 | 49000 | 3190 | 4.5 | 3.5 | Non Federally-Regulated | 05/23/2001 |  | 07/16/2001
ClimateMaster Inc. | Climate Master Series | 813-042-H******** |  | Water-Source | WBAHP: Heat Pump Packaged Unit | Heat Pump | 230 | 3 |  |  | No Match | No Match |  |  |  | 41500 | 3640 | 11.4 | 9 | 54000 | 3859 | 4.1 | 3.2 | Non Federally-Regulated | 02/22/1990 |  | 07/31/1991
ClimateMaster Inc. | Carrier | 50KQA/D015 |  | Water-Source | WBAHP-O: Heat Pump Packaged Un | Heat Pump | 265 | 1 |  |  | No Match | No Match |  |  |  | 15000 | 1200 | 12.5 | 10 | 17100 | 1222 | 4.1 |  | Federally-Regulated Commercial & Industrial Equipment | 12/14/1998 |  | 10/05/1999
Snyder General Corp. | McQuay | FCV036A*N |  | Water-Source | WBAHP: Heat Pump Packaged Unit | Heat Pump | 265 | 1 |  |  | No Match | No Match |  |  |  | 36500 | 3350 | 10.9 | 9 | 44500 | 3525 | 3.7 | 3.2 | Non Federally-Regulated | 02/22/1990 |  | 07/31/1991
Waterfurnace International, Inc. | Waterfurnace International, Inc. | SXH013A0 |  | Ground-Water-Source | WBAHP: Heat Pump Packaged Unit | Heat Pump | 230 | 1 |  |  | No Match | No Match |  |  |  | 13300 | 847 | 15.7 | 9 | 9700 | 861 | 3.3 |  | Non Federally-Regulated | 01/30/1998 |  | 08/21/1998
Marvair | Marvair | WHP43HPD |  | Water-Source | WBAHP: Heat Pump Packaged Unit | Heat Pump | 460 | 3 |  |  | No Match | No Match |  |  |  | 43700 | 3955 | 11 | 9 | 55500 | 4171 | 3.9 | 3.2 | Non Federally-Regulated | 02/22/1990 |  | 07/31/1991
Addison Products | Heat Controller | HWY042-1A |  | Water-Source | WBAHP: Heat Pump Packaged Unit | Heat Pump | 230 | 1 |  |  | No Match | No Match |  |  |  | 43600 | 3353 | 13 | 10 | 53000 | 3450 | 4.5 |  | Federally-Regulated Commercial & Industrial Equipment | 11/17/1999 |  | 04/12/2000
Carrier Corp. | Carrier | 50QEV0606 |  | Water-Source | WBAHP: Heat Pump Packaged Unit | Heat Pump | 460 | 3 |  |  | No Match | No Match |  |  |  | 60000 | 5080 | 11.8 | 9 | 70000 | 5106 | 4 | 3.2 | Federally-Regulated Commercial & Industrial Equipment | 02/05/1990 |  | 02/22/1990
Waterfurnace International, Inc. | Geotility Geothermal Installations | ZS048**4*1 |  | Ground-Water-Source | WBAHP: Heat Pump Packaged Unit | Heat Pump | 460 | 3 |  |  | No Match | Single-Speed |  |  |  | 52000 | 2222 | 23.4 | 16.2 | 45900 | 3203 | 4.2 | 3.6 | Non Federally-Regulated | 01/24/2011 |  | 04/19/2013
Waterfurnace International, Inc. | Waterfurnace International, Inc. | SXV042C0 |  | Ground-Water-Source | WBAHP: Heat Pump Packaged Unit | Heat Pump | 208 | 1 |  |  | No Match | No Match |  |  |  | 44500 | 3201 | 13.9 | 9 | 31800 | 2824 | 3.3 |  | Non Federally-Regulated | 12/14/1998 |  | 10/06/1999
Addison Products | Addison Products | HWPH036-3JC/3JBC |  | Water-Source | WBAHP: Heat Pump Packaged Unit | Heat Pump | 230 | 3 |  |  | No Match | No Match |  |  |  | 33400 | 2982 | 11.2 | 10 | 43000 | 3316 | 3.8 |  | Federally-Regulated Commercial & Industrial Equipment | 02/02/1998 |  | 03/31/1998
Trane U.S. Inc. | Command-Aire | SPCE0091 |  | Water-Source | WBAHP-O: Heat Pump Packaged Un | Heat Pump | 208 | 1 |  |  | No Match | No Match |  |  |  | 8600 | 895 | 9.6 | 10 | 11000 | 848 | 3.8 |  | Federally-Regulated Commercial & Industrial Equipment | 10/05/1999 |  | 01/21/2000
Friedrich Climate Master | Climate Master Series | 814-060-H******** |  | Water-Source | WBAHP: Heat Pump Packaged Unit | Heat Pump | 230 | 3 |  |  | No Match | No Match |  |  |  | 63000 | 5480 | 11.5 | 7.5 | 78000 | 5860 | 3.9 | 2.5 | Non Federally-Regulated | 08/29/1986 |  | 05/11/1988
ClimateMaster Inc. | Climate Master | TTP/S038A | TAH038A | Ground-Source | WBAHP-CB: Heat Pump Split Syst | Heat Pump | 208 | 1 |  |  | No Match | Single-Speed |  |  |  | 37600 | 2212 | 17 | 13.4 | 28400 | 2081 | 4 | 3.1 | Non Federally-Regulated | 01/24/2011 |  | 06/09/2015
Mammoth | Hydrobank II | D025HLG |  | Ground-Water-Source | WBAHP: Heat Pump Packaged Unit | Heat Pump | 230 | 1 |  |  | No Match | No Match |  |  |  | 25000 | 1785 | 14 | 9 | 19000 | 1795 | 3.1 |  | Non Federally-Regulated | 07/22/2002 |  | 03/12/2009
Waterfurnace International, Inc. | Waterfurnace International, Inc. | SXH024A0 |  | Water-Source | WBAHP: Heat Pump Packaged Unit | Heat Pump | 230 | 1 |  |  | No Match | No Match |  |  |  | 25500 | 1688 | 15.1 | 9.3 | 30700 | 1697 | 5.3 | 3.8 | Federally-Regulated Commercial & Industrial Equipment | 03/31/1998 |  | 05/10/1998
Waterfurnace International, Inc. | Johnson Controls | RGSV/RGSH036**0*1 |  | Water-Source | WBAHP: Heat Pump Packaged Unit | Heat Pump | 208 | 1 |  |  | No Match | Single-Speed |  |  |  | 33300 | 2220 | 15 | 12 | 40600 | 2479 | 4.8 | 4.2 | Federally-Regulated Commercial & Industrial Equipment | 01/24/2011 |  | 03/02/2012
Waterfurnace International, Inc. | Rybacki - Hart Enterprises | ZS048**3*1 |  | Ground-Water-Source | WBAHP: Heat Pump Packaged Unit | Heat Pump | 230 | 3 |  |  | No Match | Single-Speed |  |  |  | 52000 | 2222 | 23.4 | 16.2 | 45900 | 3203 | 4.2 | 3.6 | Non Federally-Regulated | 01/24/2011 |  | 04/19/2013
Waterfurnace International, Inc. | Waterfurnace International, Inc. | SXH048C5 |  | Ground-Water-Source | WBAHP: Heat Pump Packaged Unit | Heat Pump | 575 | 3 |  |  | No Match | No Match |  |  |  | 51500 | 3843 | 13.4 | 9 | 36000 | 3403 | 3.1 |  | Non Federally-Regulated | 01/30/1998 |  | 10/02/1998
Inter-City Products Corp. | McQuay | FCV019A*G |  | Water-Source | WBAHP: Heat Pump Packaged Unit | Heat Pump | 208 | 1 |  |  | No Match | No Match |  |  |  | 18200 | 1640 | 11.1 | 9.3 | 23200 | 1796 | 3.8 | 3.8 | Non Federally-Regulated | 07/31/1991 |  | 03/31/1998
Waterfurnace International, Inc. | Waterfurnace International, Inc. | SXH024B2 |  | Water-Source | WBAHP: Heat Pump Packaged Unit | Heat Pump | 265 | 1 |  |  | No Match | No Match |  |  |  | 25500 | 1688 | 15.1 | 10 | 30700 | 1697 | 5.3 |  | Federally-Regulated Commercial & Industrial Equipment | 08/21/1998 |  | 10/02/1998
Enertech Global, LLC | Enertech | GXT048C |  | Ground-Source | WBAHP: Heat Pump Packaged Unit | Heat Pump | 230 | 1 |  |  | No Match | No Match |  |  |  | 49900 | 2697 | 18.5 | 13.4 | 39500 | 2756 | 4.2 | 3.1 | No Match | 05/02/2012 |  | 05/08/2012
Singer | Electro-Hydronics | FC500CK |  | Water-Source | WBAHP: Heat Pump Packaged Unit | Heat Pump | 208 | 3 |  |  | No Match | No Match |  |  |  | 50000 | 5300 | 9.4 | 7.5 | 60000 | 5700 | 3.1 | 2.5 | Non Federally-Regulated | 01/05/1982 |  | 05/16/1984
Mammoth | Hydrobank II | D014HLG |  | Ground-Water-Source | WBAHP: Heat Pump Packaged Unit | Heat Pump | 230 | 1 |  |  | No Match | No Match |  |  |  | 11200 | 854 | 13.1 | 9 | 14100 | 1332 | 3.1 |  | Non Federally-Regulated | 05/23/2000 |  | 11/14/2000
Command-Aire | Command-Aire | SWPH614E |  | Water-Source | WBAHP: Heat Pump Packaged Unit | Heat Pump | 460 | 3 |  |  | No Match | No Match |  |  |  | 62000 | 5640 | 11 | 7.5 | 74000 | 5290 | 4.1 | 2.5 | Non Federally-Regulated | 05/16/1984 |  | 06/11/1985
Florida Heat Pump | Florida Heat Pump | EM072-1HZ/VT |  | Ground-Water-Source | WBAHP: Heat Pump Packaged Unit | Heat Pump | 208 | 1 |  |  | No Match | No Match |  |  |  | 72000 | 5142 | 14 | 9 | 50000 | 4439 | 3.3 |  | Non Federally-Regulated | 07/22/2002 |  | 03/12/2009
ClimateMaster Inc. | Trane | WPHB0192 |  | Water-Source | WBAHP: Heat Pump Packaged Unit | Heat Pump | 208 | 1 |  |  | No Match | No Match |  |  |  | 18500 | 1770 | 10.5 | 9 | 22000 | 1760 | 3.7 | 3.2 | Non Federally-Regulated | 02/22/1990 |  | 07/31/1991
Enertech Global, LLC | Enertech | HXT036A |  | Ground-Source | WBAHP: Heat Pump Packaged Unit | Heat Pump | 230 | 1 |  |  | No Match | Single-Speed |  |  |  | 38900 | 2137 | 18.2 | 13.4 | 28500 | 2037 | 4.1 | 3.1 | Non Federally-Regulated | 01/24/2011 |  | 04/19/2013
Waterfurnace International, Inc. | Waterfurnace International, Inc. | ATH013C0 |  | Ground-Water-Source | WBAHP: Heat Pump Packaged Unit | Heat Pump | 230 | 1 |  |  | No Match | No Match |  |  |  | 13300 | 847 | 15.7 | 9 | 9700 | 861 | 3.3 |  | Non Federally-Regulated | 01/30/1998 |  | 03/31/1998
Waterfurnace International, Inc. | Waterfurnace International, Inc. | VLH/VXH070*3 |  | Water-Source | WBAHP: Heat Pump Packaged Unit | Heat Pump | 230 | 3 |  |  | No Match | No Match |  |  |  | 68000 | 5528 | 12.3 | 9 | 83200 | 5804 | 4.2 | 3.8 | Federally-Regulated Commercial & Industrial Equipment | 10/05/1999 |  | 06/20/2003
Command-Aire | Command-Aire | SWP-1533 |  | Water-Source | WBAHP: Heat Pump Packaged Unit | Heat Pump | 208 | 3 |  |  | No Match | No Match |  |  |  | 169000 | 18500 | 9.1 | 7.5 | 235000 | 18900 | 3.7 | 2.2 | Non Federally-Regulated | 01/05/1982 |  | 06/11/1985
Florida Heat Pump | Florida Heat Pump | EM031-3CS | EM031-1AV/AH | Water-Source | WBAHP-C: Heat Pump Split Syste | Heat Pump | 208 | 3 |  |  | No Match | No Match |  |  |  | 31400 | 2275 | 13.8 | 10 | 41000 | 2730 | 4.4 |  | Federally-Regulated Commercial & Industrial Equipment | 10/05/1999 |  | 04/12/2000
Mammoth | Mammoth | E026V |  | Water-Source | WBAHP: Heat Pump Packaged Unit | Heat Pump | 265 | 1 |  |  | No Match | No Match |  |  |  | 25500 | 2650 | 9.6 | 7.5 | 27500 | 2750 | 2.9 | 2.5 | Non Federally-Regulated | 01/05/1982 |  | 05/16/1984
Mammoth | Hydrobank II | F024HHJ |  | Water-Source | WBAHP: Heat Pump Packaged Unit | Heat Pump | 230 | 3 |  |  | No Match | No Match |  |  |  | 23800 | 2266 | 10.5 | 10 | 31700 | 2381 | 3.9 |  | Federally-Regulated Commercial & Industrial Equipment | 11/14/2000 |  | 01/18/2001
Waterfurnace International, Inc. | Waterfurnace International, Inc. | ATV057*1(P) |  | Ground-Water-Source | WBAHP: Heat Pump Packaged Unit | Heat Pump | 230 | 1 |  |  | No Match | No Match |  |  |  | 34000 | 1808 | 18.8 | 9 | 26000 | 2116 | 3.6 |  | Non Federally-Regulated | 11/17/1999 |  | 05/19/2000
Florida Heat Pump | Florida Heat Pump | EM036-4CF |  | Water-Source | WBAHP: Heat Pump Packaged Unit | Heat Pump | 460 | 3 |  |  | No Match | No Match |  |  |  | 35000 | 2500 | 14 | 10 | 42000 | 2735 | 4.5 |  | Federally-Regulated Commercial & Industrial Equipment | 02/02/1998 |  | 03/31/1998
Hydro Delta Corp. | Hydro Delta Corp. | 03-027-WTARH |  | Water-Source | WBAHP-CB: Heat Pump Split Syst | Heat Pump | 208 | 1 |  |  | No Match | No Match |  |  |  | 26000 | 1969 | 13.2 | 9 | 29600 | 2223 | 3.9 | 3.5 | Non Federally-Regulated | 10/05/1999 |  | 04/12/2000
Florida Heat Pump | Florida Heat Pump | EM060-1VT |  | Water-Source | WBAHP: Heat Pump Packaged Unit | Heat Pump | 208 | 1 |  |  | No Match | No Match |  |  |  | 60000 | 4615 | 13 | 10 | 80000 | 5328 | 4.4 |  | Federally-Regulated Commercial & Industrial Equipment | 12/14/1998 |  | 10/05/1999
Trane U.S. Inc. | Trane | WPCE0097 |  | Water-Source | WBAHP-O: Heat Pump Packaged Un | Heat Pump | 265 | 1 |  |  | No Match | No Match |  |  |  | 8600 | 860 | 10 | 10 | 11000 | 848 | 3.8 |  | Federally-Regulated Commercial & Industrial Equipment | 01/21/2000 |  | 04/12/2000
ClimateMaster Inc. | Climate Master Series | CS/CL019G |  | Water-Source | WBAHP-O: Heat Pump Packaged Un | Heat Pump | 230 | 1 |  |  | No Match | No Match |  |  |  | 17600 | 1466 | 12 | 10 | 21000 | 1619 | 3.8 |  | Federally-Regulated Commercial & Industrial Equipment | 04/12/2000 |  | 03/12/2009
Mammoth | Hydrobank II | D025VLH |  | Ground-Water-Source | WBAHP: Heat Pump Packaged Unit | Heat Pump | 208 | 1 |  |  | No Match | No Match |  |  |  | 24800 | 1771 | 14 | 9 | 18800 | 1776 | 3.1 |  | Non Federally-Regulated | 06/27/2003 |  | 03/12/2009
Command-Aire | Command-Aire | SWP131E |  | Water-Source | WBAHP: Heat Pump Packaged Unit | Heat Pump | 208 | 1 |  |  | No Match | No Match |  |  |  | 12000 | 1050 | 11.4 | 9 | 18000 | 1290 | 4.1 | 3.2 | Non Federally-Regulated | 02/22/1990 |  | 07/31/1991
Enertech Global, LLC | Enertech | TCT048C2 |  | Ground-Source | WBAHP: Heat Pump Packaged Unit | Heat Pump | 208 | 3 |  |  | No Match | Single-Speed |  |  |  | 50900 | 2797 | 18.2 | 13.4 | 39700 | 2838 | 4.1 | 3.1 | Non Federally-Regulated | 05/02/2012 |  | 12/12/2012
Mammoth | Geox | GDH30 |  | Water-Source | WBAHP-CB: Heat Pump Split Syst | Heat Pump | 208 | 1 |  |  | No Match | No Match |  |  |  | 36200 | 3415 | 10.6 | 9 | 45500 | 3809 | 3.5 |  | Non Federally-Regulated | 12/28/1990 |  | 07/27/1992
Waterfurnace International, Inc. | Extended Range | WXH/WXV019A*1*** |  | Water-Source | WBAHP-CB: Heat Pump Split Syst | Heat Pump | 230 | 1 |  |  | No Match | No Match |  |  |  | 19300 | 1787 | 10.8 | 9 | 23000 | 2042 | 3.3 |  | Non Federally-Regulated | 09/13/1989 |  | 07/27/1992
Waterfurnace International, Inc. | Waterfurnace International, Inc. | ATH066D0 |  | Ground-Water-Source | WBAHP: Heat Pump Packaged Unit | Heat Pump | 208 | 1 |  |  | No Match | No Match |  |  |  | 68000 | 5151 | 13.2 | 11 | 80000 | 5861 | 4 | 3.5 | Non Federally-Regulated | 03/31/1998 |  | 05/10/1998
Waterfurnace International, Inc. | Waterfurnace International, Inc. | VLV/VXV024*0 |  | Water-Source | WBAHP: Heat Pump Packaged Unit | Heat Pump | 230 | 1 |  |  | No Match | No Match |  |  |  | 23800 | 1676 | 14.2 | 10 | 28200 | 1757 | 4.7 |  | Federally-Regulated Commercial & Industrial Equipment | 06/20/2003 |  | 02/17/2011
Climate Control / Snyder General | Electro-Hydronics | CW400GK |  | Water-Source | WBAHP: Heat Pump Packaged Unit | Heat Pump | 208 | 3 |  |  | No Match | No Match |  |  |  | 39600 | 3960 | 10 | 7.5 | 45000 | 3880 | 3.4 | 2.5 | Non Federally-Regulated | 06/11/1985 |  | 08/29/1986
McQuay / Snyder General | Electro-Hydronics | HC200A5 |  | Water-Source | WBAHP: Heat Pump Packaged Unit | Heat Pump | 208 | 1 |  |  | No Match | No Match |  |  |  | 19000 | 1845 | 10.3 | 9 | 23000 | 1822 | 3.7 | 3.2 | Non Federally-Regulated | 05/11/1988 |  | 03/15/1989
Waterfurnace International, Inc. | Geosmart Energy, Inc. | YS024**1*0 |  | Ground-Water-Source | WBAHP: Heat Pump Packaged Unit | Heat Pump | 230 | 1 |  |  | No Match | Single-Speed |  |  |  | 26400 | 1158 | 22.8 | 16.2 | 22300 | 1634 | 4 | 3.6 | Non Federally-Regulated | 01/24/2011 |  | 05/01/2015
Mammoth | Mammoth | G072HHDXXX |  | Water-Source | WBAHP: Heat Pump Packaged Unit | Heat Pump | 460 | 3 |  |  | No Match | No Match |  |  |  | 70000 | 6550 | 10.7 | 9.2 | 81000 | 6430 | 3.7 |  | Non Federally-Regulated | 05/11/1988 |  | 03/15/1989
Singer | Electro-Hydronics | VF100D7 |  | Water-Source | WBAHP: Heat Pump Packaged Unit | Heat Pump | 265 | 1 |  |  | No Match | No Match |  |  |  | 9500 | 1150 | 8.2 | 7.5 | 10500 | 1150 | 2.7 | 2.5 | Non Federally-Regulated | 09/08/1982 |  | 05/16/1984
Climate Control / Snyder General | Electro-Hydronics | CW330G5 |  | Water-Source | WBAHP: Heat Pump Packaged Unit | Heat Pump | 208 | 1 |  |  | No Match | No Match |  |  |  | 33000 | 3050 | 10.8 | 7.5 | 39000 | 3090 | 3.7 | 2.5 | Non Federally-Regulated | 05/16/1984 |  | 08/29/1986
Waterfurnace International, Inc. | Johnson Controls | RJTV/RJTH038**3 |  | Water-Source | WBAHP: Heat Pump Packaged Unit | Heat Pump | 208 | 3 |  |  | No Match | Dual-Speed |  |  |  | 39000 | 2267 | 17.2 | 12 | 42200 | 2249 | 5.5 | 4.2 | Federally-Regulated Commercial & Industrial Equipment | 01/24/2011 |  | 06/14/2011
Friedrich Climate Master | Climate Master Series | 804-031-E******** |  | Water-Source | WBAHP: Heat Pump Packaged Unit | Heat Pump | 265 | 1 |  |  | No Match | No Match |  |  |  | 30000 | 2900 | 10.3 | 7.5 | 40500 | 3200 | 3.7 | 2.5 | Non Federally-Regulated | 08/29/1986 |  | 05/11/1988
Florida Heat Pump | Energy Miser | HLT 30 CF -2 |  | Water-Source | WBAH-O: Heating Only Packaged | Heat Pump | 265 | 1 |  |  | No Match | No Match |  |  |  | 0 | 0 | 0 | 9 | 38500 | 3315 | 3.4 |  | Non Federally-Regulated | 03/07/1989 |  | 07/28/1992
Mammoth | Hydrobank II | E036HHB/VHB |  | Water-Source | WBAHP: Heat Pump Packaged Unit | Heat Pump | 265 | 1 |  |  | No Match | No Match |  |  |  | 35800 | 3314 | 10.8 | 10 | 47000 | 3624 | 3.8 |  | Federally-Regulated Commercial & Industrial Equipment | 12/14/1998 |  | 05/23/2000
Snyder General Corp. | McQuay | LWP25BK |  | Water-Source | WBAHP: Heat Pump Packaged Unit | Heat Pump | 208 | 3 |  |  | No Match | No Match |  |  |  | 256000 | 22000 | 11.6 |  | 284000 | 22400 | 3.7 | 2.5 | Non Federally-Regulated | 02/22/1990 |  | 07/31/1991
Florida Heat Pump | Florida Heat Pump | GT026-4CS | GT026-4AH/AV | Water-Source | Water/Brine to Air Heat Pump S | Heat Pump | 460 | 3 |  |  | No Match | No Match |  |  |  | 26000 | 1884 | 13.8 | 10 | 31800 | 2117 | 4.4 |  | Federally-Regulated Commercial & Industrial Equipment | 04/12/2000 |  | 05/29/2001
McQuay / Snyder General | Electro-Hydronics | LWP7.5AD |  | Water-Source | WBAHP: Heat Pump Packaged Unit | Heat Pump | 230 | 3 |  |  | No Match | No Match |  |  |  | 76000 | 7100 | 10.7 | 9.2 | 95000 | 7500 | 3.7 |  | Non Federally-Regulated | 05/11/1988 |  | 03/15/1989
Florida Heat Pump | Florida Heat Pump | GT036-2CF/HZ/VT |  | Water-Source | WBAHP-CB: Heat Pump Split Syst | Heat Pump | 265 | 1 |  |  | No Match | No Match |  |  |  | 36600 | 2731 | 13.4 | 9 | 42000 | 3076 | 4 | 3.5 | Non Federally-Regulated | 05/23/2001 |  | 07/18/2002
Command-Aire | Command-Aire | RWP-1233 |  | Water-Source | WBAHP: Heat Pump Packaged Unit | Heat Pump | 230 | 3 |  |  | No Match | No Match |  |  |  | 146000 | 15500 | 9.4 | 7.5 | 190000 | 15300 | 3.6 | 2.2 | Non Federally-Regulated | 01/05/1982 |  | 06/11/1985
Addison Products | Addison Products | WSH019-8AL |  | Water-Source | WBAHP: Heat Pump Packaged Unit | Heat Pump | 265 | 1 |  |  | No Match | No Match |  |  |  | 18200 | 1300 | 14 | 9.3 | 22200 | 1301 | 5 | 3.8 | Federally-Regulated Commercial & Industrial Equipment | 03/31/1998 |  | 05/10/1998
Trane U.S. Inc. | Trane | GSSD072 | TWE065E | Ground-Water-Source | WBAHP-CB: Heat Pump Split Syst | Heat Pump | 208 | 1 |  |  | No Match | No Match |  |  |  | 65000 | 4961 | 13.1 | 9 | 52000 | 4914 | 3.1 |  | Non Federally-Regulated | 07/22/2002 |  | 03/12/2009
Command-Aire | Command-Aire | SPHD0281 |  | Water-Source | WBAHP: Heat Pump Packaged Unit | Heat Pump | 265 | 1 |  |  | No Match | No Match |  |  |  | 28500 | 2714 | 10.5 | 10 | 38000 | 2930 | 3.8 |  | Federally-Regulated Commercial & Industrial Equipment | 12/14/1998 |  | 03/12/2009
Waterfurnace International, Inc. | Waterfurnace International, Inc. | SXH030A3 |  | Water-Source | WBAHP: Heat Pump Packaged Unit | Heat Pump | 230 | 3 |  |  | No Match | No Match |  |  |  | 30600 | 2125 | 14.4 | 10 | 36600 | 2145 | 5 |  | Federally-Regulated Commercial & Industrial Equipment | 02/02/1998 |  | 03/31/1998
Waterfurnace International, Inc. | Waterfurnace International, Inc. | SXH042*3 |  | Ground-Water-Source | WBAHP: Heat Pump Packaged Unit | Heat Pump | 208 | 3 |  |  | No Match | No Match |  |  |  | 44500 | 3201 | 13.9 | 9 | 31800 | 2823 | 3.3 |  | Non Federally-Regulated | 10/06/1999 |  | 05/19/2000
Command-Aire | Command-Aire | SPVE0261 |  | Water-Source | WBAHP: Heat Pump Packaged Unit | Heat Pump | 265 | 1 |  |  | No Match | No Match |  |  |  | 23200 | 1770 | 13.1 | 10 | 30600 | 1949 | 4.6 |  | Federally-Regulated Commercial & Industrial Equipment | 08/07/1998 |  | 10/02/1998
Addison Products | Addison Products | HGY096-3A |  | Water-Source | WBAHP: Heat Pump Packaged Unit | Heat Pump | 208 | 3 |  |  | No Match | No Match |  |  |  | 94300 | 7924 | 11.9 | 9 | 123000 | 9009 | 4 | 3.8 | Federally-Regulated Commercial & Industrial Equipment | 11/14/2000 |  | 01/24/2002
Florida Heat Pump | Energy Miser | HEV84-1 |  | Water-Source | WBAHP: Heat Pump Packaged Unit | Heat Pump | 208 | 1 |  |  | No Match | No Match |  |  |  | 84000 | 7240 | 11.6 | 10.5 | 107000 | 7650 | 4.2 | 3.8 | Non Federally-Regulated | 07/31/1991 |  | 03/31/1998
Command-Aire | Command-Aire | SWP-217 |  | Water-Source | WBAHP: Heat Pump Packaged Unit | Heat Pump | 265 | 1 |  |  | No Match | No Match |  |  |  | 22000 | 2275 | 9.7 | 9 | 28500 | 2350 | 3.6 | 3.2 | Non Federally-Regulated | 02/22/1990 |  | 07/31/1991
ClimateMaster Inc. | Climate Master Series | VP/HP036G |  | Ground-Water-Source | WBAHP: Heat Pump Packaged Unit | Heat Pump | 230 | 1 |  |  | No Match | No Match |  |  |  | 36000 | 2608 | 13.8 | 9 | 27000 | 2472 | 3.2 |  | Non Federally-Regulated | 04/10/2000 |  | 11/14/2000
ClimateMaster Inc. | Carrier Corp. | 50PCH/V042 |  | Ground-Source | WBAHP: Heat Pump Packaged Unit | Heat Pump | 208 | 1 |  |  | No Match | Single-Speed |  |  |  | 40500 | 2813 | 14.4 | 13.4 | 34300 | 3046 | 3.3 | 3.1 | Non Federally-Regulated | 10/24/2014 |  | 04/22/2015
Waterfurnace International, Inc. | Waterfurnace International, Inc. | SXV042C4 |  | Water-Source | WBAHP: Heat Pump Packaged Unit | Heat Pump | 460 | 3 |  |  | No Match | No Match |  |  |  | 42000 | 3000 | 14 | 10 | 54500 | 3131 | 5.1 |  | Federally-Regulated Commercial & Industrial Equipment | 02/02/1998 |  | 03/31/1998
Florida Heat Pump | Clean Energy Developments Corp. | PS048-1CF/HZ/VT |  | Water-Source | WBAHP: Heat Pump Packaged Unit | Heat Pump | 208 | 1 |  |  | No Match | Single-Speed |  |  |  | 48500 | 3392 | 13.9 | 12 | 56500 | 3379 | 4.9 | 4.2 | Federally-Regulated Commercial & Industrial Equipment | 07/06/2011 |  | 09/03/2012
Addison Products | Heat Controller | WSH032-1AR |  | Water-Source | WBAHP: Heat Pump Packaged Unit | Heat Pump | 230 | 1 |  |  | No Match | No Match |  |  |  | 33000 | 2481 | 13.3 | 10 | 43000 | 2863 | 4.4 |  | Federally-Regulated Commercial & Industrial Equipment | 10/05/1999 |  | 04/12/2000
Command-Aire | Command-Aire | SWPXR411E |  | Water-Source | WBAHP: Heat Pump Packaged Unit | Heat Pump | 208 | 1 |  |  | No Match | No Match |  |  |  | 42000 | 3780 | 11.1 | 9 | 53000 | 3880 | 4 | 3.2 | Federally-Regulated Commercial & Industrial Equipment | 01/23/1988 |  | 05/11/1988
Mammoth | Hydrobank II | K070VHK |  | Water-Source | WBAHP: Heat Pump Packaged Unit | Heat Pump | 575 | 3 |  |  | No Match | No Match |  |  |  | 67500 | 5152 | 13.1 | 9 | 84100 | 5730 | 4.3 | 3.8 | Federally-Regulated Commercial & Industrial Equipment | 11/19/2001 |  | 01/22/2003
Carrier Corp. | Carrier | 50QEH0603 |  | Water-Source | WBAHP: Heat Pump Packaged Unit | Heat Pump | 208 | 1 |  |  | No Match | No Match |  |  |  | 57000 | 5005 | 11.4 | 9 | 64000 | 4810 | 3.9 | 3.2 | Non Federally-Regulated | 02/22/1990 |  | 07/31/1991
Geoflex Systems, Inc. | Geoflex Systems, Inc. | GF1S-V/H/D/M-024WAABE |  | Ground-Water-Source | WBAHP: Heat Pump Packaged Unit | Both Heat Pump and Electric Re | 230 | 1 |  |  | No Match | Single-Speed |  |  |  | 22900 | 851 | 26.9 | 16.2 | 19900 | 1241 | 4.7 | 3.6 | Non Federally-Regulated | 11/30/2011 |  | 03/02/2012
Singer | Electro-Hydronics | WM120C7 |  | Water-Source | WBAHP: Heat Pump Packaged Unit | Heat Pump | 265 | 1 |  |  | No Match | No Match |  |  |  | 11500 | 1200 | 9.6 | 7.5 | 14000 | 4200 | 3.3 | 2.5 | Non Federally-Regulated | 01/05/1982 |  | 09/08/1982
Waterfurnace International, Inc. | Waterfurnace International, Inc. | VLV/VXV018*0 |  | Water-Source | WBAHP: Heat Pump Packaged Unit | Heat Pump | 230 | 1 |  |  | No Match | No Match |  |  |  | 17100 | 1266 | 13.5 | 10 | 23200 | 1416 | 4.8 |  | Federally-Regulated Commercial & Industrial Equipment | 06/20/2003 |  | 02/17/2011
McQuay / Snyder General | Electro-Hydronics | FC500F5 |  | Water-Source | WBAHP: Heat Pump Packaged Unit | Heat Pump | 208 | 1 |  |  | No Match | No Match |  |  |  | 50000 | 4850 | 10.3 | 7.5 | 65000 | 4900 | 3.9 | 2.5 | Non Federally-Regulated | 08/29/1986 |  | 05/11/1988
McQuay / Snyder General | Electro-Hydronics | CW750FD |  | Water-Source | WBAHP: Heat Pump Packaged Unit | Heat Pump | 230 | 3 |  |  | No Match | No Match |  |  |  | 74000 | 7000 | 10.5 | 9.2 | 92000 | 7500 | 3.6 | 2.5 | Non Federally-Regulated | 08/29/1986 |  | 05/11/1988
Florida Heat Pump | Geosystems, LLC | CFS-*060 |  | Water-Source | WBAHP: Heat Pump Packaged Unit | Heat Pump | 208 | 1 |  |  | No Match | Single-Speed |  |  |  | 61000 | 4357 | 14 | 12 | 72000 | 4396 | 4.8 | 4.2 | Federally-Regulated Commercial & Industrial Equipment | 09/03/2012 |  | 12/12/2012
ClimateMaster Inc. | Climate Master Series | 814-120-F******** |  | Water-Source | WBAHP: Heat Pump Packaged Unit | Heat Pump | 460 | 3 |  |  | No Match | No Match |  |  |  | 124000 | 11070 | 11.2 | 9.2 | 150000 | 11570 | 3.8 |  | Non Federally-Regulated | 05/11/1988 |  | 03/15/1989
Waterfurnace International, Inc. | Waterfurnace International, Inc. | SXV058C1 |  | Ground-Water-Source | WBAHP: Heat Pump Packaged Unit | Heat Pump | 230 | 1 |  |  | No Match | No Match |  |  |  | 58500 | 4365 | 13.4 | 11 | 67500 | 4945 | 4 | 3.5 | Non Federally-Regulated | 03/31/1998 |  | 05/10/1998
Addison Products | Heat Controller | WPH64-3JC/3JBC |  | Ground-Water-Source | WBAHP: Heat Pump Packaged Unit | Heat Pump | 208 | 1 |  |  | No Match | No Match |  |  |  | 16300 | 1086 | 15 | 9 | 11500 | 1052 | 3.2 |  | Non Federally-Regulated | 10/06/1999 |  | 04/10/2000
Heat Controller | Heat Controller | DWPG024-1B-XL* |  | Water-Source | WBAHP-CB: Heat Pump Split Syst | Heat Pump | 208 | 1 |  |  | No Match | No Match |  |  |  | 21800 | 1639 | 13.3 | 9 | 24200 | 1729 | 4.1 | 3.5 | Non Federally-Regulated | 12/14/1998 |  | 04/12/2000
Hydro Delta Corp. | Hydro Delta Corp. | 03-068-WTAR-DS-D-HE |  | Ground-Water-Source | WBAHP: Heat Pump Packaged Unit | Heat Pump | 230 | 1 |  |  | No Match | No Match |  |  |  | 68500 | 5269 | 13 | 9 | 50500 | 4483 | 3.3 |  | Non Federally-Regulated | 10/06/1999 |  | 04/10/2000
Waterfurnace International, Inc. | Waterfurnace International, Inc. | NSV/NSH048G1*4 |  | Ground-Water-Source | WBAHP: Heat Pump Packaged Unit | Heat Pump | 208 | 1 |  |  | No Match | Single-Speed |  |  |  | 53000 | 2031 | 26.1 | 16.2 | 43400 | 2706 | 4.7 | 3.6 | Non Federally-Regulated | 09/03/2012 |  | 04/19/2013
Florida Heat Pump | Florida Heat Pump | EM031-2CS | EM031-2AH/AV | Water-Source | WBAH: Heating Only Packaged Un | Heat Pump | 265 | 1 |  |  | No Match | No Match |  |  |  | 34500 | 2695 | 12.8 | 9 | 41000 | 3336 | 3.6 | 3.5 | Non Federally-Regulated | 05/23/2001 |  | 07/18/2002
McQuay / Snyder General | Electro-Hydronics | RC150A5 |  | Water-Source | WBAHP: Heat Pump Packaged Unit | Heat Pump | 208 | 1 |  |  | No Match | No Match |  |  |  | 14500 | 1305 | 11.1 | 9 | 20000 | 1465 | 4 | 3.2 | Non Federally-Regulated | 05/11/1988 |  | 03/15/1989
Waterfurnace International, Inc. | Waterfurnace International, Inc. | SXH080A3 |  | Water-Source | WBAHP: Heat Pump Packaged Unit | Heat Pump | 230 | 3 |  |  | No Match | No Match |  |  |  | 79500 | 5888 | 13.5 | 9 | 98000 | 6111 | 4.7 | 3.8 | Federally-Regulated Commercial & Industrial Equipment | 12/14/1998 |  | 10/05/1999
Florida Heat Pump | Florida Heat Pump | EM060-5CF/HZ/VT |  | Water-Source | WBAHP-CB: Heat Pump Split Syst | Heat Pump | 575 | 3 |  |  | No Match | No Match |  |  |  | 65000 | 5200 | 12.5 | 9 | 80000 | 6335 | 3.7 | 3.5 | Non Federally-Regulated | 07/22/2002 |  | 03/12/2009
Florida Heat Pump | Florida Heat Pump | EP007-0HZ/VT |  | Water-Source | WBAHP: Heat Pump Packaged Unit | Heat Pump | 115 | 1 |  |  | No Match | Single-Speed |  |  |  | 6800 | 433 | 15.7 | 11.2 | 8800 | 452 | 5.7 | 4.2 | Federally-Regulated Commercial & Industrial Equipment | 01/24/2011 |  | 06/14/2011
Florida Heat Pump | Energy Miser | HE15CF-1 |  | Water-Source | WBAHP: Heat Pump Packaged Unit | Heat Pump | 265 | 1 |  |  | No Match | No Match |  |  |  | 14700 | 1335 | 11 | 9 | 20000 | 1465 | 4 | 3.2 | Non Federally-Regulated | 05/11/1988 |  | 03/15/1989
Mammoth | Hydrobank II | D010HLG |  | Ground-Water-Source | WBAHP: Heat Pump Packaged Unit | Heat Pump | 230 | 1 |  |  | No Match | No Match |  |  |  | 10100 | 742 | 13.6 | 9 | 7900 | 746 | 3.1 |  | Non Federally-Regulated | 01/18/2001 |  | 07/18/2002
Addison Products | Addison Products | WSH019-1AR |  | Water-Source | WBAHP: Heat Pump Packaged Unit | Heat Pump | 230 | 1 |  |  | No Match | No Match |  |  |  | 18200 | 1300 | 14 | 9.3 | 22200 | 1301 | 5 | 3.8 | Federally-Regulated Commercial & Industrial Equipment | 03/31/1998 |  | 05/10/1998
Mammoth | Hydrobank II | D036VHK |  | Water-Source | WBAHP: Heat Pump Packaged Unit | Heat Pump | 208 | 1 |  |  | No Match | No Match |  |  |  | 34500 | 3194 | 10.8 | 10 | 45500 | 3418 | 3.9 |  | Federally-Regulated Commercial & Industrial Equipment | 06/27/2003 |  | 03/12/2009
Climate Control / Snyder General | Electro-Hydronics | FC260G3 |  | Water-Source | WBAHP: Heat Pump Packaged Unit | Heat Pump | 230 | 1 |  |  | No Match | No Match |  |  |  | 26000 | 2450 | 10.6 | 7.5 | 31600 | 2500 | 3.7 | 2.5 | Non Federally-Regulated | 05/16/1984 |  | 08/29/1986
Waterfurnace International, Inc. | Waterfurnace International, Inc. | ATH057D1(P) |  | Ground-Water-Source | WBAHP: Heat Pump Packaged Unit | Heat Pump | 230 | 1 |  |  | No Match | No Match |  |  |  | 34000 | 1808 | 18.8 | 9 | 26000 | 2116 | 3.6 |  | Non Federally-Regulated | 05/10/1998 |  | 10/02/1998
McQuay International | McQuay | WCCH/WCCW-036-F |  | Water-Source | WBAHP-CB: Heat Pump Split Syst | Heat Pump | 208 | 3 |  |  | No Match | No Match |  |  |  | 37300 | 2937 | 12.7 | 9 | 47100 | 3833 | 3.6 | 3.5 | Non Federally-Regulated | 11/19/2002 |  | 03/12/2009
American Air Filter | Enercon | VW101 |  | Water-Source | WBAHP: Heat Pump Packaged Unit | Heat Pump | 460 | 3 |  |  | No Match | No Match |  |  |  | 101000 | 9477 | 10.2 | 9.2 | 134000 | 10730 | 3.6 | 2.5 | Non Federally-Regulated | 06/11/1985 |  | 08/29/1986
Trane U.S. Inc. | Command-Aire | GSUF0361B |  | Ground-Water-Source | WBAHP: Heat Pump Packaged Unit | Heat Pump | 208 | 1 |  |  | No Match | No Match |  |  |  | 35600 | 2211 | 16.1 | 9 | 26000 | 2457 | 3.1 |  | Non Federally-Regulated | 10/06/1999 |  | 04/10/2000
Waterfurnace International, Inc. | Rybacki - Hart Enterprises | ZS042**4*4 |  | Water-Source | WBAHP: Heat Pump Packaged Unit | Heat Pump | 460 | 3 |  |  | No Match | Single-Speed |  |  |  | 40800 | 2615 | 15.6 | 12 | 45400 | 2661 | 5 | 4.2 | Federally-Regulated Commercial & Industrial Equipment | 06/14/2011 |  | 04/19/2013
Trane U.S. Inc. | Trane | WPVD0131 |  | Water-Source | WBAHP: Heat Pump Packaged Unit | Heat Pump | 265 | 1 |  |  | No Match | No Match |  |  |  | 12300 | 1051 | 11.7 | 10 | 15900 | 1109 | 4.2 |  | Federally-Regulated Commercial & Industrial Equipment | 12/14/1998 |  | 10/05/1999
Waterfurnace International, Inc. | Waterfurnace International, Inc. | SXH016A2 |  | Water-Source | WBAHP: Heat Pump Packaged Unit | Heat Pump | 265 | 1 |  |  | No Match | No Match |  |  |  | 16000 | 1185 | 13.5 | 10 | 20400 | 1195 | 5 |  | Federally-Regulated Commercial & Industrial Equipment | 02/02/1998 |  | 03/31/1998
ClimateMaster Inc. | Carrier Corp. | YDS/YPS026 | CNPV*24* | Ground-Source | WBAHP-C: Heat Pump Split Syste | Heat Pump | 208 | 1 |  |  | No Match | Single-Speed |  |  |  | 25700 | 1452 | 17.7 | 13.4 | 19600 | 1508 | 3.8 | 3.1 | Non Federally-Regulated | 11/25/2009 |  | 08/23/2011
Enertech Global, LLC | Enertech | H048C | MPD048 | Ground-Source | WBAHP-CB: Heat Pump Split Syst | Heat Pump | 230 | 1 |  |  | No Match | Single-Speed |  |  |  | 53200 | 3148 | 16.9 | 13.4 | 42200 | 3750 | 3.3 | 3.1 | Non Federally-Regulated | 07/16/2009 |  | 03/02/2012
McQuay / Snyder General | Electro-Hydronics | FW500FD |  | Water-Source | WBAHP: Heat Pump Packaged Unit | Heat Pump | 230 | 3 |  |  | No Match | No Match |  |  |  | 50000 | 4850 | 10.3 | 9 | 65000 | 5149 | 3.7 | 3.2 | Non Federally-Regulated | 05/11/1988 |  | 03/15/1989
Waterfurnace International, Inc. | Waterfurnace International, Inc. | SXV019A1 |  | Ground-Source | WBAHP: Heat Pump Packaged Unit | Heat Pump | 230 | 1 |  |  | No Match | No Match |  |  |  | 19200 | 1371 | 14 |  | 15100 | 1301 | 3.4 |  | Non Federally-Regulated | 03/31/1998 |  | 05/10/1998
Command-Aire | Command-Aire | SWPH-463 |  | Water-Source | WBAHP: Heat Pump Packaged Unit | Heat Pump | 208 | 3 |  |  | No Match | No Match |  |  |  | 46000 | 4800 | 9.6 | 9 | 55000 | 4600 | 3.5 | 3.2 | Non Federally-Regulated | 05/11/1988 |  | 03/15/1989
Mammoth | Hydrobank II | F025VLH |  | Ground-Water-Source | WBAHP: Heat Pump Packaged Unit | Heat Pump | 208 | 3 |  |  | No Match | No Match |  |  |  | 24800 | 1771 | 14 | 9 | 18800 | 1776 | 3.1 |  | Non Federally-Regulated | 06/27/2003 |  | 03/12/2009
ClimateMaster Inc. | Climate Master Series | CS/CL 007 |  | Water-Source | WBAHP-O: Heat Pump Packaged Un | Heat Pump | 208 | 1 |  |  | No Match | No Match |  |  |  | 6800 | 531 | 12.8 | 10 | 8600 | 547 | 4.6 |  | Federally-Regulated Commercial & Industrial Equipment | 12/14/1998 |  | 04/12/2000
Mammoth | Hydrobank II | D070VLF/HLF |  | Ground-Water-Source | WBAHP: Heat Pump Packaged Unit | Heat Pump | 208 | 1 |  |  | No Match | No Match |  |  |  | 71780 | 5277 | 13.6 | 9 | 55000 | 5373 | 3 |  | Non Federally-Regulated | 05/10/1998 |  | 10/02/1998
Waterfurnace International, Inc. | Waterfurnace International, Inc. | SXV010C0 |  | Ground-Water-Source | WBAHP: Heat Pump Packaged Unit | Heat Pump | 230 | 1 |  |  | No Match | No Match |  |  |  | 9900 | 642 | 15.4 | 9 | 7400 | 657 | 3.3 |  | Non Federally-Regulated | 12/14/1998 |  | 10/06/1999
Enviro Master International llc | Enviro Master International | FWH09A******A*B |  | Water-Source | WBAHP-O: Heat Pump Packaged Un | Heat Pump | 115 | 1 |  |  | No Match | No Match |  |  |  | 9400 | 750 | 12.5 | 9.3 | 12400 | 865 | 4.2 | 3.8 | Non Federally-Regulated | 07/31/1991 |  | 03/31/1998
Singer | Electro-Hydronics | FC400 K |  | Water-Source | WBAHP: Heat Pump Packaged Unit | Heat Pump | 208 | 3 |  |  | No Match | No Match |  |  |  | 40000 | 4350 | 9.2 | 7.5 | 43000 | 4500 | 2.8 | 2.5 | Non Federally-Regulated | 08/30/1983 |  | 05/16/1984
Florida Heat Pump | Florida Heat Pump | EM028-3CF |  | Water-Source | WBAHP: Heat Pump Packaged Unit | Heat Pump | 208 | 1 |  |  | No Match | No Match |  |  |  | 28000 | 1971 | 14.2 | 10 | 33400 | 2175 | 4.5 |  | Federally-Regulated Commercial & Industrial Equipment | 12/14/1998 |  | 10/05/1999
California Heat Pump | California Heat Pump | CHP-33H*-13-** |  | Water-Source | WBAHP: Heat Pump Packaged Unit | Heat Pump | 265 | 1 |  |  | No Match | No Match |  |  |  | 32500 | 3500 | 9.3 | 7.5 | 37000 | 3550 | 3.1 | 2.5 | Non Federally-Regulated | 01/05/1982 |  | 09/08/1982
Florida Heat Pump | Energy Miser | HE52CF-1 |  | Water-Source | WBAHP: Heat Pump Packaged Unit | Heat Pump | 208 | 1 |  |  | No Match | No Match |  |  |  | 51000 | 4360 | 11.7 | 9 | 65000 | 4760 | 4 | 3.2 | Non Federally-Regulated | 02/22/1990 |  | 07/31/1991
Waterfurnace International, Inc. | Waterfurnace International, Inc. | SXH068C4 |  | Ground-Water-Source | WBAHP: Heat Pump Packaged Unit | Heat Pump | 460 | 3 |  |  | No Match | No Match |  |  |  | 69000 | 5750 | 12 | 11 | 80000 | 6169 | 3.8 | 3.5 | Non Federally-Regulated | 03/31/1998 |  | 05/10/1998
ClimateMaster Inc. | Carrier | 50HQA/HQD/VQA/VQD024 3 |  | Water-Source | WBAHP: Heat Pump Packaged Unit | Heat Pump | 265 | 1 |  |  | No Match | No Match |  |  |  | 24500 | 1828 | 13.4 | 9.3 | 28900 | 1841 | 4.6 | 3.8 | Federally-Regulated Commercial & Industrial Equipment | 03/31/1998 |  | 05/10/1998
Florida Heat Pump | Florida Heat Pump | CP024-1HZ/VT |  | Ground-Water-Source | WBAHP: Heat Pump Packaged Unit | Heat Pump | 208 | 1 |  |  | No Match | Single-Speed |  |  |  | 28400 | 1010 | 28.1 | 16.2 | 23700 | 1509 | 4.6 | 3.6 | Non Federally-Regulated | 06/14/2011 |  | 05/01/2015
ClimateMaster Inc. | Climate Master Series | GRV/GRH036AG |  | Water-Source | WBAHP: Heat Pump Packaged Unit | Heat Pump | 208 | 1 |  |  | No Match | No Match |  |  |  | 33100 | 2805 | 11.8 | 10 | 42500 | 3113 | 4 |  | Federally-Regulated Commercial & Industrial Equipment | 04/12/2000 |  | 03/12/2009
Snyder General Corp. | American Air Filter | VWW048A*T |  | Water-Source | WBAHP: Heat Pump Packaged Unit | Heat Pump | 460 | 3 |  |  | No Match | No Match |  |  |  | 46500 | 4227 | 11 | 9.3 | 59000 | 4449 | 3.9 | 3.8 | Non Federally-Regulated | 07/31/1991 |  | 08/14/1992
Mammoth | Hydrobank II | F090HHF/VHF |  | Water-Source | WBAHP: Heat Pump Packaged Unit | Heat Pump | 208 | 3 |  |  | No Match | No Match |  |  |  | 87300 | 6419 | 13.6 | 9 | 112000 | 7294 | 4.5 | 3.8 | Federally-Regulated Commercial & Industrial Equipment | 07/29/1998 |  | 10/02/1998
Addison Products | Addison Products | WSH036-1AR |  | Water-Source | WBAHP: Heat Pump Packaged Unit | Heat Pump | 208 | 1 |  |  | No Match | No Match |  |  |  | 35000 | 2868 | 12.2 | 10 | 44000 | 3070 | 4.2 |  | Federally-Regulated Commercial & Industrial Equipment | 02/02/1998 |  | 03/31/1998
Mammoth | Hydrobank II | D062VHF |  | Water-Source | WBAHP: Heat Pump Packaged Unit | Heat Pump | 208 | 1 |  |  | No Match | No Match |  |  |  | 59500 | 5613 | 10.6 | 9 | 79000 | 6430 | 3.6 | 3.2 | Federally-Regulated Commercial & Industrial Equipment | 01/22/1990 |  | 07/27/1992
Econar | Econar | GH491 |  | Water-Source | WBAHP-CB: Heat Pump Split Syst | Heat Pump | 208 | 1 |  |  | No Match | No Match |  |  |  | 43500 | 3717 | 11.7 | 9 | 66000 | 5227 | 3.7 | 3.5 | Non Federally-Regulated | 02/02/1998 |  | 10/02/1998
Singer | Electro-Hydronics | WM90C7 |  | Water-Source | WBAHP: Heat Pump Packaged Unit | Heat Pump | 265 | 1 |  |  | No Match | No Match |  |  |  | 8700 | 825 | 10.5 | 7.5 | 10000 | 850 | 3.4 | 2.5 | Non Federally-Regulated | 09/08/1982 |  | 05/16/1984
Florida Heat Pump | Florida Heat Pump | EM036-1CF/HZ/VT |  | Ground-Water-Source | WBAHP: Heat Pump Packaged Unit | Heat Pump | 208 | 1 |  |  | No Match | No Match |  |  |  | 36500 | 2534 | 14.4 | 9 | 26000 | 2308 | 3.3 |  | Non Federally-Regulated | 07/22/2002 |  | 03/12/2009
Florida Heat Pump | Clean Energy Developments Corp. | PS048-1CF/HZ/VT |  | Ground-Water-Source | WBAHP: Heat Pump Packaged Unit | Heat Pump | 230 | 1 |  |  | No Match | Single-Speed |  |  |  | 54500 | 2477 | 22 | 16.2 | 47500 | 2546 | 4.4 | 3.6 | Non Federally-Regulated | 07/06/2011 |  | 09/03/2012
Geoflex Systems, Inc. | Geoflex Systems, Inc. | GF1S-V/H/D/M-036WABBP |  | Water-Source | WBAHP: Heat Pump Packaged Unit | Both Heat Pump and Electric Re | 265 | 1 |  |  | No Match | Single-Speed |  |  |  | 33100 | 1780 | 18.6 | 12 | 37900 | 1851 | 6 | 4.2 | Federally-Regulated Commercial & Industrial Equipment | 11/30/2011 |  | 03/02/2012
ClimateMaster Inc. | Climate Master Series | GSS060AG | GAH60 | Ground-Water-Source | WBAHP-CB: Heat Pump Split Syst | Heat Pump | 208 | 1 |  |  | No Match | No Match |  |  |  | 56000 | 4000 | 14 | 9 | 46000 | 4084 | 3.3 |  | Non Federally-Regulated | 04/10/2000 |  | 11/19/2001
Enertech Global, LLC | Enertech | TXT072D |  | Ground-Water-Source | WBAHP: Heat Pump Packaged Unit | Heat Pump | 230 | 1 |  |  | No Match | Single-Speed | 2875 | 710 | 1 | 78500 | 3584 | 21.9 | 16.2 | 71900 | 4789 | 4.4 | 3.6 | Non Federally-Regulated | 09/03/2012 |  | 12/12/2012
Enertech Global, LLC | Enertech | H060C | ACD060 | Ground-Source | WBAHP-C: Heat Pump Split Syste | Heat Pump | 208 | 1 |  |  | No Match | Single-Speed |  |  |  | 59500 | 3864 | 15.4 | 13.4 | 47600 | 4218 | 3.3 | 3.1 | Non Federally-Regulated | 11/25/2009 |  | 03/02/2012
ClimateMaster Inc. | Climate Master Series | VP/HP/DP030 |  | Ground-Water-Source | WBAHP: Heat Pump Packaged Unit | Heat Pump | 208 | 1 |  |  | No Match | No Match |  |  |  | 30000 | 2173 | 13.8 | 9 | 22000 | 2014 | 3.2 |  | Non Federally-Regulated | 12/14/1998 |  | 04/10/2000
Waterfurnace International, Inc. | Waterfurnace International, Inc. | SXH010C1 |  | Water-Source | WBAHP: Heat Pump Packaged Unit | Heat Pump | 208 | 1 |  |  | No Match | No Match |  |  |  | 9800 | 653 | 15 | 9.3 | 12600 | 710 | 5.2 | 3.8 | Federally-Regulated Commercial & Industrial Equipment | 03/31/1998 |  | 05/10/1998
ClimateMaster Inc. | Climate Master | TTV/H/D038B |  | Ground-Source | WBAHP: Heat Pump Packaged Unit | Heat Pump | 208 | 1 |  |  | No Match | Single-Speed |  |  |  | 38200 | 2099 | 18.2 | 13.4 | 29000 | 2125 | 4 | 3.1 | Non Federally-Regulated | 12/12/2012 |  | 06/09/2015
McQuay International | McQuay | CCW036E-N |  | Water-Source | WBAHP: Heat Pump Packaged Unit | Heat Pump | 265 | 1 |  |  | No Match | No Match |  |  |  | 35300 | 2674 | 13.2 | 9.3 | 40500 | 2825 | 4.2 | 3.8 | Federally-Regulated Commercial & Industrial Equipment | 03/31/1998 |  | 05/10/1998
Addison Products | Addison Products | HPY009-1A |  | Water-Source | WBAHP-CB: Heat Pump Split Syst | Heat Pump | 208 | 1 |  |  | No Match | No Match |  |  |  | 9600 | 813 | 11.8 | 9 | 11900 | 917 | 3.8 | 3.5 | Non Federally-Regulated | 07/22/2002 |  | 03/12/2009
Enertech Global, LLC | Enertech | TRT072A | ACD060 | Ground-Source | WBAHP-CB: Heat Pump Split Syst | Heat Pump | 208 | 1 |  |  | No Match | Single-Speed | 3517 | 627 | 1 | 69200 | 4144 | 16.7 | 13.4 | 52200 | 4371 | 3.5 | 3.1 | Non Federally-Regulated | 09/03/2012 |  | 01/09/2014
Waterfurnace International, Inc. | Waterfurnace International, Inc. | CC/CE/CS/CW12*2 |  | Ground-Water-Source | WBAHP: Heat Pump Packaged Unit | Heat Pump | 265 | 1 |  |  | No Match | No Match |  |  |  | 11500 | 787 | 14.6 | 9 | 10000 | 837 | 3.5 |  | Non Federally-Regulated | 07/22/2002 |  | 03/12/2009
McQuay / Snyder General | Electro-Hydronics | CW550GP |  | Water-Source | WBAHP: Heat Pump Packaged Unit | Heat Pump | 460 | 3 |  |  | No Match | No Match |  |  |  | 55000 | 5670 | 9.7 | 7.5 | 67000 | 5610 | 3.5 | 2.5 | Non Federally-Regulated | 08/29/1986 |  | 05/11/1988
Florida Heat Pump | Florida Heat Pump | TA035-1CS | DX035 | Water-Source | WBAHP-CB: Heat Pump Split Syst | Both Heat Pump and Electric Re | 230 | 1 |  |  | No Match | Variable-Speed |  |  |  | 37000 | 2450 | 15.1 | 12 | 41000 | 2452 | 4.9 | 4.2 | Federally-Regulated Commercial & Industrial Equipment | 03/02/2012 |  | 04/20/2015
Waterfurnace International, Inc. | Waterfurnace International, Inc. | P034**2 |  | Ground-Water-Source | WBAHP: Heat Pump Packaged Unit | Heat Pump | 265 | 1 |  |  | No Match | No Match |  |  |  | 34400 | 2150 | 16 | 9 | 25000 | 2219 | 3.3 |  | Non Federally-Regulated | 05/19/2000 |  | 07/18/2002
Waterfurnace International, Inc. | Waterfurnace International, Inc. | SXH010C0 |  | Ground-Source | WBAHP: Heat Pump Packaged Unit | Heat Pump | 208 | 1 |  |  | No Match | No Match |  |  |  | 9900 | 642 | 15.4 |  | 7400 | 657 | 3.3 |  | Non Federally-Regulated | 03/31/1998 |  | 05/10/1998
Geoflex Systems, Inc. | Geoflex Systems, Inc. | GF1S-V/H/D/M-042WAABP |  | Ground-Water-Source | WBAHP: Heat Pump Packaged Unit | Both Heat Pump and Electric Re | 208 | 1 |  |  | No Match | Single-Speed |  |  |  | 43000 | 1777 | 24.2 | 16.2 | 36800 | 2345 | 4.6 | 3.6 | Non Federally-Regulated | 03/02/2012 |  | 01/09/2014
Bard Manufacturing Company, Inc. | Bard | WPVD36 |  | Water-Source | WBAHP: Heat Pump Packaged Unit | Heat Pump | 208 | 1 |  |  | No Match | No Match |  |  |  | 34000 | 3270 | 10.4 | 9 | 42000 | 3380 | 3.6 | 3.2 | Federally-Regulated Commercial & Industrial Equipment | 01/23/1988 |  | 05/11/1988
Waterfurnace International, Inc. | Geotility Geothermal Installations | ZS024**3*1 |  | Water-Source | WBAHP: Heat Pump Packaged Unit | Heat Pump | 208 | 3 |  |  | No Match | Single-Speed |  |  |  | 23900 | 1583 | 15.1 | 12 | 27000 | 1583 | 5 | 4.2 | Federally-Regulated Commercial & Industrial Equipment | 01/24/2011 |  | 04/19/2013
Waterfurnace International, Inc. | Waterfurnace International, Inc. | NDV/NDH026G1*1 |  | Water-Source | WBAHP: Heat Pump Packaged Unit | Heat Pump | 230 | 1 |  |  | No Match | Dual-Speed |  |  |  | 26000 | 1503 | 17.3 | 12 | 30300 | 1615 | 5.5 | 4.2 | Federally-Regulated Commercial & Industrial Equipment | 09/03/2012 |  | 04/19/2013
American Air Filter | Enercon | DHW-120 |  | Water-Source | WBAHP: Heat Pump Packaged Unit | Heat Pump | 230 | 3 |  |  | No Match | No Match |  |  |  | 120000 | 11100 | 10.8 | 9.2 | 145000 | 11800 | 3.6 |  | Non Federally-Regulated | 05/11/1988 |  | 03/15/1989
ClimateMaster Inc. | Climate Master Series | VP/HP042H |  | Ground-Water-Source | WBAHP: Heat Pump Packaged Unit | Heat Pump | 208 | 3 |  |  | No Match | No Match |  |  |  | 42000 | 3181 | 13.2 | 9 | 31000 | 2838 | 3.2 |  | Non Federally-Regulated | 04/10/2000 |  | 11/14/2000
McQuay International | McQuay | LHP/LWP12D-T |  | Water-Source | WBAHP: Heat Pump Packaged Unit | Heat Pump | 460 | 3 |  |  | No Match | No Match |  |  |  | 116000 | 9747 | 11.9 | 10.5 | 139000 | 9936 | 4.1 | 3.8 | Federally-Regulated Commercial & Industrial Equipment | 03/31/1998 |  | 05/10/1998
Singer | Electro-Hydronics | VF140C5 |  | Water-Source | WBAHP: Heat Pump Packaged Unit | Heat Pump | 208 | 1 |  |  | No Match | No Match |  |  |  | 14000 | 1700 | 8.2 | 7.5 | 16500 | 1600 | 3 | 2.5 | Non Federally-Regulated | 09/08/1982 |  | 05/16/1984
Trane U.S. Inc. | Trane | WPHF0351 |  | Water-Source | WBAHP: Heat Pump Packaged Unit | Heat Pump | 208 | 1 |  |  | No Match | No Match |  |  |  | 36400 | 2394 | 15.2 | 10 | 39000 | 2539 | 4.5 |  | Federally-Regulated Commercial & Industrial Equipment | 10/05/1999 |  | 04/12/2000
ClimateMaster Inc. | Carrier Corp. | 50PRH/V036 4 |  | Water-Source | WBAHP: Heat Pump Packaged Unit | Heat Pump | 265 | 1 |  |  | No Match | Single-Speed |  |  |  | 34500 | 2556 | 13.5 | 12 | 45200 | 3011 | 4.4 | 4.2 | Federally-Regulated Commercial & Industrial Equipment | 01/24/2011 |  | 08/23/2011
Waterfurnace International, Inc. | Rybacki - Hart Enterprises | GS009**0*0 |  | Ground-Source | WBAHP: Heat Pump Packaged Unit | Heat Pump | 230 | 1 |  |  | No Match | Single-Speed |  |  |  | 9800 | 587 | 16.7 | 13.4 | 7700 | 664 | 3.4 | 3.1 | Non Federally-Regulated | 01/24/2011 |  | 04/19/2013
Waterfurnace International, Inc. | Waterfurnace International, Inc. | SXH013A0 |  | Ground-Source | WBAHP: Heat Pump Packaged Unit | Heat Pump | 208 | 1 |  |  | No Match | No Match |  |  |  | 13300 | 847 | 15.7 |  | 9700 | 861 | 3.3 |  | Non Federally-Regulated | 03/31/1998 |  | 05/10/1998
Waterfurnace International, Inc. | Waterfurnace International, Inc. | NSV/NSH048F1*1 |  | Ground-Water-Source | WBAHP: Heat Pump Packaged Unit | Heat Pump | 208 | 1 |  |  | No Match | Single-Speed |  |  |  | 53000 | 2031 | 26.1 | 16.2 | 43400 | 2706 | 4.7 | 3.6 | Non Federally-Regulated | 05/02/2012 |  | 04/19/2013
Command-Aire | Command-Aire | SWPR351E |  | Water-Source | WBAHP: Heat Pump Packaged Unit | Heat Pump | 208 | 1 |  |  | No Match | No Match |  |  |  | 36000 | 3270 | 11 | 9 | 49000 | 3500 | 4 | 3.2 | Federally-Regulated Commercial & Industrial Equipment | 01/23/1988 |  | 05/11/1988
ClimateMaster Inc. | Carrier Corp. | 50PSV/PSH009 3 |  | Water-Source | WBAHP: Heat Pump Packaged Unit | Heat Pump | 230 | 1 |  |  | No Match | Single-Speed |  |  |  | 9400 | 631 | 14.9 | 11.2 | 11500 | 702 | 4.8 | 4.2 | Federally-Regulated Commercial & Industrial Equipment | 02/09/2009 |  | 04/29/2015
Trane U.S. Inc. | Trane | GEHB036 |  | Ground-Water-Source | WBAHP: Heat Pump Packaged Unit | Heat Pump | 208 | 1 |  |  | No Match | No Match |  |  |  | 35200 | 2427 | 14.5 | 9 | 22200 | 2001 | 3.3 |  | Non Federally-Regulated | 07/22/2002 |  | 03/12/2009
McQuay / Snyder General | Electro-Hydronics | CW350G5 |  | Water-Source | WBAHP: Heat Pump Packaged Unit | Heat Pump | 208 | 1 |  |  | No Match | No Match |  |  |  | 35600 | 3360 | 10.6 | 7.5 | 43000 | 3500 | 3.6 | 2.5 | Non Federally-Regulated | 08/29/1986 |  | 05/11/1988
ClimateMaster Inc. | Climate Master Series | VS/VL/HS/HL 024 F/H |  | Water-Source | WBAHP: Heat Pump Packaged Unit | Heat Pump | 208 | 3 |  |  | No Match | No Match |  |  |  | 24500 | 1828 | 13.4 | 9.3 | 28900 | 1841 | 4.6 | 3.8 | Federally-Regulated Commercial & Industrial Equipment | 03/31/1998 |  | 05/10/1998
American Air Filter | Enercon | VW33A |  | Water-Source | WBAHP: Heat Pump Packaged Unit | Heat Pump | 460 | 3 |  |  | No Match | No Match |  |  |  | 35000 | 4000 | 8.8 | 7.5 | 41000 | 4000 | 3 | 2.5 | Non Federally-Regulated | 01/05/1982 |  | 05/16/1984
Geoflex Systems, Inc. | Geoflex Systems, Inc. | GF1T-V/H/D/M-038WACBP |  | Water-Source | WBAHP: Heat Pump Packaged Unit | Both Heat Pump and Electric Re | 230 | 3 |  |  | No Match | Dual-Speed |  |  |  | 36500 | 2267 | 16.1 | 12 | 44800 | 2477 | 5.3 | 4.2 | Federally-Regulated Commercial & Industrial Equipment | 11/30/2011 |  | 01/09/2014
Waterfurnace International, Inc. | Waterfurnace International, Inc. | SXH016B0 |  | Ground-Water-Source | WBAHP: Heat Pump Packaged Unit | Heat Pump | 208 | 1 |  |  | No Match | No Match |  |  |  | 16700 | 1210 | 13.8 | 9 | 12800 | 1136 | 3.3 |  | Non Federally-Regulated | 12/14/1998 |  | 10/06/1999
Mammoth | Hydrobank II | D035HHG |  | Water-Source | WBAHP: Heat Pump Packaged Unit | Heat Pump | 230 | 1 |  |  | No Match | No Match |  |  |  | 37000 | 2624 | 14.1 | 10 | 45000 | 2866 | 4.6 |  | Federally-Regulated Commercial & Industrial Equipment | 05/23/2000 |  | 11/14/2000
Waterfurnace International, Inc. | Eagle Mountain | ZS048**0*0 |  | Ground-Water-Source | WBAHP: Heat Pump Packaged Unit | Heat Pump | 230 | 1 |  |  | No Match | Single-Speed |  |  |  | 52000 | 2476 | 21 | 16.2 | 45900 | 3540 | 3.8 | 3.6 | Non Federally-Regulated | 01/24/2011 |  | 04/19/2013
Florida Heat Pump | Florida Heat Pump | EM036-2VT/HZ/CF |  | Water-Source | WBAHP: Heat Pump Packaged Unit | Heat Pump | 265 | 1 |  |  | No Match | No Match |  |  |  | 35000 | 2500 | 14 | 10 | 42000 | 2734 | 4.5 |  | Federally-Regulated Commercial & Industrial Equipment | 10/05/1999 |  | 04/12/2000
Addison Products | Addison Products | HGY120-3A |  | Water-Source | WBAHP-CB: Heat Pump Split Syst | Heat Pump | 230 | 3 |  |  | No Match | No Match |  |  |  | 110400 | 8492 | 13 | 9 | 137100 | 11477 | 3.5 | 3.5 | Non Federally-Regulated | 01/24/2002 |  | 07/18/2002
Waterfurnace International, Inc. | Waterfurnace International, Inc. | CXW009*0 |  | Water-Source | WBAHP-O: Heat Pump Packaged Un | Heat Pump | 208 | 1 |  |  | No Match | No Match |  |  |  | 9000 | 600 | 15 | 10 | 12200 | 744 | 4.8 |  | Federally-Regulated Commercial & Industrial Equipment | 10/05/1999 |  | 04/12/2000
Waterfurnace International, Inc. | Waterfurnace International, Inc. | SXV036C4 |  | Water-Source | WBAHP: Heat Pump Packaged Unit | Heat Pump | 460 | 3 |  |  | No Match | No Match |  |  |  | 36000 | 2647 | 13.6 | 10 | 44500 | 2774 | 4.7 |  | Federally-Regulated Commercial & Industrial Equipment | 02/02/1998 |  | 03/31/1998
Waterfurnace International, Inc. | Rybacki - Hart Enterprises | ZS036**0*4 |  | Ground-Source | WBAHP: Heat Pump Packaged Unit | Heat Pump | 230 | 1 |  |  | No Match | Single-Speed |  |  |  | 34500 | 1994 | 17.3 | 13.4 | 26000 | 2177 | 3.5 | 3.1 | Non Federally-Regulated | 06/14/2011 |  | 03/02/2012
McQuay International | McQuay | VWH/VWW015B-G |  | Water-Source | WBAHP: Heat Pump Packaged Unit | Heat Pump | 230 | 1 |  |  | No Match | No Match |  |  |  | 13100 | 1065 | 12.3 | 10 | 17200 | 1229 | 4.1 |  | Federally-Regulated Commercial & Industrial Equipment | 11/17/1999 |  | 09/21/2000
Waterfurnace International, Inc. | Waterfurnace International, Inc. | ATH056*3 |  | Ground-Water-Source | WBAHP: Heat Pump Packaged Unit | Heat Pump | 208 | 3 |  |  | No Match | No Match |  |  |  | 58000 | 3790 | 15.3 | 9 | 44500 | 4074 | 3.2 |  | Non Federally-Regulated | 10/06/1999 |  | 05/19/2000
Snyder General Corp. | McQuay | VF390FP |  | Water-Source | WBAHP: Heat Pump Packaged Unit | Heat Pump | 460 | 3 |  |  | No Match | No Match |  |  |  | 39000 | 3700 | 10.5 | 9 | 48000 | 4020 | 3.5 | 3.2 | Non Federally-Regulated | 02/22/1990 |  | 07/31/1991
McQuay International | McQuay | FCV/FCW048B-F |  | Water-Source | WBAHP: Heat Pump Packaged Unit | Heat Pump | 208 | 3 |  |  | No Match | No Match |  |  |  | 46000 | 3833 | 12 | 10 | 56000 | 3815 | 4.3 |  | Federally-Regulated Commercial & Industrial Equipment | 11/17/1999 |  | 09/21/2000
Innovative Air Systems | E-Series | HE30ECHP-CUV |  | Ground-Source | WBAHP: Heat Pump Packaged Unit | Heat Pump | 208 | 3 |  |  | No Match | No Match |  |  |  | 37536 | 1839 | 20.4 |  | 54122 | 2207 | 7.2 |  | Non Federally-Regulated | 03/31/1998 |  | 05/10/1998
Florida Heat Pump | Geomaster, LLC | AU049-1CF/HZ/VT |  | Water-Source | WBAHP: Heat Pump Packaged Unit | Heat Pump | 208 | 1 |  |  | No Match | Single-Speed |  |  |  | 48000 | 3556 | 12.6 | 12 | 58000 | 3540 | 4.8 | 4.2 | Federally-Regulated Commercial & Industrial Equipment | 06/14/2011 |  | 12/12/2012
ClimateMaster Inc. | Carrier | 50VQA/VQD080 |  | Water-Source | WBAHP: Heat Pump Packaged Unit | Heat Pump | 460 | 3 |  |  | No Match | No Match |  |  |  | 74000 | 5285 | 14 | 9 | 83000 | 5791 | 4.2 | 3.8 | Federally-Regulated Commercial & Industrial Equipment | 02/02/1998 |  | 03/31/1998
Waterfurnace International, Inc. | Waterfurnace International, Inc. | NSZ036A0 | NRAC036* | Water-Source | WBAHP-CB: Heat Pump Split Syst | Heat Pump | 208 | 1 |  |  | No Match | Single-Speed |  |  |  | 31400 | 1784 | 17.6 | 12 | 37600 | 2004 | 5.5 | 4.2 | Federally-Regulated Commercial & Industrial Equipment | 01/24/2011 |  | 10/24/2014
Waterfurnace International, Inc. | Rybacki - Hart Enterprises | ZS024**2*1 |  | Ground-Water-Source | WBAHP: Heat Pump Packaged Unit | Heat Pump | 265 | 1 |  |  | No Match | Single-Speed |  |  |  | 26400 | 1128 | 23.4 | 16.2 | 22300 | 1452 | 4.5 | 3.6 | Non Federally-Regulated | 01/24/2011 |  | 04/19/2013
McQuay / Snyder General | Electro-Hydronics | LHP22AD |  | Water-Source | WBAHP: Heat Pump Packaged Unit | Heat Pump | 230 | 3 |  |  | No Match | No Match |  |  |  | 240400 | 20550 | 11.7 |  | 270000 | 21400 | 3.7 | 2.5 | Non Federally-Regulated | 08/29/1986 |  | 05/11/1988
Enertech Global, LLC | Enertech | TXT036C2 |  | Ground-Water-Source | WBAHP: Heat Pump Packaged Unit | Heat Pump | 230 | 3 |  |  | No Match | Single-Speed |  |  |  | 40900 | 1748 | 23.4 | 16.2 | 35700 | 2135 | 4.9 | 3.6 | Non Federally-Regulated | 12/12/2012 |  | 04/21/2014
Carrier Corp. - Syracuse | Carrier | 50VQG/HQG030 |  | Ground-Source | WBAHP: Heat Pump Packaged Unit | Heat Pump | 208 | 1 |  |  | No Match | No Match |  |  |  | 30000 | 2727 | 11 |  | 22000 | 2302 | 2.8 |  | Non Federally-Regulated | 03/31/1998 |  | 05/10/1998
Florida Heat Pump | Florida Heat Pump | EP048-1HZ/VT |  | Water-Source | WBAHP: Heat Pump Packaged Unit | Heat Pump | 230 | 1 |  |  | No Match | Single-Speed |  |  |  | 48000 | 2807 | 17.1 | 12 | 50000 | 2765 | 5.3 | 4.2 | Federally-Regulated Commercial & Industrial Equipment | 01/24/2011 |  | 06/14/2011
Florida Heat Pump | Geomaster, LLC | EC042-2CS | EC042-2AH/AV | Ground-Water-Source | WBAHP-CB: Heat Pump Split Syst | Heat Pump | 265 | 1 |  |  | No Match | Single-Speed |  |  |  | 43600 | 2383 | 18.3 | 16.2 | 41200 | 2708 | 3.7 | 3.6 | Non Federally-Regulated | 04/30/2009 |  | 04/20/2015
Enertech Global, LLC | Enertech | TST036A2 | ACD036 | Ground-Source | WBAHP-CB: Heat Pump Split Syst | Heat Pump | 230 | 3 |  |  | No Match | Single-Speed |  |  |  | 37700 | 2218 | 17 | 13.4 | 29200 | 2252 | 3.8 | 3.1 | Non Federally-Regulated | 03/02/2012 |  | 12/12/2012
American Air Filter | Enercon | VW26 |  | Water-Source | WBAHP: Heat Pump Packaged Unit | Heat Pump | 208 | 1 |  |  | No Match | No Match |  |  |  | 26000 | 3000 | 8.7 | 7.5 | 33500 | 3400 | 2.9 | 2.5 | Non Federally-Regulated | 01/05/1982 |  | 05/16/1984
American Air Filter | Enercon | FHW-36 |  | Water-Source | WBAHP: Heat Pump Packaged Unit | Heat Pump | 230 | 3 |  |  | No Match | No Match |  |  |  | 35600 | 3266 | 10.9 | 9 | 43000 | 3407 | 3.7 | 3.2 | Non Federally-Regulated | 05/11/1988 |  | 03/15/1989
Enertech Global, LLC | Enertech | HHT024A |  | Ground-Water-Source | WBAHP: Heat Pump Packaged Unit | Heat Pump | 208 | 1 |  |  | No Match | Single-Speed |  |  |  | 24400 | 1232 | 19.8 | 16.2 | 24300 | 1737 | 4.1 | 3.6 | Non Federally-Regulated | 12/12/2012 |  | 05/11/2015
Solar Oriented Environmental Systems | S.O.E.S.I. | PSV,H300 |  | Water-Source | WBAHP: Heat Pump Packaged Unit | Heat Pump | 230 | 1 |  |  | No Match | No Match |  |  |  | 34000 | 3035 | 11.2 | 7.5 | 44000 | 3223 | 4 | 2.5 | Non Federally-Regulated | 05/16/1984 |  | 05/11/1988
Waterfurnace International, Inc. | Waterfurnace International, Inc. | SXV036A2 |  | Water-Source | WBAHP-CB: Heat Pump Split Syst | Heat Pump | 265 | 1 |  |  | No Match | No Match |  |  |  | 37600 | 2870 | 13.1 | 9 | 40500 | 2967 | 4 | 3.5 | Non Federally-Regulated | 02/02/1998 |  | 08/21/1998
Waterfurnace International, Inc. | Waterfurnace International, Inc. | P056**4 |  | Water-Source | WBAHP: Heat Pump Packaged Unit | Heat Pump | 460 | 3 |  |  | No Match | No Match |  |  |  | 56200 | 3649 | 15.4 | 10 | 66800 | 4349 | 4.5 |  | Federally-Regulated Commercial & Industrial Equipment | 05/19/2000 |  | 02/17/2011
Florida Heat Pump | Geomaster, LLC | AP049-1CF/HZ/VT |  | Water-Source | WBAHP: Heat Pump Packaged Unit | Heat Pump | 230 | 1 |  |  | No Match | Single-Speed |  |  |  | 50000 | 2959 | 15.8 | 12 | 53000 | 2986 | 5.2 | 4.2 | Federally-Regulated Commercial & Industrial Equipment | 06/14/2011 |  | 04/20/2015
Trane U.S. Inc. | Trane | GXHA0281 |  | Water-Source | WBAHP: Heat Pump Packaged Unit | Heat Pump | 208 | 1 |  |  | No Match | No Match |  |  |  | 28500 | 2714 | 10.5 | 9.3 | 38000 | 2930 | 3.8 | 3.8 | Federally-Regulated Commercial & Industrial Equipment | 03/31/1998 |  | 05/10/1998
ClimateMaster Inc. | Climate Master Series | V240-32********** |  | Water-Source | WBAHP: Heat Pump Packaged Unit | Heat Pump | 208 | 3 |  |  | No Match | No Match |  |  |  | 238000 | 23800 | 10 |  | 262000 | 22000 | 3.5 | 2.5 | Non Federally-Regulated | 02/22/1990 |  | 07/31/1991
ClimateMaster Inc. | Carrier Corp. | 50P1H/V012 |  | Ground-Source | WBAHP: Heat Pump Packaged Unit | Heat Pump | 208 | 1 |  |  | No Match | Single-Speed |  |  |  | 12000 | 805 | 14.9 | 13.4 | 9900 | 907 | 3.2 | 3.1 | Non Federally-Regulated | 10/24/2014 |  | 04/22/2015
Snyder General Corp. | McQuay | VE200G7 |  | Water-Source | WBAHP: Heat Pump Packaged Unit | Heat Pump | 265 | 1 |  |  | No Match | No Match |  |  |  | 19000 | 1780 | 10.7 | 9 | 25600 | 1920 | 3.9 | 3.2 | Non Federally-Regulated | 02/22/1990 |  | 07/31/1991
Climate Control / Snyder General | Electro-Hydronics | CC1000FD |  | Water-Source | WBAHP: Heat Pump Packaged Unit | Heat Pump | 230 | 3 |  |  | No Match | No Match |  |  |  | 107000 | 10000 | 10.7 | 9.2 | 136000 | 10400 | 3.8 | 2.5 | Non Federally-Regulated | 05/16/1984 |  | 08/29/1986
Florida Heat Pump | Florida Heat Pump | EM060-3CS | EM060-1AV | Water-Source | WBAHP-C: Heat Pump Split Syste | Heat Pump | 208 | 3 |  |  | No Match | No Match |  |  |  | 59000 | 4609 | 12.8 | 10 | 78000 | 5316 | 4.3 |  | Federally-Regulated Commercial & Industrial Equipment | 12/14/1998 |  | 10/05/1999
Waterfurnace International, Inc. | Waterfurnace International, Inc. | SXH036B3 |  | Water-Source | WBAHP: Heat Pump Packaged Unit | Heat Pump | 208 | 3 |  |  | No Match | No Match |  |  |  | 36000 | 2647 | 13.6 | 10 | 44500 | 2774 | 4.7 |  | Federally-Regulated Commercial & Industrial Equipment | 08/21/1998 |  | 10/02/1998
California Heat Pump | Trane | WPRB-0322 |  | Water-Source | WBAHP: Heat Pump Packaged Unit | Heat Pump | 230 | 1 |  |  | No Match | No Match |  |  |  | 32400 | 3250 | 10 | 7.5 | 37600 | 3350 | 3.3 | 2.5 | Non Federally-Regulated | 06/11/1985 |  | 05/11/1988
Florida Heat Pump | Florida Heat Pump | EM041-1VT |  | Water-Source | WBAHP: Heat Pump Packaged Unit | Heat Pump | 230 | 1 |  |  | No Match | No Match |  |  |  | 39500 | 2992 | 13.2 | 10 | 50000 | 3488 | 4.2 |  | Federally-Regulated Commercial & Industrial Equipment | 02/02/1998 |  | 03/31/1998
Mammoth | Hydrobank II | D009CHE |  | Water-Source | WBAHP-O: Heat Pump Packaged Un | Heat Pump | 230 | 1 |  |  | No Match | No Match |  |  |  | 8600 | 716 | 12 | 9.3 | 11100 | 813 | 4 | 3.8 | Federally-Regulated Commercial & Industrial Equipment | 03/31/1998 |  | 05/10/1998
Enertech Global, LLC | Enertech | HCT048A |  | Ground-Water-Source | WBAHP: Heat Pump Packaged Unit | Heat Pump | 208 | 1 |  |  | No Match | Single-Speed |  |  |  | 55600 | 2562 | 21.7 | 16.2 | 50000 | 3186 | 4.6 | 3.6 | Non Federally-Regulated | 06/14/2011 |  | 01/09/2014
ClimateMaster Inc. | Climate Master | TES/P026A | TAC026A | Water-Source | WBAHP-CB: Heat Pump Split Syst | Heat Pump | 208 | 1 |  |  | No Match | Single-Speed |  |  |  | 26200 | 1550 | 16.9 | 12 | 30200 | 1609 | 5.5 | 4.2 | Federally-Regulated Commercial & Industrial Equipment | 12/12/2012 |  | 01/09/2014
ClimateMaster Inc. | Climate Master Series | 80113G |  | Water-Source | WBAHP: Heat Pump Packaged Unit | Heat Pump | 230 | 1 |  |  | No Match | No Match |  |  |  | 12600 | 1050 | 12 | 9 | 14000 | 954 | 4.3 | 3.2 | Non Federally-Regulated | 02/22/1990 |  | 07/31/1991
Waterfurnace International, Inc. | Johnson Controls | RKV/RKH036**0*4 |  | Ground-Water-Source | WBAHP: Heat Pump Packaged Unit | Heat Pump | 230 | 1 |  |  | No Match | Single-Speed |  |  |  | 36300 | 1412 | 25.7 | 16.2 | 28200 | 1758 | 4.7 | 3.6 | Non Federally-Regulated | 09/03/2012 |  | 01/09/2014
Mammoth | Mammoth | D036HHA |  | Water-Source | WBAHP: Heat Pump Packaged Unit | Heat Pump | 230 | 1 |  |  | No Match | Dual-Speed |  |  |  | 41400 | 2407 | 17.2 | 12 | 40600 | 2532 | 4.7 | 4.2 | Federally-Regulated Commercial & Industrial Equipment | 11/30/2011 |  | 03/02/2012
Waterfurnace International, Inc. | Waterfurnace International, Inc. | SXV019C0 |  | Ground-Water-Source | WBAHP: Heat Pump Packaged Unit | Heat Pump | 208 | 1 |  |  | No Match | No Match |  |  |  | 19200 | 1371 | 14 | 9 | 15100 | 1301 | 3.4 |  | Non Federally-Regulated | 01/30/1998 |  | 10/02/1998
Waterfurnace International, Inc. | Waterfurnace International, Inc. | ATV019C0 |  | Water-Source | WBAHP-CB: Heat Pump Split Syst | Heat Pump | 230 | 1 |  |  | No Match | No Match |  |  |  | 20200 | 1278 | 15.8 | 9 | 20800 | 1385 | 4.4 | 3.5 | Non Federally-Regulated | 02/02/1998 |  | 10/02/1998
American Air Filter | Enercon | CCW-09 |  | Water-Source | WBAHP-O: Heat Pump Packaged Un | Heat Pump | 265 | 1 |  |  | No Match | No Match |  |  |  | 8600 | 814 | 10.6 | 9 | 10500 | 915 | 3.4 | 3.2 | Non Federally-Regulated | 05/11/1988 |  | 03/15/1989
McQuay / Snyder General | Electro-Hydronics | UW610F3 |  | Water-Source | WBAHP: Heat Pump Packaged Unit | Heat Pump | 230 | 1 |  |  | No Match | No Match |  |  |  | 61500 | 5850 | 10.5 | 7.5 | 77000 | 5785 | 3.9 | 2.5 | Non Federally-Regulated | 08/29/1986 |  | 05/11/1988
Florida Heat Pump | Geomaster, LLC | EC041-4CS | EC041-4AH/AV | Water-Source | WBAHP-CB: Heat Pump Split Syst | Heat Pump | 460 | 3 |  |  | No Match | Single-Speed |  |  |  | 37000 | 3008 | 12.3 | 12 | 48000 | 3349 | 4.2 | 4.2 | Federally-Regulated Commercial & Industrial Equipment | 04/23/2009 |  | 04/20/2015
Waterfurnace International, Inc. | Waterfurnace International, Inc. | ATV034D1 |  | Ground-Water-Source | WBAHP: Heat Pump Packaged Unit | Heat Pump | 208 | 1 |  |  | No Match | No Match |  |  |  | 34400 | 2150 | 16 | 9 | 25000 | 2220 | 3.3 |  | Non Federally-Regulated | 12/14/1998 |  | 10/06/1999
Waterfurnace International, Inc. | Waterfurnace International, Inc. | SXV010A0 |  | Ground-Water-Source | WBAHP: Heat Pump Packaged Unit | Heat Pump | 208 | 1 |  |  | No Match | No Match |  |  |  | 10100 | 687 | 14.7 | 11 | 11500 | 783 | 4.3 | 3.5 | Non Federally-Regulated | 03/31/1998 |  | 05/10/1998
Addison Products | Heat Controller | HWPH28-1J |  | Water-Source | WBAHP-CB: Heat Pump Split Syst | Heat Pump | 230 | 1 |  |  | No Match | No Match |  |  |  | 28000 | 2545 | 11 | 9 | 33200 | 2779 | 3.5 | 3.5 | Non Federally-Regulated | 10/05/1999 |  | 04/12/2000
Waterfurnace International, Inc. | Waterfurnace International, Inc. | SXV042C3 |  | Ground-Water-Source | WBAHP: Heat Pump Packaged Unit | Heat Pump | 208 | 3 |  |  | No Match | No Match |  |  |  | 44500 | 3201 | 13.9 | 9 | 31800 | 2824 | 3.3 |  | Non Federally-Regulated | 12/14/1998 |  | 10/06/1999
Trane U.S. Inc. | Trane | GSUF0421B |  | Ground-Water-Source | WBAHP: Heat Pump Packaged Unit | Heat Pump | 208 | 1 |  |  | No Match | No Match |  |  |  | 40500 | 2700 | 15 | 9 | 29800 | 2911 | 3 |  | Non Federally-Regulated | 12/14/1998 |  | 11/19/2001
Florida Heat Pump | Florida Heat Pump | EM042-3VT/HZ/CF |  | Water-Source | WBAHP: Heat Pump Packaged Unit | Heat Pump | 208 | 3 |  |  | No Match | No Match |  |  |  | 42000 | 3181 | 13.2 | 10 | 51000 | 3475 | 4.3 |  | Federally-Regulated Commercial & Industrial Equipment | 10/05/1999 |  | 04/12/2000
Waterfurnace International, Inc. | Geotility Geothermal Installations | ZS036**4*1 |  | Ground-Source | WBAHP: Heat Pump Packaged Unit | Heat Pump | 460 | 3 |  |  | No Match | Single-Speed |  |  |  | 34500 | 1994 | 17.3 | 13.4 | 26000 | 2177 | 3.5 | 3.1 | Non Federally-Regulated | 01/24/2011 |  | 04/19/2013
Snyder General Corp. | McQuay | WE190C5 |  | Water-Source | WBAHP-O: Heat Pump Packaged Un | Heat Pump | 208 | 1 |  |  | No Match | No Match |  |  |  | 18200 | 1825 | 10 | 9 | 22600 | 2000 | 3.3 | 3.2 | Non Federally-Regulated | 02/22/1990 |  | 07/31/1991
ClimateMaster Inc. | Trane | WPHB0317 |  | Water-Source | WBAHP: Heat Pump Packaged Unit | Heat Pump | 265 | 1 |  |  | No Match | No Match |  |  |  | 31000 | 2900 | 10.7 | 9 | 39500 | 3060 | 3.8 | 3.2 | Federally-Regulated Commercial & Industrial Equipment | 07/05/1988 |  | 02/22/1990
Mammoth | Mammoth | D026HSC |  | Water-Source | WBAHP: Heat Pump Packaged Unit | Heat Pump | 208 | 1 |  |  | No Match | No Match |  |  |  | 24800 | 2397 | 10.3 | 7.5 | 28200 | 2525 | 3.3 | 2.5 | Non Federally-Regulated | 05/16/1984 |  | 05/11/1988
Florida Heat Pump | Bosch | AP071-1CF/HZ/VT |  | Water-Source | WBAHP: Heat Pump Packaged Unit | Heat Pump | 230 | 1 |  |  |  | Single-Speed | 4175 | 840 |  | 72000 | 4500 | 16 | 11.9 | 89000 | 5016 | 5.2 | 4.2 | Federally-Regulated Commercial & Industrial Equipment | 04/22/2015 |  | 05/01/2015
McQuay / Snyder General | Electro-Hydronics | FC550FD |  | Water-Source | WBAHP: Heat Pump Packaged Unit | Heat Pump | 230 | 3 |  |  | No Match | No Match |  |  |  | 55000 | 5670 | 9.7 | 7.5 | 67000 | 5610 | 3.5 | 2.5 | Non Federally-Regulated | 08/29/1986 |  | 05/11/1988
Florida Heat Pump | Florida Heat Pump | EM042-1CF/HZ/VT |  | Water-Source | WBAHP-CB: Heat Pump Split Syst | Heat Pump | 208 | 1 |  |  | No Match | No Match |  |  |  | 45000 | 3658 | 12.3 | 9 | 51000 | 4269 | 3.5 | 3.5 | Non Federally-Regulated | 07/22/2002 |  | 03/12/2009
Waterfurnace International, Inc. | Geotility Geothermal Installations | ZS030**0*0 |  | Ground-Water-Source | WBAHP: Heat Pump Packaged Unit | Heat Pump | 230 | 1 |  |  | No Match | Single-Speed |  |  |  | 32900 | 1430 | 23 | 16.2 | 28300 | 2074 | 4 | 3.6 | Non Federally-Regulated | 01/24/2011 |  | 04/19/2013
Waterfurnace International, Inc. | Eagle Mountain | ZS048**3*4 |  | Water-Source | WBAHP: Heat Pump Packaged Unit | Heat Pump | 230 | 3 |  |  | No Match | Single-Speed |  |  |  | 47700 | 3077 | 15.5 | 12 | 56000 | 3419 | 4.8 | 4.2 | Federally-Regulated Commercial & Industrial Equipment | 06/14/2011 |  | 04/19/2013
ClimateMaster Inc. | Climate Master Series | 814-060-G******** |  | Water-Source | WBAHP: Heat Pump Packaged Unit | Heat Pump | 230 | 1 |  |  | No Match | No Match |  |  |  | 62000 | 5535 | 11.2 | 9 | 75000 | 5785 | 3.8 | 3.2 | Non Federally-Regulated | 05/11/1988 |  | 03/15/1989
Florida Heat Pump | Florida Heat Pump | GT048-5CF/HZ/VT |  | Water-Source | WBAHP: Heat Pump Packaged Unit | Heat Pump | 575 | 3 |  |  | No Match | No Match |  |  |  | 46000 | 3739 | 12.3 | 10 | 61500 | 3833 | 4.7 |  | Federally-Regulated Commercial & Industrial Equipment | 04/12/2000 |  | 05/29/2001
Florida Heat Pump | Florida Heat Pump | GT030-1CF/HZ/VT |  | Water-Source | WBAHP: Heat Pump Packaged Unit | Heat Pump | 230 | 1 |  |  | No Match | No Match |  |  |  | 28000 | 1818 | 15.4 | 10 | 35000 | 1864 | 5.5 |  | Federally-Regulated Commercial & Industrial Equipment | 05/29/2001 |  | 02/17/2011
Snyder General Corp. | McQuay | HC140B3 |  | Water-Source | WBAHP: Heat Pump Packaged Unit | Heat Pump | 208 | 1 |  |  | No Match | No Match |  |  |  | 13500 | 1300 | 10.4 | 9 | 17500 | 1350 | 3.8 | 3.2 | Non Federally-Regulated | 02/22/1990 |  | 07/31/1991
Waterfurnace International, Inc. | Waterfurnace International, Inc. | SXV048B0 |  | Water-Source | WBAHP-CB: Heat Pump Split Syst | Heat Pump | 230 | 1 |  |  | No Match | No Match |  |  |  | 52000 | 4000 | 13 | 9 | 55500 | 4066 | 4 | 3.5 | Non Federally-Regulated | 02/02/1998 |  | 10/02/1998
Addison Products | Heat Controller | VWPG048-1B-XL |  | Ground-Water-Source | WBAHP: Heat Pump Packaged Unit | Heat Pump | 208 | 1 |  |  | No Match | No Match |  |  |  | 47500 | 3298 | 14.4 | 9 | 34400 | 3251 | 3.1 |  | Non Federally-Regulated | 10/06/1999 |  | 04/10/2000
McQuay / Snyder General | Electro-Hydronics | FC610GD |  | Water-Source | WBAHP: Heat Pump Packaged Unit | Heat Pump | 230 | 3 |  |  | No Match | No Match |  |  |  | 61500 | 5850 | 10.5 | 9 | 77000 | 5785 | 3.9 | 3.2 | Non Federally-Regulated | 05/11/1988 |  | 03/15/1989
Trane U.S. Inc. | Command-Aire | GXHA0411 |  | Water-Source | WBAHP: Heat Pump Packaged Unit | Heat Pump | 208 | 1 |  |  | No Match | No Match |  |  |  | 40100 | 3517 | 11.4 | 10 | 52000 | 4009 | 3.8 |  | Federally-Regulated Commercial & Industrial Equipment | 10/05/1999 |  | 04/12/2000
ClimateMaster Inc. | Climate Master Series | 803-030-H******** |  | Water-Source | WBAHP: Heat Pump Packaged Unit | Heat Pump | 208 | 3 |  |  | No Match | No Match |  |  |  | 30000 | 2900 | 10.3 | 9 | 40500 | 3200 | 3.7 | 3.2 | Non Federally-Regulated | 02/22/1990 |  | 07/31/1991
Florida Heat Pump | Energy Miser | LTV70-3 |  | Ground-Water-Source | WBAHP: Heat Pump Packaged Unit | Heat Pump | 208 | 3 |  |  | No Match | No Match |  |  |  | 65000 | 6130 | 10.6 | 11 | 80000 | 6895 | 3.4 | 3.4 | Non Federally-Regulated | 07/31/1991 |  | 03/31/1998
McQuay International | McQuay | W-FDD/FDE/FME-1-015-J |  | Water-Source | WBAHP: Heat Pump Packaged Unit | Heat Pump | 265 | 1 |  |  | No Match | No Match |  |  |  | 13100 | 1065 | 12.3 | 10 | 17200 | 1229 | 4.1 |  | Federally-Regulated Commercial & Industrial Equipment | 09/21/2000 |  | 03/12/2009
Waterfurnace International, Inc. | Waterfurnace International, Inc. | ATH066D1 |  | Ground-Water-Source | WBAHP: Heat Pump Packaged Unit | Heat Pump | 208 | 1 |  |  | No Match | No Match |  |  |  | 68000 | 5151 | 13.2 | 11 | 80000 | 5861 | 4 | 3.5 | Non Federally-Regulated | 03/31/1998 |  | 05/10/1998
Carrier Corp. | Carrier | 50KQ0153 |  | Water-Source | WBAHP: Heat Pump Packaged Unit | Heat Pump | 208 | 1 |  |  | No Match | No Match |  |  |  | 14700 | 1300 | 11.3 | 9 | 16600 | 1315 | 3.7 | 3.2 | Federally-Regulated Commercial & Industrial Equipment | 02/06/1988 |  | 05/11/1988
Florida Heat Pump | Florida Heat Pump | EM036-2CS | EM036-2AH/AV | Ground-Water-Source | WBAHP-CB: Heat Pump Split Syst | Heat Pump | 265 | 1 |  |  | No Match | No Match |  |  |  | 36000 | 2553 | 14.1 | 9 | 25000 | 2289 | 3.2 |  | Non Federally-Regulated | 05/29/2001 |  | 07/18/2002
Hydro Delta Corp. | Hydro Delta Corp. | 03-060-WTARW-MT |  | Ground-Water-Source | WBAHP: Heat Pump Packaged Unit | Heat Pump | 230 | 1 |  |  | No Match | No Match |  |  |  | 63000 | 5250 | 12 | 9 | 48500 | 4441 | 3.2 |  | Non Federally-Regulated | 12/14/1998 |  | 10/06/1999
Econar | Econar | GH290 |  | Ground-Source | WBAHP: Heat Pump Packaged Unit | Heat Pump | 208 | 1 |  |  | No Match | No Match |  |  |  | 28600 | 2087 | 13.7 |  | 25800 | 2291 | 3.3 |  | Non Federally-Regulated | 03/31/1998 |  | 05/10/1998
Waterfurnace International, Inc. | Eagle Mountain | ZS036**3*1 |  | Ground-Water-Source | WBAHP: Heat Pump Packaged Unit | Heat Pump | 208 | 3 |  |  | No Match | Single-Speed |  |  |  | 37700 | 1639 | 23 | 16.2 | 33000 | 2249 | 4.3 | 3.6 | Non Federally-Regulated | 01/24/2011 |  | 03/02/2012
American Air Filter | Enercon | HW49 |  | Water-Source | WBAHP: Heat Pump Packaged Unit | Heat Pump | 230 | 3 |  |  | No Match | No Match |  |  |  | 49000 | 4470 | 11 | 7.5 | 62000 | 5260 | 3.5 | 2.5 | Non Federally-Regulated | 06/11/1985 |  | 05/11/1988
ClimateMaster Inc. | Climate Master Series | HS/VS042F |  | Water-Source | WBAHP: Heat Pump Packaged Unit | Heat Pump | 460 | 3 |  |  | No Match | No Match |  |  |  | 41500 | 3705 | 11.2 | 10 | 52500 | 3845 | 4 |  | Federally-Regulated Commercial & Industrial Equipment | 11/14/2000 |  | 01/18/2001
Climate Control / Snyder General | Electro-Hydronics | VE260FK |  | Water-Source | WBAHP: Heat Pump Packaged Unit | Heat Pump | 208 | 3 |  |  | No Match | No Match |  |  |  | 25000 | 2450 | 10.2 | 7.5 | 31600 | 2500 | 3.7 | 2.5 | Non Federally-Regulated | 05/16/1984 |  | 08/29/1986
Florida Heat Pump | Florida Heat Pump | EM072-3CS | EM072-3AH/AV | Ground-Water-Source | WBAHP-CB: Heat Pump Split Syst | Heat Pump | 208 | 3 |  |  | No Match | No Match |  |  |  | 70500 | 5145 | 13.7 | 9 | 49000 | 4486 | 3.2 |  | Non Federally-Regulated | 04/10/2000 |  | 07/18/2002
Waterfurnace International, Inc. | Eagle Mountain | GTS038A1 | GRAC036* | Ground-Source | WBAHP-CB: Heat Pump Split Syst | Heat Pump | 208 | 1 |  |  | No Match | Dual-Speed |  |  |  | 35000 | 2047 | 17.1 | 13.4 | 25700 | 1982 | 3.8 | 3.1 | Non Federally-Regulated | 08/23/2011 |  | 04/19/2013
Waterfurnace International, Inc. | Waterfurnace International, Inc. | P034**1 |  | Ground-Water-Source | WBAHP: Heat Pump Packaged Unit | Heat Pump | 208 | 1 |  |  | No Match | No Match |  |  |  | 34400 | 2150 | 16 | 9 | 25000 | 2219 | 3.3 |  | Non Federally-Regulated | 05/19/2000 |  | 07/18/2002
Mammoth | Hydrobank II | F035HLG |  | Ground-Water-Source | WBAHP: Heat Pump Packaged Unit | Heat Pump | 208 | 3 |  |  | No Match | No Match |  |  |  | 35500 | 2535 | 14 | 9 | 28000 | 2646 | 3.1 |  | Non Federally-Regulated | 11/14/2000 |  | 01/18/2001
McQuay International | McQuay | CCH/CCW/HWH/HWW012C-G |  | Water-Source | WBAHP: Heat Pump Packaged Unit | Heat Pump | 230 | 1 |  |  | No Match | No Match |  |  |  | 11700 | 1063 | 11 | 10 | 14200 | 1094 | 3.8 |  | Federally-Regulated Commercial & Industrial Equipment | 02/02/1998 |  | 03/31/1998
Waterfurnace International, Inc. | Waterfurnace International, Inc. | SXV042*1 |  | Ground-Water-Source | WBAHP: Heat Pump Packaged Unit | Heat Pump | 230 | 1 |  |  | No Match | No Match |  |  |  | 44500 | 3201 | 13.9 | 9 | 31800 | 2823 | 3.3 |  | Non Federally-Regulated | 10/06/1999 |  | 05/19/2000
California Heat Pump | California Heat Pump | CHP-42V*-12-** |  | Water-Source | WBAHP: Heat Pump Packaged Unit | Heat Pump | 230 | 1 |  |  | No Match | No Match |  |  |  | 42000 | 4800 | 8.8 | 7.5 | 48000 | 4700 | 3 | 2.5 | Non Federally-Regulated | 01/05/1982 |  | 05/16/1984
Snyder General Corp. | McQuay | LHP10AK |  | Water-Source | WBAHP: Heat Pump Packaged Unit | Heat Pump | 208 | 3 |  |  | No Match | No Match |  |  |  | 107000 | 9000 | 11.9 | 9.2 | 120000 | 9200 | 3.8 | 2.5 | Non Federally-Regulated | 02/22/1990 |  | 07/31/1991
Singer | Electro-Hydronics | CC520B33 |  | Water-Source | WBAHP: Heat Pump Packaged Unit | Heat Pump | 230 | 3 |  |  | No Match | No Match |  |  |  | 47000 | 5500 | 8.5 | 7.5 | 58000 | 5600 | 3 | 2.5 | Non Federally-Regulated | 01/05/1982 |  | 09/08/1982
Waterfurnace International, Inc. | Waterfurnace International, Inc. | SXH019B2 |  | Water-Source | WBAHP-CB: Heat Pump Split Syst | Heat Pump | 265 | 1 |  |  | No Match | No Match |  |  |  | 19500 | 1402 | 13.9 | 9 | 22800 | 1629 | 4.1 | 3.5 | Non Federally-Regulated | 08/21/1998 |  | 10/02/1998
Heat Controller | Heat Controller | WPH64-3JC/3JBC |  | Water-Source | WBAHP-CB: Heat Pump Split Syst | Heat Pump | 230 | 3 |  |  | No Match | No Match |  |  |  | 63500 | 5080 | 12.5 | 9 | 76000 | 6364 | 3.5 | 3.5 | Non Federally-Regulated | 02/02/1998 |  | 10/02/1998
Command-Aire | Command-Aire | SPVD0191 |  | Water-Source | WBAHP: Heat Pump Packaged Unit | Heat Pump | 265 | 1 |  |  | No Match | No Match |  |  |  | 20000 | 1754 | 11.4 | 10 | 26700 | 1863 | 4.2 |  | Federally-Regulated Commercial & Industrial Equipment | 12/14/1998 |  | 03/12/2009
Climate Control / Snyder General | Electro-Hydronics | FC610GP |  | Water-Source | WBAHP: Heat Pump Packaged Unit | Heat Pump | 460 | 3 |  |  | No Match | No Match |  |  |  | 61500 | 5850 | 10.5 | 7.5 | 77000 | 5785 | 3.9 | 2.5 | Non Federally-Regulated | 06/11/1985 |  | 08/29/1986
Florida Heat Pump | Florida Heat Pump | EM048-4CS | EM048-4AH/AV | Ground-Water-Source | WBAHP-CB: Heat Pump Split Syst | Heat Pump | 460 | 3 |  |  | No Match | No Match |  |  |  | 50000 | 4000 | 12.5 | 9 | 37000 | 3387 | 3.2 |  | Non Federally-Regulated | 07/22/2002 |  | 03/12/2009
Singer | Electro-Hydronics | CW380D6 |  | Water-Source | WBAHP: Heat Pump Packaged Unit | Heat Pump | 230 | 1 |  |  | No Match | No Match |  |  |  | 33000 | 3500 | 9.4 | 7.5 | 35400 | 3550 | 2.9 | 2.5 | Non Federally-Regulated | 09/08/1982 |  | 05/16/1984
Enertech Global, LLC | Enertech | HHT060A2 |  | Ground-Water-Source | WBAHP: Heat Pump Packaged Unit | Heat Pump | 230 | 3 |  |  | No Match | Single-Speed |  |  |  | 62800 | 2976 | 21.1 | 16.2 | 58600 | 3903 | 4.4 | 3.6 | Non Federally-Regulated | 03/02/2012 |  | 12/12/2012
Waterfurnace International, Inc. | Waterfurnace International, Inc. | SXH019A2 |  | Ground-Water-Source | WBAHP: Heat Pump Packaged Unit | Heat Pump | 265 | 1 |  |  | No Match | No Match |  |  |  | 19500 | 1402 | 13.9 | 11 | 22800 | 1629 | 4.1 | 3.5 | Non Federally-Regulated | 03/31/1998 |  | 05/10/1998
Friedrich Air Conditioning Co. | Climate Master Series | 804-031-H******** |  | Water-Source | WBAHP: Heat Pump Packaged Unit | Heat Pump | 230 | 3 |  |  | No Match | No Match |  |  |  | 30000 | 2900 | 10.3 | 7.5 | 40500 | 3200 | 3.7 | 2.5 | Non Federally-Regulated | 08/30/1983 |  | 05/16/1984
Mammoth | Mammoth | F104V |  | Water-Source | WBAHP: Heat Pump Packaged Unit | Heat Pump | 208 | 3 |  |  | No Match | No Match |  |  |  | 100000 | 10200 | 9.8 | 7.5 | 112000 | 10200 | 3.2 | 2.2 | Non Federally-Regulated | 01/05/1982 |  | 05/16/1984
Dinh Co., Inc. | Dinh Rotocom | WAHP 3 |  | Water-Source | WBAHP: Heat Pump Packaged Unit | Heat Pump | 230 | 1 |  |  | No Match | No Match |  |  |  | 33000 | 2420 | 13.6 | 9 | 39600 | 2360 | 4.9 | 3.2 | Non Federally-Regulated | 02/22/1990 |  | 07/31/1991
Enertech Global, LLC | Enertech | TST036A2 | MPD036 | Ground-Water-Source | WBAHP-CB: Heat Pump Split Syst | Heat Pump | 208 | 3 |  |  | No Match | Single-Speed |  |  |  | 40600 | 1854 | 21.9 | 16.2 | 36400 | 2425 | 4.4 | 3.6 | Non Federally-Regulated | 12/12/2012 |  | 04/29/2015
American Air Filter | Enercon | VW186 |  | Water-Source | WBAHP: Heat Pump Packaged Unit | Heat Pump | 230 | 3 |  |  | No Match | No Match |  |  |  | 186000 | 21200 | 8.8 | 7.5 | 225000 | 21300 | 3.6 | 2.2 | Non Federally-Regulated | 01/05/1982 |  | 05/16/1984
Florida Heat Pump | Energy Miser | HE34CF-2 |  | Water-Source | WBAHP: Heat Pump Packaged Unit | Heat Pump | 265 | 1 |  |  | No Match | No Match |  |  |  | 34000 | 3035 | 11.2 | 7.5 | 44000 | 3225 | 4 | 2.5 | Non Federally-Regulated | 05/16/1984 |  | 05/11/1988
Mammoth | Hydrobank II | E020HLH |  | Ground-Water-Source | WBAHP: Heat Pump Packaged Unit | Heat Pump | 265 | 1 |  |  | No Match | No Match |  |  |  | 19500 | 1488 | 13.1 | 9 | 15000 | 1417 | 3.1 |  | Non Federally-Regulated | 06/27/2003 |  | 03/12/2009
Florida Heat Pump | Energy Miser | HLTH70-4 |  | Water-Source | WBAH-O: Heating Only Packaged | Heat Pump | 460 | 3 |  |  | No Match | No Match |  |  |  | 0 | 0 | 0 | 9 | 82000 | 6865 | 3.5 |  | Non Federally-Regulated | 03/07/1989 |  | 07/28/1992
McQuay / Snyder General | Electro-Hydronics | HC230A7 |  | Water-Source | WBAHP: Heat Pump Packaged Unit | Heat Pump | 265 | 1 |  |  | No Match | No Match |  |  |  | 23000 | 2250 | 10.2 | 9 | 28500 | 2455 | 3.4 | 3.2 | Non Federally-Regulated | 05/11/1988 |  | 03/15/1989
Addison Products | Addison Products | VGY054-3A |  | Ground-Water-Source | WBAHP: Heat Pump Packaged Unit | Heat Pump | 208 | 3 |  |  | No Match | No Match |  |  |  | 56000 | 4409 | 12.7 | 9 | 43000 | 4064 | 3.1 |  | Non Federally-Regulated | 07/22/2002 |  | 03/12/2009
Florida Heat Pump | Florida Heat Pump | GT062-5CS | GT062-5AH/AV | Water-Source | WBAH: Heating Only Packaged Un | Heat Pump | 575 | 3 |  |  | No Match | No Match |  |  |  | 60500 | 4959 | 12.2 | 9 | 76500 | 6057 | 3.7 | 3.5 | Non Federally-Regulated | 07/22/2002 |  | 03/12/2009
Econar | Econar | GV362 |  | Ground-Water-Source | WBAHP: Heat Pump Packaged Unit | Heat Pump | 208 | 1 |  |  | No Match | No Match |  |  |  | 35200 | 2550 | 13.8 | 9 | 32000 | 2930 | 3.2 |  | Non Federally-Regulated | 01/30/1998 |  | 03/31/1998
Mammoth | Hydrobank II | E009HHG/VHG |  | Water-Source | WBAHP: Heat Pump Packaged Unit | Heat Pump | 265 | 1 |  |  | No Match | No Match |  |  |  | 8800 | 846 | 10.4 | 9.3 | 12000 | 879 | 4 | 3.8 | Federally-Regulated Commercial & Industrial Equipment | 03/31/1998 |  | 05/10/1998
Addison Products | Addison Products | HGY096-4A |  | Water-Source | WBAHP-CB: Heat Pump Split Syst | Heat Pump | 460 | 3 |  |  | No Match | No Match |  |  |  | 97900 | 8900 | 11 | 9 | 123600 | 10346 | 3.5 | 3.5 | Non Federally-Regulated | 11/14/2000 |  | 01/24/2002
Bard Manufacturing Company, Inc. | Bard | GSVS241-A |  | Ground-Water-Source | WBAHP: Heat Pump Packaged Unit | Heat Pump | 230 | 1 |  |  | No Match | No Match |  |  |  | 22800 | 1425 | 16 | 9 | 15600 | 1344 | 3.4 |  | Non Federally-Regulated | 12/14/1998 |  | 07/18/2002
Climate Control / Snyder General | Electro-Hydronics | FC260F5 |  | Water-Source | WBAHP: Heat Pump Packaged Unit | Heat Pump | 208 | 1 |  |  | No Match | No Match |  |  |  | 26000 | 2450 | 10.6 | 7.5 | 31600 | 2500 | 3.7 | 2.5 | Non Federally-Regulated | 05/16/1984 |  | 08/29/1986
Trane U.S. Inc. | Trane | GEVA060 |  | Ground-Water-Source | WBAHP: Heat Pump Packaged Unit | Heat Pump | 208 | 1 |  |  | No Match | No Match |  |  |  | 57915 | 4127 | 14 | 9 | 43300 | 4053 | 3.1 |  | Non Federally-Regulated | 04/10/2000 |  | 07/18/2002
Waterfurnace International, Inc. | Geosmart Energy, Inc. | GTS038A1 | GAH036* | Water-Source | WBAHP-CB: Heat Pump Split Syst | Heat Pump | 208 | 1 |  |  | No Match | Dual-Speed |  |  |  | 34000 | 2329 | 14.6 | 12 | 40100 | 2350 | 5 | 4.2 | Federally-Regulated Commercial & Industrial Equipment | 01/24/2011 |  | 08/23/2011
Waterfurnace International, Inc. | Waterfurnace International, Inc. | ATH045D3 |  | Ground-Water-Source | WBAHP: Heat Pump Packaged Unit | Heat Pump | 230 | 3 |  |  | No Match | No Match |  |  |  | 50000 | 3571 | 14 | 9 | 33000 | 3119 | 3.1 |  | Non Federally-Regulated | 01/30/1998 |  | 03/31/1998
Geoflex Systems, Inc. | Geoflex Systems, Inc. | GF1T-V/H/D/M-026WACBE |  | Ground-Water-Source | WBAHP: Heat Pump Packaged Unit | Both Heat Pump and Electric Re | 200 | 3 |  |  | No Match | Dual-Speed |  |  |  | 28900 | 1189 | 24.3 | 16.2 | 25500 | 1525 | 4.9 | 3.6 | Non Federally-Regulated | 11/30/2011 |  | 01/09/2014
Jacobsen Energy Ind., Inc. | Thermaflo II | 36***3**** |  | Water-Source | WBAHP: Heat Pump Packaged Unit | Heat Pump | 230 | 1 |  |  | No Match | No Match |  |  |  | 36500 | 3100 | 11.8 | 7.5 | 43800 | 3425 | 3.7 | 2.5 | Non Federally-Regulated | 06/11/1985 |  | 05/11/1988
Waterfurnace International, Inc. | Waterfurnace International, Inc. | NSZ042A0 | NRAC048* | Ground-Source | WBAHP-CB: Heat Pump Split Syst | Heat Pump | 230 | 1 |  |  | No Match | Single-Speed |  |  |  | 39900 | 2005 | 19.9 | 13.4 | 25300 | 2004 | 3.7 | 3.1 | Non Federally-Regulated | 01/24/2011 |  | 10/24/2014
Marvair | Marvair | WVP36HPA |  | Water-Source | WBAHP: Heat Pump Packaged Unit | Heat Pump | 208 | 1 |  |  | No Match | No Match |  |  |  | 34300 | 3118 | 11 | 9 | 43300 | 3340 | 3.8 | 3.2 | Non Federally-Regulated | 02/22/1990 |  | 07/31/1991
Waterfurnace International, Inc. | Waterfurnace International, Inc. | ATH066D3 |  | Ground-Water-Source | WBAHP: Heat Pump Packaged Unit | Heat Pump | 230 | 3 |  |  | No Match | No Match |  |  |  | 67000 | 5000 | 13.4 | 9 | 50000 | 4884 | 3 |  | Non Federally-Regulated | 12/14/1998 |  | 10/06/1999
McQuay International | McQuay | CCH/CCW030C-G |  | Water-Source | WBAHP: Heat Pump Packaged Unit | Heat Pump | 208 | 1 |  |  | No Match | No Match |  |  |  | 30000 | 2500 | 12 | 10 | 37000 | 2779 | 3.9 |  | Federally-Regulated Commercial & Industrial Equipment | 11/17/1999 |  | 09/21/2000
Waterfurnace International, Inc. | Waterfurnace International, Inc. | ATV040D1 |  | Ground-Water-Source | WBAHP: Heat Pump Packaged Unit | Heat Pump | 230 | 1 |  |  | No Match | No Match |  |  |  | 41500 | 2441 | 17 | 9 | 29200 | 2516 | 3.4 |  | Non Federally-Regulated | 01/30/1998 |  | 03/31/1998
Trane U.S. Inc. | Trane | WPRD0191 |  | Water-Source | WBAHP-O: Heat Pump Packaged Un | Heat Pump | 208 | 1 |  |  | No Match | No Match |  |  |  | 18000 | 1636 | 11 | 9.3 | 23400 | 1714 | 4 | 3.8 | Federally-Regulated Commercial & Industrial Equipment | 03/31/1998 |  | 05/10/1998
McQuay International | McQuay | VWH/VWW060B-T |  | Water-Source | WBAHP: Heat Pump Packaged Unit | Heat Pump | 460 | 3 |  |  | No Match | No Match |  |  |  | 58000 | 5321 | 10.9 | 10 | 78000 | 5859 | 3.9 |  | Federally-Regulated Commercial & Industrial Equipment | 11/17/1999 |  | 09/21/2000
Florida Heat Pump | Florida Heat Pump | GT026-1CF/HZ/VT |  | Water-Source | WBAHP-CB: Heat Pump Split Syst | Heat Pump | 230 | 1 |  |  | No Match | No Match |  |  |  | 27000 | 2000 | 13.5 | 9 | 30600 | 2298 | 3.9 | 3.5 | Non Federally-Regulated | 04/12/2000 |  | 05/23/2001
Florida Heat Pump | Florida Heat Pump | EM042-2CS | EM042-2AV | Water-Source | WBAHP-C: Heat Pump Split Syste | Heat Pump | 265 | 1 |  |  | No Match | No Match |  |  |  | 41000 | 3153 | 13 | 9.3 | 50000 | 3488 | 4.2 | 3.8 | Federally-Regulated Commercial & Industrial Equipment | 03/31/1998 |  | 05/10/1998
Maritime Geothermal, Ltd. | Nordic | W-65-W |  | Ground-Water-Source | WBAH: Heating Only Packaged Un | Heat Pump | 208 | 1 |  |  | No Match | No Match |  |  |  | 0 | 0 | 0 | 9 | 75985 | 5708 | 3.9 |  | Non Federally-Regulated | 07/03/1997 |  | 03/31/1998
Climate Control / Snyder General | Electro-Hydronics | CW230F5 |  | Water-Source | WBAHP: Heat Pump Packaged Unit | Heat Pump | 208 | 1 |  |  | No Match | No Match |  |  |  | 23000 | 2250 | 10.2 | 7.5 | 30000 | 2500 | 3.5 | 2.5 | Non Federally-Regulated | 06/11/1985 |  | 08/29/1986
Waterfurnace International, Inc. | American Standard, Inc. | A1GC042***1**0 |  | Ground-Source | WBAHP: Heat Pump Packaged Unit | Heat Pump | 208 | 1 |  |  | No Match | Single-Speed |  |  |  | 42300 | 2518 | 16.8 | 13.4 | 29900 | 2655 | 3.3 | 3.1 | Non Federally-Regulated | 08/23/2011 |  | 10/24/2014
Addison Products | Heat Controller | WSH041-3AR |  | Water-Source | WBAHP: Heat Pump Packaged Unit | Heat Pump | 230 | 3 |  |  | No Match | No Match |  |  |  | 41000 | 3106 | 13.2 | 10 | 51000 | 3557 | 4.2 |  | Federally-Regulated Commercial & Industrial Equipment | 10/05/1999 |  | 04/12/2000
Econar | Econar | GH360 |  | Ground-Water-Source | WBAHP: Heat Pump Packaged Unit | Heat Pump | 208 | 1 |  |  | No Match | No Match |  |  |  | 35200 | 2550 | 13.8 | 9 | 32000 | 2929 | 3.2 |  | Non Federally-Regulated | 03/18/2002 |  | 03/12/2009
Addison Products | Comfort-Aire | RUWP-3544 |  | Water-Source | WBAHP: Heat Pump Packaged Unit | Heat Pump | 460 | 3 |  |  | No Match | No Match |  |  |  | 411000 | 47400 | 8.7 |  | 500000 | 43000 | 3.4 | 3.8 | Non Federally-Regulated | 07/31/1991 |  | 03/31/1998
Mammoth | Hydrobank II | F030HHA/VHA |  | Water-Source | WBAHP: Heat Pump Packaged Unit | Heat Pump | 208 | 3 |  |  | No Match | No Match |  |  |  | 31000 | 2695 | 11.5 | 10 | 38500 | 2969 | 3.8 |  | Federally-Regulated Commercial & Industrial Equipment | 02/02/1998 |  | 03/31/1998
Waterfurnace International, Inc. | Waterfurnace International, Inc. | SXV013C1 |  | Water-Source | WBAHP: Heat Pump Packaged Unit | Heat Pump | 230 | 1 |  |  | No Match | No Match |  |  |  | 12700 | 858 | 14.8 | 9.3 | 15100 | 921 | 4.8 | 3.8 | Federally-Regulated Commercial & Industrial Equipment | 03/31/1998 |  | 05/10/1998
ClimateMaster Inc. | Climate Master Series | PDW 60 | U23R60T | Ground-Water-Source | WBAHP-CB: Heat Pump Split Syst | Heat Pump | 230 | 1 |  |  | No Match | No Match |  |  |  | 56000 | 4000 | 14 | 9 | 46000 | 4085 | 3.3 |  | Non Federally-Regulated | 12/14/1998 |  | 04/10/2000
Mammoth | Hydrobank II | K072HHH/VHH |  | Water-Source | WBAHP: Heat Pump Packaged Unit | Heat Pump | 575 | 3 |  |  | No Match | No Match |  |  |  | 70000 | 5833 | 12 | 9 | 85000 | 6555 | 3.8 | 3.8 | Federally-Regulated Commercial & Industrial Equipment | 02/02/1998 |  | 03/31/1998
Trane U.S. Inc. | Trane | EXHE0608 |  | Water-Source | WBAHP: Heat Pump Packaged Unit | Heat Pump | 230 | 3 |  |  | No Match | Single-Speed |  |  |  | 59600 | 4027 | 14.8 | 12 | 74700 | 4379 | 5 | 4.2 | Federally-Regulated Commercial & Industrial Equipment | 06/14/2011 |  | 08/15/2014
Mammoth | Mammoth | D019C |  | Water-Source | WBAHP: Heat Pump Packaged Unit | Heat Pump | 230 | 1 |  |  | No Match | No Match |  |  |  | 20000 | 2100 | 9.5 | 7.5 | 19000 | 2000 | 2.8 | 2.5 | Non Federally-Regulated | 01/05/1982 |  | 09/08/1982
Waterfurnace International, Inc. | Waterfurnace International, Inc. | SXV019A2 |  | Water-Source | WBAHP-CB: Heat Pump Split Syst | Heat Pump | 265 | 1 |  |  | No Match | No Match |  |  |  | 19500 | 1402 | 13.9 | 9 | 22800 | 1629 | 4.1 | 3.5 | Non Federally-Regulated | 02/02/1998 |  | 08/21/1998
ClimateMaster Inc. | Climate Master Series | VT/DT 042 |  | Ground-Source | WBAHP: Heat Pump Packaged Unit | Heat Pump | 230 | 1 |  |  | No Match | No Match |  |  |  | 42000 | 2470 | 17 |  | 30000 | 2313 | 3.8 |  | Non Federally-Regulated | 03/31/1998 |  | 05/10/1998
Mammoth | Hydrobank II | G043HHG/VHG |  | Water-Source | WBAHP: Heat Pump Packaged Unit | Heat Pump | 460 | 3 |  |  | No Match | No Match |  |  |  | 42000 | 3589 | 11.7 | 9.3 | 54300 | 4187 | 3.8 | 3.8 | Federally-Regulated Commercial & Industrial Equipment | 03/31/1998 |  | 05/10/1998
McQuay / Snyder General | Electro-Hydronics | FC260F7 |  | Water-Source | WBAHP: Heat Pump Packaged Unit | Heat Pump | 265 | 1 |  |  | No Match | No Match |  |  |  | 26000 | 2450 | 10.6 | 9 | 31000 | 2524 | 3.6 | 3.2 | Non Federally-Regulated | 05/11/1988 |  | 03/15/1989
Trane U.S. Inc. | Trane | GXHA041 |  | Water-Source | WBAHP: Heat Pump Packaged Unit | Heat Pump | 208 | 1 |  |  | No Match | No Match |  |  |  | 40100 | 3517 | 11.4 | 10 | 52000 | 4009 | 3.8 |  | Federally-Regulated Commercial & Industrial Equipment | 04/12/2000 |  | 11/14/2000
Mammoth | Geox | ZD062HHF |  | Water-Source | WBAHP: Heat Pump Packaged Unit | Heat Pump | 208 | 1 |  |  | No Match | No Match |  |  |  | 59500 | 5613 | 10.6 | 9 | 79000 | 6430 | 3.6 | 3.2 | Federally-Regulated Commercial & Industrial Equipment | 12/26/1990 |  | 07/27/1992
Waterfurnace International, Inc. | Waterfurnace International, Inc. | ATH045D1(P) |  | Water-Source | WBAHP-CB: Heat Pump Split Syst | Heat Pump | 208 | 1 |  |  | No Match | No Match |  |  |  | 27000 | 1516 | 17.8 | 9 | 26800 | 1602 | 4.9 | 3.5 | Non Federally-Regulated | 02/02/1998 |  | 10/02/1998
Econar | Econar | GH422 |  | Water-Source | WBAHP-CB: Heat Pump Split Syst | Heat Pump | 208 | 1 |  |  | No Match | No Match |  |  |  | 35400 | 2744 | 12.9 | 9 | 50500 | 4000 | 3.7 | 3.5 | Non Federally-Regulated | 12/14/1998 |  | 04/12/2000
Waterfurnace International, Inc. | Waterfurnace International, Inc. | VLV024A2 |  | Water-Source | WBAHP: Heat Pump Packaged Unit | Heat Pump | 265 | 1 |  |  | No Match | No Match |  |  |  | 23800 | 1676 | 14.2 | 10 | 28200 | 1758 | 4.7 |  | Federally-Regulated Commercial & Industrial Equipment | 12/14/1998 |  | 10/05/1999
American Air Filter | Enercon | FVW-09 |  | Water-Source | WBAHP: Heat Pump Packaged Unit | Heat Pump | 208 | 1 |  |  | No Match | No Match |  |  |  | 8200 | 796 | 10.3 | 9 | 11500 | 911 | 3.7 | 3.2 | Non Federally-Regulated | 05/11/1988 |  | 03/15/1989
Command-Aire | Command-Aire | SWP-1244 |  | Water-Source | WBAHP: Heat Pump Packaged Unit | Heat Pump | 460 | 3 |  |  | No Match | No Match |  |  |  | 140000 | 15400 | 9.1 |  | 199000 | 14600 | 4 | 3.8 | Non Federally-Regulated | 07/31/1991 |  | 03/31/1998
Mammoth | Hydrobank II | A009VHJ |  | Water-Source | WBAHP: Heat Pump Packaged Unit | Heat Pump | 115 | 1 |  |  | No Match | No Match |  |  |  | 8800 | 880 | 10 | 10 | 12000 | 901 | 3.9 |  | Federally-Regulated Commercial & Industrial Equipment | 09/25/2002 |  | 03/12/2009
Carrier Corp. | Carrier | 50Q*V04861 |  | Water-Source | WBAHP: Heat Pump Packaged Unit | Heat Pump | 460 | 3 |  |  | No Match | No Match |  |  |  | 47500 | 4318 | 11 | 10 | 58000 | 4473 | 3.8 |  | Federally-Regulated Commercial & Industrial Equipment | 08/02/1993 |  | 03/08/1996
Waterfurnace International, Inc. | Waterfurnace International, Inc. | NSZ022A0 | NAH022* | Ground-Source | WBAHP-CB: Heat Pump Split Syst | Heat Pump | 230 | 1 |  |  | No Match | Single-Speed |  |  |  | 21800 | 1118 | 19.5 | 13.4 | 14000 | 1109 | 3.7 | 3.1 | Non Federally-Regulated | 01/24/2011 |  | 10/24/2014
Waterfurnace International, Inc. | Eagle Mountain | ZS024**2*0 |  | Ground-Source | WBAHP: Heat Pump Packaged Unit | Heat Pump | 265 | 1 |  |  | No Match | Single-Speed |  |  |  | 24400 | 1435 | 17 | 13.4 | 17500 | 1465 | 3.5 | 3.1 | Non Federally-Regulated | 01/24/2011 |  | 04/19/2013
Florida Heat Pump | Geomaster, LLC | EC012-2CF/HZ/VT |  | Ground-Source | WBAHP: Heat Pump Packaged Unit | Heat Pump | 265 | 1 |  |  | No Match | Single-Speed |  |  |  | 11500 | 793 | 14.5 | 13.4 | 8700 | 822 | 3.1 | 3.1 | Non Federally-Regulated | 04/30/2009 |  | 05/01/2015
ClimateMaster Inc. | Climate Master | TES/P038A | TAH038B | Ground-Source | WBAHP-CB: Heat Pump Split Syst | Heat Pump | 230 | 1 |  |  | No Match | Single-Speed |  |  |  | 38800 | 2064 | 18.8 | 13.4 | 27900 | 1994 | 4.1 | 3.1 | Non Federally-Regulated | 12/12/2012 |  | 06/09/2015
McQuay / Snyder General | Electro-Hydronics | VF330GD |  | Water-Source | WBAHP: Heat Pump Packaged Unit | Heat Pump | 230 | 3 |  |  | No Match | No Match |  |  |  | 30800 | 2852 | 10.8 | 9 | 35000 | 2900 | 3.5 | 3.2 | Non Federally-Regulated | 05/11/1988 |  | 03/15/1989
McQuay / Snyder General | Electro-Hydronics | VF260GK |  | Water-Source | WBAHP: Heat Pump Packaged Unit | Heat Pump | 208 | 3 |  |  | No Match | No Match |  |  |  | 25000 | 2450 | 10.2 | 9 | 31600 | 2500 | 3.7 | 3.2 | Non Federally-Regulated | 05/11/1988 |  | 03/15/1989
Snyder General Corp. | McQuay | FCW009A*G |  | Water-Source | WBAHP: Heat Pump Packaged Unit | Heat Pump | 208 | 1 |  |  | No Match | No Match |  |  |  | 8800 | 815 | 10.8 | 9 | 11300 | 872 | 3.8 | 3.2 | Non Federally-Regulated | 02/22/1990 |  | 07/31/1991
Command-Aire | Command-Aire | SWPR261E |  | Water-Source | WBAHP: Heat Pump Packaged Unit | Heat Pump | 208 | 1 |  |  | No Match | No Match |  |  |  | 24000 | 2160 | 11.1 | 9 | 32000 | 2340 | 4.1 | 3.2 | Non Federally-Regulated | 02/22/1990 |  | 07/31/1991
Bard Manufacturing Company, Inc. | Bard | WPV48D |  | Ground-Water-Source | WBAHP: Heat Pump Packaged Unit | Heat Pump | 230 | 1 |  |  | No Match | No Match |  |  |  | 47500 | 4130 | 11.5 | 9 | 36000 | 3906 | 2.7 |  | Non Federally-Regulated | 07/22/2002 |  | 03/12/2009
Mammoth | Hydrobank II | K110VHG |  | Water-Source | WBAHP: Heat Pump Packaged Unit | Heat Pump | 575 | 3 |  |  | No Match | No Match |  |  |  | 104000 | 7536 | 13.8 | 9 | 131000 | 8529 | 4.5 | 3.8 | Federally-Regulated Commercial & Industrial Equipment | 05/23/2000 |  | 01/18/2001
Addison Products | Addison Products | VWPG048-1B-XL* |  | Ground-Water-Source | WBAHP: Heat Pump Packaged Unit | Heat Pump | 208 | 1 |  |  | No Match | No Match |  |  |  | 47500 | 3298 | 14.4 | 9 | 34000 | 3214 | 3.1 |  | Non Federally-Regulated | 12/14/1998 |  | 10/06/1999
Waterfurnace International, Inc. | Waterfurnace International, Inc. | SXH024C2 |  | Ground-Water-Source | WBAHP: Heat Pump Packaged Unit | Heat Pump | 265 | 1 |  |  | No Match | No Match |  |  |  | 27000 | 1741 | 15.5 | 9 | 18000 | 1551 | 3.4 |  | Non Federally-Regulated | 12/14/1998 |  | 10/06/1999
Command-Aire | Command-Aire | SWPHR611E |  | Water-Source | WBAHP: Heat Pump Packaged Unit | Heat Pump | 208 | 1 |  |  | No Match | No Match |  |  |  | 62000 | 5640 | 11 | 7.5 | 74000 | 5290 | 4.1 | 2.5 | Non Federally-Regulated | 05/16/1984 |  | 01/23/1988
ClimateMaster Inc. | Carrier Corp. | 50YFV/H030 |  | Ground-Water-Source | WBAHP: Heat Pump Packaged Unit | Heat Pump | 208 | 1 |  |  | No Match | Single-Speed |  |  |  | 32100 | 1566 | 20.5 | 16.2 | 29800 | 2130 | 4.1 | 3.6 | Non Federally-Regulated | 05/02/2012 |  | 04/22/2015
Carrier Corp. - Syracuse | Carrier | 50QEV0725 |  | Water-Source | WBAHP: Heat Pump Packaged Unit | Heat Pump | 208 | 3 |  |  | No Match | No Match |  |  |  | 72000 | 6180 | 11.7 | 10.5 | 88000 | 6520 | 4 | 3.8 | Non Federally-Regulated | 07/31/1991 |  | 03/31/1998
McQuay International | McQuay | W-CDL/CDS/CMS-1-019-E |  | Water-Source | WBAHP: Heat Pump Packaged Unit | Heat Pump | 208 | 1 |  |  | No Match | No Match |  |  |  | 18400 | 1520 | 12.1 | 10 | 23200 | 1788 | 3.8 |  | Federally-Regulated Commercial & Industrial Equipment | 10/05/1999 |  | 11/14/2000
Mammoth | Hydrobank II | D054HLG |  | Ground-Water-Source | WBAHP: Heat Pump Packaged Unit | Heat Pump | 208 | 1 |  |  | No Match | No Match |  |  |  | 54000 | 3941 | 13.7 | 9 | 42000 | 3969 | 3.1 |  | Non Federally-Regulated | 05/23/2000 |  | 01/18/2001
Geosystems, LLC | Geosystems, LLC | RGS-V036 |  | Ground-Water-Source | WBAHP: Heat Pump Packaged Unit | Heat Pump | 208 | 1 |  |  | No Match | Single-Speed |  |  |  | 41000 | 1864 | 22 | 16.2 | 34100 | 2324 | 4.3 | 3.6 | Non Federally-Regulated | 12/12/2012 |  | 04/19/2013
McQuay International | McQuay | VWH/VWW042B-F |  | Water-Source | WBAHP: Heat Pump Packaged Unit | Heat Pump | 208 | 3 |  |  | No Match | No Match |  |  |  | 41800 | 3483 | 12 | 10 | 53000 | 3882 | 4 |  | Federally-Regulated Commercial & Industrial Equipment | 11/17/1999 |  | 09/21/2000
Enertech Global, LLC | Enertech | GCT036A |  | Ground-Water-Source | WBAHP: Heat Pump Packaged Unit | Heat Pump | 208 | 1 |  |  | No Match | Single-Speed |  |  |  | 39800 | 1809 | 22 | 16.2 | 34300 | 2234 | 4.5 | 3.6 | Non Federally-Regulated | 06/14/2011 |  | 01/09/2014
McQuay / Snyder General | Electro-Hydronics | HC70A7 |  | Water-Source | WBAHP: Heat Pump Packaged Unit | Heat Pump | 265 | 1 |  |  | No Match | No Match |  |  |  | 6900 | 640 | 10.7 | 7.5 | 8800 | 680 | 3.8 | 2.5 | Non Federally-Regulated | 08/29/1986 |  | 05/11/1988
Waterfurnace International, Inc. | Geotility Geothermal Installations | ZS030**2*0 |  | Ground-Water-Source | WBAHP: Heat Pump Packaged Unit | Heat Pump | 265 | 1 |  |  | No Match | Single-Speed |  |  |  | 32900 | 1430 | 23 | 16.2 | 28300 | 2074 | 4 | 3.6 | Non Federally-Regulated | 01/24/2011 |  | 04/19/2013
Addison Products | Addison Products | HWPH022-1J |  | Water-Source | WBAHP: Heat Pump Packaged Unit | Heat Pump | 208 | 1 |  |  | No Match | No Match |  |  |  | 22000 | 1833 | 12 | 10 | 28000 | 2051 | 4 |  | Federally-Regulated Commercial & Industrial Equipment | 12/14/1998 |  | 11/14/2000
McQuay International | McQuay | VWH/VWW030B-F |  | Water-Source | WBAHP: Heat Pump Packaged Unit | Heat Pump | 208 | 3 |  |  | No Match | No Match |  |  |  | 29600 | 2487 | 11.9 | 10 | 39000 | 2929 | 3.9 |  | Federally-Regulated Commercial & Industrial Equipment | 11/17/1999 |  | 09/21/2000
Florida Heat Pump | Florida Heat Pump | AP049-1CS | AP049-1AV/AH | Ground-Water-Source | WBAHP-CB: Heat Pump Split Syst | Heat Pump | 208 | 1 |  |  | No Match | Single-Speed |  |  |  | 56000 | 2343 | 23.9 | 16.2 | 45500 | 2837 | 4.7 | 3.6 | Non Federally-Regulated | 10/03/2011 |  | 04/20/2015
ClimateMaster Inc. | Climate Master Series | HS/HL/VS/VL048G |  | Water-Source | WBAHP: Heat Pump Packaged Unit | Heat Pump | 208 | 1 |  |  | No Match | No Match |  |  |  | 47500 | 4318 | 11 | 10 | 57000 | 4394 | 3.8 |  | Federally-Regulated Commercial & Industrial Equipment | 04/12/2000 |  | 11/14/2000
Waterfurnace International, Inc. | Waterfurnace International, Inc. | SXV013*0 |  | Water-Source | WBAHP: Heat Pump Packaged Unit | Heat Pump | 208 | 1 |  |  | No Match | No Match |  |  |  | 12700 | 858 | 14.8 | 10 | 15100 | 921 | 4.8 |  | Federally-Regulated Commercial & Industrial Equipment | 10/05/1999 |  | 05/19/2000
Enertech Global, LLC | Enertech | HXT072B2 |  | Ground-Water-Source | WBAHP: Heat Pump Packaged Unit | Heat Pump | 230 | 3 |  |  | No Match | Single-Speed | 2980 | 693 | 1 | 72000 | 3673 | 19.6 | 16.2 | 72200 | 4809 | 4.4 | 3.6 | Non Federally-Regulated | 03/02/2012 |  | 01/09/2014
Florida Heat Pump | Geomaster, LLC | EC060-4CS | EC060-4AH/AV | Ground-Source | WBAHP-CB: Heat Pump Split Syst | Heat Pump | 460 | 3 |  |  | No Match | Single-Speed |  |  |  | 62300 | 4326 | 14.4 | 13.4 | 49000 | 4354 | 3.3 | 3.1 | Non Federally-Regulated | 04/30/2009 |  | 04/20/2015
Addison Products | Heat Controller | WSH032-4AR |  | Water-Source | WBAHP: Heat Pump Packaged Unit | Heat Pump | 460 | 3 |  |  | No Match | No Match |  |  |  | 33000 | 2481 | 13.3 | 10 | 43000 | 2863 | 4.4 |  | Federally-Regulated Commercial & Industrial Equipment | 10/05/1999 |  | 04/12/2000
Waterfurnace International, Inc. | Trane Unitary Products Group | T1GX042***1**0 |  | Ground-Source | WBAHP: Heat Pump Packaged Unit | Heat Pump | 208 | 1 |  |  | No Match | Single-Speed |  |  |  | 41600 | 2237 | 18.6 | 13.4 | 27500 | 2180 | 3.7 | 3.1 | Non Federally-Regulated | 08/23/2011 |  | 10/24/2014
Carrier Corp. | Carrier | 50QXV0305 |  | Water-Source | WBAHP: Heat Pump Packaged Unit | Heat Pump | 230 | 3 |  |  | No Match | No Match |  |  |  | 31000 | 2675 | 11.6 | 9 | 36600 | 2680 | 4 | 3.2 | Non Federally-Regulated | 02/22/1990 |  | 07/31/1991
Waterfurnace International, Inc. | Waterfurnace International, Inc. | SXH048*1 |  | Ground-Water-Source | WBAHP: Heat Pump Packaged Unit | Heat Pump | 230 | 1 |  |  | No Match | No Match |  |  |  | 51500 | 3843 | 13.4 | 9 | 36000 | 3402 | 3.1 |  | Non Federally-Regulated | 10/06/1999 |  | 05/19/2000
California Heat Pump | Trane | WPHB-0272 |  | Water-Source | WBAHP: Heat Pump Packaged Unit | Heat Pump | 230 | 1 |  |  | No Match | No Match |  |  |  | 27000 | 2328 | 11.6 | 7.5 | 29500 | 2275 | 3.8 | 2.5 | Non Federally-Regulated | 06/11/1985 |  | 05/11/1988
ClimateMaster Inc. | Climate Master Series | 814-042-H******** |  | Water-Source | WBAHP: Heat Pump Packaged Unit | Heat Pump | 208 | 3 |  |  | No Match | No Match |  |  |  | 41500 | 3640 | 11.4 | 9 | 53500 | 3919 | 4 | 3.2 | Non Federally-Regulated | 05/11/1988 |  | 03/15/1989
Florida Heat Pump | Florida Heat Pump | EM048-5VT |  | Water-Source | WBAHP: Heat Pump Packaged Unit | Heat Pump | 575 | 3 |  |  | No Match | No Match |  |  |  | 49000 | 3920 | 12.5 | 9.3 | 58000 | 3863 | 4.4 | 3.8 | Federally-Regulated Commercial & Industrial Equipment | 03/31/1998 |  | 05/10/1998
Waterfurnace International, Inc. | Waterfurnace International, Inc. | VLV030A3 |  | Water-Source | WBAHP: Heat Pump Packaged Unit | Heat Pump | 230 | 3 |  |  | No Match | No Match |  |  |  | 29500 | 2107 | 14 | 9.3 | 35200 | 2292 | 4.5 | 3.8 | Federally-Regulated Commercial & Industrial Equipment | 03/31/1998 |  | 05/10/1998
Florida Heat Pump | Florida Heat Pump | GT026-1VT/HZ/CF |  | Water-Source | WBAHP-CB: Heat Pump Split Syst | Heat Pump | 208 | 1 |  |  | No Match | No Match |  |  |  | 27000 | 2000 | 13.5 | 9 | 30600 | 2299 | 3.9 | 3.5 | Non Federally-Regulated | 02/02/1998 |  | 10/02/1998
Waterfurnace International, Inc. | Rybacki - Hart Enterprises | ZS023**0*4 |  | Water-Source | WBAHP: Heat Pump Packaged Unit | Heat Pump | 208 | 1 |  |  | No Match | Single-Speed |  |  |  | 23000 | 1533 | 15 | 12 | 26000 | 1621 | 4.7 | 4.2 | Federally-Regulated Commercial & Industrial Equipment | 06/14/2011 |  | 04/19/2013
Carrier Corp. | Carrier | 50QEV0605 |  | Water-Source | WBAHP: Heat Pump Packaged Unit | Heat Pump | 208 | 3 |  |  | No Match | No Match |  |  |  | 60000 | 5000 | 12 | 9 | 70000 | 5106 | 4 | 3.2 | Non Federally-Regulated | 02/22/1990 |  | 07/31/1991
American Air Filter | Enercon | FHW-30 |  | Water-Source | WBAHP: Heat Pump Packaged Unit | Heat Pump | 208 | 1 |  |  | No Match | No Match |  |  |  | 28200 | 2562 | 11 | 9 | 34000 | 2622 | 3.8 | 3.2 | Non Federally-Regulated | 05/11/1988 |  | 03/15/1989
Mammoth | Mammoth | F024VHB |  | Water-Source | WBAHP: Heat Pump Packaged Unit | Heat Pump | 208 | 3 |  |  | No Match | Dual-Speed |  |  |  | 26500 | 1432 | 18.5 | 12 | 26000 | 1524 | 5 | 4.2 | Federally-Regulated Commercial & Industrial Equipment | 05/02/2012 |  | 01/09/2014
Carrier Corp. - Syracuse | Carrier | 50HQ,VQ1006 |  | Water-Source | WBAHP: Heat Pump Packaged Unit | Heat Pump | 460 | 3 |  |  | No Match | No Match |  |  |  | 102000 | 9700 | 10.5 | 9.2 | 120000 | 9500 | 3.7 | 2.5 | Non Federally-Regulated | 02/22/1990 |  | 07/31/1991
Enertech Global, LLC | Enertech | H048C | MPD048 | Ground-Source | WBAHP-CB: Heat Pump Split Syst | Heat Pump | 208 | 1 |  |  | No Match | Single-Speed |  |  |  | 53200 | 3148 | 16.9 | 13.4 | 42200 | 3750 | 3.3 | 3.1 | Non Federally-Regulated | 07/16/2009 |  | 03/02/2012
Florida Heat Pump | Geomaster, LLC | EC051-4CF/HZ/VT |  | Ground-Source | WBAHP: Heat Pump Packaged Unit | Heat Pump | 460 | 3 |  |  | No Match | Single-Speed |  |  |  | 51000 | 3290 | 15.5 | 13.4 | 37800 | 3076 | 3.6 | 3.1 | Non Federally-Regulated | 04/23/2009 |  | 04/20/2015
Mammoth | Hydrobank II | D054VLG |  | Ground-Water-Source | WBAHP: Heat Pump Packaged Unit | Heat Pump | 230 | 1 |  |  | No Match | No Match |  |  |  | 52000 | 3714 | 14 | 9 | 41500 | 3684 | 3.3 |  | Non Federally-Regulated | 07/22/2002 |  | 03/12/2009
American Air Filter | Enercon | GHW-60 |  | Water-Source | WBAHP: Heat Pump Packaged Unit | Heat Pump | 230 | 1 |  |  | No Match | No Match |  |  |  | 60000 | 5939 | 10.1 | 9 | 74000 | 6377 | 3.4 | 3.2 | Non Federally-Regulated | 02/22/1990 |  | 07/31/1991
Addison Products | Heat Controller | HWY012-1A |  | Water-Source | WBAHP: Heat Pump Packaged Unit | Heat Pump | 208 | 1 |  |  | No Match | No Match |  |  |  | 11600 | 1045 | 11.1 | 10 | 16500 | 1124 | 4.3 |  | Federally-Regulated Commercial & Industrial Equipment | 11/17/1999 |  | 04/12/2000
Florida Heat Pump | Florida Heat Pump | GT048-1CS | GT048-1AH/AV | Ground-Water-Source | WBAHP-CB: Heat Pump Split Syst | Heat Pump | 230 | 1 |  |  | No Match | No Match |  |  |  | 48000 | 3609 | 13.3 | 9 | 36400 | 3231 | 3.3 |  | Non Federally-Regulated | 07/22/2002 |  | 03/12/2009
Waterfurnace International, Inc. | Johnson Controls | RKV/RKH030**0*1 |  | Ground-Water-Source | WBAHP: Heat Pump Packaged Unit | Heat Pump | 230 | 1 |  |  | No Match | Single-Speed |  |  |  | 30800 | 1137 | 27.1 | 16.2 | 24400 | 1521 | 4.7 | 3.6 | Non Federally-Regulated | 09/03/2012 |  | 01/09/2014
Waterfurnace International, Inc. | Geosmart Energy, Inc. | ZS036**4*4 |  | Ground-Water-Source | WBAHP: Heat Pump Packaged Unit | Heat Pump | 460 | 3 |  |  | No Match | Single-Speed |  |  |  | 37700 | 1639 | 23 | 16.2 | 33000 | 2249 | 4.3 | 3.6 | Non Federally-Regulated | 06/14/2011 |  | 03/02/2012
Florida Heat Pump | Energy Miser | HEV 104-3 |  | Water-Source | WBAHP: Heat Pump Packaged Unit | Heat Pump | 208 | 3 |  |  | No Match | No Match |  |  |  | 100000 | 9100 | 11 | 9.2 | 130000 | 9600 | 4 | 2.5 | Non Federally-Regulated | 06/11/1985 |  | 05/11/1988
Climate Control / Snyder General | Electro-Hydronics | CW1000FP |  | Water-Source | WBAHP: Heat Pump Packaged Unit | Heat Pump | 460 | 3 |  |  | No Match | No Match |  |  |  | 107000 | 10000 | 10.7 | 9.2 | 136000 | 10400 | 3.8 | 2.5 | Non Federally-Regulated | 06/11/1985 |  | 08/29/1986
Command-Aire | Command-Aire | SWPH-197 |  | Water-Source | WBAHP: Heat Pump Packaged Unit | Heat Pump | 265 | 1 |  |  | No Match | No Match |  |  |  | 18000 | 1840 | 9.8 | 9 | 23000 | 1820 | 3.7 | 3.2 | Federally-Regulated Commercial & Industrial Equipment | 01/23/1988 |  | 05/11/1988
Command-Aire | Command-Aire | SWPC-167 |  | Water-Source | WBAHP: Heat Pump Packaged Unit | Heat Pump | 265 | 1 |  |  | No Match | No Match |  |  |  | 16800 | 1675 | 10 | 7.5 | 22600 | 1775 | 3.7 | 2.5 | Non Federally-Regulated | 01/05/1982 |  | 01/23/1988
Addison Products | Addison Products | VPY030-1A |  | Water-Source | WBAHP-CB: Heat Pump Split Syst | Heat Pump | 230 | 1 |  |  | No Match | No Match |  |  |  | 34900 | 2510 | 13.9 | 9 | 42300 | 3541 | 3.5 | 3.5 | Non Federally-Regulated | 11/14/2000 |  | 07/18/2002
Waterfurnace International, Inc. | Waterfurnace International, Inc. | SXV058B0 |  | Water-Source | WBAHP-CB: Heat Pump Split Syst | Heat Pump | 230 | 1 |  |  | No Match | No Match |  |  |  | 58500 | 4365 | 13.4 | 9 | 67500 | 4945 | 4 | 3.5 | Non Federally-Regulated | 02/02/1998 |  | 10/02/1998
Waterfurnace International, Inc. | Geotility Geothermal Installations | ZS036**3*4 |  | Ground-Water-Source | WBAHP: Heat Pump Packaged Unit | Heat Pump | 208 | 3 |  |  | No Match | Single-Speed |  |  |  | 37700 | 1639 | 23 | 16.2 | 33000 | 2249 | 4.3 | 3.6 | Non Federally-Regulated | 03/02/2012 |  | 04/19/2013
ClimateMaster Inc. | Carrier Corp. | 50PSH/V/D018 |  | Water-Source | WBAHP: Heat Pump Packaged Unit | Heat Pump | 208 | 1 |  |  | No Match | Single-Speed |  |  |  | 18600 | 1240 | 15 | 12 | 23000 | 1296 | 5.2 | 4.2 | Federally-Regulated Commercial & Industrial Equipment | 10/24/2014 |  | 04/22/2015
Climate Control / Snyder General | Electro-Hydronics | LWP25BP |  | Water-Source | WBAHP: Heat Pump Packaged Unit | Heat Pump | 460 | 3 |  |  | No Match | No Match |  |  |  | 256000 | 22000 | 11.6 |  | 284000 | 22400 | 3.7 | 2.5 | Non Federally-Regulated | 06/11/1985 |  | 08/29/1986
Command-Aire | Command-Aire | SWP261E |  | Water-Source | WBAHP: Heat Pump Packaged Unit | Heat Pump | 208 | 1 |  |  | No Match | No Match |  |  |  | 24000 | 2160 | 11.1 | 7.5 | 32000 | 2340 | 4.1 | 2.5 | Non Federally-Regulated | 05/16/1984 |  | 06/11/1985
McQuay / Snyder General | Electro-Hydronics | LWP12BP |  | Water-Source | WBAHP: Heat Pump Packaged Unit | Heat Pump | 460 | 3 |  |  | No Match | No Match |  |  |  | 128000 | 11000 | 11.6 | 9.2 | 142000 | 11200 | 3.7 | 2.5 | Non Federally-Regulated | 08/29/1986 |  | 05/11/1988
Waterfurnace International, Inc. | Waterfurnace International, Inc. | SXV024C2 |  | Ground-Water-Source | WBAHP: Heat Pump Packaged Unit | Heat Pump | 265 | 1 |  |  | No Match | No Match |  |  |  | 27000 | 1741 | 15.5 | 9 | 18000 | 1551 | 3.4 |  | Non Federally-Regulated | 01/30/1998 |  | 03/31/1998
Friedrich Climate Master | Friedrich Climate Master | 80120G********A |  | Water-Source | WBAHP: Heat Pump Packaged Unit | Heat Pump | 208 | 1 |  |  | No Match | No Match |  |  |  | 18600 | 1710 | 10.9 | 7.5 | 24800 | 2025 | 3.6 | 2.5 | Non Federally-Regulated | 08/29/1986 |  | 05/11/1988
Friedrich Air Conditioning Co. | Climate Master Series | V100-32********** |  | Water-Source | WBAHP: Heat Pump Packaged Unit | Heat Pump | 208 | 3 |  |  | No Match | No Match |  |  |  | 101000 | 9900 | 10.2 | 7.5 | 112000 | 9120 | 3.6 | 2.2 | Non Federally-Regulated | 08/30/1983 |  | 05/16/1984
Waterfurnace International, Inc. | Waterfurnace International, Inc. | V095T*4 |  | Ground-Water-Source | WBAHP: Heat Pump Packaged Unit | Heat Pump | 460 | 3 |  |  | No Match | No Match |  |  |  | 99000 | 6875 | 14.4 | 9 | 65500 | 6397 | 3 |  | Non Federally-Regulated | 05/19/2000 |  | 09/21/2000
California Heat Pump | California Heat Pump | 20R*-12-** |  | Water-Source | WBAHP: Heat Pump Packaged Unit | Heat Pump | 208 | 1 |  |  | No Match | No Match |  |  |  | 20000 | 1775 | 11.3 | 7.5 | 19000 | 1600 | 3.4 | 2.5 | Non Federally-Regulated | 06/11/1985 |  | 05/11/1988
ClimateMaster Inc. | Carrier Corp. | 50YPS026 | FE4***003 | Ground-Source | WBAHP-CB: Heat Pump Split Syst | Heat Pump | 230 | 1 |  |  | No Match | Single-Speed |  |  |  | 26400 | 1467 | 18 | 13.4 | 19500 | 1465 | 3.9 | 3.1 | Non Federally-Regulated | 01/24/2011 |  | 08/23/2011
Friedrich Air Conditioning Co. | Climate Master Series | 803-030-F******** |  | Water-Source | WBAHP: Heat Pump Packaged Unit | Heat Pump | 460 | 1 |  |  | No Match | No Match |  |  |  | 30000 | 2900 | 10.3 | 7.5 | 40500 | 3200 | 3.7 | 2.5 | Non Federally-Regulated | 05/16/1984 |  | 08/29/1986
Hydro Delta Corp. | Hydro Delta Corp. | 03-036-WTARW-HE |  | Water-Source | WBAHP-CB: Heat Pump Split Syst | Heat Pump | 230 | 1 |  |  | No Match | No Match |  |  |  | 38000 | 2923 | 13 | 9 | 43000 | 3150 | 4 | 3.5 | Non Federally-Regulated | 12/14/1998 |  | 10/05/1999
Waterfurnace International, Inc. | Waterfurnace International, Inc. | VL/VX080**3 |  | Ground-Water-Source | WBAHP: Heat Pump Packaged Unit | Heat Pump | 208 | 3 |  |  | No Match | No Match |  |  |  | 84000 | 6000 | 14 | 9 | 54500 | 5506 | 2.9 |  | Non Federally-Regulated | 11/14/2000 |  | 07/18/2002
McQuay International | McQuay | W-CDD/CDE/CMG-1-030-F |  | Water-Source | WBAHP: Heat Pump Packaged Unit | Heat Pump | 230 | 3 |  |  | No Match | No Match |  |  |  | 30400 | 2268 | 13.4 | 10 | 37000 | 2463 | 4.4 |  | Federally-Regulated Commercial & Industrial Equipment | 10/05/1999 |  | 09/21/2000
Waterfurnace International, Inc. | Trane Unitary Products Group | T2GY072***1* |  | Ground-Water-Source | WBAHP: Heat Pump Packaged Unit | Heat Pump | 230 | 1 |  |  | No Match | Dual-Speed | 3834 | 942 |  | 74500 | 4209 | 17.7 | 16.2 | 64600 | 4618 | 4.1 | 3.6 | Non Federally-Regulated | 08/23/2011 |  | 11/30/2011
Florida Heat Pump | Florida Heat Pump | GT036-4CS | GT036-4AH/AV | Ground-Water-Source | WBAHP-CB: Heat Pump Split Syst | Heat Pump | 460 | 3 |  |  | No Match | No Match |  |  |  | 35000 | 2397 | 14.6 | 9 | 25000 | 2219 | 3.3 |  | Non Federally-Regulated | 07/22/2002 |  | 03/12/2009
Mammoth | Hydrobank II | D020VHG |  | Water-Source | WBAHP: Heat Pump Packaged Unit | Heat Pump | 230 | 1 |  |  | No Match | No Match |  |  |  | 19500 | 1477 | 13.2 | 10 | 26500 | 1687 | 4.6 |  | Federally-Regulated Commercial & Industrial Equipment | 05/23/2000 |  | 11/14/2000
Waterfurnace International, Inc. | Eagle Mountain | ZS036**0*4 |  | Ground-Source | WBAHP: Heat Pump Packaged Unit | Heat Pump | 208 | 1 |  |  | No Match | Single-Speed |  |  |  | 34500 | 1994 | 17.3 | 13.4 | 26000 | 2117 | 3.6 | 3.1 | Non Federally-Regulated | 03/02/2012 |  | 04/19/2013
Florida Heat Pump | Energy Miser | HE80CF-1 |  | Water-Source | WBAHP: Heat Pump Packaged Unit | Heat Pump | 208 | 1 |  |  | No Match | No Match |  |  |  | 79000 | 7820 | 10.1 | 9.2 | 112000 | 8640 | 3.9 | 2.5 | Non Federally-Regulated | 02/22/1990 |  | 07/31/1991
Mammoth | Hydrobank II | F120VLK |  | Ground-Water-Source | WBAHP: Heat Pump Packaged Unit | Heat Pump | 230 | 3 |  |  | No Match | No Match |  |  |  | 119000 | 8561 | 13.9 | 9 | 94600 | 8941 | 3.1 |  | Non Federally-Regulated | 03/22/2001 |  | 07/18/2002
ClimateMaster Inc. | Carrier | RVC041***30*** |  | Water-Source | WBAHP: Heat Pump Packaged Unit | Heat Pump | 208 | 1 |  |  | No Match | No Match |  |  |  | 38500 | 3130 | 12.3 | 10 | 48800 | 3490 | 4.1 |  | Federally-Regulated Commercial & Industrial Equipment | 07/02/2003 |  | 03/12/2009
ClimateMaster Inc. | Carrier | 50HQA/HQD/VQA/VQD024 3 |  | Water-Source | WBAHP: Heat Pump Packaged Unit | Heat Pump | 265 | 1 |  |  | No Match | No Match |  |  |  | 24500 | 1828 | 13.4 | 10 | 28900 | 1841 | 4.6 |  | Federally-Regulated Commercial & Industrial Equipment | 02/02/1998 |  | 03/31/1998
Florida Heat Pump | Florida Heat Pump | EM060-1CF |  | Water-Source | WBAHP: Heat Pump Packaged Unit | Heat Pump | 230 | 1 |  |  | No Match | No Match |  |  |  | 60000 | 4615 | 13 | 10 | 80000 | 5328 | 4.4 |  | Federally-Regulated Commercial & Industrial Equipment | 12/14/1998 |  | 10/05/1999
Mammoth | Hydrobank II | F064HHG |  | Water-Source | WBAHP: Heat Pump Packaged Unit | Heat Pump | 208 | 3 |  |  | No Match | No Match |  |  |  | 63500 | 4738 | 13.4 | 10 | 81500 | 5824 | 4.1 |  | Federally-Regulated Commercial & Industrial Equipment | 05/23/2000 |  | 01/18/2001
McQuay / Snyder General | Electro-Hydronics | FC500G5 |  | Water-Source | WBAHP: Heat Pump Packaged Unit | Heat Pump | 208 | 1 |  |  | No Match | No Match |  |  |  | 50000 | 4850 | 10.3 | 9 | 65000 | 5149 | 3.7 | 3.2 | Non Federally-Regulated | 05/11/1988 |  | 03/15/1989
Addison Products | Heat Controller | HWPH36-4JRC/4JLC |  | Water-Source | WBAHP-CB: Heat Pump Split Syst | Heat Pump | 460 | 3 |  |  | No Match | No Match |  |  |  | 35600 | 3236 | 11 | 9 | 40000 | 3348 | 3.5 | 3.5 | Non Federally-Regulated | 10/05/1999 |  | 04/12/2000
Carrier Corp. - Syracuse | Carrier | 50YAV/YAH 030 |  | Ground-Source | WBAHP: Heat Pump Packaged Unit | Heat Pump | 208 | 1 |  |  | No Match | No Match |  |  |  | 30000 | 2173 | 13.8 |  | 22000 | 2014 | 3.2 |  | Non Federally-Regulated | 03/31/1998 |  | 05/10/1998
ClimateMaster Inc. | Climate Master Series | VS009G********* |  | Water-Source | WBAHP: Heat Pump Packaged Unit | Heat Pump | 208 | 1 |  |  | No Match | No Match |  |  |  | 9800 | 850 | 11.5 | 9 | 12000 | 827 | 4.2 | 3.2 | Federally-Regulated Commercial & Industrial Equipment | 07/17/1991 |  | 07/27/1992
Hydro Delta Corp. | Hydro Delta Corp. | 03-060-WTAR-MT |  | Water-Source | WBAHP-CB: Heat Pump Split Syst | Heat Pump | 230 | 1 |  |  | No Match | No Match |  |  |  | 67000 | 4926 | 13.6 | 9 | 76000 | 6187 | 3.6 | 3.5 | Non Federally-Regulated | 12/14/1998 |  | 10/05/1999
Enertech Global, LLC | Enertech | TXT048C2 |  | Ground-Water-Source | WBAHP: Heat Pump Packaged Unit | Heat Pump | 230 | 3 |  |  | No Match | Single-Speed |  |  |  | 55100 | 2277 | 24.2 | 16.2 | 48700 | 2973 | 4.8 | 3.6 | Non Federally-Regulated | 03/02/2012 |  | 05/02/2012
Florida Heat Pump | Loop Group, Inc. | EV048-1CF/HZ/VT |  | Ground-Water-Source | WBAHP: Heat Pump Packaged Unit | Heat Pump | 208 | 1 |  |  | No Match | Single-Speed |  |  |  | 55000 | 2670 | 20.6 | 16.2 | 47000 | 2670 | 4.2 | 3.6 | Non Federally-Regulated | 07/06/2011 |  | 12/12/2012
Carrier Corp. | Carrier | 50HQ,VQ0483 |  | Water-Source | WBAHP: Heat Pump Packaged Unit | Heat Pump | 230 | 1 |  |  | No Match | No Match |  |  |  | 48000 | 4500 | 10.7 | 9 | 55000 | 4900 | 3.3 | 3.2 | Non Federally-Regulated | 05/11/1988 |  | 03/15/1989
Florida Heat Pump | Florida Heat Pump | EM072-1HZ |  | Water-Source | WBAHP: Heat Pump Packaged Unit | Heat Pump | 208 | 1 |  |  | No Match | No Match |  |  |  | 71000 | 5107 | 13.9 | 10.5 | 76000 | 4842 | 4.6 | 3.8 | Federally-Regulated Commercial & Industrial Equipment | 03/31/1998 |  | 05/10/1998
Waterfurnace International, Inc. | Waterfurnace International, Inc. | SXH068C0 |  | Water-Source | WBAHP: Heat Pump Packaged Unit | Heat Pump | 208 | 1 |  |  | No Match | No Match |  |  |  | 65000 | 5200 | 12.5 | 9 | 84000 | 5470 | 4.5 | 3.8 | Federally-Regulated Commercial & Industrial Equipment | 12/14/1998 |  | 10/05/1999
Florida Heat Pump | Florida Heat Pump | EM031-4CS | EM031-4AH/AV | Ground-Water-Source | WBAHP-CB: Heat Pump Split Syst | Heat Pump | 460 | 3 |  |  | No Match | No Match |  |  |  | 33000 | 2340 | 14.1 | 9 | 25200 | 2307 | 3.2 |  | Non Federally-Regulated | 07/22/2002 |  | 03/12/2009
Jacobsen Energy Ind., Inc. | Jacobsen Energy Ind., Inc. | 60***1**** |  | Water-Source | WBAHP: Heat Pump Packaged Unit | Heat Pump | 208 | 1 |  |  | No Match | No Match |  |  |  | 60000 | 5350 | 11.2 | 9 | 73000 | 6100 | 3.9 | 3.2 | Non Federally-Regulated | 05/11/1988 |  | 03/15/1989
Trane U.S. Inc. | Trane | WPHD0131 |  | Water-Source | WBAHP: Heat Pump Packaged Unit | Heat Pump | 208 | 1 |  |  | No Match | No Match |  |  |  | 11400 | 1055 | 10.8 | 10 | 15600 | 1114 | 4.1 |  | Federally-Regulated Commercial & Industrial Equipment | 02/02/1998 |  | 03/31/1998
Trane U.S. Inc. | Command-Aire | GXHA0091 |  | Water-Source | WBAHP: Heat Pump Packaged Unit | Heat Pump | 208 | 1 |  |  | No Match | No Match |  |  |  | 8400 | 672 | 12.5 | 10 | 10000 | 651 | 4.5 |  | Federally-Regulated Commercial & Industrial Equipment | 10/05/1999 |  | 04/12/2000
Enertech Global, LLC | Enertech | GHT048A |  | Ground-Source | WBAHP: Heat Pump Packaged Unit | Heat Pump | 230 | 1 |  |  | No Match | Single-Speed |  |  |  | 45000 | 2980 | 15.1 | 13.4 | 37800 | 3165 | 3.5 | 3.1 | Non Federally-Regulated | 12/12/2012 |  | 05/11/2015
Florida Heat Pump | Florida Heat Pump | EM036-1CF/HZ/VT |  | Water-Source | WBAHP: Heat Pump Packaged Unit | Heat Pump | 208 | 1 |  |  | No Match | No Match |  |  |  | 35000 | 2500 | 14 | 10 | 42000 | 2734 | 4.5 |  | Federally-Regulated Commercial & Industrial Equipment | 04/12/2000 |  | 02/17/2011
McQuay / Snyder General | Electro-Hydronics | CC70G5 |  | Water-Source | WBAHP: Heat Pump Packaged Unit | Heat Pump | 208 | 1 |  |  | No Match | No Match |  |  |  | 6900 | 645 | 10.7 | 7.5 | 8800 | 680 | 3.8 | 2.5 | Non Federally-Regulated | 08/29/1986 |  | 05/11/1988
Waterfurnace International, Inc. | Waterfurnace International, Inc. | VLV/VXV058*1 |  | Ground-Water-Source | WBAHP: Heat Pump Packaged Unit | Heat Pump | 208 | 1 |  |  | No Match | No Match |  |  |  | 57600 | 4571 | 12.6 | 9 | 42700 | 4468 | 2.8 |  | Non Federally-Regulated | 06/20/2003 |  | 03/12/2009
Florida Heat Pump | Bosch | ES024-3CF/HZ/VT |  | Water-Source | WBAHP: Heat Pump Packaged Unit | Heat Pump | 208 | 3 |  |  |  | Single-Speed |  |  |  | 25000 | 1761 | 14.2 | 12 | 32500 | 2215 | 4.3 | 4.2 | Federally-Regulated Commercial & Industrial Equipment | 04/22/2015 |  | 05/01/2015
Command-Aire | Command-Aire | SWPH-614 |  | Water-Source | WBAHP: Heat Pump Packaged Unit | Heat Pump | 460 | 3 |  |  | No Match | No Match |  |  |  | 62000 | 6500 | 9.5 | 9 | 78000 | 6600 | 3.5 | 3.2 | Federally-Regulated Commercial & Industrial Equipment | 01/23/1988 |  | 05/11/1988
ClimateMaster Inc. | Trane | WPHC0606 |  | Water-Source | WBAHP: Heat Pump Packaged Unit | Heat Pump | 208 | 3 |  |  | No Match | No Match |  |  |  | 62024 | 5531 | 11.2 | 9 | 74861 | 6889 | 3.8 | 3.2 | Non Federally-Regulated | 02/22/1990 |  | 07/31/1991
ClimateMaster Inc. | Carrier Corp. | 50YCS0423 | FK4CNF005 | Water-Source | WBAHP-CB: Heat Pump Split Syst | Heat Pump | 230 | 1 |  |  | No Match | Single-Speed |  |  |  | 39800 | 2823 | 14.1 | 12 | 48300 | 3014 | 4.7 | 4.2 | Federally-Regulated Commercial & Industrial Equipment | 09/15/2009 |  | 02/17/2011
Addison Products | Addison Products | HGY096-3A |  | Water-Source | WBAHP-CB: Heat Pump Split Syst | Heat Pump | 208 | 3 |  |  | No Match | No Match |  |  |  | 97900 | 8900 | 11 | 9 | 123600 | 10346 | 3.5 | 3.5 | Non Federally-Regulated | 07/22/2002 |  | 03/12/2009
Florida Heat Pump | Energy Miser | HEH104-4 |  | Water-Source | WBAHP: Heat Pump Packaged Unit | Heat Pump | 460 | 3 |  |  | No Match | No Match |  |  |  | 102000 | 8720 | 11.7 | 10.5 | 130000 | 9600 | 4 | 3.8 | Non Federally-Regulated | 07/31/1991 |  | 03/31/1998
Florida Heat Pump | Florida Heat Pump | EM072-3HZ |  | Water-Source | WBAHP: Heat Pump Packaged Unit | Heat Pump | 230 | 3 |  |  | No Match | No Match |  |  |  | 71000 | 5107 | 13.9 | 9 | 76000 | 4842 | 4.6 | 3.8 | Federally-Regulated Commercial & Industrial Equipment | 02/02/1998 |  | 03/31/1998
Geoflex Systems, Inc. | Geoflex Systems, Inc. | GF1S-V/H/D/M-036WAABE |  | Ground-Source | WBAHP: Heat Pump Packaged Unit | Both Heat Pump and Electric Re | 230 | 1 |  |  | No Match | Single-Speed |  |  |  | 34100 | 1616 | 21.1 | 13.4 | 24400 | 1663 | 4.3 | 3.1 | Non Federally-Regulated | 03/02/2012 |  | 01/09/2014
Florida Heat Pump | Florida Heat Pump | GT054-1VT/HZ/CF |  | Ground-Water-Source | WBAHP: Heat Pump Packaged Unit | Heat Pump | 230 | 3 |  |  | No Match | No Match |  |  |  | 51500 | 3961 | 13 | 9 | 42500 | 4151 | 3 |  | Non Federally-Regulated | 01/30/1998 |  | 10/02/1998
Florida Heat Pump | Florida Heat Pump | EM120-3VT |  | Water-Source | WBAHP: Heat Pump Packaged Unit | Heat Pump | 208 | 3 |  |  | No Match | No Match |  |  |  | 123000 | 8601 | 14.3 | 9 | 145000 | 8499 | 5 | 3.8 | Federally-Regulated Commercial & Industrial Equipment | 12/14/1998 |  | 10/05/1999
Climate Control / Snyder General | Electro-Hydronics | VF70F3 |  | Water-Source | WBAHP: Heat Pump Packaged Unit | Heat Pump | 230 | 1 |  |  | No Match | No Match |  |  |  | 6900 | 645 | 10.7 | 7.5 | 8800 | 700 | 3.7 | 2.5 | Non Federally-Regulated | 05/16/1984 |  | 08/29/1986
McQuay / Snyder General | Electro-Hydronics | FC500FD |  | Water-Source | WBAHP: Heat Pump Packaged Unit | Heat Pump | 230 | 3 |  |  | No Match | No Match |  |  |  | 50000 | 4850 | 10.3 | 7.5 | 65000 | 4900 | 3.9 | 2.5 | Non Federally-Regulated | 08/29/1986 |  | 05/11/1988
Mammoth | Hydrobank II | A009VHJ |  | Water-Source | WBAHP: Heat Pump Packaged Unit | Heat Pump | 115 | 1 |  |  | No Match | No Match |  |  |  | 8800 | 846 | 10.4 | 10 | 12000 | 878 | 4 |  | Federally-Regulated Commercial & Industrial Equipment | 05/23/2000 |  | 11/14/2000
ClimateMaster Inc. | Climate Master Series | HL012E********* |  | Water-Source | WBAHP: Heat Pump Packaged Unit | Heat Pump | 265 | 1 |  |  | No Match | No Match |  |  |  | 12200 | 1100 | 11.1 | 9 | 16200 | 1195 | 4 | 3.2 | Federally-Regulated Commercial & Industrial Equipment | 07/17/1991 |  | 07/27/1992
Waterfurnace International, Inc. | Johnson Controls | RJSV/RJSH048**4*1 |  | Ground-Source | WBAHP: Heat Pump Packaged Unit | Heat Pump | 460 | 3 |  |  | No Match | Single-Speed |  |  |  | 49300 | 2503 | 19.7 | 13.4 | 35300 | 2586 | 4 | 3.1 | Non Federally-Regulated | 01/24/2011 |  | 10/24/2014
Florida Heat Pump | Florida Heat Pump | GT042-1CS | GT042-1AH/AV | Water-Source | Water/Brine to Air Heat Pump S | Heat Pump | 230 | 1 |  |  | No Match | No Match |  |  |  | 41000 | 3228 | 12.7 | 10 | 51500 | 3210 | 4.7 |  | Federally-Regulated Commercial & Industrial Equipment | 04/12/2000 |  | 05/29/2001
McQuay International | McQuay | LHP/LWP7D-L |  | Water-Source | WBAHP: Heat Pump Packaged Unit | Heat Pump | 230 | 3 |  |  | No Match | No Match |  |  |  | 70000 | 6194 | 11.3 | 10.5 | 83000 | 6401 | 3.8 | 3.8 | Federally-Regulated Commercial & Industrial Equipment | 03/31/1998 |  | 05/10/1998
Command-Aire | Command-Aire | RUWP-4544 |  | Water-Source | WBAHP: Heat Pump Packaged Unit | Heat Pump | 460 | 3 |  |  | No Match | No Match |  |  |  | 489000 | 55500 | 8.8 | 7.5 | 625000 | 53200 | 3.4 | 2.2 | Non Federally-Regulated | 01/05/1982 |  | 06/11/1985
Power-Save International, Inc. | S.O.E.S.I. | PSS-1200 (4) |  | Water-Source | WBAHP: Heat Pump Packaged Unit | Heat Pump | 230 | 1 |  |  | No Match | No Match |  |  |  | 152000 | 9844 | 15.4 |  | 160000 | 9936 | 4.7 |  | Non Federally-Regulated | 05/11/1988 |  | 03/15/1989
Singer | Electro-Hydronics | CC500CP |  | Water-Source | WBAHP: Heat Pump Packaged Unit | Heat Pump | 460 | 3 |  |  | No Match | No Match |  |  |  | 50000 | 5300 | 9.4 | 7.5 | 60000 | 5700 | 3.1 | 2.5 | Non Federally-Regulated | 01/05/1982 |  | 05/16/1984
Florida Heat Pump | Florida Heat Pump | GT042-1CF/HZ/VT |  | Ground-Water-Source | WBAHP: Heat Pump Packaged Unit | Heat Pump | 230 | 1 |  |  | No Match | No Match |  |  |  | 42500 | 3148 | 13.5 | 9 | 31600 | 2805 | 3.3 |  | Non Federally-Regulated | 04/10/2000 |  | 05/29/2001
Florida Heat Pump | Florida Heat Pump | EM007-1VT |  | Water-Source | WBAHP: Heat Pump Packaged Unit | Heat Pump | 208 | 1 |  |  | No Match | No Match |  |  |  | 7500 | 609 | 12.3 | 10 | 10000 | 651 | 4.5 |  | Federally-Regulated Commercial & Industrial Equipment | 12/14/1998 |  | 10/05/1999
Carrier Corp. | Carrier | 50QEH0304 |  | Water-Source | WBAHP: Heat Pump Packaged Unit | Heat Pump | 265 | 1 |  |  | No Match | No Match |  |  |  | 30400 | 2542 | 12 | 9 | 39000 | 2858 | 4 | 3.2 | Non Federally-Regulated | 02/22/1990 |  | 07/31/1991
Waterfurnace International, Inc. | Rybacki - Hart Enterprises | ZS030**3*4 |  | Ground-Source | WBAHP: Heat Pump Packaged Unit | Heat Pump | 230 | 3 |  |  | No Match | Single-Speed |  |  |  | 29000 | 1585 | 18.3 | 13.4 | 22800 | 1758 | 3.8 | 3.1 | Non Federally-Regulated | 06/14/2011 |  | 04/19/2013
Florida Heat Pump | Florida Heat Pump | GT048-5CS | GT048-5AH/AV | Water-Source | Water/Brine to Air Heat Pump S | Heat Pump | 575 | 3 |  |  | No Match | No Match |  |  |  | 45000 | 3719 | 12.1 | 10 | 60500 | 3853 | 4.6 |  | Federally-Regulated Commercial & Industrial Equipment | 04/12/2000 |  | 05/29/2001
ClimateMaster Inc. | Carrier | 50HQA/HQD/VQA/VQD030 5 |  | Water-Source | WBAHP: Heat Pump Packaged Unit | Heat Pump | 460 | 3 |  |  | No Match | No Match |  |  |  | 29000 | 2478 | 11.7 | 9.3 | 39000 | 2657 | 4.3 | 3.8 | Federally-Regulated Commercial & Industrial Equipment | 03/31/1998 |  | 05/10/1998
Climate Control / Snyder General | Electro-Hydronics | VE100G5 |  | Water-Source | WBAHP: Heat Pump Packaged Unit | Heat Pump | 208 | 1 |  |  | No Match | No Match |  |  |  | 9500 | 850 | 11.2 | 7.5 | 12600 | 880 | 4.2 | 2.5 | Non Federally-Regulated | 05/16/1984 |  | 06/11/1985
Florida Heat Pump | Florida Heat Pump | TA025-1CS | DX025 | Water-Source | WBAHP-CB: Heat Pump Split Syst | Heat Pump | 230 | 1 |  |  | No Match | Dual-Speed |  |  |  | 25000 | 1724 | 14.5 | 12 | 32500 | 1905 | 5 | 4.2 | Federally-Regulated Commercial & Industrial Equipment | 03/02/2012 |  | 04/20/2015
ClimateMaster Inc. | Climate Master Series | VP/HP030H |  | Ground-Water-Source | WBAHP: Heat Pump Packaged Unit | Heat Pump | 208 | 3 |  |  | No Match | No Match |  |  |  | 30000 | 2173 | 13.8 | 9 | 22000 | 2014 | 3.2 |  | Non Federally-Regulated | 04/10/2000 |  | 11/14/2000
California Heat Pump | California Heat Pump | CHP-53V*-32-** |  | Water-Source | WBAHP: Heat Pump Packaged Unit | Heat Pump | 208 | 3 |  |  | No Match | No Match |  |  |  | 52000 | 5700 | 9.1 | 7.5 | 59000 | 5700 | 3 | 2.5 | Non Federally-Regulated | 01/05/1982 |  | 06/11/1985
McQuay / Snyder General | Electro-Hydronics | UC500GP |  | Water-Source | WBAHP: Heat Pump Packaged Unit | Heat Pump | 460 | 3 |  |  | No Match | No Match |  |  |  | 50000 | 4850 | 10.3 | 7.5 | 65000 | 4900 | 3.9 | 2.5 | Non Federally-Regulated | 08/29/1986 |  | 05/11/1988
Addison Products | Addison Products | HPY007-1A |  | Water-Source | WBAHP-CB: Heat Pump Split Syst | Heat Pump | 230 | 1 |  |  | No Match | No Match |  |  |  | 9300 | 688 | 13.5 | 9 | 10900 | 778 | 4.1 | 3.5 | Non Federally-Regulated | 11/14/2000 |  | 07/18/2002
Waterfurnace International, Inc. | Geotility Geothermal Installations | ZS015**2*1 |  | Water-Source | WBAHP: Heat Pump Packaged Unit | Heat Pump | 265 | 1 |  |  | No Match | Single-Speed |  |  |  | 14000 | 915 | 15.3 | 11.2 | 16500 | 987 | 4.9 | 4.2 | Federally-Regulated Commercial & Industrial Equipment | 01/24/2011 |  | 04/19/2013
Mammoth | Hydrobank II | G100VHK |  | Water-Source | WBAHP: Heat Pump Packaged Unit | Heat Pump | 460 | 3 |  |  | No Match | No Match |  |  |  | 100000 | 7299 | 13.7 | 9 | 127000 | 8456 | 4.4 | 3.8 | Federally-Regulated Commercial & Industrial Equipment | 03/22/2001 |  | 01/22/2003
ClimateMaster Inc. | Climate Master Series | GSV/GSH036AGE |  | Ground-Water-Source | WBAHP: Heat Pump Packaged Unit | Heat Pump | 230 | 1 |  |  | No Match | No Match |  |  |  | 35800 | 2294 | 15.6 | 9 | 27500 | 2517 | 3.2 |  | Non Federally-Regulated | 04/10/2000 |  | 05/24/2001
California Heat Pump | California Heat Pump | 07C*B-13-** |  | Water-Source | WBAHP: Heat Pump Packaged Unit | Heat Pump | 265 | 1 |  |  | No Match | No Match |  |  |  | 7400 | 733 | 10.1 | 7.5 | 9000 | 775 | 3.4 | 2.5 | Non Federally-Regulated | 06/11/1985 |  | 05/11/1988
Waterfurnace International, Inc. | Waterfurnace International, Inc. | P046D | N-VSB2006A/G+FD03624A | Ground-Water-Source | WBAHP-CB: Heat Pump Split Syst | Heat Pump | 230 | 1 |  |  | No Match | No Match |  |  |  | 45000 | 3146 | 14.3 | 9 | 33500 | 2974 | 3.3 |  | Non Federally-Regulated | 07/22/2002 |  | 03/12/2009
American Air Filter | Enercon | VW61 |  | Water-Source | WBAHP: Heat Pump Packaged Unit | Heat Pump | 460 | 3 |  |  | No Match | No Match |  |  |  | 61000 | 5730 | 10.6 | 7.5 | 74000 | 6100 | 3.6 | 2.5 | Non Federally-Regulated | 06/11/1985 |  | 05/11/1988
Waterfurnace International, Inc. | Geotility Geothermal Installations | ZS036**0*4 |  | Ground-Source | WBAHP: Heat Pump Packaged Unit | Heat Pump | 230 | 1 |  |  | No Match | Single-Speed |  |  |  | 34500 | 1994 | 17.3 | 13.4 | 26000 | 2177 | 3.5 | 3.1 | Non Federally-Regulated | 06/14/2011 |  | 03/02/2012
Addison Products | Addison Products | VWPG066-1B-XL* |  | Water-Source | WBAHP-CB: Heat Pump Split Syst | Heat Pump | 230 | 1 |  |  | No Match | No Match |  |  |  | 67000 | 5153 | 13 | 9 | 75000 | 5940 | 3.7 | 3.5 | Non Federally-Regulated | 02/02/1998 |  | 10/02/1998
Florida Heat Pump | Florida Heat Pump | EP048-4HZ/VT |  | Water-Source | WBAHP: Heat Pump Packaged Unit | Heat Pump | 460 | 3 |  |  | No Match | Single-Speed |  |  |  | 48000 | 2807 | 17.1 | 12 | 50000 | 2765 | 5.3 | 4.2 | Federally-Regulated Commercial & Industrial Equipment | 01/24/2011 |  | 04/21/2014
McQuay / Snyder General | Electro-Hydronics | CW500GK |  | Water-Source | WBAHP: Heat Pump Packaged Unit | Heat Pump | 208 | 3 |  |  | No Match | No Match |  |  |  | 50000 | 4850 | 10.3 | 7.5 | 65000 | 4900 | 3.9 | 2.5 | Non Federally-Regulated | 08/29/1986 |  | 05/11/1988
Mammoth | Hydrobank II | F043HHG/VHG |  | Water-Source | WBAHP: Heat Pump Packaged Unit | Heat Pump | 230 | 3 |  |  | No Match | No Match |  |  |  | 42000 | 3589 | 11.7 | 10 | 54300 | 4187 | 3.8 |  | Federally-Regulated Commercial & Industrial Equipment | 12/14/1998 |  | 05/23/2000
McQuay International | McQuay | VWH/VWW012B-G |  | Water-Source | WBAHP: Heat Pump Packaged Unit | Heat Pump | 230 | 1 |  |  | No Match | No Match |  |  |  | 11600 | 1035 | 11.2 | 10 | 14000 | 1079 | 3.8 |  | Federally-Regulated Commercial & Industrial Equipment | 11/17/1999 |  | 09/21/2000
Addison Products | Addison Products | VGY042-1A |  | Water-Source | WBAHP-CB: Heat Pump Split Syst | Heat Pump | 208 | 1 |  |  | No Match | No Match |  |  |  | 48700 | 4058 | 12 | 9 | 52300 | 4378 | 3.5 | 3.5 | Non Federally-Regulated | 11/14/2000 |  | 07/18/2002
ClimateMaster Inc. | Climate Master Series | VT042G |  | Ground-Water-Source | WBAHP: Heat Pump Packaged Unit | Heat Pump | 208 | 1 |  |  | No Match | No Match |  |  |  | 42000 | 2470 | 17 | 9 | 30000 | 2313 | 3.8 |  | Non Federally-Regulated | 04/10/2000 |  | 05/24/2001
Waterfurnace International, Inc. | Triple Function | TF*037A*1*** |  | Water-Source | WBAHP-CB: Heat Pump Split Syst | Heat Pump | 230 | 1 |  |  | No Match | No Match |  |  |  | 39000 | 3750 | 10.4 | 9 | 47000 | 4050 | 3.4 |  | Non Federally-Regulated | 09/13/1989 |  | 07/27/1992
Waterfurnace International, Inc. | Waterfurnace International, Inc. | SXH013C1 |  | Water-Source | WBAHP: Heat Pump Packaged Unit | Heat Pump | 208 | 1 |  |  | No Match | No Match |  |  |  | 12700 | 858 | 14.8 | 9.3 | 15100 | 921 | 4.8 | 3.8 | Federally-Regulated Commercial & Industrial Equipment | 03/31/1998 |  | 05/10/1998
Command-Aire | Command-Aire | SWPV097M |  | Water-Source | WBAHP: Heat Pump Packaged Unit | Heat Pump | 265 | 1 |  |  | No Match | No Match |  |  |  | 9000 | 810 | 11.1 | 9 | 12200 | 870 | 4.1 | 3.2 | Federally-Regulated Commercial & Industrial Equipment | 01/23/1988 |  | 05/11/1988
Waterfurnace International, Inc. | Standard Range | WSH/WSV036A*1*** |  | Water-Source | WBAHP: Heat Pump Packaged Unit | Heat Pump | 230 | 1 |  |  | No Match | No Match |  |  |  | 36200 | 3120 | 11.6 | 9 | 43500 | 3354 | 3.8 | 3.2 | Non Federally-Regulated | 03/15/1989 |  | 09/13/1989
Waterfurnace International, Inc. | WFI Industries, Ltd. | VL/VX095**4 |  | Ground-Water-Source | WBAHP: Heat Pump Packaged Unit | Heat Pump | 460 | 3 |  |  | No Match | No Match |  |  |  | 96000 | 7164 | 13.4 | 9 | 66500 | 6958 | 2.8 |  | Non Federally-Regulated | 06/20/2003 |  | 03/12/2009
Addison Products | Addison Products | HGY048-5A |  | Ground-Water-Source | WBAHP: Heat Pump Packaged Unit | Heat Pump | 575 | 3 |  |  | No Match | No Match |  |  |  | 53900 | 4052 | 13.3 | 9 | 36800 | 3478 | 3.1 |  | Non Federally-Regulated | 07/22/2002 |  | 03/12/2009
ClimateMaster Inc. | Climate Master Series | HS/VS036F |  | Water-Source | WBAHP: Heat Pump Packaged Unit | Heat Pump | 460 | 3 |  |  | No Match | No Match |  |  |  | 35000 | 3181 | 11 | 10 | 42500 | 3192 | 3.9 |  | Federally-Regulated Commercial & Industrial Equipment | 01/22/2003 |  | 03/12/2009
Friedrich Climate Master | Climate Master Series | 814-009-G******** |  | Water-Source | WBAHP: Heat Pump Packaged Unit | Heat Pump | 208 | 1 |  |  | No Match | No Match |  |  |  | 8700 | 765 | 11.3 | 7.5 | 9600 | 800 | 3.5 | 2.5 | Non Federally-Regulated | 08/29/1986 |  | 05/11/1988
Florida Heat Pump | Florida Heat Pump | GT054-5CF/HZ/VT |  | Ground-Water-Source | WBAHP: Heat Pump Packaged Unit | Heat Pump | 575 | 3 |  |  | No Match | No Match |  |  |  | 51500 | 3961 | 13 | 9 | 42500 | 4150 | 3 |  | Non Federally-Regulated | 07/22/2002 |  | 03/12/2009
ClimateMaster Inc. | Climate Master Series | 813-042-H******** |  | Water-Source | WBAHP: Heat Pump Packaged Unit | Heat Pump | 230 | 3 |  |  | No Match | No Match |  |  |  | 41500 | 3640 | 11.4 | 9 | 54000 | 3859 | 4.1 | 3.2 | Non Federally-Regulated | 05/11/1988 |  | 03/15/1989
Florida Heat Pump | Florida Heat Pump | GT024-3CF/HZ/VT |  | Water-Source | WBAHP-CB: Heat Pump Split Syst | Heat Pump | 230 | 3 |  |  | No Match | No Match |  |  |  | 25500 | 2125 | 12 | 9 | 27200 | 2277 | 3.5 | 3.5 | Non Federally-Regulated | 07/16/2001 |  | 07/18/2002
Mammoth | Hydrobank II | D062HHK |  | Water-Source | WBAHP: Heat Pump Packaged Unit | Heat Pump | 230 | 1 |  |  | No Match | No Match |  |  |  | 61000 | 5495 | 11.1 | 10 | 82000 | 6160 | 3.9 |  | Federally-Regulated Commercial & Industrial Equipment | 06/27/2003 |  | 03/12/2009
Florida Heat Pump | Energy Miser | HEV15-2 |  | Water-Source | WBAHP: Heat Pump Packaged Unit | Heat Pump | 265 | 1 |  |  | No Match | No Match |  |  |  | 14700 | 1335 | 11 | 9.3 | 20000 | 1465 | 4 | 3.8 | Non Federally-Regulated | 07/31/1991 |  | 03/31/1998
Carrier Corp. - Syracuse | Carrier | 50QXH0721 |  | Water-Source | WBAHP: Heat Pump Packaged Unit | Heat Pump | 575 | 3 |  |  | No Match | No Match |  |  |  | 71000 | 6228 | 11.4 | 9.2 | 92000 | 6420 | 4.2 | 2.5 | Non Federally-Regulated | 03/15/1989 |  | 07/31/1991
Inter-City Products Corp. | McQuay | CCH007C*G |  | Water-Source | WBAHP: Heat Pump Packaged Unit | Heat Pump | 208 | 1 |  |  | No Match | No Match |  |  |  | 7100 | 640 | 11.1 | 9.3 | 9200 | 692 | 3.9 | 3.8 | Non Federally-Regulated | 07/31/1991 |  | 03/31/1998
Waterfurnace International, Inc. | Waterfurnace International, Inc. | SXV058C3 |  | Water-Source | WBAHP: Heat Pump Packaged Unit | Heat Pump | 230 | 3 |  |  | No Match | No Match |  |  |  | 55000 | 4044 | 13.6 | 10 | 69000 | 4493 | 4.5 |  | Federally-Regulated Commercial & Industrial Equipment | 12/14/1998 |  | 10/05/1999
Florida Heat Pump | Florida Heat Pump | BP007-1HZ/VT |  | Water-Source | WBAHP: Heat Pump Packaged Unit | Heat Pump | 208 | 1 |  |  | No Match | Single-Speed |  |  |  | 6800 | 433 | 15.7 | 11.2 | 8800 | 452 | 5.7 | 4.2 | Federally-Regulated Commercial & Industrial Equipment | 06/14/2011 |  | 11/30/2011
Waterfurnace International, Inc. | Johnson Controls | RJSV/RJSH048**0*0 |  | Ground-Water-Source | WBAHP: Heat Pump Packaged Unit | Heat Pump | 208 | 1 |  |  | No Match | Single-Speed |  |  |  | 51600 | 2293 | 22.5 | 16.2 | 45100 | 3074 | 4.3 | 3.6 | Non Federally-Regulated | 01/24/2011 |  | 10/24/2014
ClimateMaster Inc. | Climate Master | TZV/H048 |  | Ground-Source | WBAHP: Heat Pump Packaged Unit | Heat Pump | 208 | 1 |  |  | No Match | No Match |  |  |  | 48100 | 3103 | 15.5 | 13.4 | 35600 | 2820 | 3.7 | 3.1 | No Match | 05/02/2012 |  | 05/08/2012
American Air Filter | Enercon | EHW-39 |  | Water-Source | WBAHP: Heat Pump Packaged Unit | Heat Pump | 460 | 3 |  |  | No Match | No Match |  |  |  | 39500 | 3591 | 11 | 9 | 46000 | 3846 | 3.5 | 3.2 | Non Federally-Regulated | 02/22/1990 |  | 07/31/1991
Power-Save International, Inc. | S.O.E.S.I. | PSD-500 |  | Water-Source | WBAHP: Heat Pump Packaged Unit | Heat Pump | 230 | 1 |  |  | No Match | No Match |  |  |  | 66000 | 5175 | 12.8 | 9.2 | 74000 | 4968 | 4.3 |  | Federally-Regulated Commercial & Industrial Equipment | 01/23/1988 |  | 05/11/1988
ClimateMaster Inc. | Climate Master Series | VP/HP060H |  | Ground-Water-Source | WBAHP: Heat Pump Packaged Unit | Heat Pump | 230 | 3 |  |  | No Match | No Match |  |  |  | 60000 | 4615 | 13 | 9 | 41000 | 3754 | 3.2 |  | Non Federally-Regulated | 04/10/2000 |  | 11/14/2000
Trane U.S. Inc. | Trane | WPHD0411 |  | Water-Source | WBAHP: Heat Pump Packaged Unit | Heat Pump | 208 | 1 |  |  | No Match | No Match |  |  |  | 40100 | 3517 | 11.4 | 10 | 52000 | 4010 | 3.8 |  | Federally-Regulated Commercial & Industrial Equipment | 02/02/1998 |  | 03/31/1998
ClimateMaster Inc. | Climate Master Series | VS/VL/HS/HL 030 F/H |  | Water-Source | WBAHP: Heat Pump Packaged Unit | Heat Pump | 208 | 3 |  |  | No Match | No Match |  |  |  | 29000 | 2478 | 11.7 | 9.3 | 39000 | 2657 | 4.3 | 3.8 | Federally-Regulated Commercial & Industrial Equipment | 03/31/1998 |  | 05/10/1998
Florida Heat Pump | Florida Heat Pump | EM018-1CF/HZ/VT |  | Ground-Water-Source | WBAHP: Heat Pump Packaged Unit | Heat Pump | 230 | 1 |  |  | No Match | No Match |  |  |  | 19500 | 1433 | 13.6 | 9 | 15500 | 1261 | 3.6 |  | Non Federally-Regulated | 05/29/2001 |  | 07/18/2002
Climate Control / Snyder General | Electro-Hydronics | CC260FP |  | Water-Source | WBAHP: Heat Pump Packaged Unit | Heat Pump | 460 | 3 |  |  | No Match | No Match |  |  |  | 26000 | 2450 | 10.6 | 7.5 | 31600 | 2500 | 3.7 | 2.5 | Non Federally-Regulated | 05/16/1984 |  | 08/29/1986
Addison Products | Addison Products | WPH036-4JC/4JBC |  | Water-Source | WBAHP: Heat Pump Packaged Unit | Heat Pump | 460 | 3 |  |  | No Match | No Match |  |  |  | 33400 | 2982 | 11.2 | 10 | 43000 | 3316 | 3.8 |  | Federally-Regulated Commercial & Industrial Equipment | 02/02/1998 |  | 03/31/1998
Econar | Econar | GH231 |  | Water-Source | WBAHP-CB: Heat Pump Split Syst | Heat Pump | 208 | 1 |  |  | No Match | No Match |  |  |  | 26200 | 1858 | 14.1 | 9 | 26400 | 2036 | 3.8 | 3.5 | Non Federally-Regulated | 02/02/1998 |  | 10/02/1998
Waterfurnace International, Inc. | Spectra | SXV036A3 |  | Water-Source | WBAHP: Heat Pump Packaged Unit | Heat Pump | 208 | 3 |  |  | No Match | No Match |  |  |  | 36000 | 2647 | 13.6 | 10 | 44500 | 2774 | 4.7 |  | Federally-Regulated Commercial & Industrial Equipment | 06/02/1993 |  | 06/03/1993
McQuay International | McQuay | W-CDD/CDE/CMG-1-036-K |  | Ground-Water-Source | WBAHP: Heat Pump Packaged Unit | Heat Pump | 460 | 3 |  |  | No Match | No Match |  |  |  | 36200 | 2701 | 13.4 | 9 | 25400 | 2566 | 2.9 |  | Non Federally-Regulated | 10/06/1999 |  | 04/10/2000
ClimateMaster Inc. | Carrier | 50HQA/HQD/VQA/VQD024 3 |  | Water-Source | WBAHP: Heat Pump Packaged Unit | Heat Pump | 208 | 1 |  |  | No Match | No Match |  |  |  | 24500 | 1828 | 13.4 | 9.3 | 28900 | 1841 | 4.6 | 3.8 | Federally-Regulated Commercial & Industrial Equipment | 03/31/1998 |  | 05/10/1998
Mammoth | Hydrobank II | D043HHJ |  | Water-Source | WBAHP: Heat Pump Packaged Unit | Heat Pump | 230 | 1 |  |  | No Match | No Match |  |  |  | 41500 | 3705 | 11.2 | 10 | 51500 | 3869 | 3.9 |  | Federally-Regulated Commercial & Industrial Equipment | 03/22/2001 |  | 03/12/2009
Waterfurnace International, Inc. | WFI Industries, Ltd. | E058**1 |  | Ground-Water-Source | WBAHP: Heat Pump Packaged Unit | Heat Pump | 208 | 1 |  |  | No Match | No Match |  |  |  | 60500 | 3980 | 15.2 | 9 | 47000 | 4303 | 3.2 |  | Non Federally-Regulated | 06/20/2003 |  | 03/12/2009
Waterfurnace International, Inc. | Johnson Controls | RKV/RKH018**0*4 |  | Water-Source | WBAHP: Heat Pump Packaged Unit | Heat Pump | 230 | 1 |  |  | No Match | Single-Speed |  |  |  | 18000 | 1154 | 15.6 | 12 | 23000 | 1322 | 5.1 | 4.2 | Federally-Regulated Commercial & Industrial Equipment | 09/03/2012 |  | 01/09/2014
Snyder General Corp. | American Air Filter | HWH030C*T |  | Water-Source | WBAHP: Heat Pump Packaged Unit | Heat Pump | 460 | 3 |  |  | No Match | No Match |  |  |  | 31000 | 2541 | 12.2 | 9.3 | 37000 | 2782 | 3.9 | 3.8 | Non Federally-Regulated | 07/31/1991 |  | 03/31/1998
American Air Filter | Enercon | HW 09 |  | Water-Source | WBAHP: Heat Pump Packaged Unit | Heat Pump | 208 | 1 |  |  | No Match | No Match |  |  |  | 9300 | 1100 | 8.5 | 7.5 | 11400 | 1350 | 2.5 | 2.5 | Non Federally-Regulated | 08/30/1983 |  | 05/16/1984
Addison Products | Addison Products | VGY120-3A |  | Water-Source | WBAHP: Heat Pump Packaged Unit | Heat Pump | 230 | 3 |  |  | No Match | No Match |  |  |  | 117000 | 9669 | 12.1 | 9 | 145000 | 10362 | 4.1 | 3.8 | Federally-Regulated Commercial & Industrial Equipment | 01/24/2002 |  | 03/12/2009
Climate Control / Snyder General | Electro-Hydronics | FC630G3 |  | Water-Source | WBAHP: Heat Pump Packaged Unit | Heat Pump | 230 | 1 |  |  | No Match | No Match |  |  |  | 63000 | 6430 | 9.8 | 7.5 | 79000 | 6430 | 3.6 | 2.5 | Non Federally-Regulated | 06/11/1985 |  | 08/29/1986
Waterfurnace International, Inc. | Waterfurnace International, Inc. | USV/USH036**0*4 |  | Ground-Source | WBAHP: Heat Pump Packaged Unit | Heat Pump | 230 | 1 |  |  | No Match | Single-Speed |  |  |  | 34500 | 1994 | 17.3 | 13.4 | 26000 | 2177 | 3.5 | 3.1 | Non Federally-Regulated | 06/14/2011 |  | 03/02/2012
Florida Heat Pump | Florida Heat Pump | EM072-5HZ/VT |  | Ground-Water-Source | WBAHP: Heat Pump Packaged Unit | Heat Pump | 575 | 3 |  |  | No Match | No Match |  |  |  | 72000 | 5142 | 14 | 9 | 50000 | 4439 | 3.3 |  | Non Federally-Regulated | 07/22/2002 |  | 03/12/2009
Addison Products | Addison Products | HGY072-3A |  | Ground-Water-Source | WBAHP: Heat Pump Packaged Unit | Heat Pump | 208 | 3 |  |  | No Match | No Match |  |  |  | 72000 | 6050 | 11.9 | 9 | 57100 | 5576 | 3 |  | Non Federally-Regulated | 11/14/2000 |  | 07/18/2002
Waterfurnace International, Inc. | Waterfurnace International, Inc. | ATV045D1(P) |  | Ground-Water-Source | WBAHP: Heat Pump Packaged Unit | Heat Pump | 230 | 1 |  |  | No Match | No Match |  |  |  | 27800 | 1323 | 21 | 9 | 19600 | 1472 | 3.9 |  | Non Federally-Regulated | 01/30/1998 |  | 10/02/1998
Waterfurnace International, Inc. | Rybacki - Hart Enterprises | ZS042**3*1 |  | Ground-Source | WBAHP: Heat Pump Packaged Unit | Heat Pump | 208 | 3 |  |  | No Match | Single-Speed |  |  |  | 42300 | 2286 | 18.5 | 13.4 | 29900 | 2368 | 3.7 | 3.1 | Non Federally-Regulated | 01/24/2011 |  | 04/19/2013
Florida Heat Pump | Energy Miser | HE52CF-4 |  | Water-Source | WBAHP: Heat Pump Packaged Unit | Heat Pump | 460 | 3 |  |  | No Match | No Match |  |  |  | 51000 | 4550 | 11.2 | 7.5 | 65000 | 4760 | 4 | 2.5 | Non Federally-Regulated | 06/11/1985 |  | 05/11/1988
Florida Heat Pump | Florida Heat Pump | EP012-0HZ/VT |  | Ground-Source | WBAHP: Heat Pump Packaged Unit | Heat Pump | 115 | 1 |  |  | No Match | Single-Speed |  |  |  | 13000 | 743 | 17.5 | 13.4 | 10000 | 814 | 3.6 | 3.1 | Non Federally-Regulated | 01/24/2011 |  | 06/14/2011
Enertech Global, LLC | Enertech | TST024A | ACD024 | Ground-Water-Source | WBAHP-CB: Heat Pump Split Syst | Heat Pump | 230 | 1 |  |  | No Match | Single-Speed |  |  |  | 27800 | 1247 | 22.3 | 16.2 | 23500 | 1465 | 4.7 | 3.6 | Non Federally-Regulated | 11/30/2011 |  | 03/02/2012
Waterfurnace International, Inc. | Waterfurnace International, Inc. | VLV048A4 |  | Water-Source | WBAHP: Heat Pump Packaged Unit | Heat Pump | 460 | 3 |  |  | No Match | No Match |  |  |  | 45800 | 3606 | 12.7 | 10 | 57900 | 4040 | 4.2 |  | Federally-Regulated Commercial & Industrial Equipment | 12/14/1998 |  | 10/05/1999
Florida Heat Pump | Florida Heat Pump | EM042-4CS | EM042-4AV | Water-Source | WBAHP-C: Heat Pump Split Syste | Heat Pump | 460 | 3 |  |  | No Match | No Match |  |  |  | 41000 | 3153 | 13 | 9.3 | 50000 | 3488 | 4.2 | 3.8 | Federally-Regulated Commercial & Industrial Equipment | 03/31/1998 |  | 05/10/1998
Waterfurnace International, Inc. | Johnson Controls | RJSV/RJSH042**4*0 |  | Water-Source | WBAHP: Heat Pump Packaged Unit | Heat Pump | 460 | 3 |  |  | No Match | Single-Speed |  |  |  | 40100 | 2416 | 16.6 | 12 | 44100 | 2439 | 5.3 | 4.2 | Federally-Regulated Commercial & Industrial Equipment | 01/24/2011 |  | 10/24/2014
ClimateMaster Inc. | Carrier Corp. | 50YFV/H024 |  | Water-Source | WBAHP: Heat Pump Packaged Unit | Heat Pump | 230 | 1 |  |  | No Match | Single-Speed |  |  |  | 22000 | 1667 | 13.2 | 12 | 27700 | 1727 | 4.7 | 4.2 | Federally-Regulated Commercial & Industrial Equipment | 05/02/2012 |  | 04/22/2015
Waterfurnace International, Inc. | Waterfurnace International, Inc. | CXC015*0 |  | Ground-Water-Source | WBAHP: Heat Pump Packaged Unit | Heat Pump | 208 | 1 |  |  | No Match | No Match |  |  |  | 15000 | 1041 | 14.4 | 9 | 11000 | 1007 | 3.2 |  | Non Federally-Regulated | 10/06/1999 |  | 04/10/2000
Waterfurnace International, Inc. | Waterfurnace International, Inc. | SXV019B0 |  | Water-Source | WBAHP: Heat Pump Packaged Unit | Heat Pump | 230 | 1 |  |  | No Match | No Match |  |  |  | 18600 | 1338 | 13.9 | 10 | 24200 | 1447 | 4.9 |  | Federally-Regulated Commercial & Industrial Equipment | 12/14/1998 |  | 10/05/1999
Command-Aire | Command-Aire | RUWP-1544 |  | Water-Source | WBAHP: Heat Pump Packaged Unit | Heat Pump | 460 | 3 |  |  | No Match | No Match |  |  |  | 172000 | 18400 | 9.3 |  | 225000 | 18300 | 3.6 | 2.5 | Non Federally-Regulated | 06/11/1985 |  | 01/23/1988
Florida Heat Pump | Geomaster, LLC | EC060-3CS | EC060-1AH/AV | Ground-Source | WBAHP-CB: Heat Pump Split Syst | Heat Pump | 230 | 3 |  |  | No Match | Single-Speed |  |  |  | 62300 | 4326 | 14.4 | 13.4 | 49000 | 4354 | 3.3 | 3.1 | Non Federally-Regulated | 04/30/2009 |  | 04/20/2015
McQuay International | McQuay | W-CMG-1-060-E |  | Ground-Water-Source | WBAHP: Heat Pump Packaged Unit | Heat Pump | 208 | 1 |  |  | No Match | No Match |  |  |  | 57000 | 4523 | 12.6 | 9 | 42500 | 4447 | 2.8 |  | Non Federally-Regulated | 07/22/2002 |  | 03/12/2009
Florida Heat Pump | Florida Heat Pump | EM012-0VT/HZ/CF |  | Water-Source | WBAHP: Heat Pump Packaged Unit | Heat Pump | 115 | 1 |  |  | No Match | No Match |  |  |  | 11500 | 1008 | 11.4 | 10 | 14600 | 1069 | 4 |  | Federally-Regulated Commercial & Industrial Equipment | 10/05/1999 |  | 04/12/2000
McQuay / Snyder General | Electro-Hydronics | CCW009A*G |  | Water-Source | WBAHP: Heat Pump Packaged Unit | Heat Pump | 230 | 1 |  |  | No Match | No Match |  |  |  | 8800 | 802 | 11 | 9 | 11200 | 850 | 3.9 | 3.2 | Non Federally-Regulated | 05/11/1988 |  | 03/15/1989
Florida Heat Pump | Florida Heat Pump | EM048-3CS | EM048-1AH/AV | Ground-Water-Source | WBAHP-CB: Heat Pump Split Syst | Heat Pump | 208 | 3 |  |  | No Match | No Match |  |  |  | 50000 | 4000 | 12.5 | 9 | 37000 | 3387 | 3.2 |  | Non Federally-Regulated | 05/29/2001 |  | 07/18/2002
Florida Heat Pump | Florida Heat Pump | CG009-1 |  | Ground-Water-Source | WBAHP: Heat Pump Packaged Unit | Heat Pump | 230 | 1 |  |  | No Match | No Match |  |  |  | 8500 | 518 | 16.4 | 9 | 5200 | 476 | 3.2 |  | Non Federally-Regulated | 10/06/1999 |  | 04/10/2000
ClimateMaster Inc. | Carrier Corp. | 50PRH/V030 6 |  | Ground-Water-Source | WBAHP: Heat Pump Packaged Unit | Heat Pump | 460 | 3 |  |  | No Match | Single-Speed |  |  |  | 31700 | 1577 | 20.1 | 16.2 | 29600 | 2116 | 4.1 | 3.6 | Non Federally-Regulated | 01/24/2011 |  | 08/23/2011
Addison Products | Comfort-Aire | SWPH-1844 |  | Water-Source | WBAHP: Heat Pump Packaged Unit | Heat Pump | 460 | 3 |  |  | No Match | No Match |  |  |  | 206000 | 22700 | 9.1 |  | 286000 | 23100 | 3.6 | 3.8 | Non Federally-Regulated | 07/31/1991 |  | 03/31/1998
McQuay / Snyder General | Electro-Hydronics | UW630F5 |  | Water-Source | WBAHP: Heat Pump Packaged Unit | Heat Pump | 208 | 1 |  |  | No Match | No Match |  |  |  | 63000 | 6430 | 9.8 | 7.5 | 79000 | 6430 | 3.6 | 2.5 | Non Federally-Regulated | 08/29/1986 |  | 05/11/1988
Mammoth | Mammoth | D034VSC |  | Water-Source | WBAHP: Heat Pump Packaged Unit | Heat Pump | 230 | 1 |  |  | No Match | No Match |  |  |  | 33600 | 3150 | 10.7 | 7.5 | 37800 | 3248 | 3.4 | 2.5 | Non Federally-Regulated | 05/16/1984 |  | 06/11/1985
Climate Control / Snyder General | Electro-Hydronics | CC500G3 |  | Water-Source | WBAHP: Heat Pump Packaged Unit | Heat Pump | 230 | 1 |  |  | No Match | No Match |  |  |  | 50000 | 4850 | 10.3 | 7.5 | 65000 | 4900 | 3.9 | 2.5 | Non Federally-Regulated | 05/16/1984 |  | 08/29/1986
Geoflex Systems, Inc. | Geoflex Systems, Inc. | GF1S-V/H/D/M-036WAABE |  | Ground-Source | WBAHP: Heat Pump Packaged Unit | Both Heat Pump and Electric Re | 208 | 1 |  |  | No Match | Single-Speed |  |  |  | 33800 | 1742 | 19.4 | 13.4 | 24400 | 1788 | 4 | 3.1 | Non Federally-Regulated | 11/30/2011 |  | 03/02/2012
Florida Heat Pump | Florida Heat Pump | GT010-0VT/HZ/CF |  | Ground-Water-Source | WBAHP: Heat Pump Packaged Unit | Heat Pump | 115 | 1 |  |  | No Match | No Match |  |  |  | 11200 | 695 | 16.1 | 9 | 8000 | 732 | 3.2 |  | Non Federally-Regulated | 01/30/1998 |  | 03/31/1998
Waterfurnace International, Inc. | Rybacki - Hart Enterprises | GS009**0*0 |  | Water-Source | WBAHP: Heat Pump Packaged Unit | Heat Pump | 208 | 1 |  |  | No Match | Single-Speed |  |  |  | 9300 | 641 | 14.5 | 11.2 | 12100 | 682 | 5.2 | 4.2 | Federally-Regulated Commercial & Industrial Equipment | 01/24/2011 |  | 04/19/2013
Trane U.S. Inc. | Command-Aire | GSUF0181A |  | Water-Source | WBAHP-CB: Heat Pump Split Syst | Heat Pump | 208 | 1 |  |  | No Match | No Match |  |  |  | 22400 | 1513 | 14.8 | 9 | 24300 | 2034 | 3.5 | 3.5 | Non Federally-Regulated | 10/05/1999 |  | 04/12/2000
Enertech Global, LLC | Enertech | GTC048 | MPD048 | Ground-Water-Source | WBAHP-CB: Heat Pump Split Syst | Heat Pump | 208 | 1 |  |  | No Match | Single-Speed |  |  |  | 57000 | 2969 | 19.2 | 16.2 | 49700 | 3835 | 3.8 | 3.6 | Non Federally-Regulated | 07/16/2009 |  | 08/23/2011
Mammoth | Hydrobank II | D054HLG |  | Ground-Water-Source | WBAHP: Heat Pump Packaged Unit | Heat Pump | 230 | 1 |  |  | No Match | No Match |  |  |  | 54500 | 3978 | 13.7 | 9 | 42500 | 4016 | 3.1 |  | Non Federally-Regulated | 05/23/2000 |  | 01/18/2001
Hydro Delta Corp. | Hydro Delta Corp. | 03-042-WTARW-MT(P) |  | Water-Source | WBAHP-CB: Heat Pump Split Syst | Heat Pump | 208 | 1 |  |  | No Match | No Match |  |  |  | 24000 | 1304 | 18.4 | 9 | 26000 | 1523 | 5 | 3.5 | Non Federally-Regulated | 11/17/1999 |  | 04/12/2000
Climate Control / Snyder General | Electro-Hydronics | UW630GK |  | Water-Source | WBAHP: Heat Pump Packaged Unit | Heat Pump | 208 | 3 |  |  | No Match | No Match |  |  |  | 63000 | 6430 | 9.8 | 7.5 | 79000 | 6430 | 3.6 | 2.5 | Non Federally-Regulated | 06/11/1985 |  | 08/29/1986
Snyder General Corp. | American Air Filter | DVW-165 |  | Water-Source | WBAHP: Heat Pump Packaged Unit | Heat Pump | 460 | 3 |  |  | No Match | No Match |  |  |  | 165000 | 13808 | 11.9 |  | 200000 | 15235 | 3.9 | 3.8 | Non Federally-Regulated | 07/31/1991 |  | 03/31/1998
Addison Products | Addison Products | WSH032-3AR |  | Water-Source | WBAHP: Heat Pump Packaged Unit | Heat Pump | 208 | 3 |  |  | No Match | No Match |  |  |  | 32600 | 2672 | 12.2 | 10 | 41000 | 2860 | 4.2 |  | Federally-Regulated Commercial & Industrial Equipment | 02/02/1998 |  | 03/31/1998
ClimateMaster Inc. | Carrier | 50HQA/HQD.VQA/VQD019 |  | Water-Source | WBAHP: Heat Pump Packaged Unit | Heat Pump | 208 | 1 |  |  | No Match | No Match |  |  |  | 20000 | 1492 | 13.4 | 9.3 | 23000 | 1567 | 4.3 | 3.8 | Federally-Regulated Commercial & Industrial Equipment | 03/31/1998 |  | 05/10/1998
Florida Heat Pump | Geomaster, LLC | EC060-4CS | EC060-4AH/AV | Water-Source | WBAHP-CB: Heat Pump Split Syst | Heat Pump | 460 | 3 |  |  | No Match | Single-Speed |  |  |  | 61000 | 4729 | 12.9 | 12 | 77500 | 5281 | 4.3 | 4.2 | Federally-Regulated Commercial & Industrial Equipment | 04/23/2009 |  | 04/20/2015
Enertech Global, LLC | Roth Industries, Inc. | RCT036C |  | Ground-Source | WBAHP: Heat Pump Packaged Unit | Heat Pump | 208 | 1 |  |  | No Match | Single-Speed |  |  |  | 37500 | 2072 | 18.1 | 13.4 | 28100 | 2009 | 4.1 | 3.1 | Non Federally-Regulated | 12/12/2012 |  | 04/21/2014
Addison Products | Addison Products | VGY042-3A |  | Water-Source | WBAHP-CB: Heat Pump Split Syst | Heat Pump | 230 | 3 |  |  | No Match | No Match |  |  |  | 48700 | 4058 | 12 | 9 | 52300 | 4378 | 3.5 | 3.5 | Non Federally-Regulated | 11/14/2000 |  | 07/18/2002
Waterfurnace International, Inc. | Geotility Geothermal Installations | ZS048**0*4 |  | Water-Source | WBAHP: Heat Pump Packaged Unit | Heat Pump | 230 | 1 |  |  | No Match | Single-Speed |  |  |  | 47700 | 3077 | 15.5 | 12 | 56000 | 3419 | 4.8 | 4.2 | Federally-Regulated Commercial & Industrial Equipment | 06/14/2011 |  | 04/19/2013
Waterfurnace International, Inc. | Johnson Controls | RKV/RKH048**0*1 |  | Water-Source | WBAHP: Heat Pump Packaged Unit | Heat Pump | 208 | 1 |  |  | No Match | Single-Speed |  |  |  | 46400 | 2994 | 15.5 | 12 | 53100 | 3176 | 4.9 | 4.2 | Federally-Regulated Commercial & Industrial Equipment | 09/03/2012 |  | 01/09/2014
Florida Heat Pump | Energy Miser | HEH12A-1 |  | Water-Source | WBAHP: Heat Pump Packaged Unit | Heat Pump | 230 | 1 |  |  | No Match | No Match |  |  |  | 11500 | 1045 | 11 | 9.3 | 14500 | 1120 | 3.8 | 3.8 | Non Federally-Regulated | 07/31/1991 |  | 03/31/1998
Bard Manufacturing Company, Inc. | Bard | GSVS421-A |  | Ground-Water-Source | WBAHP: Heat Pump Packaged Unit | Heat Pump | 208 | 1 |  |  | No Match | No Match |  |  |  | 41000 | 2645 | 15.5 | 9 | 27600 | 2695 | 3 |  | Non Federally-Regulated | 03/18/2002 |  | 03/12/2009
Mammoth | Mammoth | D062V |  | Water-Source | WBAHP: Heat Pump Packaged Unit | Heat Pump | 230 | 1 |  |  | No Match | No Match |  |  |  | 65000 | 6600 | 9.8 | 7.5 | 71000 | 6800 | 3.1 | 2.2 | Non Federally-Regulated | 01/05/1982 |  | 05/16/1984
McQuay / Snyder General | Electro-Hydronics | CC330G3 |  | Water-Source | WBAHP: Heat Pump Packaged Unit | Heat Pump | 230 | 1 |  |  | No Match | No Match |  |  |  | 33000 | 3050 | 10.8 | 7.5 | 39000 | 3090 | 3.7 | 2.5 | Non Federally-Regulated | 08/29/1986 |  | 05/11/1988
Enertech Global, LLC | Enertech | GSC042 | ACD060 | Ground-Water-Source | WBAHP-C: Heat Pump Split Syste | Heat Pump | 230 | 1 |  |  | No Match | Single-Speed |  |  |  | 46000 | 2335 | 19.7 | 16.2 | 40200 | 3023 | 3.9 | 3.6 | Non Federally-Regulated | 04/30/2009 |  | 06/15/2009
McQuay / Snyder General | Electro-Hydronics | VF330GD |  | Water-Source | WBAHP: Heat Pump Packaged Unit | Heat Pump | 230 | 3 |  |  | No Match | No Match |  |  |  | 33000 | 3050 | 10.8 | 7.5 | 35000 | 2900 | 3.5 | 2.5 | Non Federally-Regulated | 08/29/1986 |  | 05/11/1988
Florida Heat Pump | Florida Heat Pump | EP048-1HZ/VT |  | Ground-Source | WBAHP: Heat Pump Packaged Unit | Heat Pump | 208 | 1 |  |  | No Match | Single-Speed |  |  |  | 50200 | 2535 | 19.8 | 13.4 | 33400 | 2645 | 3.7 | 3.1 | Non Federally-Regulated | 06/14/2011 |  | 04/21/2014
Florida Heat Pump | Energy Miser | HLT 40 CF -3 |  | Water-Source | WBAH-O: Heating Only Packaged | Heat Pump | 208 | 3 |  |  | No Match | No Match |  |  |  | 0 | 0 | 0 | 9 | 49000 | 4100 | 3.5 |  | Non Federally-Regulated | 03/07/1989 |  | 07/28/1992
Florida Heat Pump | Energy Miser | EMV 124-3 |  | Water-Source | WBAHP: Heat Pump Packaged Unit | Heat Pump | 230 | 3 |  |  | No Match | No Match |  |  |  | 122000 | 13400 | 9.1 | 9.2 | 156000 | 14200 | 3.2 | 2.5 | Non Federally-Regulated | 05/16/1984 |  | 06/11/1985
Waterfurnace International, Inc. | Geotility Geothermal Installations | ZS060**4*1 |  | Water-Source | WBAHP: Heat Pump Packaged Unit | Heat Pump | 460 | 3 |  |  | No Match | Single-Speed |  |  |  | 58400 | 3817 | 15.3 | 12 | 72500 | 4521 | 4.7 | 4.2 | Federally-Regulated Commercial & Industrial Equipment | 01/24/2011 |  | 04/19/2013
Florida Heat Pump | Florida Heat Pump | EM007-1CS | EM007-1AV | Water-Source | WBAHP-C: Heat Pump Split Syste | Heat Pump | 230 | 1 |  |  | No Match | No Match |  |  |  | 7300 | 603 | 12.1 | 10 | 9800 | 652 | 4.4 |  | Federally-Regulated Commercial & Industrial Equipment | 02/02/1998 |  | 03/31/1998
Waterfurnace International, Inc. | Waterfurnace International, Inc. | SXH036C3 |  | Water-Source | WBAHP: Heat Pump Packaged Unit | Heat Pump | 208 | 3 |  |  | No Match | No Match |  |  |  | 36000 | 2647 | 13.6 | 10 | 44500 | 2774 | 4.7 |  | Federally-Regulated Commercial & Industrial Equipment | 02/02/1998 |  | 03/31/1998
ClimateMaster Inc. | Climate Master Series | PDW 24 | AH08-U17R30K | Ground-Water-Source | WBAHP-CB: Heat Pump Split Syst | Heat Pump | 208 | 1 |  |  | No Match | No Match |  |  |  | 24500 | 1655 | 14.8 | 9 | 19500 | 1843 | 3.1 |  | Non Federally-Regulated | 10/06/1999 |  | 04/10/2000
ClimateMaster Inc. | Climate Master Series | GRV/GRH042AH |  | Ground-Water-Source | WBAHP: Heat Pump Packaged Unit | Heat Pump | 230 | 3 |  |  | No Match | No Match |  |  |  | 40900 | 3029 | 13.5 | 9 | 30400 | 2783 | 3.2 |  | Non Federally-Regulated | 04/10/2000 |  | 07/18/2002
Climate Control / Snyder General | Electro-Hydronics | CW200F3 |  | Water-Source | WBAHP: Heat Pump Packaged Unit | Heat Pump | 230 | 1 |  |  | No Match | No Match |  |  |  | 20000 | 1880 | 10.7 | 7.5 | 25600 | 1920 | 3.9 | 2.5 | Non Federally-Regulated | 05/16/1984 |  | 08/29/1986
Florida Heat Pump | Florida Heat Pump | GT026-1CS | GT026-1AH/AV | Ground-Water-Source | WBAHP-CB: Heat Pump Split Syst | Heat Pump | 230 | 1 |  |  | No Match | No Match |  |  |  | 26500 | 1906 | 13.9 | 9 | 19000 | 1795 | 3.1 |  | Non Federally-Regulated | 04/10/2000 |  | 05/29/2001
Addison Products | Heat Controller | HWPH32-1JRA/1JLA |  | Water-Source | WBAHP-CB: Heat Pump Split Syst | Heat Pump | 230 | 1 |  |  | No Match | No Match |  |  |  | 32200 | 2927 | 11 | 9 | 36200 | 3030 | 3.5 | 3.5 | Non Federally-Regulated | 10/05/1999 |  | 04/12/2000
Climate Control / Snyder General | Electro-Hydronics | FC330G3 |  | Water-Source | WBAHP: Heat Pump Packaged Unit | Heat Pump | 230 | 1 |  |  | No Match | No Match |  |  |  | 33000 | 3050 | 10.8 | 7.5 | 39000 | 3090 | 3.7 | 2.5 | Non Federally-Regulated | 05/16/1984 |  | 08/29/1986
McQuay / Snyder General | Electro-Hydronics | WM090C7 |  | Water-Source | WBAHP: Heat Pump Packaged Unit | Heat Pump | 265 | 1 |  |  | No Match | No Match |  |  |  | 8700 | 825 | 10.5 | 9 | 10000 | 850 | 3.4 | 3.2 | Non Federally-Regulated | 05/11/1988 |  | 03/15/1989
Mammoth | Mammoth | G052VHC |  | Water-Source | WBAHP: Heat Pump Packaged Unit | Heat Pump | 460 | 3 |  |  | No Match | No Match |  |  |  | 52500 | 4730 | 11.1 | 7.5 | 62000 | 4901 | 3.7 | 2.5 | Non Federally-Regulated | 05/16/1984 |  | 05/11/1988
Mammoth | Hydrobank II | D030VHJ |  | Water-Source | WBAHP: Heat Pump Packaged Unit | Heat Pump | 208 | 1 |  |  | No Match | No Match |  |  |  | 29800 | 2709 | 11 | 10 | 37500 | 2817 | 3.9 |  | Federally-Regulated Commercial & Industrial Equipment | 01/18/2001 |  | 03/12/2009
Geoflex Systems, Inc. | Geoflex Systems, Inc. | GF1S-V/H/D/M-042WACBP |  | Ground-Water-Source | WBAHP: Heat Pump Packaged Unit | Both Heat Pump and Electric Re | 230 | 3 |  |  | No Match | Single-Speed |  |  |  | 43000 | 1762 | 24.4 | 16.2 | 36800 | 2345 | 4.6 | 3.6 | Non Federally-Regulated | 03/02/2012 |  | 01/09/2014
Florida Heat Pump | Florida Heat Pump | EM096-5VT |  | Water-Source | WBAHP: Heat Pump Packaged Unit | Heat Pump | 575 | 3 |  |  | No Match | No Match |  |  |  | 96000 | 7111 | 13.5 | 9 | 109000 | 6796 | 4.7 | 3.8 | Federally-Regulated Commercial & Industrial Equipment | 12/14/1998 |  | 10/05/1999
Command-Aire | Command-Aire | RWP-833 |  | Water-Source | WBAHP: Heat Pump Packaged Unit | Heat Pump | 208 | 3 |  |  | No Match | No Match |  |  |  | 91800 | 9120 | 10.1 | 7.5 | 116000 | 9520 | 3.6 | 2.2 | Non Federally-Regulated | 01/05/1982 |  | 05/16/1984
McQuay International | McQuay | W-LDD/LDS/LMH/LMS1121H |  | Water-Source | WBAHP: Heat Pump Packaged Unit | Heat Pump | 230 | 3 |  |  | No Match | No Match |  |  |  | 11600 | 974 | 11.9 | 10 | 139000 | 9933 | 4.1 |  | Federally-Regulated Commercial & Industrial Equipment | 01/18/2001 |  | 03/12/2009
McQuay International | McQuay | W-CDD/CDE/CMG-1-019-E |  | Water-Source | WBAHP: Heat Pump Packaged Unit | Heat Pump | 208 | 1 |  |  | No Match | No Match |  |  |  | 18800 | 1392 | 13.5 | 10 | 22400 | 1526 | 4.3 |  | Federally-Regulated Commercial & Industrial Equipment | 10/05/1999 |  | 09/21/2000
Addison Products | Addison Products | VWPG048-3B-XL* |  | Ground-Water-Source | WBAHP: Heat Pump Packaged Unit | Heat Pump | 230 | 3 |  |  | No Match | No Match |  |  |  | 49500 | 3485 | 14.2 | 11 | 53500 | 3824 | 4.1 | 3.5 | Non Federally-Regulated | 03/31/1998 |  | 05/10/1998
ClimateMaster Inc. | Carrier Corp. | 38WQS042 3 | FK4CNF005 | Water-Source | WBAHP-CB: Heat Pump Split Syst | Heat Pump | 208 | 1 |  |  | No Match | Single-Speed |  |  |  | 39800 | 2823 | 14.1 | 12 | 48300 | 3014 | 4.7 | 4.2 | Federally-Regulated Commercial & Industrial Equipment | 09/15/2009 |  | 02/17/2011
Friedrich Air Conditioning Co. | Climate Master Series | 805-024-G******** |  | Water-Source | WBAHP: Heat Pump Packaged Unit | Heat Pump | 230 | 1 |  |  | No Match | No Match |  |  |  | 24000 | 2350 | 10.2 | 7.5 | 33500 | 2500 | 3.9 | 2.5 | Non Federally-Regulated | 08/30/1983 |  | 08/29/1986
McQuay International | McQuay | CCW060E-G |  | Water-Source | WBAHP: Heat Pump Packaged Unit | Heat Pump | 230 | 1 |  |  | No Match | No Match |  |  |  | 55000 | 4365 | 12.6 | 9.3 | 67000 | 4675 | 4.2 | 3.8 | Federally-Regulated Commercial & Industrial Equipment | 03/31/1998 |  | 05/10/1998
Waterfurnace International, Inc. | Rybacki - Hart Enterprises | ZS036**3*0 |  | Ground-Source | WBAHP: Heat Pump Packaged Unit | Heat Pump | 208 | 3 |  |  | No Match | Single-Speed |  |  |  | 34500 | 2078 | 16.6 | 13.4 | 26000 | 2309 | 3.3 | 3.1 | Non Federally-Regulated | 01/24/2011 |  | 04/19/2013
Trane U.S. Inc. | Trane | GEVA012 |  | Water-Source | WBAHP: Heat Pump Packaged Unit | Heat Pump | 208 | 1 |  |  | No Match | No Match |  |  |  | 12350 | 939 | 13.2 | 10 | 12870 | 885 | 4.3 |  | Federally-Regulated Commercial & Industrial Equipment | 04/12/2000 |  | 09/25/2002
McQuay International | McQuay | CCW030E-F |  | Ground-Water-Source | WBAHP: Heat Pump Packaged Unit | Heat Pump | 208 | 3 |  |  | No Match | No Match |  |  |  | 31600 | 2194 | 14.4 | 9 | 21500 | 2099 | 3 |  | Non Federally-Regulated | 10/06/1999 |  | 04/10/2000
Hydro Delta Corp. | Hydro Delta Corp. | 03-068-WTARWD-HE |  | Ground-Water-Source | WBAHP: Heat Pump Packaged Unit | Heat Pump | 230 | 1 |  |  | No Match | No Match |  |  |  | 68500 | 5269 | 13 | 9 | 50500 | 4483 | 3.3 |  | Non Federally-Regulated | 10/06/1999 |  | 04/10/2000
Florida Heat Pump | Florida Heat Pump | GT042-3CS | GT042-1AV/AH | Water-Source | WBAH: Heating Only Packaged Un | Heat Pump | 230 | 3 |  |  | No Match | No Match |  |  |  | 44000 | 3384 | 13 | 9 | 49200 | 3515 | 4.1 | 3.5 | Non Federally-Regulated | 10/05/1999 |  | 04/12/2000
Florida Heat Pump | Florida Heat Pump | EM072-3VT |  | Water-Source | WBAHP: Heat Pump Packaged Unit | Heat Pump | 230 | 3 |  |  | No Match | No Match |  |  |  | 71000 | 5107 | 13.9 | 9 | 76000 | 4842 | 4.6 | 3.8 | Federally-Regulated Commercial & Industrial Equipment | 12/14/1998 |  | 10/05/1999
Waterfurnace International, Inc. | Waterfurnace International, Inc. | E072**1(P) |  | Ground-Water-Source | WBAHP: Heat Pump Packaged Unit | Heat Pump | 230 | 1 |  |  | No Match | No Match |  |  |  | 35000 | 1658 | 21.1 | 9 | 24300 | 1977 | 3.6 |  | Non Federally-Regulated | 05/24/2001 |  | 07/18/2002
Mammoth | Mammoth | F043HHEXXX |  | Water-Source | WBAHP: Heat Pump Packaged Unit | Heat Pump | 208 | 3 |  |  | No Match | No Match |  |  |  | 41600 | 3780 | 11 | 9 | 51600 | 4200 | 3.6 | 3.2 | Non Federally-Regulated | 05/11/1988 |  | 03/15/1989
Addison Products | Addison Products | WSH028-3AR |  | Water-Source | WBAHP: Heat Pump Packaged Unit | Heat Pump | 230 | 3 |  |  | No Match | No Match |  |  |  | 27000 | 2177 | 12.4 | 9.3 | 34600 | 2304 | 4.4 | 3.8 | Federally-Regulated Commercial & Industrial Equipment | 03/31/1998 |  | 05/10/1998
Waterfurnace International, Inc. | Waterfurnace International, Inc. | SXH019A2 |  | Ground-Water-Source | WBAHP: Heat Pump Packaged Unit | Heat Pump | 265 | 1 |  |  | No Match | No Match |  |  |  | 19200 | 1371 | 14 | 9 | 15100 | 1301 | 3.4 |  | Non Federally-Regulated | 01/30/1998 |  | 03/31/1998
Econar | Econar | GH492 |  | Ground-Water-Source | WBAHP: Heat Pump Packaged Unit | Heat Pump | 208 | 1 |  |  | No Match | No Match |  |  |  | 47000 | 3790 | 12.4 | 9 | 45000 | 4396 | 3 |  | Non Federally-Regulated | 08/07/1998 |  | 08/20/1998
Florida Heat Pump | Florida Heat Pump | SV042-2VT/CF/HZ*-***P*A |  | Water-Source | WBAHP: Heat Pump Packaged Unit | Heat Pump | 265 | 1 |  |  | No Match | Single-Speed |  |  |  | 40000 | 3175 | 12.6 | 12 | 46300 | 3231 | 4.2 | 4.2 | Federally-Regulated Commercial & Industrial Equipment | 01/09/2014 |  | 10/24/2014
Addison Products | Addison Products | HWPH054-1JC/1JBC |  | Water-Source | WBAHP: Heat Pump Packaged Unit | Heat Pump | 208 | 1 |  |  | No Match | No Match |  |  |  | 50000 | 4237 | 11.8 | 9.3 | 68000 | 5109 | 3.9 | 3.8 | Federally-Regulated Commercial & Industrial Equipment | 03/31/1998 |  | 05/10/1998
Enertech Global, LLC | Enertech | TST066 | MPD060 | Ground-Source | WBAHP-CB: Heat Pump Split Syst | Heat Pump | 208 | 1 |  |  | No Match | Single-Speed |  |  |  | 62100 | 3764 | 16.5 | 13.4 | 49500 | 4386 | 3.3 | 3.1 | Non Federally-Regulated | 11/25/2009 |  | 08/23/2011
Addison Products | Addison Products | VWPG042-1B-XL* |  | Ground-Water-Source | WBAHP: Heat Pump Packaged Unit | Heat Pump | 208 | 1 |  |  | No Match | No Match |  |  |  | 41500 | 2804 | 14.8 | 9 | 30000 | 2747 | 3.2 |  | Non Federally-Regulated | 07/29/1998 |  | 10/02/1998
Trane U.S. Inc. | Trane | GEVA015 |  | Water-Source | WBAHP: Heat Pump Packaged Unit | Heat Pump | 208 | 1 |  |  | No Match | No Match |  |  |  | 13931 | 995 | 14 | 10 | 16770 | 1045 | 4.7 |  | Federally-Regulated Commercial & Industrial Equipment | 04/12/2000 |  | 09/25/2002
Florida Heat Pump | Florida Heat Pump | EM007-2VT/HZ/CF |  | Water-Source | WBAHP: Heat Pump Packaged Unit | Heat Pump | 265 | 1 |  |  | No Match | No Match |  |  |  | 7500 | 609 | 12.3 | 10 | 10000 | 651 | 4.5 |  | Federally-Regulated Commercial & Industrial Equipment | 10/05/1999 |  | 04/12/2000
Mammoth | Hydrobank II | F064VHG |  | Water-Source | WBAHP: Heat Pump Packaged Unit | Heat Pump | 230 | 3 |  |  | No Match | No Match |  |  |  | 64000 | 4776 | 13.4 | 10 | 82000 | 5859 | 4.1 |  | Federally-Regulated Commercial & Industrial Equipment | 05/23/2000 |  | 01/18/2001
Waterfurnace International, Inc. | Waterfurnace International, Inc. | SXH024A0 |  | Water-Source | WBAHP: Heat Pump Packaged Unit | Heat Pump | 208 | 1 |  |  | No Match | No Match |  |  |  | 25500 | 1688 | 15.1 | 10 | 30700 | 1697 | 5.3 |  | Federally-Regulated Commercial & Industrial Equipment | 02/02/1998 |  | 03/31/1998
Mammoth | Hydrobank II | F030VHK |  | Water-Source | WBAHP: Heat Pump Packaged Unit | Heat Pump | 230 | 3 |  |  | No Match | No Match |  |  |  | 30000 | 2727 | 11 | 10 | 38000 | 2854 | 3.9 |  | Federally-Regulated Commercial & Industrial Equipment | 06/27/2003 |  | 03/12/2009
McQuay / Snyder General | Electro-Hydronics | FW330FP |  | Water-Source | WBAHP: Heat Pump Packaged Unit | Heat Pump | 460 | 3 |  |  | No Match | No Match |  |  |  | 33000 | 3050 | 10.8 | 7.5 | 39000 | 3090 | 3.7 | 2.5 | Non Federally-Regulated | 08/29/1986 |  | 05/11/1988
Power-Save International, Inc. | S.O.E.S.I. | PSD-250 |  | Water-Source | WBAHP: Heat Pump Packaged Unit | Heat Pump | 230 | 1 |  |  | No Match | No Match |  |  |  | 30000 | 2185 | 13.7 | 9 | 33000 | 2140 | 4.5 | 3.2 | Federally-Regulated Commercial & Industrial Equipment | 01/23/1988 |  | 05/11/1988
Florida Heat Pump | Florida Heat Pump | EM015-1CS | EM015-1AH/AV | Ground-Water-Source | WBAHP-CB: Heat Pump Split Syst | Heat Pump | 230 | 1 |  |  | No Match | No Match |  |  |  | 15200 | 1288 | 11.8 | 9 | 12000 | 1212 | 2.9 |  | Non Federally-Regulated | 07/22/2002 |  | 03/12/2009
ClimateMaster Inc. | Trane | WPRA33HBXBX |  | Water-Source | WBAHP: Heat Pump Packaged Unit | Heat Pump | 208 | 1 |  |  | No Match | No Match |  |  |  | 33000 | 3050 | 10.8 | 9 | 35000 | 2900 | 3.5 | 3.2 | Non Federally-Regulated | 05/11/1988 |  | 03/15/1989
Waterfurnace International, Inc. | Waterfurnace International, Inc. | SXV058C1 |  | Ground-Water-Source | WBAHP: Heat Pump Packaged Unit | Heat Pump | 208 | 1 |  |  | No Match | No Match |  |  |  | 56500 | 4216 | 13.4 | 9 | 45500 | 4301 | 3.1 |  | Non Federally-Regulated | 12/14/1998 |  | 10/06/1999
Waterfurnace International, Inc. | Johnson Controls | RKV/RKH024**0*0 |  | Ground-Source | WBAHP: Heat Pump Packaged Unit | Heat Pump | 208 | 1 |  |  | No Match | Single-Speed |  |  |  | 26000 | 1354 | 19.2 | 13.4 | 18900 | 1497 | 3.7 | 3.1 | Non Federally-Regulated | 09/03/2012 |  | 01/09/2014
McQuay / Snyder General | Electro-Hydronics | FW550FP |  | Water-Source | WBAHP: Heat Pump Packaged Unit | Heat Pump | 460 | 3 |  |  | No Match | No Match |  |  |  | 55000 | 5670 | 9.7 | 7.5 | 67000 | 5610 | 3.5 | 2.5 | Non Federally-Regulated | 08/29/1986 |  | 05/11/1988
Waterfurnace International, Inc. | Geotility Geothermal Installations | ZS048**4*4 |  | Water-Source | WBAHP: Heat Pump Packaged Unit | Heat Pump | 460 | 3 |  |  | No Match | Single-Speed |  |  |  | 47700 | 3077 | 15.5 | 12 | 56000 | 3419 | 4.8 | 4.2 | Federally-Regulated Commercial & Industrial Equipment | 06/14/2011 |  | 04/19/2013
Waterfurnace International, Inc. | Waterfurnace International, Inc. | ATH019C1 |  | Ground-Water-Source | WBAHP: Heat Pump Packaged Unit | Heat Pump | 208 | 1 |  |  | No Match | No Match |  |  |  | 19400 | 1168 | 16.6 | 9 | 13700 | 1115 | 3.6 |  | Non Federally-Regulated | 05/10/1998 |  | 10/02/1998
Waterfurnace International, Inc. | Waterfurnace International, Inc. | SXH058C1 |  | Ground-Water-Source | WBAHP: Heat Pump Packaged Unit | Heat Pump | 230 | 1 |  |  | No Match | No Match |  |  |  | 58500 | 4365 | 13.4 | 11 | 67500 | 4945 | 4 | 3.5 | Non Federally-Regulated | 03/31/1998 |  | 05/10/1998
Econar | Econar | GH230 |  | Ground-Water-Source | WBAHP: Heat Pump Packaged Unit | Heat Pump | 208 | 1 |  |  | No Match | No Match |  |  |  | 24800 | 1710 | 14.5 | 9 | 21200 | 1827 | 3.4 |  | Non Federally-Regulated | 12/14/1998 |  | 03/18/2002
Addison Products | Addison Products | DWPG066-1B-XL* |  | Ground-Water-Source | WBAHP: Heat Pump Packaged Unit | Heat Pump | 230 | 1 |  |  | No Match | No Match |  |  |  | 65000 | 5118 | 12.7 | 9 | 48000 | 5024 | 2.8 |  | Non Federally-Regulated | 12/14/1998 |  | 04/10/2000
ClimateMaster Inc. | Climate Master Series | CS/CL 012 |  | Water-Source | WBAHP-O: Heat Pump Packaged Un | Heat Pump | 265 | 1 |  |  | No Match | No Match |  |  |  | 11800 | 921 | 12.8 | 10 | 14000 | 1051 | 3.9 |  | Federally-Regulated Commercial & Industrial Equipment | 12/14/1998 |  | 10/05/1999
Waterfurnace International, Inc. | Rybacki - Hart Enterprises | ZS060**0*4 |  | Water-Source | WBAHP: Heat Pump Packaged Unit | Heat Pump | 208 | 1 |  |  | No Match | Single-Speed |  |  |  | 58400 | 3817 | 15.3 | 12 | 72500 | 4521 | 4.7 | 4.2 | Federally-Regulated Commercial & Industrial Equipment | 06/14/2011 |  | 03/02/2012
Friedrich Climate Master | Climate Master Series | 804-009-G******** |  | Water-Source | WBAHP: Heat Pump Packaged Unit | Heat Pump | 230 | 1 |  |  | No Match | No Match |  |  |  | 9100 | 825 | 11 | 7.5 | 10800 | 850 | 3.7 | 2.5 | Non Federally-Regulated | 08/29/1986 |  | 05/11/1988
Waterfurnace International, Inc. | Rybacki - Hart Enterprises | ZS036**3*1 |  | Ground-Source | WBAHP: Heat Pump Packaged Unit | Heat Pump | 230 | 3 |  |  | No Match | Single-Speed |  |  |  | 34500 | 1994 | 17.3 | 13.4 | 26000 | 2177 | 3.5 | 3.1 | Non Federally-Regulated | 01/24/2011 |  | 04/19/2013
McQuay International | McQuay | W-FMS/FME/FDE-1-007-E |  | Water-Source | WBAHP: Heat Pump Packaged Unit | Heat Pump | 230 | 1 |  |  | No Match | No Match |  |  |  | 6800 | 653 | 10.4 | 10 | 9800 | 755 | 3.8 |  | Federally-Regulated Commercial & Industrial Equipment | 10/05/1999 |  | 09/21/2000
Carrier Corp. | Carrier | 50QXH0074 |  | Water-Source | WBAHP: Heat Pump Packaged Unit | Heat Pump | 265 | 1 |  |  | No Match | No Match |  |  |  | 7400 | 598 | 12.4 | 9 | 9400 | 620 | 4.4 | 3.2 | Federally-Regulated Commercial & Industrial Equipment | 09/25/1989 |  | 10/10/1989
Florida Heat Pump | Florida Heat Pump | EM015-2VT/HZ/CF |  | Water-Source | WBAHP: Heat Pump Packaged Unit | Heat Pump | 265 | 1 |  |  | No Match | No Match |  |  |  | 14800 | 1275 | 11.6 | 10 | 20000 | 1429 | 4.1 |  | Federally-Regulated Commercial & Industrial Equipment | 10/05/1999 |  | 04/12/2000
Waterfurnace International, Inc. | Waterfurnace International, Inc. | SXV036A3 |  | Ground-Source | WBAHP: Heat Pump Packaged Unit | Heat Pump | 230 | 3 |  |  | No Match | No Match |  |  |  | 36400 | 2676 | 13.6 |  | 26000 | 2381 | 3.2 |  | Non Federally-Regulated | 03/31/1998 |  | 05/10/1998
ClimateMaster Inc. | Climate Master Series | GSV/GSH030AH |  | Ground-Water-Source | WBAHP: Heat Pump Packaged Unit | Heat Pump | 230 | 3 |  |  | No Match | No Match |  |  |  | 32000 | 1987 | 16.1 | 9 | 23000 | 2042 | 3.3 |  | Non Federally-Regulated | 04/10/2000 |  | 07/18/2002
Florida Heat Pump | Florida Heat Pump | EM036-2VT |  | Water-Source | WBAHP: Heat Pump Packaged Unit | Heat Pump | 265 | 1 |  |  | No Match | No Match |  |  |  | 35000 | 2500 | 14 | 10 | 42000 | 2735 | 4.5 |  | Federally-Regulated Commercial & Industrial Equipment | 12/14/1998 |  | 10/05/1999
Waterfurnace International, Inc. | Waterfurnace International, Inc. | SXV068C4 |  | Ground-Water-Source | WBAHP: Heat Pump Packaged Unit | Heat Pump | 460 | 3 |  |  | No Match | No Match |  |  |  | 66000 | 5500 | 12 | 9 | 52000 | 5080 | 3 |  | Non Federally-Regulated | 12/14/1998 |  | 10/06/1999
American Air Filter | Enercon | HW12 |  | Water-Source | WBAHP: Heat Pump Packaged Unit | Heat Pump | 208 | 1 |  |  | No Match | No Match |  |  |  | 12000 | 1375 | 8.7 | 7.5 | 16700 | 1550 | 2.7 | 2.5 | Non Federally-Regulated | 01/05/1982 |  | 05/16/1984
Waterfurnace International, Inc. | Waterfurnace International, Inc. | P022**1 |  | Water-Source | WBAHP: Heat Pump Packaged Unit | Heat Pump | 230 | 1 |  |  | No Match | No Match |  |  |  | 22600 | 1337 | 16.9 | 10 | 21900 | 1365 | 4.7 |  | Federally-Regulated Commercial & Industrial Equipment | 05/19/2000 |  | 02/17/2011
Florida Heat Pump | Florida Heat Pump | TA035-1CF/HZ/VT |  | Ground-Water-Source | WBAHP: Heat Pump Packaged Unit | Heat Pump | 208 | 1 |  |  | No Match | Dual-Speed |  |  |  | 41200 | 1753 | 23.5 | 16.2 | 36200 | 2257 | 4.7 | 3.6 | Non Federally-Regulated | 06/14/2011 |  | 04/20/2015
Carrier Corp. | Carrier | 50QEH0486 |  | Water-Source | WBAHP: Heat Pump Packaged Unit | Heat Pump | 460 | 3 |  |  | No Match | No Match |  |  |  | 47000 | 4196 | 11.2 | 9 | 59000 | 4550 | 3.8 | 3.2 | Federally-Regulated Commercial & Industrial Equipment | 12/12/1988 |  | 02/22/1990
Mammoth | Hydrobank II | G043VHJ |  | Water-Source | WBAHP: Heat Pump Packaged Unit | Heat Pump | 460 | 3 |  |  | No Match | No Match |  |  |  | 40000 | 3571 | 11.2 | 10 | 51500 | 3869 | 3.9 |  | Federally-Regulated Commercial & Industrial Equipment | 01/18/2001 |  | 03/22/2001
Mammoth | Hydrobank II | F110VHG |  | Water-Source | WBAHP: Heat Pump Packaged Unit | Heat Pump | 230 | 3 |  |  | No Match | No Match |  |  |  | 104000 | 7536 | 13.8 | 9 | 131000 | 8529 | 4.5 | 3.8 | Federally-Regulated Commercial & Industrial Equipment | 05/23/2000 |  | 01/18/2001
ClimateMaster Inc. | Climate Master Series | HS/HL 006 |  | Water-Source | WBAHP: Heat Pump Packaged Unit | Heat Pump | 265 | 1 |  |  | No Match | No Match |  |  |  | 7400 | 627 | 11.8 | 9.3 | 8800 | 644 | 4 | 3.8 | Federally-Regulated Commercial & Industrial Equipment | 03/31/1998 |  | 05/10/1998
American Air Filter | Enercon | HW93 |  | Water-Source | WBAHP: Heat Pump Packaged Unit | Heat Pump | 460 | 3 |  |  | No Match | No Match |  |  |  | 93000 | 11100 | 8.4 | 7.5 | 115000 | 11000 | 3.1 | 2.2 | Non Federally-Regulated | 01/05/1982 |  | 05/16/1984
Addison Products | Addison Products | VWPG012-1A* |  | Water-Source | WBAHP: Heat Pump Packaged Unit | Heat Pump | 230 | 1 |  |  | No Match | No Match |  |  |  | 11500 | 751 | 15.3 | 10 | 13600 | 830 | 4.8 |  | Federally-Regulated Commercial & Industrial Equipment | 05/10/1998 |  | 10/02/1998
McQuay / Snyder General | Electro-Hydronics | LHP12AK |  | Water-Source | WBAHP: Heat Pump Packaged Unit | Heat Pump | 208 | 3 |  |  | No Match | No Match |  |  |  | 128000 | 11000 | 11.6 | 9.2 | 142000 | 11200 | 3.7 |  | Non Federally-Regulated | 05/11/1988 |  | 03/15/1989
Waterfurnace International, Inc. | Johnson Controls | RJSV/RJSH030**0*1 |  | Water-Source | WBAHP: Heat Pump Packaged Unit | Heat Pump | 208 | 1 |  |  | No Match | Single-Speed |  |  |  | 28300 | 1474 | 19.2 | 12 | 32700 | 1652 | 5.8 | 4.2 | Federally-Regulated Commercial & Industrial Equipment | 01/24/2011 |  | 10/24/2014
Waterfurnace International, Inc. | Waterfurnace International, Inc. | SXH036C3 |  | Ground-Source | WBAHP: Heat Pump Packaged Unit | Heat Pump | 230 | 3 |  |  | No Match | No Match |  |  |  | 36400 | 2676 | 13.6 |  | 26000 | 2381 | 3.2 |  | Non Federally-Regulated | 03/31/1998 |  | 05/10/1998
Command-Aire | Command-Aire | SWPH414E |  | Water-Source | WBAHP: Heat Pump Packaged Unit | Heat Pump | 460 | 3 |  |  | No Match | No Match |  |  |  | 42000 | 3810 | 11 | 9 | 53000 | 3880 | 4 | 3.2 | Non Federally-Regulated | 05/11/1988 |  | 03/15/1989
Mammoth | Hydrobank II | F/G035VLE/HLE/DLE |  | Ground-Water-Source | WBAHP: Heat Pump Packaged Unit | Heat Pump | 460 | 3 |  |  | No Match | No Match |  |  |  | 37000 | 2642 | 14 | 9 | 28500 | 2694 | 3.1 |  | Non Federally-Regulated | 12/14/1998 |  | 10/06/1999
McQuay International | McQuay | W-WD*/WL*/WM*-1-012-A |  | Water-Source | WBAHP-O: Heat Pump Packaged Un | Heat Pump | 115 | 1 |  |  | No Match | No Match |  |  |  | 11400 | 876 | 13 | 10 | 12800 | 961 | 3.9 |  | Federally-Regulated Commercial & Industrial Equipment | 11/14/2000 |  | 03/12/2009
Carrier Corp. | Carrier | 50QXH0303 |  | Water-Source | WBAHP: Heat Pump Packaged Unit | Heat Pump | 208 | 1 |  |  | No Match | No Match |  |  |  | 30500 | 2542 | 12 | 9 | 39000 | 2858 | 4 | 3.2 | Non Federally-Regulated | 03/15/1989 |  | 02/05/1990
Addison Products | Addison Products | WPH044-4JA/4JBA |  | Water-Source | WBAHP: Heat Pump Packaged Unit | Heat Pump | 460 | 3 |  |  | No Match | No Match |  |  |  | 41000 | 3727 | 11 | 9.3 | 51000 | 3933 | 3.8 | 3.8 | Federally-Regulated Commercial & Industrial Equipment | 03/31/1998 |  | 05/10/1998
Waterfurnace International, Inc. | Geotility Geothermal Installations | ZS060**3*0 |  | Ground-Source | WBAHP: Heat Pump Packaged Unit | Heat Pump | 208 | 3 |  |  | No Match | Single-Speed |  |  |  | 60900 | 3669 | 16.6 | 13.4 | 47100 | 4183 | 3.3 | 3.1 | Non Federally-Regulated | 01/24/2011 |  | 04/19/2013
Waterfurnace International, Inc. | Waterfurnace International, Inc. | SXH068B3 |  | Ground-Water-Source | WBAHP: Heat Pump Packaged Unit | Heat Pump | 230 | 3 |  |  | No Match | No Match |  |  |  | 69000 | 5750 | 12 | 11 | 80000 | 6169 | 3.8 | 3.5 | Non Federally-Regulated | 03/31/1998 |  | 05/10/1998
Waterfurnace International, Inc. | Waterfurnace International, Inc. | LCC/LCW/LCS/LCX09*0 |  | Ground-Water-Source | WBAHP-O: Heat Pump Packaged Un | Heat Pump | 208 | 1 |  |  | No Match | Single-Speed |  |  |  | 10000 | 538 | 18.6 | 16.2 | 9200 | 749 | 3.6 | 3.6 | Non Federally-Regulated | 08/23/2011 |  | 01/09/2014
Waterfurnace International, Inc. | Johnson Controls | RKV/RKH049**0*1 |  | Ground-Source | WBAHP: Heat Pump Packaged Unit | Heat Pump | 208 | 1 |  |  | No Match | Single-Speed |  |  |  | 52000 | 2600 | 20 | 13.4 | 37400 | 2740 | 4 | 3.1 | Non Federally-Regulated | 09/03/2012 |  | 01/09/2014
Command-Aire | Command-Aire | RWP-501 |  | Water-Source | WBAHP: Heat Pump Packaged Unit | Heat Pump | 230 | 1 |  |  | No Match | No Match |  |  |  | 58600 | 5925 | 9.9 | 9 | 74700 | 5890 | 3.7 | 3.2 | Non Federally-Regulated | 05/11/1988 |  | 03/15/1989
McQuay International | McQuay | WCCH/WCCW-009-E |  | Ground-Water-Source | WBAHP: Heat Pump Packaged Unit | Heat Pump | 208 | 1 |  |  | No Match | No Match |  |  |  | 8900 | 787 | 11.3 | 9 | 7900 | 826 | 2.8 |  | Non Federally-Regulated | 11/19/2002 |  | 03/12/2009
Climate Control / Snyder General | Electro-Hydronics | LM90C5 |  | Water-Source | WBAHP: Heat Pump Packaged Unit | Heat Pump | 208 | 1 |  |  | No Match | No Match |  |  |  | 8700 | 825 | 10.5 | 7.5 | 10000 | 850 | 3.4 | 2.5 | Non Federally-Regulated | 05/16/1984 |  | 08/29/1986
Enertech Global, LLC | Enertech | H042C | ACD060 | Water-Source | WBAHP-C: Heat Pump Split Syste | Heat Pump | 208 | 1 |  |  | No Match | Single-Speed |  |  |  | 39400 | 3078 | 12.8 | 12 | 47300 | 3015 | 4.6 | 4.2 | Federally-Regulated Commercial & Industrial Equipment | 04/30/2009 |  | 06/15/2009
Waterfurnace International, Inc. | Waterfurnace International, Inc. | ATV040D1 |  | Ground-Water-Source | WBAHP: Heat Pump Packaged Unit | Heat Pump | 208 | 1 |  |  | No Match | No Match |  |  |  | 41500 | 2441 | 17 | 9 | 29200 | 2516 | 3.4 |  | Non Federally-Regulated | 01/30/1998 |  | 10/02/1998
McQuay International | McQuay | FCV/FCW/VWH/VWW048B-F |  | Water-Source | WBAHP: Heat Pump Packaged Unit | Heat Pump | 230 | 3 |  |  | No Match | No Match |  |  |  | 46000 | 3833 | 12 | 10 | 56000 | 3816 | 4.3 |  | Federally-Regulated Commercial & Industrial Equipment | 02/02/1998 |  | 03/31/1998
Snyder General Corp. | McQuay | LHP20BK |  | Water-Source | WBAHP: Heat Pump Packaged Unit | Heat Pump | 208 | 3 |  |  | No Match | No Match |  |  |  | 214000 | 18000 | 11.9 |  | 240000 | 18400 | 3.8 | 2.5 | Non Federally-Regulated | 02/22/1990 |  | 07/31/1991
Waterfurnace International, Inc. | Waterfurnace International, Inc. | CXW009*0 |  | Ground-Water-Source | WBAHP: Heat Pump Packaged Unit | Heat Pump | 208 | 1 |  |  | No Match | No Match |  |  |  | 9600 | 581 | 16.5 | 9 | 6700 | 633 | 3.1 |  | Non Federally-Regulated | 10/06/1999 |  | 04/10/2000
Florida Heat Pump | Florida Heat Pump | EM007-2HZ |  | Water-Source | WBAHP: Heat Pump Packaged Unit | Heat Pump | 265 | 1 |  |  | No Match | No Match |  |  |  | 7500 | 609 | 12.3 | 10 | 10000 | 651 | 4.5 |  | Federally-Regulated Commercial & Industrial Equipment | 02/02/1998 |  | 03/31/1998
Addison Products | Addison Products | WPH036-1JC/1JBC |  | Water-Source | WBAHP: Heat Pump Packaged Unit | Heat Pump | 230 | 1 |  |  | No Match | No Match |  |  |  | 33400 | 2982 | 11.2 | 10 | 43000 | 3316 | 3.8 |  | Federally-Regulated Commercial & Industrial Equipment | 12/14/1998 |  | 11/14/2000
Florida Heat Pump | Florida Heat Pump | EM072-3HZ |  | Water-Source | WBAHP: Heat Pump Packaged Unit | Heat Pump | 230 | 3 |  |  | No Match | No Match |  |  |  | 71000 | 5107 | 13.9 | 10.5 | 76000 | 4842 | 4.6 | 3.8 | Federally-Regulated Commercial & Industrial Equipment | 03/31/1998 |  | 05/10/1998
Mammoth | Hydrobank II | E020VHG |  | Water-Source | WBAHP: Heat Pump Packaged Unit | Heat Pump | 265 | 1 |  |  | No Match | No Match |  |  |  | 19500 | 1477 | 13.2 | 10 | 26500 | 1687 | 4.6 |  | Federally-Regulated Commercial & Industrial Equipment | 05/23/2000 |  | 11/14/2000
Enertech Global, LLC | Roth Industries, Inc. | RCT060D2 |  | Ground-Water-Source | WBAHP: Heat Pump Packaged Unit | Heat Pump | 230 | 3 |  |  | No Match | Single-Speed | 2380 | 644 | 1 | 65600 | 3023 | 21.7 | 16.2 | 58500 | 3897 | 4.4 | 3.6 | Non Federally-Regulated | 12/12/2012 |  | 04/21/2014
ClimateMaster Inc. | Climate Master Series | HS/HL 072 F/H |  | Water-Source | WBAHP: Heat Pump Packaged Unit | Heat Pump | 208 | 3 |  |  | No Match | No Match |  |  |  | 70000 | 6363 | 11 | 9 | 91000 | 6838 | 3.9 | 3.8 | Federally-Regulated Commercial & Industrial Equipment | 02/02/1998 |  | 03/31/1998
Waterfurnace International, Inc. | Waterfurnace International, Inc. | SXH036C4 |  | Water-Source | WBAHP: Heat Pump Packaged Unit | Heat Pump | 460 | 3 |  |  | No Match | No Match |  |  |  | 36000 | 2647 | 13.6 | 10 | 44500 | 2774 | 4.7 |  | Federally-Regulated Commercial & Industrial Equipment | 12/14/1998 |  | 10/05/1999
Carrier Corp. | Carrier | 50HQ,VQ0425 |  | Water-Source | WBAHP: Heat Pump Packaged Unit | Heat Pump | 208 | 3 |  |  | No Match | No Match |  |  |  | 41000 | 4900 | 8.4 | 9 | 45000 | 5000 | 2.6 | 3.2 | Non Federally-Regulated | 05/11/1988 |  | 03/15/1989
ClimateMaster Inc. | Carrier | 50HQA/HQD120 3 |  | Water-Source | WBAHP: Heat Pump Packaged Unit | Heat Pump | 230 | 1 |  |  | No Match | No Match |  |  |  | 124000 | 11071 | 11.2 | 9 | 150000 | 11568 | 3.8 | 3.8 | Federally-Regulated Commercial & Industrial Equipment | 02/02/1998 |  | 03/31/1998
Florida Heat Pump | Florida Heat Pump | GT030-3CF/HZ/VT |  | Water-Source | WBAHP: Heat Pump Packaged Unit | Heat Pump | 230 | 3 |  |  | No Match | No Match |  |  |  | 30000 | 2027 | 14.8 | 10 | 35000 | 2229 | 4.6 |  | Federally-Regulated Commercial & Industrial Equipment | 04/12/2000 |  | 05/29/2001
Enertech Global, LLC | Enertech | GHT060A2 |  | Ground-Source | WBAHP: Heat Pump Packaged Unit | Heat Pump | 230 | 3 |  |  | No Match | Single-Speed |  |  |  | 54600 | 3689 | 14.8 | 13.4 | 45600 | 3931 | 3.4 | 3.1 | Non Federally-Regulated | 12/12/2012 |  | 05/11/2015
Enertech Global, LLC | Enertech | HHT024A |  | Ground-Source | WBAHP: Heat Pump Packaged Unit | Heat Pump | 230 | 1 |  |  | No Match | Single-Speed |  |  |  | 24500 | 1361 | 18 | 13.4 | 19300 | 1450 | 3.9 | 3.1 | Non Federally-Regulated | 08/23/2011 |  | 12/12/2012
Florida Heat Pump | Florida Heat Pump | EM120-3HZ |  | Water-Source | WBAHP: Heat Pump Packaged Unit | Heat Pump | 208 | 3 |  |  | No Match | No Match |  |  |  | 123000 | 8601 | 14.3 | 10.5 | 145000 | 8499 | 5 | 3.8 | Federally-Regulated Commercial & Industrial Equipment | 03/31/1998 |  | 05/10/1998
Waterfurnace International, Inc. | Waterfurnace International, Inc. | SXH058B3 |  | Water-Source | WBAHP: Heat Pump Packaged Unit | Heat Pump | 208 | 3 |  |  | No Match | No Match |  |  |  | 55000 | 4074 | 13.5 | 10 | 69000 | 4493 | 4.5 |  | Federally-Regulated Commercial & Industrial Equipment | 02/02/1998 |  | 03/31/1998
Waterfurnace International, Inc. | Waterfurnace International, Inc. | ATV022D1 |  | Ground-Water-Source | WBAHP: Heat Pump Packaged Unit | Heat Pump | 208 | 1 |  |  | No Match | No Match |  |  |  | 23400 | 1392 | 16.8 | 9 | 15700 | 1353 | 3.4 |  | Non Federally-Regulated | 05/10/1998 |  | 10/02/1998
California Heat Pump | Trane | WPVB-0424 |  | Water-Source | WBAHP: Heat Pump Packaged Unit | Heat Pump | 460 | 3 |  |  | No Match | No Match |  |  |  | 39000 | 4700 | 8.3 | 7.5 | 43000 | 4100 | 3 | 2.5 | Non Federally-Regulated | 06/11/1985 |  | 05/11/1988
Carrier Corp. | Carrier | 50QEH0426 |  | Water-Source | WBAHP: Heat Pump Packaged Unit | Heat Pump | 460 | 3 |  |  | No Match | No Match |  |  |  | 42000 | 3529 | 11.9 | 9 | 50000 | 3856 | 3.8 | 3.2 | Federally-Regulated Commercial & Industrial Equipment | 12/12/1988 |  | 02/22/1990
ClimateMaster Inc. | Climate Master Series | VP/HP030H |  | Water-Source | WBAHP: Heat Pump Packaged Unit | Heat Pump | 230 | 3 |  |  | No Match | No Match |  |  |  | 29000 | 2230 | 13 | 10 | 36000 | 2397 | 4.4 |  | Federally-Regulated Commercial & Industrial Equipment | 04/12/2000 |  | 11/14/2000
Waterfurnace International, Inc. | Eagle Mountain | ZS024**3*4 |  | Ground-Water-Source | WBAHP: Heat Pump Packaged Unit | Heat Pump | 208 | 3 |  |  | No Match | Single-Speed |  |  |  | 26400 | 1128 | 23.4 | 16.2 | 22300 | 1452 | 4.5 | 3.6 | Non Federally-Regulated | 06/14/2011 |  | 04/19/2013
Snyder General Corp. | McQuay | CCH019A*G |  | Water-Source | WBAHP: Heat Pump Packaged Unit | Heat Pump | 208 | 1 |  |  | No Match | No Match |  |  |  | 19000 | 1600 | 11.9 | 9 | 24000 | 1730 | 4.1 | 3.2 | Non Federally-Regulated | 02/22/1990 |  | 07/31/1991
Waterfurnace International, Inc. | American Standard, Inc. | A1GC036***1**4 |  | Ground-Source | WBAHP: Heat Pump Packaged Unit | Heat Pump | 208 | 1 |  |  | No Match | Single-Speed |  |  |  | 34500 | 1994 | 17.3 | 13.4 | 26000 | 2117 | 3.6 | 3.1 | Non Federally-Regulated | 03/02/2012 |  | 10/24/2014
Mammoth | Hydrobank II | F070HHF/VHF |  | Water-Source | WBAHP: Heat Pump Packaged Unit | Heat Pump | 208 | 3 |  |  | No Match | No Match |  |  |  | 71800 | 5240 | 13.7 | 9 | 87300 | 5685 | 4.5 | 3.8 | Federally-Regulated Commercial & Industrial Equipment | 07/29/1998 |  | 10/02/1998
Waterfurnace International, Inc. | Eagle Mountain | YS030**1*4 |  | Water-Source | WBAHP: Heat Pump Packaged Unit | Heat Pump | 208 | 1 |  |  | No Match | Single-Speed |  |  |  | 29500 | 1879 | 15.7 | 12 | 34600 | 1988 | 5.1 | 4.2 | Federally-Regulated Commercial & Industrial Equipment | 01/24/2011 |  | 04/19/2013
Waterfurnace International, Inc. | Waterfurnace International, Inc. | ATH045D3(P) |  | Water-Source | WBAHP-CB: Heat Pump Split Syst | Heat Pump | 208 | 3 |  |  | No Match | No Match |  |  |  | 27000 | 1516 | 17.8 | 9 | 26800 | 1602 | 4.9 | 3.5 | Non Federally-Regulated | 02/02/1998 |  | 10/02/1998
Friedrich Climate Master | Climate Master Series | 804-019-G******** |  | Water-Source | WBAHP: Heat Pump Packaged Unit | Heat Pump | 230 | 1 |  |  | No Match | No Match |  |  |  | 19000 | 1750 | 10.9 | 7.5 | 23000 | 1875 | 3.6 | 2.5 | Non Federally-Regulated | 08/29/1986 |  | 05/11/1988
Carrier Corp. - Syracuse | Carrier | 50YBV042 |  | Ground-Source | WBAHP: Heat Pump Packaged Unit | Heat Pump | 230 | 1 |  |  | No Match | No Match |  |  |  | 42000 | 2470 | 17 |  | 30000 | 2313 | 3.8 |  | Non Federally-Regulated | 03/31/1998 |  | 05/10/1998
California Heat Pump | California Heat Pump | 13V*-12-** |  | Water-Source | WBAHP: Heat Pump Packaged Unit | Heat Pump | 230 | 1 |  |  | No Match | No Match |  |  |  | 12500 | 1525 | 8.2 | 7.5 | 15200 | 1550 | 2.9 | 2.5 | Non Federally-Regulated | 06/11/1985 |  | 05/11/1988
Carrier Corp. | Carrier | 50HQ,VQ0485 |  | Water-Source | WBAHP: Heat Pump Packaged Unit | Heat Pump | 208 | 3 |  |  | No Match | No Match |  |  |  | 48000 | 4500 | 10.7 | 9 | 55000 | 4900 | 3.3 | 3.2 | Non Federally-Regulated | 05/11/1988 |  | 03/15/1989
Waterfurnace International, Inc. | Waterfurnace International, Inc. | VLH012A1 |  | Water-Source | WBAHP: Heat Pump Packaged Unit | Heat Pump | 208 | 1 |  |  | No Match | No Match |  |  |  | 11800 | 1053 | 11.2 | 10 | 17200 | 1326 | 3.8 |  | Federally-Regulated Commercial & Industrial Equipment | 12/14/1998 |  | 10/05/1999
McQuay / Snyder General | Electro-Hydronics | UC260GK |  | Water-Source | WBAHP: Heat Pump Packaged Unit | Heat Pump | 208 | 3 |  |  | No Match | No Match |  |  |  | 26000 | 2450 | 10.6 | 7.5 | 31600 | 2500 | 3.7 | 2.5 | Non Federally-Regulated | 08/29/1986 |  | 05/11/1988
Waterfurnace International, Inc. | Waterfurnace International, Inc. | ATH045D3 |  | Water-Source | WBAHP-CB: Heat Pump Split Syst | Heat Pump | 230 | 3 |  |  | No Match | No Match |  |  |  | 49800 | 3608 | 13.8 | 9 | 53000 | 3883 | 4 | 3.5 | Non Federally-Regulated | 02/02/1998 |  | 10/02/1998
McQuay / Snyder General | Electro-Hydronics | CC750FD |  | Water-Source | WBAHP: Heat Pump Packaged Unit | Heat Pump | 230 | 3 |  |  | No Match | No Match |  |  |  | 74000 | 7000 | 10.6 | 9.2 | 92000 | 7500 | 3.6 |  | Non Federally-Regulated | 05/11/1988 |  | 03/15/1989
Florida Heat Pump | Energy Miser | HE42CF-4 |  | Water-Source | WBAHP: Heat Pump Packaged Unit | Heat Pump | 460 | 3 |  |  | No Match | No Match |  |  |  | 42000 | 3620 | 11.6 | 9 | 53500 | 3825 | 4.1 | 3.2 | Non Federally-Regulated | 02/22/1990 |  | 07/31/1991
Waterfurnace International, Inc. | Waterfurnace International, Inc. | ATH057*0(P) |  | Ground-Water-Source | WBAHP: Heat Pump Packaged Unit | Heat Pump | 230 | 1 |  |  | No Match | No Match |  |  |  | 34000 | 1808 | 18.8 | 9 | 26000 | 2116 | 3.6 |  | Non Federally-Regulated | 11/17/1999 |  | 05/19/2000
Florida Heat Pump | Florida Heat Pump | EM070-4CS | EM070-4AH/AV | Water-Source | WBAH: Heating Only Packaged Un | Heat Pump | 460 | 3 |  |  | No Match | No Match |  |  |  | 67500 | 5037 | 13.4 | 9 | 77500 | 5975 | 3.8 | 3.5 | Non Federally-Regulated | 04/12/2000 |  | 07/18/2002
Waterfurnace International, Inc. | Geotility Geothermal Installations | YS024**1*0 |  | Water-Source | WBAHP: Heat Pump Packaged Unit | Heat Pump | 208 | 1 |  |  | No Match | Single-Speed |  |  |  | 23900 | 1637 | 14.6 | 12 | 27000 | 1684 | 4.7 | 4.2 | Federally-Regulated Commercial & Industrial Equipment | 01/24/2011 |  | 04/19/2013
ClimateMaster Inc. | Climate Master Series | ME019 | AE019 | Ground-Water-Source | WBAHP-CB: Heat Pump Split Syst | Heat Pump | 208 | 1 |  |  | No Match | No Match |  |  |  | 21800 | 1845 | 11.8 | 11 | 23400 | 1960 | 3.5 | 3.4 | Non Federally-Regulated | 07/31/1991 |  | 03/31/1998
Waterfurnace International, Inc. | Johnson Controls | RJSV/RJSH036**3*0 |  | Ground-Water-Source | WBAHP: Heat Pump Packaged Unit | Heat Pump | 230 | 3 |  |  | No Match | Single-Speed |  |  |  | 36300 | 1412 | 25.7 | 16.2 | 30300 | 1889 | 4.7 | 3.6 | Non Federally-Regulated | 01/24/2011 |  | 10/24/2014
Mammoth | Mammoth | E015VHA |  | Water-Source | WBAHP: Heat Pump Packaged Unit | Heat Pump | 265 | 1 |  |  | No Match | Single-Speed |  |  |  | 16500 | 892 | 18.5 | 11.2 | 17000 | 906 | 5.5 | 4.2 | Federally-Regulated Commercial & Industrial Equipment | 11/30/2011 |  | 04/19/2013
Trane U.S. Inc. | Trane | GEHB048 |  | Ground-Water-Source | WBAHP: Heat Pump Packaged Unit | Heat Pump | 208 | 1 |  |  | No Match | No Match |  |  |  | 49000 | 3589 | 13.7 | 9 | 32000 | 3024 | 3.1 |  | Non Federally-Regulated | 07/22/2002 |  | 03/12/2009
Florida Heat Pump | Florida Heat Pump | GT048-1VT/HZ/CF |  | Ground-Water-Source | WBAHP: Heat Pump Packaged Unit | Heat Pump | 208 | 1 |  |  | No Match | No Match |  |  |  | 48000 | 3692 | 13 | 9 | 37000 | 3614 | 3 |  | Non Federally-Regulated | 12/14/1998 |  | 04/10/2000
Command-Aire | Command-Aire | SWP137E |  | Water-Source | WBAHP: Heat Pump Packaged Unit | Heat Pump | 265 | 1 |  |  | No Match | No Match |  |  |  | 12000 | 1050 |  | 7.5 | 18000 | 1290 | 4.1 | 2.5 | Non Federally-Regulated | 08/29/1986 |  | 01/23/1988
ClimateMaster Inc. | Climate Master | TES/P026A | TAC026A | Ground-Source | WBAHP-CB: Heat Pump Split Syst | Heat Pump | 208 | 1 |  |  | No Match | Single-Speed |  |  |  | 26700 | 1413 | 18.9 | 13.4 | 19300 | 1414 | 4 | 3.1 | Non Federally-Regulated | 12/12/2012 |  | 01/09/2014
Waterfurnace International, Inc. | Geotility Geothermal Installations | ZS041**0*1 |  | Ground-Water-Source | WBAHP: Heat Pump Packaged Unit | Heat Pump | 230 | 1 |  |  | No Match | Single-Speed |  |  |  | 44500 | 2023 | 22 | 16.2 | 36000 | 2638 | 4 | 3.6 | Non Federally-Regulated | 01/24/2011 |  | 04/19/2013
Waterfurnace International, Inc. | Waterfurnace International, Inc. | NSZ048A0 | NAH048* | Ground-Source | WBAHP-CB: Heat Pump Split Syst | Heat Pump | 208 | 1 |  |  | No Match | Single-Speed |  |  |  | 46200 | 2552 | 18.1 | 13.4 | 35300 | 2723 | 3.8 | 3.1 | Non Federally-Regulated | 01/24/2011 |  | 10/24/2014
McQuay / Snyder General | Electro-Hydronics | VE140F5 |  | Water-Source | WBAHP: Heat Pump Packaged Unit | Heat Pump | 208 | 1 |  |  | No Match | No Match |  |  |  | 13500 | 1300 | 10.4 | 7.5 | 16000 | 1320 | 3.5 | 2.5 | Non Federally-Regulated | 08/29/1986 |  | 05/11/1988
McQuay International | McQuay | CCW024E-F |  | Water-Source | WBAHP: Heat Pump Packaged Unit | Heat Pump | 208 | 3 |  |  | No Match | No Match |  |  |  | 25400 | 1840 | 13.8 | 9.3 | 29800 | 2130 | 4.1 | 3.8 | Federally-Regulated Commercial & Industrial Equipment | 03/31/1998 |  | 05/10/1998
McQuay International | McQuay | W-LDS/LMH/LDD/LDL-1-12 |  | Water-Source | WBAHP: Heat Pump Packaged Unit | Heat Pump | 208 | 3 |  |  | No Match | No Match |  |  |  | 116000 | 9747 | 11.9 | 9 | 139000 | 9933 | 4.1 | 3.8 | Federally-Regulated Commercial & Industrial Equipment | 10/05/1999 |  | 09/21/2000
Enertech Global, LLC | Enertech | H050C | MPD048 | Ground-Water-Source | WBAHP-CB: Heat Pump Split Syst | Heat Pump | 230 | 1 |  |  | No Match | Single-Speed |  |  |  | 57000 | 2969 | 19.2 | 16.2 | 49700 | 3835 | 3.8 | 3.6 | Non Federally-Regulated | 07/16/2009 |  | 08/23/2011
Florida Heat Pump | Florida Heat Pump | CE035-1CS | DX035 | Ground-Source | WBAHP-CB: Heat Pump Split Syst | Heat Pump | 208 | 1 |  |  | No Match | Variable-Speed |  |  |  | 38500 | 2200 | 17.5 | 13.4 | 25500 | 2135 | 3.5 | 3.1 | Non Federally-Regulated | 01/10/2012 |  | 03/02/2012
Enertech Global, LLC | Enertech | GRT036A | ACD036 | Ground-Source | WBAHP-CB: Heat Pump Split Syst | Heat Pump | 208 | 1 |  |  | No Match | Single-Speed |  |  |  | 36200 | 2142 | 16.9 | 13.4 | 28000 | 2104 | 3.9 | 3.1 | Non Federally-Regulated | 09/03/2012 |  | 12/12/2012
Florida Heat Pump | Florida Heat Pump | EM007-1CF/HZ/VT |  | Ground-Water-Source | WBAHP: Heat Pump Packaged Unit | Heat Pump | 230 | 1 |  |  | No Match | No Match |  |  |  | 7900 | 612 | 12.9 | 9 | 6100 | 525 | 3.4 |  | Non Federally-Regulated | 05/29/2001 |  | 07/18/2002
Florida Heat Pump | Florida Heat Pump | EM060-4CS | EM060-4AH/AV | Ground-Water-Source | WBAHP-CB: Heat Pump Split Syst | Heat Pump | 460 | 3 |  |  | No Match | No Match |  |  |  | 62000 | 4769 | 13 | 9 | 51000 | 4528 | 3.3 |  | Non Federally-Regulated | 05/29/2001 |  | 07/18/2002
Inter-City Products Corp. | McQuay | CCW007C*G |  | Water-Source | WBAHP: Heat Pump Packaged Unit | Heat Pump | 208 | 1 |  |  | No Match | No Match |  |  |  | 7100 | 640 | 11.1 | 9.3 | 9200 | 692 | 3.9 | 3.8 | Non Federally-Regulated | 07/31/1991 |  | 03/31/1998
Singer | Electro-Hydronics | VF330CK |  | Water-Source | WBAHP: Heat Pump Packaged Unit | Heat Pump | 208 | 3 |  |  | No Match | No Match |  |  |  | 33000 | 3500 | 9.4 | 7.5 | 35400 | 3550 | 2.9 | 2.5 | Non Federally-Regulated | 09/08/1982 |  | 05/16/1984
Enertech Global, LLC | Enertech | TXT024A |  | Ground-Water-Source | WBAHP: Heat Pump Packaged Unit | Heat Pump | 230 | 1 |  |  | No Match | Single-Speed |  |  |  | 29400 | 1000 | 29.4 | 16.2 | 25000 | 1437 | 5.1 | 3.6 | Non Federally-Regulated | 01/25/2011 |  | 06/14/2011
Waterfurnace International, Inc. | Rybacki - Hart Enterprises | ZS048**3*4 |  | Ground-Water-Source | WBAHP: Heat Pump Packaged Unit | Heat Pump | 208 | 3 |  |  | No Match | Single-Speed |  |  |  | 52000 | 2222 | 23.4 | 16.2 | 45900 | 3203 | 4.2 | 3.6 | Non Federally-Regulated | 06/14/2011 |  | 04/19/2013
ClimateMaster Inc. | Climate Master Series | GRV/GRH024BH |  | Ground-Water-Source | WBAHP: Heat Pump Packaged Unit | Heat Pump | 230 | 3 |  |  | No Match | No Match |  |  |  | 22700 | 1746 | 13 | 9 | 16900 | 1500 | 3.3 |  | Non Federally-Regulated | 01/22/2003 |  | 03/12/2009
Waterfurnace International, Inc. | Waterfurnace International, Inc. | NSZ030A0 | NAH030* | Ground-Source | WBAHP-CB: Heat Pump Split Syst | Heat Pump | 208 | 1 |  |  | No Match | Single-Speed |  |  |  | 26800 | 1354 | 19.8 | 13.4 | 19700 | 1443 | 4 | 3.1 | Non Federally-Regulated | 01/24/2011 |  | 10/24/2014
Mammoth | Mammoth | F072VHA |  | Water-Source | WBAHP: Heat Pump Packaged Unit | Heat Pump | 230 | 3 |  |  | No Match | Dual-Speed | 4160 | 900 | 1 | 76700 | 4794 | 16 | 12 | 80500 | 5243 | 4.5 | 4.2 | Federally-Regulated Commercial & Industrial Equipment | 11/30/2011 |  | 12/12/2012
Waterfurnace International, Inc. | Waterfurnace International, Inc. | NDZ049A0 | NAH048* | Water-Source | WBAHP-CB: Heat Pump Split Syst | Heat Pump | 230 | 1 |  |  | No Match | Dual-Speed |  |  |  | 45900 | 3279 | 14 | 12 | 56800 | 3542 | 4.7 | 4.2 | Federally-Regulated Commercial & Industrial Equipment | 01/24/2011 |  | 10/24/2014
Waterfurnace International, Inc. | Waterfurnace International, Inc. | P046**1 |  | Ground-Water-Source | WBAHP: Heat Pump Packaged Unit | Heat Pump | 208 | 1 |  |  | No Match | No Match |  |  |  | 47000 | 2919 | 16.1 | 9 | 34500 | 3063 | 3.3 |  | Non Federally-Regulated | 07/22/2002 |  | 03/12/2009
Florida Heat Pump | Florida Heat Pump | CP042-1HZ/VT |  | Ground-Source | WBAHP: Heat Pump Packaged Unit | Heat Pump | 208 | 1 |  |  | No Match | Single-Speed |  |  |  | 42000 | 1981 | 21.2 | 13.4 | 28000 | 2001 | 4.1 | 3.1 | Non Federally-Regulated | 06/14/2011 |  | 05/01/2015
Enertech Global, LLC | Enertech | TST036A | ACD036 | Ground-Source | WBAHP-CB: Heat Pump Split Syst | Heat Pump | 208 | 1 |  |  | No Match | Single-Speed |  |  |  | 37700 | 2218 | 17 | 13.4 | 29200 | 2252 | 3.8 | 3.1 | Non Federally-Regulated | 03/02/2012 |  | 12/12/2012
Waterfurnace International, Inc. | Waterfurnace International, Inc. | ATV045*1(P) |  | Ground-Water-Source | WBAHP: Heat Pump Packaged Unit | Heat Pump | 208 | 1 |  |  | No Match | No Match |  |  |  | 27800 | 1323 | 21 | 9 | 19600 | 1472 | 3.9 |  | Non Federally-Regulated | 11/17/1999 |  | 05/19/2000
Climate Control / Snyder General | Electro-Hydronics | UW630F3 |  | Water-Source | WBAHP: Heat Pump Packaged Unit | Heat Pump | 230 | 1 |  |  | No Match | No Match |  |  |  | 63000 | 6430 | 9.8 | 7.5 | 79000 | 6430 | 3.6 | 2.5 | Non Federally-Regulated | 06/11/1985 |  | 08/29/1986
Command-Aire | Command-Aire | SPHD0611 |  | Water-Source | WBAHP: Heat Pump Packaged Unit | Heat Pump | 208 | 1 |  |  | No Match | No Match |  |  |  | 58200 | 4974 | 11.7 | 10 | 65400 | 5043 | 3.8 |  | Federally-Regulated Commercial & Industrial Equipment | 08/07/1998 |  | 10/02/1998
Waterfurnace International, Inc. | Johnson Controls | RKV/RKH030**0*1 |  | Ground-Water-Source | WBAHP: Heat Pump Packaged Unit | Heat Pump | 208 | 1 |  |  | No Match | Single-Speed |  |  |  | 30800 | 1137 | 27.1 | 16.2 | 24400 | 1521 | 4.7 | 3.6 | Non Federally-Regulated | 09/03/2012 |  | 01/09/2014
Waterfurnace International, Inc. | Waterfurnace International, Inc. | SXH010B2 |  | Water-Source | WBAHP: Heat Pump Packaged Unit | Heat Pump | 265 | 1 |  |  | No Match | No Match |  |  |  | 9800 | 653 | 15 | 10 | 12600 | 710 | 5.2 |  | Federally-Regulated Commercial & Industrial Equipment | 08/21/1998 |  | 10/02/1998
Climate Control / Snyder General | Electro-Hydronics | FC420FP |  | Water-Source | WBAHP: Heat Pump Packaged Unit | Heat Pump | 460 | 3 |  |  | No Match | No Match |  |  |  | 42000 | 3850 | 10.9 | 7.5 | 52000 | 4100 | 3.7 | 2.5 | Non Federally-Regulated | 05/16/1984 |  | 08/29/1986
Addison Products | Addison Products | WSH024-1AR |  | Water-Source | WBAHP: Heat Pump Packaged Unit | Heat Pump | 208 | 1 |  |  | No Match | No Match |  |  |  | 24000 | 1714 | 14 | 10 | 30000 | 1831 | 4.8 |  | Federally-Regulated Commercial & Industrial Equipment | 02/02/1998 |  | 03/31/1998
Hydro Delta Corp. | Hydro Delta Corp. | 03-068-WTARWD-HE |  | Water-Source | WBAHP-CB: Heat Pump Split Syst | Heat Pump | 230 | 1 |  |  | No Match | No Match |  |  |  | 68000 | 5230 | 13 | 9 | 78600 | 6060 | 3.8 | 3.5 | Non Federally-Regulated | 10/05/1999 |  | 11/17/1999
Waterfurnace International, Inc. | Rybacki - Hart Enterprises | ZS042**0*4 |  | Ground-Source | WBAHP: Heat Pump Packaged Unit | Heat Pump | 230 | 1 |  |  | No Match | Single-Speed |  |  |  | 42300 | 2286 | 18.5 | 13.4 | 29900 | 2368 | 3.7 | 3.1 | Non Federally-Regulated | 06/14/2011 |  | 04/19/2013
Florida Heat Pump | Florida Heat Pump | EM007-2CS | EM007-2AV | Water-Source | WBAHP-C: Heat Pump Split Syste | Heat Pump | 265 | 1 |  |  | No Match | No Match |  |  |  | 7300 | 603 | 12.1 | 10 | 9800 | 652 | 4.4 |  | Federally-Regulated Commercial & Industrial Equipment | 12/14/1998 |  | 10/05/1999
Addison Products | Addison Products | WSH019-1AR |  | Water-Source | WBAHP: Heat Pump Packaged Unit | Heat Pump | 230 | 1 |  |  | No Match | No Match |  |  |  | 18200 | 1300 | 14 | 10 | 22200 | 1301 | 5 |  | Federally-Regulated Commercial & Industrial Equipment | 12/14/1998 |  | 05/19/2000
Waterfurnace International, Inc. | Eagle Mountain | ZS018**2*0 |  | Ground-Source | WBAHP: Heat Pump Packaged Unit | Heat Pump | 265 | 1 |  |  | No Match | Single-Speed |  |  |  | 18500 | 1088 | 17 | 13.4 | 13700 | 1147 | 3.5 | 3.1 | Non Federally-Regulated | 01/24/2011 |  | 04/19/2013
Waterfurnace International, Inc. | Waterfurnace International, Inc. | NDV/NDH049F1*4 |  | Water-Source | WBAHP: Heat Pump Packaged Unit | Heat Pump | 230 | 1 |  |  | No Match | Dual-Speed |  |  |  | 50300 | 2942 | 17.1 | 12 | 56100 | 3162 | 5.2 | 4.2 | Federally-Regulated Commercial & Industrial Equipment | 05/02/2012 |  | 04/19/2013
Addison Products | Addison Products | HGY096-3A |  | Ground-Water-Source | WBAHP: Heat Pump Packaged Unit | Heat Pump | 230 | 3 |  |  | No Match | No Match |  |  |  | 95700 | 7909 | 12.1 | 9 | 78200 | 6943 | 3.3 |  | Non Federally-Regulated | 07/22/2002 |  | 03/12/2009
Waterfurnace International, Inc. | Waterfurnace International, Inc. | NDV/NDH038F1*4 |  | Water-Source | WBAHP: Heat Pump Packaged Unit | Heat Pump | 230 | 1 |  |  | No Match | Dual-Speed |  |  |  | 39000 | 2167 | 18 | 12 | 40300 | 2187 | 5.4 | 4.2 | Federally-Regulated Commercial & Industrial Equipment | 05/02/2012 |  | 04/19/2013
Florida Heat Pump | Florida Heat Pump | CP024-1HZ/VT |  | Ground-Source | WBAHP: Heat Pump Packaged Unit | Heat Pump | 208 | 1 |  |  | No Match | Single-Speed |  |  |  | 26000 | 1232 | 21.1 | 13.4 | 18000 | 1318 | 4 | 3.1 | Non Federally-Regulated | 06/14/2011 |  | 05/01/2015
Waterfurnace International, Inc. | Eagle Mountain | YS048**1*4 |  | Ground-Water-Source | WBAHP: Heat Pump Packaged Unit | Heat Pump | 208 | 1 |  |  | No Match | Single-Speed |  |  |  | 52000 | 2222 | 23.4 | 16.2 | 45900 | 3203 | 4.2 | 3.6 | Non Federally-Regulated | 01/24/2011 |  | 04/19/2013
Addison Products | Addison Products | DWPG060-3B-XL* |  | Ground-Water-Source | WBAHP: Heat Pump Packaged Unit | Heat Pump | 208 | 3 |  |  | No Match | No Match |  |  |  | 58000 | 4393 | 13.2 | 9 | 44000 | 4298 | 3 |  | Non Federally-Regulated | 07/29/1998 |  | 10/02/1998
Mammoth | Hydrobank II | E016VHA/HHA |  | Water-Source | WBAHP: Heat Pump Packaged Unit | Heat Pump | 265 | 1 |  |  | No Match | No Match |  |  |  | 16000 | 1250 | 12.8 | 9.3 | 22000 | 1465 | 4.4 | 3.8 | Federally-Regulated Commercial & Industrial Equipment | 03/31/1998 |  | 05/10/1998
ClimateMaster Inc. | Trane | WPVC0192 |  | Water-Source | WBAHP: Heat Pump Packaged Unit | Heat Pump | 208 | 1 |  |  | No Match | No Match |  |  |  | 19000 | 1750 | 10.9 | 9 | 23000 | 1875 | 3.6 | 3.2 | Federally-Regulated Commercial & Industrial Equipment | 07/05/1988 |  | 02/22/1990
Command-Aire | Command-Aire | RWP-301 |  | Water-Source | WBAHP: Heat Pump Packaged Unit | Heat Pump | 230 | 1 |  |  | No Match | No Match |  |  |  | 40600 | 4770 | 8.5 | 7.5 | 51600 | 4540 | 3.3 | 2.5 | Non Federally-Regulated | 01/05/1982 |  | 05/11/1988
American Air Filter | Enercon | CCW-06 |  | Water-Source | WBAHP-O: Heat Pump Packaged Un | Heat Pump | 115 | 1 |  |  | No Match | No Match |  |  |  | 6900 | 649 | 10.6 | 9 | 8300 | 675 | 3.6 | 3.2 | Non Federally-Regulated | 05/11/1988 |  | 03/15/1989
Mammoth | Hydrobank II | A006VHJ |  | Water-Source | WBAHP: Heat Pump Packaged Unit | Heat Pump | 115 | 1 |  |  | No Match | No Match |  |  |  | 7000 | 636 | 11 | 10 | 9200 | 691 | 3.9 |  | Federally-Regulated Commercial & Industrial Equipment | 11/14/2000 |  | 01/18/2001
Mammoth | Mammoth | G124H |  | Water-Source | WBAHP: Heat Pump Packaged Unit | Heat Pump | 460 | 3 |  |  | No Match | No Match |  |  |  | 111000 | 12750 | 8.7 | 9.2 | 134000 | 13500 | 2.9 | 2.5 | Non Federally-Regulated | 05/16/1984 |  | 05/11/1988
Enertech Global, LLC | Enertech | GCT060D2 |  | Ground-Water-Source | WBAHP: Heat Pump Packaged Unit | Heat Pump | 230 | 3 |  |  | No Match | Single-Speed | 2388 | 644 | 1 | 68200 | 3031 | 22.5 | 16.2 | 59900 | 3816 | 4.6 | 3.6 | Non Federally-Regulated | 09/03/2012 |  | 12/12/2012
Friedrich Air Conditioning Co. | Climate Master Series | V80-12*********** |  | Water-Source | WBAHP: Heat Pump Packaged Unit | Heat Pump | 230 | 1 |  |  | No Match | No Match |  |  |  | 77000 | 7700 | 10 | 7.5 | 80000 | 7100 | 3.3 | 2.2 | Non Federally-Regulated | 08/30/1983 |  | 05/16/1984
McQuay International | McQuay | W-CMG-1-036-E |  | Ground-Water-Source | WBAHP: Heat Pump Packaged Unit | Heat Pump | 208 | 1 |  |  | No Match | No Match |  |  |  | 36200 | 2701 | 13.4 | 9 | 25400 | 2566 | 2.9 |  | Non Federally-Regulated | 07/22/2002 |  | 03/12/2009
McQuay International | McQuay | WCCH/WCCW-042-E |  | Ground-Water-Source | WBAHP: Heat Pump Packaged Unit | Heat Pump | 230 | 1 |  |  | No Match | No Match |  |  |  | 45000 | 3308 | 13.6 | 9 | 36900 | 3603 | 3 |  | Non Federally-Regulated | 11/19/2002 |  | 03/12/2009
Waterfurnace International, Inc. | Waterfurnace International, Inc. | SXH042B3 |  | Ground-Water-Source | WBAHP: Heat Pump Packaged Unit | Heat Pump | 208 | 3 |  |  | No Match | No Match |  |  |  | 44000 | 3358 | 13.1 | 11 | 46000 | 3370 | 4 | 3.5 | Non Federally-Regulated | 03/31/1998 |  | 05/10/1998
Waterfurnace International, Inc. | Johnson Controls | RJSV/RJSH030**0*1 |  | Ground-Source | WBAHP: Heat Pump Packaged Unit | Heat Pump | 208 | 1 |  |  | No Match | Single-Speed |  |  |  | 29400 | 1342 | 21.9 | 13.4 | 20000 | 1465 | 4 | 3.1 | Non Federally-Regulated | 01/24/2011 |  | 10/24/2014
Florida Heat Pump | Florida Heat Pump | EM041-1VT |  | Water-Source | WBAHP: Heat Pump Packaged Unit | Heat Pump | 208 | 1 |  |  | No Match | No Match |  |  |  | 39500 | 2992 | 13.2 | 10 | 50000 | 3488 | 4.2 |  | Federally-Regulated Commercial & Industrial Equipment | 02/02/1998 |  | 03/31/1998
Addison Products | Heat Controller | HWY018-1A |  | Water-Source | WBAHP: Heat Pump Packaged Unit | Heat Pump | 230 | 1 |  |  | No Match | No Match |  |  |  | 19500 | 1500 | 13 | 10 | 25800 | 1608 | 4.7 |  | Federally-Regulated Commercial & Industrial Equipment | 11/17/1999 |  | 04/12/2000
Florida Heat Pump | Florida Heat Pump | EM041-5CS | EM041-5AH/AV | Water-Source | Water/Brine to Air Heat Pump S | Heat Pump | 575 | 3 |  |  | No Match | No Match |  |  |  | 39000 | 3000 | 13 | 10 | 49000 | 3501 | 4.1 |  | Federally-Regulated Commercial & Industrial Equipment | 04/12/2000 |  | 03/12/2009
Econar | Econar | GH422 |  | Ground-Water-Source | WBAHP: Heat Pump Packaged Unit | Heat Pump | 208 | 1 |  |  | No Match | No Match |  |  |  | 35400 | 2744 | 12.9 | 11 | 50500 | 4000 | 3.7 | 3.5 | Non Federally-Regulated | 03/31/1998 |  | 05/10/1998
Climate Control / Snyder General | Electro-Hydronics | FW610F3 |  | Water-Source | WBAHP: Heat Pump Packaged Unit | Heat Pump | 230 | 1 |  |  | No Match | No Match |  |  |  | 61500 | 5850 | 10.5 | 7.5 | 77000 | 5785 | 3.9 | 2.5 | Non Federally-Regulated | 06/11/1985 |  | 08/29/1986
Waterfurnace International, Inc. | Waterfurnace International, Inc. | ATH056D1 |  | Ground-Water-Source | WBAHP: Heat Pump Packaged Unit | Heat Pump | 208 | 1 |  |  | No Match | No Match |  |  |  | 60500 | 4143 | 14.6 | 11 | 69000 | 4814 | 4.2 | 3.5 | Non Federally-Regulated | 03/31/1998 |  | 05/10/1998
ClimateMaster Inc. | Climate Master Series | HS/HL 120 G |  | Water-Source | WBAHP: Heat Pump Packaged Unit | Heat Pump | 208 | 1 |  |  | No Match | No Match |  |  |  | 124000 | 11071 | 11.2 | 10.5 | 150000 | 11568 | 3.8 | 3.8 | Federally-Regulated Commercial & Industrial Equipment | 03/31/1998 |  | 05/10/1998
Carrier Corp. | Carrier | 50HQ,VQ0605 |  | Water-Source | WBAHP: Heat Pump Packaged Unit | Heat Pump | 208 | 3 |  |  | No Match | No Match |  |  |  | 60000 | 6383 | 9.4 | 7.5 | 71000 | 6700 | 3.1 | 2.5 | Non Federally-Regulated | 08/30/1983 |  | 05/11/1988
Addison Products | Addison Products | WSH042-3AL |  | Water-Source | WBAHP: Heat Pump Packaged Unit | Heat Pump | 208 | 3 |  |  | No Match | No Match |  |  |  | 42000 | 3500 | 12 | 9.3 | 52500 | 3846 | 4 | 3.8 | Federally-Regulated Commercial & Industrial Equipment | 03/31/1998 |  | 05/10/1998
Waterfurnace International, Inc. | Waterfurnace International, Inc. | SXH068C0 |  | Ground-Source | WBAHP: Heat Pump Packaged Unit | Heat Pump | 230 | 1 |  |  | No Match | No Match |  |  |  | 66000 | 5500 | 12 |  | 52000 | 5080 | 3 |  | Non Federally-Regulated | 03/31/1998 |  | 05/10/1998
American Air Filter | Enercon | GVW-12 |  | Water-Source | WBAHP: Heat Pump Packaged Unit | Heat Pump | 265 | 1 |  |  | No Match | No Match |  |  |  | 11000 | 1037 | 10.6 | 9 | 15100 | 1196 | 3.7 | 3.2 | Non Federally-Regulated | 02/22/1990 |  | 07/31/1991
Mammoth | Geox | G45U,I |  | Ground-Water-Source | WBAHP: Heat Pump Packaged Unit | Heat Pump | 208 | 1 |  |  | No Match | No Match |  |  |  | 57500 | 5180 | 11.1 |  | 65500 | 5330 | 3.6 |  | Non Federally-Regulated | 05/11/1988 |  | 03/15/1989
Waterfurnace International, Inc. | Geosmart Energy, Inc. | YS036**1*4 |  | Water-Source | WBAHP: Heat Pump Packaged Unit | Heat Pump | 208 | 1 |  |  | No Match | Single-Speed |  |  |  | 33300 | 2220 | 15 | 12 | 40600 | 2479 | 4.8 | 4.2 | Federally-Regulated Commercial & Industrial Equipment | 01/24/2011 |  | 01/09/2014
ClimateMaster Inc. | Carrier Corp. | 50PRH/V042 3 |  | Ground-Water-Source | WBAHP: Heat Pump Packaged Unit | Heat Pump | 230 | 1 |  |  | No Match | Single-Speed |  |  |  | 45900 | 2342 | 19.6 | 16.2 | 44000 | 3393 | 3.8 | 3.6 | Non Federally-Regulated | 01/24/2011 |  | 08/23/2011
Mammoth | Hydrobank II | E013VHJ |  | Water-Source | WBAHP: Heat Pump Packaged Unit | Heat Pump | 265 | 1 |  |  | No Match | No Match |  |  |  | 12500 | 1190 | 10.5 | 10 | 17200 | 1326 | 3.8 |  | Federally-Regulated Commercial & Industrial Equipment | 05/23/2000 |  | 01/18/2001
ClimateMaster Inc. | Climate Master | TES/P026A | TAH026B | Water-Source | WBAHP-CB: Heat Pump Split Syst | Heat Pump | 230 | 1 |  |  | No Match | Single-Speed |  |  |  | 25900 | 1497 | 17.3 | 12 | 30200 | 1581 | 5.6 | 4.2 | Federally-Regulated Commercial & Industrial Equipment | 12/12/2012 |  | 01/09/2014
Florida Heat Pump | Florida Heat Pump | EM042-5CS | EM042-5AH/AV | Ground-Water-Source | WBAHP-CB: Heat Pump Split Syst | Heat Pump | 575 | 3 |  |  | No Match | No Match |  |  |  | 43000 | 3257 | 13.2 | 9 | 30000 | 2929 | 3 |  | Non Federally-Regulated | 05/29/2001 |  | 07/18/2002
Waterfurnace International, Inc. | Waterfurnace International, Inc. | ATH046*4 |  | Ground-Water-Source | WBAHP: Heat Pump Packaged Unit | Heat Pump | 460 | 3 |  |  | No Match | No Match |  |  |  | 47000 | 2919 | 16.1 | 9 | 34500 | 3063 | 3.3 |  | Non Federally-Regulated | 10/06/1999 |  | 05/19/2000
Waterfurnace International, Inc. | Waterfurnace International, Inc. | SXV036A3 |  | Water-Source | WBAHP: Heat Pump Packaged Unit | Heat Pump | 230 | 3 |  |  | No Match | No Match |  |  |  | 36000 | 2647 | 13.6 | 9.3 | 44500 | 2774 | 4.7 | 3.8 | Federally-Regulated Commercial & Industrial Equipment | 03/31/1998 |  | 05/10/1998
McQuay / Snyder General | Electro-Hydronics | LHP15BP |  | Water-Source | WBAHP: Heat Pump Packaged Unit | Heat Pump | 460 | 3 |  |  | No Match | No Match |  |  |  | 178000 | 16950 | 10.5 |  | 227000 | 17600 | 3.8 |  | Non Federally-Regulated | 05/11/1988 |  | 03/15/1989
ClimateMaster Inc. | Climate Master Series | 81610E |  | Water-Source | WBAHP-O: Heat Pump Packaged Un | Heat Pump | 265 | 1 |  |  | No Match | No Match |  |  |  | 8300 | 728 | 11.4 | 10 | 10600 | 817 | 3.8 |  | Federally-Regulated Commercial & Industrial Equipment | 04/12/2000 |  | 03/12/2009
Mammoth | Hydrobank II | G108HHJ |  | Water-Source | WBAHP: Heat Pump Packaged Unit | Heat Pump | 460 | 3 |  |  | No Match | No Match |  |  |  | 107000 | 9469 | 11.3 | 9 | 139000 | 10442 | 3.9 | 3.8 | Federally-Regulated Commercial & Industrial Equipment | 05/23/2000 |  | 01/18/2001
McQuay International | McQuay | VWH/VWW030B-T |  | Water-Source | WBAHP: Heat Pump Packaged Unit | Heat Pump | 460 | 3 |  |  | No Match | No Match |  |  |  | 29600 | 2487 | 11.9 | 10 | 39000 | 2929 | 3.9 |  | Federally-Regulated Commercial & Industrial Equipment | 11/17/1999 |  | 09/21/2000
Addison Products | Addison Products | WSH034-1AL |  | Water-Source | WBAHP: Heat Pump Packaged Unit | Heat Pump | 208 | 1 |  |  | No Match | No Match |  |  |  | 33500 | 2463 | 13.6 | 9.3 | 42500 | 2767 | 4.5 | 3.8 | Federally-Regulated Commercial & Industrial Equipment | 03/31/1998 |  | 05/10/1998
Mammoth | Hydrobank II | F072HHK |  | Water-Source | WBAHP: Heat Pump Packaged Unit | Heat Pump | 208 | 3 |  |  | No Match | No Match |  |  |  | 68500 | 5708 | 12 | 9 | 85500 | 6423 | 3.9 | 3.8 | Federally-Regulated Commercial & Industrial Equipment | 06/27/2003 |  | 03/12/2009
Waterfurnace International, Inc. | Waterfurnace International, Inc. | ATH056D0 |  | Ground-Water-Source | WBAHP: Heat Pump Packaged Unit | Heat Pump | 208 | 1 |  |  | No Match | No Match |  |  |  | 58000 | 3790 | 15.3 | 9 | 44500 | 4075 | 3.2 |  | Non Federally-Regulated | 01/30/1998 |  | 10/02/1998
Bard Manufacturing Company, Inc. | Bard | WPV30 |  | Water-Source | WBAHP: Heat Pump Packaged Unit | Heat Pump | 230 | 1 |  |  | No Match | No Match |  |  |  | 28000 | 2620 | 10.7 | 7.5 | 32200 | 2570 | 3.7 | 2.5 | Non Federally-Regulated | 05/16/1984 |  | 05/11/1988
Waterfurnace International, Inc. | Waterfurnace International, Inc. | ATH045D0(P) |  | Water-Source | WBAHP-CB: Heat Pump Split Syst | Heat Pump | 208 | 1 |  |  | No Match | No Match |  |  |  | 27000 | 1516 | 17.8 | 9 | 26800 | 1602 | 4.9 | 3.5 | Non Federally-Regulated | 02/02/1998 |  | 10/02/1998
Florida Heat Pump | Energy Miser | HE42CF-1 |  | Water-Source | WBAHP: Heat Pump Packaged Unit | Heat Pump | 208 | 1 |  |  | No Match | No Match |  |  |  | 42000 | 3620 | 11.6 | 9 | 53500 | 3825 | 4.1 | 3.2 | Non Federally-Regulated | 02/22/1990 |  | 07/31/1991
Waterfurnace International, Inc. | Waterfurnace International, Inc. | ATH066D0 |  | Water-Source | WBAHP-CB: Heat Pump Split Syst | Heat Pump | 208 | 1 |  |  | No Match | No Match |  |  |  | 68000 | 5151 | 13.2 | 9 | 80000 | 5861 | 4 | 3.5 | Non Federally-Regulated | 02/02/1998 |  | 10/02/1998
McQuay / Snyder General | Electro-Hydronics | UC330FD |  | Water-Source | WBAHP: Heat Pump Packaged Unit | Heat Pump | 230 | 3 |  |  | No Match | No Match |  |  |  | 33000 | 3050 | 10.8 | 7.5 | 39000 | 3090 | 3.7 | 2.5 | Non Federally-Regulated | 08/29/1986 |  | 05/11/1988
Command-Aire | Command-Aire | SPRD0191 |  | Water-Source | WBAHP-O: Heat Pump Packaged Un | Heat Pump | 208 | 1 |  |  | No Match | No Match |  |  |  | 18000 | 1636 | 11 | 10 | 23400 | 1714 | 4 |  | Federally-Regulated Commercial & Industrial Equipment | 08/07/1998 |  | 10/02/1998
Waterfurnace International, Inc. | Waterfurnace International, Inc. | ATV057D0 |  | Ground-Water-Source | WBAHP: Heat Pump Packaged Unit | Heat Pump | 230 | 1 |  |  | No Match | No Match |  |  |  | 60000 | 4761 | 12.6 | 9 | 42000 | 4103 | 3 |  | Non Federally-Regulated | 05/10/1998 |  | 10/02/1998
ClimateMaster Inc. | Climate Master Series | GSV/GSH048AH |  | Ground-Water-Source | WBAHP: Heat Pump Packaged Unit | Heat Pump | 208 | 3 |  |  | No Match | No Match |  |  |  | 48700 | 3246 | 15 | 9 | 37100 | 3294 | 3.3 |  | Non Federally-Regulated | 04/10/2000 |  | 07/18/2002
Waterfurnace International, Inc. | Waterfurnace International, Inc. | SXH016A0 |  | Ground-Water-Source | WBAHP: Heat Pump Packaged Unit | Heat Pump | 208 | 1 |  |  | No Match | No Match |  |  |  | 16700 | 1210 | 13.8 | 9 | 12800 | 1136 | 3.3 |  | Non Federally-Regulated | 01/30/1998 |  | 08/21/1998
Enertech Global, LLC | Enertech | GSC042 | MPD042 | Ground-Source | WBAHP-CB: Heat Pump Split Syst | Heat Pump | 208 | 1 |  |  | No Match | Single-Speed |  |  |  | 43800 | 2561 | 17.1 | 13.4 | 35000 | 3019 | 3.4 | 3.1 | Non Federally-Regulated | 07/16/2009 |  | 03/02/2012
Bard Manufacturing Company, Inc. | Bard | QW601-B |  | Ground-Water-Source | WBAHP: Heat Pump Packaged Unit | Heat Pump | 230 | 3 |  |  | No Match | No Match |  |  |  | 53500 | 4022 | 13.3 | 9 | 45000 | 4253 | 3.1 |  | Non Federally-Regulated | 03/21/2001 |  | 01/24/2002
Addison Products | Addison Products | DWPG036-1B-XL* |  | Ground-Water-Source | WBAHP: Heat Pump Packaged Unit | Heat Pump | 208 | 1 |  |  | No Match | No Match |  |  |  | 35600 | 2373 | 15 | 9 | 24800 | 2271 | 3.2 |  | Non Federally-Regulated | 12/14/1998 |  | 04/10/2000
Mammoth | Hydrobank II | D009HHJ |  | Water-Source | WBAHP: Heat Pump Packaged Unit | Heat Pump | 208 | 1 |  |  | No Match | No Match |  |  |  | 8600 | 826 | 10.4 | 10 | 11800 | 864 | 4 |  | Federally-Regulated Commercial & Industrial Equipment | 05/23/2000 |  | 11/14/2000
Trane U.S. Inc. | Trane | GSCC0611 |  | Water-Source | WBAHP: Heat Pump Packaged Unit | Heat Pump | 208 | 1 |  |  | No Match | No Match |  |  |  | 58200 | 4974 | 11.7 | 10 | 65400 | 5043 | 3.8 |  | Federally-Regulated Commercial & Industrial Equipment | 12/14/1998 |  | 10/05/1999
Florida Heat Pump | Florida Heat Pump | CE071-1CS | CE071-1AH/AV | Ground-Water-Source | WBAHP-CB: Heat Pump Split Syst | Heat Pump | 230 | 1 |  |  | No Match | Dual-Speed | 3394 | 803 | 1 | 75500 | 3932 | 19.2 | 16.2 | 66500 | 4640 | 4.2 | 3.6 | Non Federally-Regulated | 01/10/2012 |  | 05/01/2015
Climate Control / Snyder General | Electro-Hydronics | LHV22AD |  | Water-Source | WBAHP: Heat Pump Packaged Unit | Heat Pump | 230 | 3 |  |  | No Match | No Match |  |  |  | 240400 | 20550 | 11.7 |  | 270000 | 21400 | 3.7 | 2.5 | Non Federally-Regulated | 06/11/1985 |  | 08/29/1986
American Air Filter | Enercon | DVW-120 |  | Water-Source | WBAHP: Heat Pump Packaged Unit | Heat Pump | 200 | 3 |  |  | No Match | No Match |  |  |  | 120000 | 11100 | 10.8 | 9.2 | 145000 | 11800 | 3.6 |  | Non Federally-Regulated | 05/11/1988 |  | 03/15/1989
ClimateMaster Inc. | Climate Master Series | GSV/GSH030AG |  | Water-Source | WBAHP-CB: Heat Pump Split Syst | Heat Pump | 230 | 1 |  |  | No Match | No Match |  |  |  | 31300 | 1920 | 16.3 | 9 | 34600 | 2252 | 4.5 | 3.5 | Non Federally-Regulated | 05/23/2001 |  | 07/18/2002
McQuay International | McQuay | VWH/VWW048B-T |  | Water-Source | WBAHP: Heat Pump Packaged Unit | Heat Pump | 460 | 3 |  |  | No Match | No Match |  |  |  | 46000 | 3833 | 12 | 10 | 56000 | 3815 | 4.3 |  | Federally-Regulated Commercial & Industrial Equipment | 11/17/1999 |  | 09/21/2000
Heat Controller | Heat Controller | WPH64-4JC/4JBC |  | Water-Source | WBAHP-CB: Heat Pump Split Syst | Heat Pump | 460 | 3 |  |  | No Match | No Match |  |  |  | 63500 | 5080 | 12.5 | 9 | 76000 | 6364 | 3.5 | 3.5 | Non Federally-Regulated | 12/14/1998 |  | 04/12/2000
McQuay / Snyder General | Electro-Hydronics | UC500FK |  | Water-Source | WBAHP: Heat Pump Packaged Unit | Heat Pump | 208 | 3 |  |  | No Match | No Match |  |  |  | 50000 | 4850 | 10.3 | 7.5 | 65000 | 4900 | 3.9 | 2.5 | Non Federally-Regulated | 08/29/1986 |  | 05/11/1988
Mammoth | Hydrobank II | G030HHK |  | Water-Source | WBAHP: Heat Pump Packaged Unit | Heat Pump | 460 | 3 |  |  | No Match | No Match |  |  |  | 30000 | 2727 | 11 | 10 | 38000 | 2854 | 3.9 |  | Federally-Regulated Commercial & Industrial Equipment | 06/27/2003 |  | 03/12/2009
Addison Products | Comfort-Aire | SWPH-3544 |  | Water-Source | WBAHP: Heat Pump Packaged Unit | Heat Pump | 460 | 3 |  |  | No Match | No Match |  |  |  | 438000 | 47400 | 9.2 |  | 608000 | 49700 | 3.6 | 3.8 | Non Federally-Regulated | 07/31/1991 |  | 03/31/1998
Power-Save International, Inc. | S.O.E.S.I. | PSS-200 |  | Water-Source | WBAHP: Heat Pump Packaged Unit | Heat Pump | 230 | 1 |  |  | No Match | No Match |  |  |  | 26000 | 2070 | 12.6 | 9 | 27000 | 1980 | 4 | 3.2 | Non Federally-Regulated | 05/11/1988 |  | 03/15/1989
McQuay International | McQuay | CCH/CCW/HWH/HWW042C-F |  | Water-Source | WBAHP: Heat Pump Packaged Unit | Heat Pump | 230 | 3 |  |  | No Match | No Match |  |  |  | 40500 | 3521 | 11.5 | 10 | 49500 | 3626 | 4 |  | Federally-Regulated Commercial & Industrial Equipment | 12/14/1998 |  | 11/17/1999
Waterfurnace International, Inc. | Waterfurnace International, Inc. | VLV036A1 |  | Water-Source | WBAHP: Heat Pump Packaged Unit | Heat Pump | 230 | 1 |  |  | No Match | No Match |  |  |  | 34800 | 2697 | 12.9 | 10 | 42000 | 2862 | 4.3 |  | Federally-Regulated Commercial & Industrial Equipment | 12/14/1998 |  | 10/05/1999
Florida Heat Pump | Florida Heat Pump | EM042-4CS | EM042-4AH/AV | Water-Source | WBAH: Heating Only Packaged Un | Heat Pump | 460 | 3 |  |  | No Match | No Match |  |  |  | 44000 | 3666 | 12 | 9 | 50000 | 4185 | 3.5 | 3.5 | Non Federally-Regulated | 05/23/2001 |  | 07/18/2002
Geoflex Systems, Inc. | Geoflex Systems, Inc. | GF1S-V/H/D/M-030WACBP |  | Ground-Water-Source | WBAHP: Heat Pump Packaged Unit | Both Heat Pump and Electric Re | 230 | 3 |  |  | No Match | Single-Speed |  |  |  | 29900 | 1196 | 25 | 16.2 | 26300 | 1676 | 4.6 | 3.6 | Non Federally-Regulated | 03/02/2012 |  | 01/09/2014
Jacobsen Energy Ind., Inc. | Jacobsen Energy Ind., Inc. | 90***7**** |  | Water-Source | WBAHP: Heat Pump Packaged Unit | Heat Pump | 575 | 3 |  |  | No Match | No Match |  |  |  | 96500 | 9500 | 10.2 | 9.2 | 112500 | 9700 | 3.4 |  | Non Federally-Regulated | 05/11/1988 |  | 03/15/1989
Bard Manufacturing Company, Inc. | Bard | GSVS361-A |  | Ground-Water-Source | WBAHP: Heat Pump Packaged Unit | Heat Pump | 208 | 1 |  |  | No Match | No Match |  |  |  | 34800 | 2175 | 16 | 9 | 24400 | 2102 | 3.4 |  | Non Federally-Regulated | 03/18/2002 |  | 03/12/2009
Trane U.S. Inc. | Trane | EXHE0307 |  | Ground-Water-Source | WBAHP: Heat Pump Packaged Unit | Heat Pump | 265 | 1 |  |  | No Match | Single-Speed |  |  |  | 32800 | 1451 | 22.6 | 16.2 | 28800 | 1835 | 4.6 | 3.6 | Non Federally-Regulated | 06/14/2011 |  | 08/15/2014
Trane U.S. Inc. | Trane | WPHD0137 |  | Water-Source | WBAHP: Heat Pump Packaged Unit | Heat Pump | 265 | 1 |  |  | No Match | No Match |  |  |  | 11400 | 1055 | 10.8 | 10 | 15600 | 1114 | 4.1 |  | Federally-Regulated Commercial & Industrial Equipment | 10/05/1999 |  | 04/12/2000
Florida Heat Pump | Florida Heat Pump | EM031-3CS | EM031-1AH/AV | Ground-Water-Source | WBAHP-CB: Heat Pump Split Syst | Heat Pump | 208 | 3 |  |  | No Match | No Match |  |  |  | 33000 | 2340 | 14.1 | 9 | 25200 | 2307 | 3.2 |  | Non Federally-Regulated | 05/29/2001 |  | 07/18/2002
Florida Heat Pump | Florida Heat Pump | EM042-3CS | EM042-1AV | Water-Source | WBAHP-C: Heat Pump Split Syste | Heat Pump | 230 | 3 |  |  | No Match | No Match |  |  |  | 41000 | 3153 | 13 | 9.3 | 50000 | 3488 | 4.2 | 3.8 | Federally-Regulated Commercial & Industrial Equipment | 03/31/1998 |  | 05/10/1998
Waterfurnace International, Inc. | Waterfurnace International, Inc. | P045**1(P) |  | Ground-Water-Source | WBAHP: Heat Pump Packaged Unit | Heat Pump | 230 | 1 |  |  | No Match | No Match |  |  |  | 27800 | 1323 | 21 | 9 | 19600 | 1472 | 3.9 |  | Non Federally-Regulated | 05/19/2000 |  | 07/18/2002
Waterfurnace International, Inc. | Eagle Mountain | ZS024**0*4 |  | Water-Source | WBAHP: Heat Pump Packaged Unit | Heat Pump | 230 | 1 |  |  | No Match | Single-Speed |  |  |  | 23900 | 1583 | 15.1 | 12 | 27000 | 1583 | 5 | 4.2 | Federally-Regulated Commercial & Industrial Equipment | 06/14/2011 |  | 04/19/2013
Addison Products | Heat Controller | VWPG054-3B-XL |  | Ground-Water-Source | WBAHP: Heat Pump Packaged Unit | Heat Pump | 208 | 3 |  |  | No Match | No Match |  |  |  | 53000 | 3868 | 13.7 | 9 | 40000 | 3906 | 3 |  | Non Federally-Regulated | 10/06/1999 |  | 04/10/2000
American Air Filter | Enercon | GHW-09 |  | Water-Source | WBAHP: Heat Pump Packaged Unit | Heat Pump | 208 | 1 |  |  | No Match | No Match |  |  |  | 8200 | 788 | 10.4 | 9 | 11500 | 911 | 3.7 | 3.2 | Non Federally-Regulated | 02/22/1990 |  | 07/31/1991
California Heat Pump | California Heat Pump | CHP-30R*-12-** |  | Water-Source | WBAHP: Heat Pump Packaged Unit | Heat Pump | 230 | 1 |  |  | No Match | No Match |  |  |  | 28400 | 2850 | 10 | 7.5 | 32400 | 2600 | 3.6 | 2.5 | Non Federally-Regulated | 09/08/1982 |  | 06/11/1985
Friedrich Climate Master | Climate Master Series | 814-031-F******** |  | Water-Source | WBAHP: Heat Pump Packaged Unit | Heat Pump | 460 | 3 |  |  | No Match | No Match |  |  |  | 31000 | 2897 | 10.7 | 7.5 | 39500 | 3046 | 3.8 | 2.5 | Non Federally-Regulated | 08/29/1986 |  | 05/11/1988
Econar | Econar | GV180 |  | Ground-Water-Source | WBAHP: Heat Pump Packaged Unit | Heat Pump | 208 | 1 |  |  | No Match | No Match |  |  |  | 16700 | 1274 | 13.1 | 9 | 16500 | 1464 | 3.3 |  | Non Federally-Regulated | 03/18/2002 |  | 03/12/2009
ClimateMaster Inc. | Climate Master Series | GRV/GRH024AG |  | Ground-Water-Source | WBAHP: Heat Pump Packaged Unit | Heat Pump | 208 | 1 |  |  | No Match | No Match |  |  |  | 22700 | 1746 | 13 | 9 | 16900 | 1500 | 3.3 |  | Non Federally-Regulated | 07/22/2002 |  | 03/12/2009
McQuay / Snyder General | Electro-Hydronics | CW70F5 |  | Water-Source | WBAHP: Heat Pump Packaged Unit | Heat Pump | 208 | 1 |  |  | No Match | No Match |  |  |  | 6900 | 645 | 10.7 | 7.5 | 8800 | 680 | 3.8 | 2.5 | Non Federally-Regulated | 08/29/1986 |  | 05/11/1988
Addison Products | Addison Products | HWPG036-1B** |  | Ground-Water-Source | WBAHP: Heat Pump Packaged Unit | Heat Pump | 230 | 1 |  |  | No Match | No Match |  |  |  | 36000 | 2465 | 14.6 | 9 | 25000 | 2363 | 3.1 |  | Non Federally-Regulated | 12/14/1998 |  | 04/10/2000
Mammoth | Hydrobank II | D020HLH |  | Ground-Water-Source | WBAHP: Heat Pump Packaged Unit | Heat Pump | 208 | 1 |  |  | No Match | No Match |  |  |  | 19300 | 1378 | 14 | 9 | 14800 | 1398 | 3.1 |  | Non Federally-Regulated | 06/27/2003 |  | 03/12/2009
Enertech Global, LLC | Enertech | TXT024B |  | Ground-Source | WBAHP: Heat Pump Packaged Unit | Heat Pump | 208 | 1 |  |  | No Match | Single-Speed |  |  |  | 25600 | 1231 | 20.8 | 13.4 | 20500 | 1335 | 4.5 | 3.1 | Non Federally-Regulated | 06/14/2011 |  | 04/19/2013
Mammoth | Hydrobank II | D014HHG |  | Water-Source | WBAHP: Heat Pump Packaged Unit | Heat Pump | 230 | 1 |  |  | No Match | No Match |  |  |  | 13400 | 1072 | 12.5 | 10 | 18000 | 1318 | 4 |  | Federally-Regulated Commercial & Industrial Equipment | 11/14/2000 |  | 01/18/2001
Mammoth | Hydrobank II | F064HLG |  | Ground-Water-Source | WBAHP: Heat Pump Packaged Unit | Heat Pump | 208 | 3 |  |  | No Match | No Match |  |  |  | 64000 | 4776 | 13.4 | 9 | 49000 | 4785 | 3 |  | Non Federally-Regulated | 05/23/2000 |  | 01/18/2001
Waterfurnace International, Inc. | Waterfurnace International, Inc. | SXH042C4 |  | Ground-Water-Source | WBAHP: Heat Pump Packaged Unit | Heat Pump | 460 | 3 |  |  | No Match | No Match |  |  |  | 44500 | 3201 | 13.9 | 9 | 31800 | 2824 | 3.3 |  | Non Federally-Regulated | 01/30/1998 |  | 03/31/1998
Climate Control / Snyder General | Electro-Hydronics | CC610FP |  | Water-Source | WBAHP: Heat Pump Packaged Unit | Heat Pump | 460 | 3 |  |  | No Match | No Match |  |  |  | 61500 | 5850 | 10.5 | 7.5 | 69000 | 5790 | 3.5 | 2.5 | Non Federally-Regulated | 05/16/1984 |  | 06/11/1985
McQuay / Snyder General | Electro-Hydronics | LHP7.5AD |  | Water-Source | WBAHP: Heat Pump Packaged Unit | Heat Pump | 230 | 3 |  |  | No Match | No Match |  |  |  | 76000 | 7100 | 10.7 | 9.2 | 95000 | 7500 | 3.7 |  | Non Federally-Regulated | 05/11/1988 |  | 03/15/1989
USPower Climate Control | USPower Climate Control | GSDXC3600 | GSDXV3600 | Water-Source | WBAHP-C: Heat Pump Split Syste | Heat Pump | 230 | 1 |  |  | No Match | No Match |  |  |  | 36000 | 2182 | 16.5 | 9.3 | 36000 | 2222 | 4.7 | 3.8 | Federally-Regulated Commercial & Industrial Equipment | 03/31/1998 |  | 05/10/1998
Snyder General Corp. | American Air Filter | VWH048A*T |  | Water-Source | WBAHP: Heat Pump Packaged Unit | Heat Pump | 460 | 3 |  |  | No Match | No Match |  |  |  | 46500 | 4227 | 11 | 9.3 | 59000 | 4449 | 3.9 | 3.8 | Non Federally-Regulated | 07/31/1991 |  | 08/14/1992
Florida Heat Pump | Florida Heat Pump | GT022-2CS | GT022-2AV/AH | Ground-Water-Source | WBAHP-CB: Heat Pump Split Syst | Heat Pump | 265 | 1 |  |  | No Match | No Match |  |  |  | 21800 | 1639 | 13.3 | 9 | 15000 | 1464 | 3 |  | Non Federally-Regulated | 10/06/1999 |  | 04/10/2000
Carrier Corp. | Carrier | 50HQ,VQ0606 |  | Water-Source | WBAHP: Heat Pump Packaged Unit | Heat Pump | 460 | 3 |  |  | No Match | No Match |  |  |  | 60000 | 6300 | 9.5 | 7.5 | 71000 | 6700 | 3.1 | 2.5 | Non Federally-Regulated | 01/05/1982 |  | 09/08/1982
Florida Heat Pump | Florida Heat Pump | GO042-1CF/HZ/VT |  | Ground-Water-Source | WBAHP: Heat Pump Packaged Unit | Heat Pump | 208 | 1 |  |  | No Match | No Match |  |  |  | 41400 | 2571 | 16.1 | 9 | 30200 | 2212 | 4 |  | Non Federally-Regulated | 05/29/2001 |  | 07/18/2002
Waterfurnace International, Inc. | Waterfurnace International, Inc. | SXV048C0 |  | Ground-Water-Source | WBAHP: Heat Pump Packaged Unit | Heat Pump | 230 | 1 |  |  | No Match | No Match |  |  |  | 52000 | 4000 | 13 | 11 | 55500 | 4066 | 4 | 3.5 | Non Federally-Regulated | 03/31/1998 |  | 05/10/1998
McQuay International | McQuay | FCV/FCW/VWH/VWW015B-G |  | Water-Source | WBAHP: Heat Pump Packaged Unit | Heat Pump | 208 | 1 |  |  | No Match | No Match |  |  |  | 13100 | 1065 | 12.3 | 10 | 17200 | 1229 | 4.1 |  | Federally-Regulated Commercial & Industrial Equipment | 12/14/1998 |  | 11/17/1999
Florida Heat Pump | Florida Heat Pump | EM018-2CF/HZ/VT |  | Ground-Water-Source | WBAHP: Heat Pump Packaged Unit | Heat Pump | 265 | 1 |  |  | No Match | No Match |  |  |  | 19500 | 1433 | 13.6 | 9 | 15500 | 1261 | 3.6 |  | Non Federally-Regulated | 05/29/2001 |  | 07/18/2002
Singer | Electro-Hydronics | CC240C5 |  | Water-Source | WBAHP: Heat Pump Packaged Unit | Heat Pump | 208 | 1 |  |  | No Match | No Match |  |  |  | 24000 | 2850 | 8.4 | 7.5 | 28400 | 2900 | 2.9 | 2.5 | Non Federally-Regulated | 09/08/1982 |  | 05/16/1984
Waterfurnace International, Inc. | Geosmart Energy, Inc. | GTS038A1 | GAH036* | Ground-Source | WBAHP-CB: Heat Pump Split Syst | Heat Pump | 208 | 1 |  |  | No Match | Dual-Speed |  |  |  | 35000 | 2047 | 17.1 | 13.4 | 25700 | 1982 | 3.8 | 3.1 | Non Federally-Regulated | 01/24/2011 |  | 08/23/2011
Hydro Delta Corp. | Hydro Delta Corp. | 03-046-WTARD-HE |  | Ground-Water-Source | WBAHP: Heat Pump Packaged Unit | Heat Pump | 208 | 1 |  |  | No Match | No Match |  |  |  | 42000 | 3230 | 13 | 9 | 34200 | 3232 | 3.1 |  | Non Federally-Regulated | 10/06/1999 |  | 04/10/2000
ClimateMaster Inc. | Carrier Corp. | 50YGV/H/D026 |  | Water-Source | WBAHP: Heat Pump Packaged Unit | Heat Pump | 208 | 1 |  |  | No Match | Single-Speed |  |  |  | 25100 | 1434 | 17.5 | 12 | 30200 | 1581 | 5.6 | 4.2 | Federally-Regulated Commercial & Industrial Equipment | 12/12/2012 |  | 04/22/2015
Waterfurnace International, Inc. | Waterfurnace International, Inc. | SXH036C4 |  | Water-Source | WBAHP-CB: Heat Pump Split Syst | Heat Pump | 460 | 3 |  |  | No Match | No Match |  |  |  | 37600 | 2870 | 13.1 | 9 | 40500 | 2967 | 4 | 3.5 | Non Federally-Regulated | 02/02/1998 |  | 10/02/1998
Climate Control / Snyder General | Electro-Hydronics | CC230G3 |  | Water-Source | WBAHP: Heat Pump Packaged Unit | Heat Pump | 230 | 1 |  |  | No Match | No Match |  |  |  | 23000 | 2250 | 10.2 | 7.5 | 30000 | 2500 | 3.5 | 2.5 | Non Federally-Regulated | 06/11/1985 |  | 08/29/1986
Waterfurnace International, Inc. | Standard Range | WSH/WSV025B*3*** |  | Water-Source | WBAHP: Heat Pump Packaged Unit | Heat Pump | 230 | 3 |  |  | No Match | No Match |  |  |  | 27000 | 2454 | 11 | 9 | 33000 | 2613 | 3.7 | 3.2 | Non Federally-Regulated | 10/10/1989 |  | 07/31/1991
McQuay / Snyder General | Electro-Hydronics | LWP27AD |  | Water-Source | WBAHP: Heat Pump Packaged Unit | Heat Pump | 230 | 3 |  |  | No Match | No Match |  |  |  | 295200 | 25350 | 11.6 |  | 348000 | 28300 | 3.6 | 2.5 | Non Federally-Regulated | 08/29/1986 |  | 05/11/1988
Addison Products | Addison Products | HWY007-0A |  | Water-Source | WBAHP: Heat Pump Packaged Unit | Heat Pump | 115 | 1 |  |  | No Match | No Match |  |  |  | 7600 | 633 | 12 | 10 | 10100 | 657 | 4.5 |  | Federally-Regulated Commercial & Industrial Equipment | 11/17/1999 |  | 11/14/2000
Waterfurnace International, Inc. | Waterfurnace International, Inc. | SXH030A4 |  | Ground-Source | WBAHP: Heat Pump Packaged Unit | Heat Pump | 460 | 3 |  |  | No Match | No Match |  |  |  | 31200 | 2181 | 14.3 |  | 21600 | 1808 | 3.5 |  | Non Federally-Regulated | 03/31/1998 |  | 05/10/1998
ClimateMaster Inc. | Climate Master Series | 804-009-E******** |  | Water-Source | WBAHP: Heat Pump Packaged Unit | Heat Pump | 265 | 1 |  |  | No Match | No Match |  |  |  | 9100 | 770 | 11.8 | 9 | 8400 | 665 | 3.7 | 3.2 | Non Federally-Regulated | 05/11/1988 |  | 03/15/1989
Marvair | Marvair | WHP47HPA |  | Water-Source | WBAHP: Heat Pump Packaged Unit | Heat Pump | 208 | 1 |  |  | No Match | No Match |  |  |  | 46900 | 4264 | 11 | 9 | 59400 | 4581 | 3.8 | 3.2 | Federally-Regulated Commercial & Industrial Equipment | 02/22/1988 |  | 05/11/1988
Geoflex Systems, Inc. | Geoflex Systems, Inc. | GF1S-V/H/D/M-036WADBP |  | Ground-Water-Source | WBAHP: Heat Pump Packaged Unit | Both Heat Pump and Electric Re | 460 | 3 |  |  | No Match | Single-Speed |  |  |  | 36000 | 1417 | 25.4 | 16.2 | 30900 | 1887 | 4.8 | 3.6 | Non Federally-Regulated | 03/02/2012 |  | 01/09/2014
Addison Products | Addison Products | VGY096-4A |  | Ground-Water-Source | WBAHP: Heat Pump Packaged Unit | Heat Pump | 460 | 3 |  |  | No Match | No Match |  |  |  | 95000 | 7142 | 13.3 | 9 | 73000 | 6481 | 3.3 |  | Non Federally-Regulated | 07/22/2002 |  | 03/12/2009
Waterfurnace International, Inc. | Eagle Mountain | ZS042**0*1 |  | Ground-Source | WBAHP: Heat Pump Packaged Unit | Heat Pump | 208 | 1 |  |  | No Match | Single-Speed |  |  |  | 42300 | 2286 | 18.5 | 13.4 | 29900 | 2368 | 3.7 | 3.1 | Non Federally-Regulated | 01/24/2011 |  | 04/19/2013
Addison Products | Comfort-Aire | RUWP-1844 |  | Water-Source | WBAHP: Heat Pump Packaged Unit | Heat Pump | 460 | 3 |  |  | No Match | No Match |  |  |  | 195000 | 22800 | 8.6 |  | 257000 | 22700 | 3.3 | 3.8 | Non Federally-Regulated | 07/31/1991 |  | 03/31/1998
Waterfurnace International, Inc. | Rybacki - Hart Enterprises | YS070**1*0 |  | Water-Source | WBAHP: Heat Pump Packaged Unit | Heat Pump | 230 | 1 |  |  | No Match | Single-Speed |  |  |  | 63000 | 4437 | 14.2 | 12 | 79000 | 5262 | 4.4 | 4.2 | Federally-Regulated Commercial & Industrial Equipment | 01/24/2011 |  | 04/19/2013
Florida Heat Pump | Florida Heat Pump | EM048-2CF |  | Water-Source | WBAHP: Heat Pump Packaged Unit | Heat Pump | 265 | 1 |  |  | No Match | No Match |  |  |  | 49000 | 3920 | 12.5 | 10 | 58000 | 3863 | 4.4 |  | Federally-Regulated Commercial & Industrial Equipment | 12/14/1998 |  | 10/05/1999
McQuay International | McQuay | CCH/CCW070C-F |  | Water-Source | WBAHP: Heat Pump Packaged Unit | Heat Pump | 208 | 3 |  |  | No Match | No Match |  |  |  | 70000 | 5833 | 12 | 9 | 80000 | 5580 | 4.2 | 3.8 | Federally-Regulated Commercial & Industrial Equipment | 11/17/1999 |  | 09/21/2000
Command-Aire | Command-Aire | RUWP-4533 |  | Water-Source | WBAHP: Heat Pump Packaged Unit | Heat Pump | 208 | 3 |  |  | No Match | No Match |  |  |  | 489000 | 55500 | 8.8 | 7.5 | 625000 | 53200 | 3.4 | 2.2 | Non Federally-Regulated | 01/05/1982 |  | 06/11/1985
Waterfurnace International, Inc. | Waterfurnace International, Inc. | NSZ042A1 | NRAC048* | Water-Source | WBAHP-CB: Heat Pump Split Syst | Heat Pump | 230 | 1 |  |  | No Match | Single-Speed |  |  |  | 39000 | 2254 | 17.3 | 12 | 41400 | 2291 | 5.3 | 4.2 | Federally-Regulated Commercial & Industrial Equipment | 04/30/2009 |  | 10/24/2014
Mammoth | Mammoth | F124V |  | Water-Source | WBAHP: Heat Pump Packaged Unit | Heat Pump | 208 | 3 |  |  | No Match | No Match |  |  |  | 111000 | 12750 | 8.7 | 7.5 | 134000 | 13500 | 2.9 | 2.2 | Non Federally-Regulated | 09/08/1982 |  | 05/16/1984
ClimateMaster Inc. | Climate Master Series | CS/CL 007 |  | Water-Source | WBAHP-O: Heat Pump Packaged Un | Heat Pump | 265 | 1 |  |  | No Match | No Match |  |  |  | 6800 | 531 | 12.8 | 9.3 | 8600 | 547 | 4.6 | 3.8 | Federally-Regulated Commercial & Industrial Equipment | 03/31/1998 |  | 05/10/1998
Command-Aire | Command-Aire | RWP-1544 |  | Water-Source | WBAHP: Heat Pump Packaged Unit | Heat Pump | 460 | 3 |  |  | No Match | No Match |  |  |  | 172000 | 18400 | 9.3 |  | 225000 | 18300 | 3.6 | 2.5 | Non Federally-Regulated | 02/22/1990 |  | 07/31/1991
Friedrich Climate Master | Climate Master Series | 814-009-E******** |  | Water-Source | WBAHP: Heat Pump Packaged Unit | Heat Pump | 265 | 1 |  |  | No Match | No Match |  |  |  | 8700 | 765 | 11.3 | 7.5 | 9600 | 800 | 3.5 | 2.5 | Non Federally-Regulated | 08/29/1986 |  | 05/11/1988
Command-Aire | Command-Aire | SWPH-544 |  | Water-Source | WBAHP: Heat Pump Packaged Unit | Heat Pump | 460 | 3 |  |  | No Match | No Match |  |  |  | 56000 | 5800 | 9.7 | 9 | 71000 | 5800 | 3.6 | 3.2 | Non Federally-Regulated | 02/22/1990 |  | 07/31/1991
Climate Control / Snyder General | Electro-Hydronics | LHV27AK |  | Water-Source | WBAHP: Heat Pump Packaged Unit | Heat Pump | 208 | 3 |  |  | No Match | No Match |  |  |  | 295200 | 25350 | 11.6 |  | 348000 | 28300 | 3.6 | 2.5 | Non Federally-Regulated | 06/11/1985 |  | 08/29/1986
Waterfurnace International, Inc. | Rybacki - Hart Enterprises | GCC/GCW/GCS/GCE15*2 |  | Ground-Source | WBAHP-O: Heat Pump Packaged Un | Heat Pump | 265 | 1 |  |  | No Match | Single-Speed |  |  |  | 14200 | 893 | 15.9 | 13.4 | 10500 | 905 | 3.4 | 3.1 | Non Federally-Regulated | 01/24/2011 |  | 04/19/2013
Carrier Corp. | Carrier | 50QEV0363 |  | Water-Source | WBAHP: Heat Pump Packaged Unit | Heat Pump | 208 | 1 |  |  | No Match | No Match |  |  |  | 35000 | 3180 | 11 | 9 | 41500 | 3151 | 3.9 | 3.2 | Federally-Regulated Commercial & Industrial Equipment | 02/05/1990 |  | 02/22/1990
Command-Aire | Command-Aire | SWPH513E |  | Water-Source | WBAHP: Heat Pump Packaged Unit | Heat Pump | 208 | 3 |  |  | No Match | No Match |  |  |  | 51000 | 4550 | 11.2 | 7.5 | 64000 | 4690 | 4 | 2.5 | Non Federally-Regulated | 05/16/1984 |  | 06/11/1985
Florida Heat Pump | Florida Heat Pump | EM031-3CF |  | Water-Source | WBAHP: Heat Pump Packaged Unit | Heat Pump | 208 | 3 |  |  | No Match | No Match |  |  |  | 32000 | 2285 | 14 | 9.3 | 42000 | 2735 | 4.5 | 3.8 | Federally-Regulated Commercial & Industrial Equipment | 03/31/1998 |  | 05/10/1998
ClimateMaster Inc. | Climate Master Series | 802222H******** |  | Water-Source | WBAHP: Heat Pump Packaged Unit | Heat Pump | 230 | 3 |  |  | No Match | No Match |  |  |  | 21900 | 2130 | 10.3 | 9 | 246000 | 20600 | 3.5 | 3.2 | Non Federally-Regulated | 02/22/1990 |  | 07/31/1991
ClimateMaster Inc. | Carrier Corp. | 50YEH/V/D036K***3 |  | Ground-Water-Source | WBAHP: Heat Pump Packaged Unit | Heat Pump | 230 | 1 |  |  | No Match | Single-Speed |  |  |  | 35400 | 1422 | 24.9 | 16.2 | 32600 | 1950 | 4.9 | 3.6 | Non Federally-Regulated | 10/24/2014 |  | 04/22/2015
Enertech Global, LLC | Enertech | TST036A | ACD036 | Ground-Water-Source | WBAHP-CB: Heat Pump Split Syst | Heat Pump | 208 | 1 |  |  | No Match | Single-Speed |  |  |  | 40200 | 1787 | 22.5 | 16.2 | 36900 | 2351 | 4.6 | 3.6 | Non Federally-Regulated | 11/30/2011 |  | 03/02/2012
ClimateMaster Inc. | Climate Master Series | GRV/GRH009AG |  | Ground-Water-Source | WBAHP: Heat Pump Packaged Unit | Heat Pump | 208 | 1 |  |  | No Match | No Match |  |  |  | 8000 | 625 | 12.8 | 9 | 6400 | 585 | 3.2 |  | Non Federally-Regulated | 07/22/2002 |  | 03/12/2009
Geoflex Systems, Inc. | Geoflex Systems, Inc. | GF1S-V/H/D/M-036WACBP |  | Water-Source | WBAHP: Heat Pump Packaged Unit | Both Heat Pump and Electric Re | 230 | 3 |  |  | No Match | Single-Speed |  |  |  | 32900 | 1924 | 17.1 | 12 | 38000 | 1989 | 5.6 | 4.2 | Federally-Regulated Commercial & Industrial Equipment | 03/02/2012 |  | 01/09/2014
Waterfurnace International, Inc. | Waterfurnace International, Inc. | SXH058B1 |  | Water-Source | WBAHP: Heat Pump Packaged Unit | Heat Pump | 230 | 1 |  |  | No Match | No Match |  |  |  | 55000 | 4074 | 13.5 | 10 | 69000 | 4493 | 4.5 |  | Federally-Regulated Commercial & Industrial Equipment | 02/02/1998 |  | 03/31/1998
American Air Filter | Enercon | VW19 |  | Water-Source | WBAHP: Heat Pump Packaged Unit | Heat Pump | 208 | 1 |  |  | No Match | No Match |  |  |  | 18200 | 1600 | 11.4 | 7.5 | 22800 | 1820 | 3.7 | 2.5 | Non Federally-Regulated | 06/11/1985 |  | 05/11/1988
Jacobsen Energy Ind., Inc. | Jacobsen Energy Ind., Inc. | 72***3**** |  | Water-Source | WBAHP: Heat Pump Packaged Unit | Heat Pump | 230 | 1 |  |  | No Match | No Match |  |  |  | 67000 | 5650 | 11.9 | 9.2 | 88000 | 6750 | 3.8 |  | Non Federally-Regulated | 05/11/1988 |  | 03/15/1989
Carrier Corp. | Carrier | 50VQD042 |  | Water-Source | WBAHP: Heat Pump Packaged Unit | Heat Pump | 208 | 1 |  |  | No Match | No Match |  |  |  | 41500 | 3705 | 11.2 | 10 | 52500 | 3845 | 4 |  | Federally-Regulated Commercial & Industrial Equipment | 12/14/1994 |  | 04/07/1996
Addison Products | Addison Products | DWPG020-1B-XL* |  | Ground-Water-Source | WBAHP: Heat Pump Packaged Unit | Heat Pump | 230 | 1 |  |  | No Match | No Match |  |  |  | 19000 | 1292 | 14.7 | 9 | 13400 | 1189 | 3.3 |  | Non Federally-Regulated | 05/10/1998 |  | 10/02/1998
Mammoth | Hydrobank II | K054VLG |  | Ground-Water-Source | WBAHP: Heat Pump Packaged Unit | Heat Pump | 575 | 3 |  |  | No Match | No Match |  |  |  | 52000 | 3714 | 14 | 9 | 41500 | 3684 | 3.3 |  | Non Federally-Regulated | 07/22/2002 |  | 03/12/2009
Hydro Delta Corp. | Hydro Delta Corp. | 03-054-WTAY-HE |  | Water-Source | WBAH-O: Heating Only Packaged | Heat Pump | 230 | 1 |  |  | No Match | No Match |  |  |  | 0 | 0 | 0 | 9 | 65000 | 5147 | 3.7 | 3.5 | Non Federally-Regulated | 10/05/1999 |  | 04/12/2000
ClimateMaster Inc. | Carrier Corp. | 50YPS049 | FV4***006 | Ground-Water-Source | WBAHP-CB: Heat Pump Split Syst | Heat Pump | 208 | 1 |  |  | No Match | Single-Speed |  |  |  | 53900 | 2579 | 20.9 | 16.2 | 47700 | 3039 | 4.6 | 3.6 | Non Federally-Regulated | 01/24/2011 |  | 08/23/2011
Waterfurnace International, Inc. | Eagle Mountain | ZS024**0*1 |  | Water-Source | WBAHP: Heat Pump Packaged Unit | Heat Pump | 230 | 1 |  |  | No Match | Single-Speed |  |  |  | 23900 | 1583 | 15.1 | 12 | 27000 | 1684 | 4.7 | 4.2 | Federally-Regulated Commercial & Industrial Equipment | 01/24/2011 |  | 09/03/2012
McQuay / Snyder General | Electro-Hydronics | FW630FP |  | Water-Source | WBAHP: Heat Pump Packaged Unit | Heat Pump | 460 | 3 |  |  | No Match | No Match |  |  |  | 63000 | 6430 | 9.8 | 9 | 79000 | 6430 | 3.6 | 3.2 | Non Federally-Regulated | 05/11/1988 |  | 03/15/1989
Carrier Corp. | Carrier | 50HR,VQ0223 |  | Water-Source | WBAHP: Heat Pump Packaged Unit | Heat Pump | 208 | 1 |  |  | No Match | No Match |  |  |  | 22000 | 2100 | 10.4 | 7.5 | 24000 | 2100 | 3.3 | 2.5 | Non Federally-Regulated | 06/11/1985 |  | 08/29/1986
Waterfurnace International, Inc. | Waterfurnace International, Inc. | SXV030C1 |  | Water-Source | WBAHP: Heat Pump Packaged Unit | Heat Pump | 208 | 1 |  |  | No Match | No Match |  |  |  | 30600 | 2125 | 14.4 | 9.3 | 36600 | 2145 | 5 | 3.8 | Federally-Regulated Commercial & Industrial Equipment | 03/31/1998 |  | 05/10/1998
ClimateMaster Inc. | Climate Master Series | VS/VL/HS/HL015 |  | Water-Source | WBAHP: Heat Pump Packaged Unit | Heat Pump | 208 | 1 |  |  | No Match | No Match |  |  |  | 14100 | 1340 | 10.5 | 9.3 | 18800 | 1377 | 4 | 3.8 | Non Federally-Regulated | 07/31/1991 |  | 03/31/1998
Waterfurnace International, Inc. | Geotility Geothermal Installations | GCC/GCW/GCS/GCE12*0 |  | Ground-Source | WBAHP-O: Heat Pump Packaged Un | Heat Pump | 230 | 1 |  |  | No Match | Single-Speed |  |  |  | 11000 | 775 | 14.2 | 13.4 | 9500 | 795 | 3.5 | 3.1 | Non Federally-Regulated | 01/24/2011 |  | 04/19/2013
Singer | Electro-Hydronics | LM120C3 |  | Water-Source | WBAHP: Heat Pump Packaged Unit | Heat Pump | 230 | 1 |  |  | No Match | No Match |  |  |  | 11500 | 1200 | 9.6 | 7.5 | 14000 | 1300 | 3.3 | 2.5 | Non Federally-Regulated | 09/08/1982 |  | 05/16/1984
Bard Manufacturing Company, Inc. | Bard | QW601-A |  | Ground-Water-Source | WBAHP: Heat Pump Packaged Unit | Heat Pump | 208 | 1 |  |  | No Match | No Match |  |  |  | 53500 | 4022 | 13.3 | 9 | 44200 | 4177 | 3.1 |  | Non Federally-Regulated | 01/24/2002 |  | 07/18/2002
Florida Heat Pump | Florida Heat Pump | EV030-1CF/HZ/VT |  | Ground-Water-Source | WBAHP: Heat Pump Packaged Unit | Heat Pump | 230 | 1 |  |  | No Match | No Match |  |  |  | 31000 | 2108 | 14.7 | 9 | 22000 | 2079 | 3.1 |  | Non Federally-Regulated | 07/22/2002 |  | 03/12/2009
Snyder General Corp. | McQuay | CCW036A*F |  | Water-Source | WBAHP: Heat Pump Packaged Unit | Heat Pump | 208 | 3 |  |  | No Match | No Match |  |  |  | 35000 | 3125 | 11.2 | 9 | 41500 | 3200 | 3.8 | 3.2 | Non Federally-Regulated | 02/22/1990 |  | 07/31/1991
California Heat Pump | California Heat Pump | 53V*-32-** |  | Water-Source | WBAHP: Heat Pump Packaged Unit | Heat Pump | 230 | 3 |  |  | No Match | No Match |  |  |  | 53000 | 5700 | 9.3 | 7.5 | 60000 | 5700 | 3.1 | 2.5 | Non Federally-Regulated | 06/11/1985 |  | 05/11/1988
Waterfurnace International, Inc. | Eagle Mountain | ZS060**3*1 |  | Ground-Source | WBAHP: Heat Pump Packaged Unit | Heat Pump | 230 | 3 |  |  | No Match | Single-Speed |  |  |  | 60900 | 3402 | 17.9 | 13.4 | 47100 | 3834 | 3.6 | 3.1 | Non Federally-Regulated | 01/24/2011 |  | 03/02/2012
ClimateMaster Inc. | Climate Master Series | GSV/GSH042 |  | Water-Source | WBAHP: Heat Pump Packaged Unit | Heat Pump | 208 | 1 |  |  | No Match | No Match |  |  |  | 42000 | 2876 | 14.6 | 10 | 51300 | 3131 | 4.8 |  | Federally-Regulated Commercial & Industrial Equipment | 10/05/1999 |  | 04/12/2000
Florida Heat Pump | Florida Heat Pump | CE025-1CS | DX025 | Water-Source | WBAHP-CB: Heat Pump Split Syst | Heat Pump | 208 | 1 |  |  | No Match | Variable-Speed |  |  |  | 24500 | 1750 | 14 | 12 | 31500 | 2007 | 4.6 | 4.2 | Federally-Regulated Commercial & Industrial Equipment | 01/10/2012 |  | 03/02/2012
Waterfurnace International, Inc. | Waterfurnace International, Inc. | SXV030A1 |  | Water-Source | WBAHP: Heat Pump Packaged Unit | Heat Pump | 208 | 1 |  |  | No Match | No Match |  |  |  | 30600 | 2125 | 14.4 | 9.3 | 36600 | 2145 | 5 | 3.8 | Federally-Regulated Commercial & Industrial Equipment | 03/31/1998 |  | 05/10/1998
Florida Heat Pump | Florida Heat Pump | EM042-5CS | EM042-5AV | Water-Source | WBAHP-C: Heat Pump Split Syste | Heat Pump | 575 | 3 |  |  | No Match | No Match |  |  |  | 41000 | 3153 | 13 | 9.3 | 50000 | 3488 | 4.2 | 3.8 | Federally-Regulated Commercial & Industrial Equipment | 03/31/1998 |  | 05/10/1998
ClimateMaster Inc. | Carrier | 50KQA/D007 |  | Water-Source | WBAHP-O: Heat Pump Packaged Un | Heat Pump | 265 | 1 |  |  | No Match | No Match |  |  |  | 6800 | 531 | 12.8 | 10 | 8600 | 547 | 4.6 |  | Federally-Regulated Commercial & Industrial Equipment | 12/14/1998 |  | 10/05/1999
Enertech Global, LLC | Enertech | GXT072D2 |  | Ground-Water-Source | WBAHP: Heat Pump Packaged Unit | Heat Pump | 230 | 3 |  |  | No Match | Single-Speed | 2875 | 710 | 1 | 78500 | 3584 | 21.9 | 16.2 | 71900 | 4789 | 4.4 | 3.6 | Non Federally-Regulated | 09/03/2012 |  | 12/12/2012
Waterfurnace International, Inc. | Waterfurnace International, Inc. | CXW012*2 |  | Water-Source | WBAHP-O: Heat Pump Packaged Un | Heat Pump | 265 | 1 |  |  | No Match | No Match |  |  |  | 11200 | 777 | 14.4 | 10 | 14900 | 928 | 4.7 |  | Federally-Regulated Commercial & Industrial Equipment | 10/05/1999 |  | 04/12/2000
Waterfurnace International, Inc. | Waterfurnace International, Inc. | ATH028DO |  | Water-Source | WBAHP-CB: Heat Pump Split Syst | Heat Pump | 230 | 1 |  |  | No Match | No Match |  |  |  | 29400 | 1921 | 15.3 | 9 | 32000 | 2180 | 4.3 | 3.5 | Non Federally-Regulated | 05/10/1998 |  | 10/02/1998
Addison Products | Addison Products | HPY018-8A |  | Water-Source | WBAHP-CB: Heat Pump Split Syst | Heat Pump | 265 | 1 |  |  | No Match | No Match |  |  |  | 18900 | 1524 | 12.4 | 9 | 22800 | 1757 | 3.8 | 3.5 | Non Federally-Regulated | 07/22/2002 |  | 03/12/2009
California Heat Pump | Trane | WPHB-0434 |  | Water-Source | WBAHP: Heat Pump Packaged Unit | Heat Pump | 460 | 3 |  |  | No Match | No Match |  |  |  | 43000 | 3840 | 11.2 | 7.5 | 47000 | 3720 | 3.7 | 2.5 | Non Federally-Regulated | 06/11/1985 |  | 05/11/1988
Florida Heat Pump | Florida Heat Pump | EM007-1CS | EM007-1AH/AV | Ground-Water-Source | WBAHP-CB: Heat Pump Split Syst | Heat Pump | 208 | 1 |  |  | No Match | No Match |  |  |  | 7700 | 616 | 12.5 | 9 | 6000 | 532 | 3.3 |  | Non Federally-Regulated | 05/29/2001 |  | 07/18/2002
Mammoth | Mammoth | G104H |  | Water-Source | WBAHP: Heat Pump Packaged Unit | Heat Pump | 460 | 3 |  |  | No Match | No Match |  |  |  | 100000 | 10200 | 9.8 | 7.5 | 112000 | 10200 | 3.2 | 2.2 | Non Federally-Regulated | 01/05/1982 |  | 05/16/1984
Geosystems, LLC | Geosystems, LLC | RGT-V036 |  | Ground-Source | WBAHP: Heat Pump Packaged Unit | Heat Pump | 208 | 1 |  |  | No Match | Dual-Speed |  |  |  | 35800 | 2057 | 17.4 | 13.4 | 26000 | 1905 | 4 | 3.1 | Non Federally-Regulated | 12/12/2012 |  | 04/19/2013
Mammoth | Hydrobank II | D043HHJ |  | Water-Source | WBAHP: Heat Pump Packaged Unit | Heat Pump | 208 | 1 |  |  | No Match | No Match |  |  |  | 41000 | 3660 | 11.2 | 10 | 51000 | 3831 | 3.9 |  | Federally-Regulated Commercial & Industrial Equipment | 03/22/2001 |  | 03/12/2009
Mammoth | Mammoth | F043H |  | Water-Source | WBAHP: Heat Pump Packaged Unit | Heat Pump | 208 | 3 |  |  | No Match | No Match |  |  |  | 40000 | 4400 | 9.1 | 7.5 | 42000 | 4400 | 2.8 | 2.5 | Non Federally-Regulated | 01/05/1982 |  | 05/16/1984
McQuay / Snyder General | Electro-Hydronics | VE200G3 |  | Water-Source | WBAHP: Heat Pump Packaged Unit | Heat Pump | 230 | 1 |  |  | No Match | No Match |  |  |  | 19000 | 1780 | 10.7 | 9 | 25600 | 1920 | 3.9 | 3.2 | Non Federally-Regulated | 05/11/1988 |  | 03/15/1989
Climate Control / Snyder General | Electro-Hydronics | FW630F3 |  | Water-Source | WBAHP: Heat Pump Packaged Unit | Heat Pump | 230 | 1 |  |  | No Match | No Match |  |  |  | 63000 | 6430 | 9.8 | 7.5 | 79000 | 6430 | 3.6 | 2.5 | Non Federally-Regulated | 06/11/1985 |  | 08/29/1986
Trane U.S. Inc. | Trane | WPVD0191 |  | Water-Source | WBAHP: Heat Pump Packaged Unit | Heat Pump | 208 | 1 |  |  | No Match | No Match |  |  |  | 20000 | 1754 | 11.4 | 10 | 26700 | 1863 | 4.2 |  | Federally-Regulated Commercial & Industrial Equipment | 02/02/1998 |  | 03/31/1998
Waterfurnace International, Inc. | Waterfurnace International, Inc. | SXV019A0 |  | Water-Source | WBAHP: Heat Pump Packaged Unit | Heat Pump | 208 | 1 |  |  | No Match | No Match |  |  |  | 18600 | 1338 | 13.9 | 10 | 24200 | 1447 | 4.9 |  | Federally-Regulated Commercial & Industrial Equipment | 02/02/1998 |  | 03/31/1998
ClimateMaster Inc. | Climate Master Series | GRV/GRH024AH |  | Ground-Water-Source | WBAHP: Heat Pump Packaged Unit | Heat Pump | 230 | 3 |  |  | No Match | No Match |  |  |  | 22700 | 1746 | 13 | 9 | 16900 | 1500 | 3.3 |  | Non Federally-Regulated | 07/22/2002 |  | 03/12/2009
ClimateMaster Inc. | Carrier Corp. | 50P1H/V015 |  | Ground-Water-Source | WBAHP: Heat Pump Packaged Unit | Heat Pump | 208 | 1 |  |  | No Match | Single-Speed |  |  |  | 16800 | 686 | 24.5 | 16.2 | 14400 | 959 | 4.4 | 3.6 | Non Federally-Regulated | 10/24/2014 |  | 04/22/2015
ClimateMaster Inc. | Climate Master Series | VP/HP042F |  | Water-Source | WBAHP: Heat Pump Packaged Unit | Heat Pump | 460 | 3 |  |  | No Match | No Match |  |  |  | 41000 | 3153 | 13 | 10 | 51000 | 3396 | 4.4 |  | Federally-Regulated Commercial & Industrial Equipment | 04/12/2000 |  | 11/14/2000
Waterfurnace International, Inc. | Waterfurnace International, Inc. | SXH030A2 |  | Water-Source | WBAHP: Heat Pump Packaged Unit | Heat Pump | 265 | 1 |  |  | No Match | No Match |  |  |  | 30600 | 2125 | 14.4 | 9.3 | 36600 | 2145 | 5 | 3.8 | Federally-Regulated Commercial & Industrial Equipment | 03/31/1998 |  | 05/10/1998
Climate Control / Snyder General | Trane | WPRA19HCXBX |  | Water-Source | WBAHP: Heat Pump Packaged Unit | Heat Pump | 230 | 1 |  |  | No Match | No Match |  |  |  | 19000 | 1780 | 10.7 | 7.5 | 24200 | 1800 | 3.9 | 2.5 | Non Federally-Regulated | 05/16/1984 |  | 05/11/1988
Waterfurnace International, Inc. | Waterfurnace International, Inc. | ATV019*0 |  | Ground-Water-Source | WBAHP: Heat Pump Packaged Unit | Heat Pump | 230 | 1 |  |  | No Match | No Match |  |  |  | 19400 | 1168 | 16.6 | 9 | 13700 | 1115 | 3.6 |  | Non Federally-Regulated | 10/06/1999 |  | 05/19/2000
Waterfurnace International, Inc. | Rybacki - Hart Enterprises | GCC/GCW/GCS/GCE09*0 |  | Ground-Water-Source | WBAHP-O: Heat Pump Packaged Un | Heat Pump | 230 | 1 |  |  | No Match | Single-Speed |  |  |  | 10200 | 453 | 22.5 | 16.2 | 8700 | 671 | 3.8 | 3.6 | Non Federally-Regulated | 01/24/2011 |  | 04/19/2013
McQuay International | McQuay | W-FDL/FDS/FMS-1-024-F |  | Water-Source | WBAHP: Heat Pump Packaged Unit | Heat Pump | 208 | 3 |  |  | No Match | No Match |  |  |  | 24400 | 2033 | 12 | 10 | 32000 | 2343 | 4 |  | Federally-Regulated Commercial & Industrial Equipment | 09/21/2000 |  | 03/12/2009
Enertech Global, LLC | Enertech | TXT024C2 |  | Ground-Source | WBAHP: Heat Pump Packaged Unit | Heat Pump | 230 | 3 |  |  | No Match | Single-Speed |  |  |  | 27500 | 1256 | 21.9 | 13.4 | 19700 | 1228 | 4.7 | 3.1 | Non Federally-Regulated | 03/02/2012 |  | 04/21/2014
McQuay International | McQuay | W-FDL/FDS/FMS-1-007-J |  | Water-Source | WBAHP: Heat Pump Packaged Unit | Heat Pump | 265 | 1 |  |  | No Match | No Match |  |  |  | 6800 | 653 | 10.4 | 10 | 9800 | 736 | 3.9 |  | Federally-Regulated Commercial & Industrial Equipment | 11/14/2000 |  | 07/18/2002
Snyder General Corp. | American Air Filter | CCW-09 |  | Water-Source | WBAHP-O: Heat Pump Packaged Un | Heat Pump | 115 | 1 |  |  | No Match | No Match |  |  |  | 8600 | 814 | 10.6 | 9 | 10500 | 915 | 3.4 | 3.2 | Federally-Regulated Commercial & Industrial Equipment | 02/10/1988 |  | 07/27/1992
Waterfurnace International, Inc. | Waterfurnace International, Inc. | SXH048B4 |  | Ground-Water-Source | WBAHP: Heat Pump Packaged Unit | Heat Pump | 460 | 3 |  |  | No Match | No Match |  |  |  | 51500 | 3843 | 13.4 | 9 | 36000 | 3403 | 3.1 |  | Non Federally-Regulated | 01/30/1998 |  | 03/31/1998
Bard Manufacturing Company, Inc. | Bard | WQS30B | A36AS-A | Water-Source | Water/Brine to Air Heat Pump S | Heat Pump | 230 | 1 |  |  | No Match | No Match |  |  |  | 30600 | 2637 | 11.6 | 9 | 34000 | 2847 | 3.5 | 3.5 | Non Federally-Regulated | 02/02/1998 |  | 10/02/1998
Addison Products | Addison Products | DWPG048-3B-XL* |  | Ground-Water-Source | WBAHP: Heat Pump Packaged Unit | Heat Pump | 208 | 3 |  |  | No Match | No Match |  |  |  | 47500 | 15322 | 3.1 | 9 | 34000 | 3214 | 3.1 |  | Non Federally-Regulated | 05/15/1998 |  | 07/29/1998
Climate Control / Snyder General | Electro-Hydronics | CW140F3 |  | Water-Source | WBAHP: Heat Pump Packaged Unit | Heat Pump | 230 | 1 |  |  | No Match | No Match |  |  |  | 13500 | 1300 | 10.4 | 7.5 | 17500 | 1350 | 3.8 | 2.5 | Non Federally-Regulated | 05/16/1984 |  | 08/29/1986
Mammoth | Hydrobank II | G035VLH |  | Ground-Water-Source | WBAHP: Heat Pump Packaged Unit | Heat Pump | 460 | 3 |  |  | No Match | No Match |  |  |  | 35000 | 2500 | 14 | 9 | 27000 | 2551 | 3.1 |  | Non Federally-Regulated | 06/27/2003 |  | 03/12/2009
Waterfurnace International, Inc. | Waterfurnace International, Inc. | SXV058C3 |  | Water-Source | WBAHP: Heat Pump Packaged Unit | Heat Pump | 208 | 3 |  |  | No Match | No Match |  |  |  | 55000 | 4044 | 13.6 | 9.3 | 69000 | 4493 | 4.5 | 3.8 | Federally-Regulated Commercial & Industrial Equipment | 03/31/1998 |  | 05/10/1998
Florida Heat Pump | Geomaster, LLC | EC007-1CF/HZ/VT |  | Ground-Source | WBAHP: Heat Pump Packaged Unit | Heat Pump | 230 | 1 |  |  | No Match | Single-Speed |  |  |  | 6500 | 433 | 15 | 13.4 | 4500 | 412 | 3.2 | 3.1 | Non Federally-Regulated | 04/30/2009 |  | 04/20/2015
Command-Aire | Command-Aire | SWP-844 |  | Water-Source | WBAHP: Heat Pump Packaged Unit | Heat Pump | 460 | 3 |  |  | No Match | No Match |  |  |  | 88700 | 9200 | 9.6 | 9.2 | 128000 | 10300 | 3.6 |  | Non Federally-Regulated | 05/11/1988 |  | 03/15/1989
California Heat Pump | California Heat Pump | CHP-09C*-13-** |  | Water-Source | WBAHP: Heat Pump Packaged Unit | Heat Pump | 265 | 1 |  |  | No Match | No Match |  |  |  | 9000 | 900 | 10 | 7.5 | 10300 | 900 | 3.4 | 2.5 | Non Federally-Regulated | 01/05/1982 |  | 06/11/1985
Mammoth | Mammoth | D052H |  | Water-Source | WBAHP: Heat Pump Packaged Unit | Heat Pump | 208 | 1 |  |  | No Match | No Match |  |  |  | 50000 | 5100 | 9.8 | 7.5 | 56000 | 5100 | 3.2 | 2.5 | Non Federally-Regulated | 01/05/1982 |  | 05/16/1984
McQuay International | McQuay | FCV/FCW048B-G |  | Water-Source | WBAHP: Heat Pump Packaged Unit | Heat Pump | 208 | 1 |  |  | No Match | No Match |  |  |  | 46000 | 3833 | 12 | 10 | 56000 | 3815 | 4.3 |  | Federally-Regulated Commercial & Industrial Equipment | 11/17/1999 |  | 09/21/2000
Waterfurnace International, Inc. | Waterfurnace International, Inc. | SXV058B0 |  | Ground-Water-Source | WBAHP: Heat Pump Packaged Unit | Heat Pump | 230 | 1 |  |  | No Match | No Match |  |  |  | 56500 | 4216 | 13.4 | 9 | 45500 | 4301 | 3.1 |  | Non Federally-Regulated | 05/10/1998 |  | 10/02/1998
Command-Aire | Command-Aire | SWP351E |  | Water-Source | WBAHP: Heat Pump Packaged Unit | Heat Pump | 230 | 1 |  |  | No Match | No Match |  |  |  | 36000 | 3270 | 11 | 7.5 | 49000 | 3500 | 4 | 2.5 | Non Federally-Regulated | 05/16/1984 |  | 06/11/1985
Florida Heat Pump | Geomaster, LLC | EV042-1CF/HZ/VT |  | Water-Source | WBAHP: Heat Pump Packaged Unit | Heat Pump | 230 | 1 |  |  | No Match | Single-Speed |  |  |  | 43000 | 3185 | 13.5 | 12 | 47000 | 2994 | 4.6 | 4.2 | Federally-Regulated Commercial & Industrial Equipment | 02/09/2009 |  | 08/23/2011
McQuay International | McQuay | WCCH/WCCW-009-E |  | Water-Source | WBAHP-CB: Heat Pump Split Syst | Heat Pump | 230 | 1 |  |  | No Match | No Match |  |  |  | 9400 | 824 | 11.4 | 9 | 11800 | 987 | 3.5 | 3.5 | Non Federally-Regulated | 11/19/2002 |  | 03/12/2009
Waterfurnace International, Inc. | Waterfurnace International, Inc. | USV/USH036**4*4 |  | Water-Source | WBAHP: Heat Pump Packaged Unit | Heat Pump | 460 | 3 |  |  | No Match | Single-Speed |  |  |  | 33300 | 2220 | 15 | 12 | 40600 | 2479 | 4.8 | 4.2 | Federally-Regulated Commercial & Industrial Equipment | 06/14/2011 |  | 03/02/2012
Florida Heat Pump | Energy Miser | HECS62-4 | HEAH62-4 | Water-Source | WBAHP-C: Heat Pump Split Syste | Heat Pump | 460 | 3 |  |  | No Match | No Match |  |  |  | 60000 | 5610 | 10.7 | 9 | 80000 | 6335 | 3.7 | 3.2 | Non Federally-Regulated | 02/22/1990 |  | 07/31/1991
Waterfurnace International, Inc. | Rybacki - Hart Enterprises | ZS030**2*0 |  | Water-Source | WBAHP: Heat Pump Packaged Unit | Heat Pump | 265 | 1 |  |  | No Match | Single-Speed |  |  |  | 29500 | 1980 | 14.9 | 12 | 34600 | 2113 | 4.8 | 4.2 | Federally-Regulated Commercial & Industrial Equipment | 01/24/2011 |  | 04/19/2013
Waterfurnace International, Inc. | Geosmart Energy, Inc. | YS042**1*0 |  | Ground-Water-Source | WBAHP: Heat Pump Packaged Unit | Heat Pump | 208 | 1 |  |  | No Match | Single-Speed |  |  |  | 45800 | 2082 | 22 | 16.2 | 37000 | 2854 | 3.8 | 3.6 | Non Federally-Regulated | 01/24/2011 |  | 05/01/2015
ClimateMaster Inc. | Carrier Corp. | 50YCS0483 | FK4CNF006 | Ground-Water-Source | WBAHP-CB: Heat Pump Split Syst | Heat Pump | 230 | 1 |  |  | No Match | Single-Speed |  |  |  | 47500 | 2461 | 19.3 | 16.2 | 42000 | 3158 | 3.9 | 3.6 | Non Federally-Regulated | 09/15/2009 |  | 02/17/2011
Florida Heat Pump | Florida Heat Pump | CE035-1CS | CE035-1AH/AV | Ground-Water-Source | WBAHP-CB: Heat Pump Split Syst | Heat Pump | 208 | 1 |  |  | No Match | Dual-Speed |  |  |  | 41200 | 1916 | 21.5 | 16.2 | 35200 | 2516 | 4.1 | 3.6 | Non Federally-Regulated | 06/14/2011 |  | 04/20/2015
Mammoth | Hydrobank II | F090VLG |  | Ground-Water-Source | WBAHP: Heat Pump Packaged Unit | Heat Pump | 230 | 3 |  |  | No Match | No Match |  |  |  | 86000 | 6370 | 13.5 | 9 | 64000 | 6048 | 3.1 |  | Non Federally-Regulated | 01/18/2001 |  | 09/20/2001
Waterfurnace International, Inc. | Waterfurnace International, Inc. | SXH048C3 |  | Ground-Water-Source | WBAHP: Heat Pump Packaged Unit | Heat Pump | 230 | 3 |  |  | No Match | No Match |  |  |  | 51500 | 3843 | 13.4 | 9 | 36000 | 3403 | 3.1 |  | Non Federally-Regulated | 12/14/1998 |  | 10/06/1999
Mammoth | Hydrobank II | F030HHA |  | Water-Source | WBAHP: Heat Pump Packaged Unit | Heat Pump | 208 | 3 |  |  | No Match | No Match |  |  |  | 30800 | 2678 | 11.5 | 9 | 38000 | 2930 | 3.8 | 3.2 | Federally-Regulated Commercial & Industrial Equipment | 01/22/1990 |  | 07/27/1992
Climate Control / Snyder General | Electro-Hydronics | CC400G3 |  | Water-Source | WBAHP: Heat Pump Packaged Unit | Heat Pump | 230 | 1 |  |  | No Match | No Match |  |  |  | 39600 | 3960 | 10 | 7.5 | 45000 | 3880 | 3.4 | 2.5 | Non Federally-Regulated | 06/11/1985 |  | 08/29/1986
Waterfurnace International, Inc. | Geotility Geothermal Installations | GCC/GCW/GCS/GCE18*0 |  | Water-Source | WBAHP-O: Heat Pump Packaged Un | Heat Pump | 230 | 1 |  |  | No Match | Single-Speed |  |  |  | 16200 | 1296 | 12.5 | 11.2 | 21000 | 1399 | 4.4 | 4.2 | Federally-Regulated Commercial & Industrial Equipment | 01/24/2011 |  | 04/19/2013
Waterfurnace International, Inc. | Trane Unitary Products Group | T1GX048***1**0 |  | Water-Source | WBAHP: Heat Pump Packaged Unit | Heat Pump | 208 | 1 |  |  | No Match | Single-Speed |  |  |  | 46400 | 2994 | 15.5 | 12 | 55400 | 3249 | 5 | 4.2 | Federally-Regulated Commercial & Industrial Equipment | 08/23/2011 |  | 10/24/2014
American Air Filter | Enercon | VW61 |  | Water-Source | WBAHP: Heat Pump Packaged Unit | Heat Pump | 230 | 1 |  |  | No Match | No Match |  |  |  | 61000 | 5730 | 10.6 | 7.5 | 74000 | 6100 | 3.6 | 2.5 | Non Federally-Regulated | 06/11/1985 |  | 05/11/1988
Florida Heat Pump | Energy Miser | HE34CF-4 |  | Water-Source | WBAHP: Heat Pump Packaged Unit | Heat Pump | 460 | 3 |  |  | No Match | No Match |  |  |  | 34000 | 3035 | 11.2 | 7.5 | 44000 | 3225 | 4 | 2.5 | Non Federally-Regulated | 05/16/1984 |  | 05/11/1988
Addison Products | Addison Products | HGY096-3A |  | Water-Source | WBAHP-CB: Heat Pump Split Syst | Heat Pump | 230 | 3 |  |  | No Match | No Match |  |  |  | 97900 | 8900 | 11 | 9 | 123600 | 10346 | 3.5 | 3.5 | Non Federally-Regulated | 01/24/2002 |  | 07/18/2002
Waterfurnace International, Inc. | Johnson Controls | RKV/RKH042**0*1 |  | Ground-Water-Source | WBAHP: Heat Pump Packaged Unit | Heat Pump | 208 | 1 |  |  | No Match | Single-Speed |  |  |  | 44600 | 1820 | 24.5 | 16.2 | 34900 | 2379 | 4.3 | 3.6 | Non Federally-Regulated | 09/03/2012 |  | 01/09/2014
Friedrich Air Conditioning Co. | Climate Master Series | 804-037-G********* |  | Water-Source | WBAHP: Heat Pump Packaged Unit | Heat Pump | 208 | 1 |  |  | No Match | No Match |  |  |  | 35600 | 3360 | 10.6 | 7.5 | 42500 | 3550 | 3.5 | 2.5 | Non Federally-Regulated | 05/16/1984 |  | 08/29/1986
Waterfurnace International, Inc. | Waterfurnace International, Inc. | NSV/NSH022G1*4 |  | Ground-Water-Source | WBAHP: Heat Pump Packaged Unit | Heat Pump | 230 | 1 |  |  | No Match | Single-Speed |  |  |  | 24800 | 827 | 30 | 16.2 | 18200 | 1111 | 4.8 | 3.6 | Non Federally-Regulated | 09/03/2012 |  | 04/19/2013
Inter-City Products Corp. | McQuay | CCH120A*T |  | Water-Source | WBAHP: Heat Pump Packaged Unit | Heat Pump | 460 | 3 |  |  | No Match | No Match |  |  |  | 120000 | 12500 | 9.6 | 10.5 | 143000 | 11975 | 3.5 | 3.8 | Non Federally-Regulated | 07/31/1991 |  | 03/31/1998
ClimateMaster Inc. | Carrier Corp. | 50PSH/V/D060K***2 |  | Ground-Source | WBAHP: Heat Pump Packaged Unit | Heat Pump | 230 | 1 |  |  | No Match | Single-Speed |  |  |  | 64400 | 3500 | 18.4 | 13.4 | 46400 | 3487 | 3.9 | 3.1 | Non Federally-Regulated | 10/24/2014 |  | 04/22/2015
Trane U.S. Inc. | Trane | WPCE013 |  | Water-Source | WBAHP-O: Heat Pump Packaged Un | Heat Pump | 208 | 1 |  |  | No Match | No Match |  |  |  | 13800 | 1314 | 10.5 | 10 | 18000 | 1387 | 3.8 |  | Federally-Regulated Commercial & Industrial Equipment | 04/12/2000 |  | 11/14/2000
Climate Control / Snyder General | Electro-Hydronics | VE140G3 |  | Water-Source | WBAHP: Heat Pump Packaged Unit | Heat Pump | 230 | 1 |  |  | No Match | No Match |  |  |  | 13500 | 1300 | 10.4 | 7.5 | 16000 | 1320 | 3.5 | 2.5 | Non Federally-Regulated | 05/16/1984 |  | 08/29/1986
American Air Filter | Enercon | VW93 |  | Water-Source | WBAHP: Heat Pump Packaged Unit | Heat Pump | 230 | 3 |  |  | No Match | No Match |  |  |  | 93000 | 8141 |  | 9.2 | 120000 | 8954 | 3.8 | 2.5 | Non Federally-Regulated | 08/29/1986 |  | 05/11/1988
McQuay / Snyder General | Electro-Hydronics | LE190C3 |  | Water-Source | WBAHP: Heat Pump Packaged Unit | Heat Pump | 230 | 1 |  |  | No Match | No Match |  |  |  | 18200 | 1825 | 10 | 7.5 | 22600 | 2000 | 3.3 | 2.5 | Non Federally-Regulated | 08/29/1986 |  | 05/11/1988
Climate Control / Snyder General | Electro-Hydronics | WM90C5 |  | Water-Source | WBAHP: Heat Pump Packaged Unit | Heat Pump | 208 | 1 |  |  | No Match | No Match |  |  |  | 8700 | 825 | 10.5 | 7.5 | 10000 | 850 | 3.4 | 2.5 | Non Federally-Regulated | 05/16/1984 |  | 08/29/1986
Command-Aire | Command-Aire | SWPH511E |  | Water-Source | WBAHP: Heat Pump Packaged Unit | Heat Pump | 208 | 1 |  |  | No Match | No Match |  |  |  | 49000 | 4380 | 11.2 | 9 | 65000 | 4760 | 4 | 3.2 | Federally-Regulated Commercial & Industrial Equipment | 01/23/1988 |  | 05/11/1988
Florida Heat Pump | Florida Heat Pump | GT030-2VT/HZ/CF |  | Ground-Water-Source | WBAHP: Heat Pump Packaged Unit | Heat Pump | 265 | 1 |  |  | No Match | No Match |  |  |  | 31200 | 2080 | 15 | 9 | 20600 | 1886 | 3.2 |  | Non Federally-Regulated | 01/30/1998 |  | 03/31/1998
McQuay / Snyder General | Electro-Hydronics | FC260FP |  | Water-Source | WBAHP: Heat Pump Packaged Unit | Heat Pump | 460 | 3 |  |  | No Match | No Match |  |  |  | 26000 | 2450 | 10.6 | 9 | 31000 | 2524 | 3.6 | 3.2 | Non Federally-Regulated | 05/11/1988 |  | 03/15/1989
Waterfurnace International, Inc. | Waterfurnace International, Inc. | ATV016C0 |  | Ground-Source | WBAHP: Heat Pump Packaged Unit | Heat Pump | 230 | 1 |  |  | No Match | No Match |  |  |  | 17100 | 1082 | 15.8 |  | 11800 | 987 | 3.5 |  | Non Federally-Regulated | 03/31/1998 |  | 05/10/1998
McQuay / Snyder General | Electro-Hydronics | LM075C7 |  | Water-Source | WBAHP: Heat Pump Packaged Unit | Heat Pump | 265 | 1 |  |  | No Match | No Match |  |  |  | 6900 | 645 | 10.7 | 9 | 9400 | 725 | 3.8 | 3.2 | Non Federally-Regulated | 05/11/1988 |  | 03/15/1989
ClimateMaster Inc. | Climate Master Series | VE/HE/DE 042 |  | Ground-Water-Source | WBAHP: Heat Pump Packaged Unit | Heat Pump | 208 | 1 |  |  | No Match | No Match |  |  |  | 43000 | 3805 | 11.3 | 9 | 31400 | 3286 | 2.8 |  | Non Federally-Regulated | 01/30/1998 |  | 10/02/1998
Enertech Global, LLC | Enertech | GTC024 | MPD024 | Ground-Water-Source | WBAHP-CB: Heat Pump Split Syst | Heat Pump | 208 | 1 |  |  | No Match | Single-Speed |  |  |  | 28800 | 1655 | 17.4 | 16.2 | 24100 | 1767 | 4 | 3.6 | Non Federally-Regulated | 07/16/2009 |  | 04/19/2013
Jacobsen Energy Ind., Inc. | Thermaflo II | 48***2**** |  | Water-Source | WBAHP: Heat Pump Packaged Unit | Heat Pump | 208 | 3 |  |  | No Match | No Match |  |  |  | 49000 | 4350 | 11.2 | 7.5 | 59000 | 4400 | 3.9 | 2.5 | Non Federally-Regulated | 06/11/1985 |  | 05/11/1988
Trane U.S. Inc. | Trane | GEHA006 |  | Water-Source | WBAHP: Heat Pump Packaged Unit | Heat Pump | 208 | 1 |  |  | No Match | No Match |  |  |  | 6975 | 435 | 16 | 10 | 7956 | 457 | 5.1 |  | Federally-Regulated Commercial & Industrial Equipment | 04/12/2000 |  | 05/19/2000
McQuay / Snyder General | Electro-Hydronics | LWP27BP |  | Water-Source | WBAHP: Heat Pump Packaged Unit | Heat Pump | 460 | 3 |  |  | No Match | No Match |  |  |  | 295200 | 25350 | 11.6 |  | 348000 | 28300 | 3.6 |  | Non Federally-Regulated | 05/11/1988 |  | 03/15/1989
Waterfurnace International, Inc. | Geotility Geothermal Installations | GS015**2*0 |  | Water-Source | WBAHP: Heat Pump Packaged Unit | Heat Pump | 265 | 1 |  |  | No Match | Single-Speed |  |  |  | 14400 | 929 | 15.5 | 11.2 | 17800 | 1110 | 4.7 | 4.2 | Federally-Regulated Commercial & Industrial Equipment | 01/24/2011 |  | 04/19/2013
American Air Filter | Enercon | DVW19 |  | Water-Source | WBAHP: Heat Pump Packaged Unit | Heat Pump | 265 | 1 |  |  | No Match | No Match |  |  |  | 18700 | 1645 | 11.4 | 7.5 | 23800 | 1795 | 3.9 | 2.5 | Non Federally-Regulated | 05/16/1984 |  | 06/11/1985
Friedrich Climate Master | Climate Master Series | 813-060-G******** |  | Water-Source | WBAHP: Heat Pump Packaged Unit | Heat Pump | 230 | 1 |  |  | No Match | No Match |  |  |  | 63000 | 5480 | 11.5 | 7.5 | 78000 | 5860 | 3.9 | 2.5 | Non Federally-Regulated | 08/29/1986 |  | 05/11/1988
Florida Heat Pump | Florida Heat Pump | EM028-1VT |  | Water-Source | WBAHP: Heat Pump Packaged Unit | Heat Pump | 208 | 1 |  |  | No Match | No Match |  |  |  | 28000 | 1971 | 14.2 | 10 | 33400 | 2175 | 4.5 |  | Federally-Regulated Commercial & Industrial Equipment | 12/14/1998 |  | 10/05/1999
McQuay / Snyder General | Electro-Hydronics | FW400F3 |  | Water-Source | WBAHP: Heat Pump Packaged Unit | Heat Pump | 230 | 1 |  |  | No Match | No Match |  |  |  | 39600 | 3960 | 10 | 9 | 45000 | 3880 | 3.4 | 3.2 | Non Federally-Regulated | 05/11/1988 |  | 03/15/1989
Waterfurnace International, Inc. | Spectra | SXV010A2 |  | Water-Source | WBAHP: Heat Pump Packaged Unit | Heat Pump | 265 | 1 |  |  | No Match | No Match |  |  |  | 9500 | 655 | 14.5 | 10 | 12600 | 684 | 5.4 |  | Federally-Regulated Commercial & Industrial Equipment | 06/02/1993 |  | 06/03/1993
Mammoth | Hydrobank II | F070HHT/VHT |  | Water-Source | WBAHP: Heat Pump Packaged Unit | Heat Pump | 230 | 3 |  |  | No Match | No Match |  |  |  | 71800 | 5240 | 13.7 | 9 | 87300 | 5685 | 4.5 | 3.8 | Federally-Regulated Commercial & Industrial Equipment | 02/02/1998 |  | 03/31/1998
Waterfurnace International, Inc. | Waterfurnace International, Inc. | CC/CE/CS/CW18*0 |  | Ground-Water-Source | WBAHP: Heat Pump Packaged Unit | Heat Pump | 208 | 1 |  |  | No Match | No Match |  |  |  | 18100 | 1360 | 13.3 | 9 | 14600 | 1336 | 3.2 |  | Non Federally-Regulated | 07/22/2002 |  | 03/12/2009
Heat Controller | Heat Controller | WPH64-4JC/4JBC |  | Ground-Water-Source | WBAHP: Heat Pump Packaged Unit | Heat Pump | 460 | 3 |  |  | No Match | No Match |  |  |  | 63500 | 5080 | 12.5 | 11 | 76000 | 6364 | 3.5 | 3.5 | Non Federally-Regulated | 03/31/1998 |  | 05/10/1998
Mammoth | Hydrobank II | D027HHF/VHF |  | Water-Source | WBAHP: Heat Pump Packaged Unit | Heat Pump | 230 | 1 |  |  | No Match | No Match |  |  |  | 25000 | 1851 | 13.5 | 10 | 33000 | 2014 | 4.8 |  | Federally-Regulated Commercial & Industrial Equipment | 12/14/1998 |  | 05/23/2000
Waterfurnace International, Inc. | Waterfurnace International, Inc. | NTV036B1(P) |  | Ground-Water-Source | WBAH: Heating Only Packaged Un | Heat Pump | 230 | 1 |  |  | No Match | No Match |  |  |  | 0 | 0 | 0 | 9 | 31400 | 2875 | 3.2 |  | Non Federally-Regulated | 12/14/1998 |  | 10/06/1999
Heat Controller | Heat Controller | WPH22-1J |  | Water-Source | WBAHP-CB: Heat Pump Split Syst | Heat Pump | 230 | 1 |  |  | No Match | No Match |  |  |  | 23200 | 2017 | 11.5 | 9 | 28400 | 2378 | 3.5 | 3.5 | Non Federally-Regulated | 02/02/1998 |  | 10/02/1998
ClimateMaster Inc. | Carrier Corp. | 50YDV/YDH/YDD049 |  | Ground-Source | WBAHP: Heat Pump Packaged Unit | Heat Pump | 208 | 1 |  |  | No Match | Single-Speed |  |  |  | 50600 | 2827 | 17.9 | 13.4 | 37500 | 2748 | 4 | 3.1 | Non Federally-Regulated | 02/09/2009 |  | 04/22/2015
Addison Products | Heat Controller | HWPG030-1B-XL |  | Ground-Water-Source | WBAHP: Heat Pump Packaged Unit | Heat Pump | 208 | 1 |  |  | No Match | No Match |  |  |  | 28000 | 1866 | 15 | 9 | 19800 | 1871 | 3.1 |  | Non Federally-Regulated | 10/06/1999 |  | 04/10/2000
Florida Heat Pump | Florida Heat Pump | EM028-4HZ |  | Water-Source | WBAHP: Heat Pump Packaged Unit | Heat Pump | 460 | 3 |  |  | No Match | No Match |  |  |  | 28000 | 1971 | 14.2 | 10 | 33400 | 2175 | 4.5 |  | Federally-Regulated Commercial & Industrial Equipment | 12/14/1998 |  | 10/05/1999
ClimateMaster Inc. | Climate Master Series | HS/VS012G |  | Water-Source | WBAHP: Heat Pump Packaged Unit | Heat Pump | 230 | 1 |  |  | No Match | No Match |  |  |  | 12200 | 1089 | 11.2 | 10 | 16200 | 1186 | 4 |  | Federally-Regulated Commercial & Industrial Equipment | 01/22/2003 |  | 03/12/2009
Florida Heat Pump | Florida Heat Pump | EM120-3HZ/VT |  | Water-Source | WBAHP: Heat Pump Packaged Unit | Heat Pump | 230 | 3 |  |  | No Match | No Match |  |  |  | 123000 | 8601 | 14.3 | 9 | 145000 | 8496 | 5 | 3.8 | Federally-Regulated Commercial & Industrial Equipment | 04/12/2000 |  | 02/17/2011
Waterfurnace International, Inc. | Geosmart Energy, Inc. | YS048**1*0 |  | Water-Source | WBAHP: Heat Pump Packaged Unit | Heat Pump | 230 | 1 |  |  | No Match | Single-Speed |  |  |  | 47700 | 3245 | 14.7 | 12 | 56000 | 3730 | 4.4 | 4.2 | Federally-Regulated Commercial & Industrial Equipment | 01/24/2011 |  | 05/01/2015
Mammoth | Hydrobank II | G086HHK |  | Water-Source | WBAHP: Heat Pump Packaged Unit | Heat Pump | 460 | 3 |  |  | No Match | No Match |  |  |  | 86000 | 6323 | 13.6 | 9 | 10200 | 679 | 4.4 | 3.8 | Federally-Regulated Commercial & Industrial Equipment | 01/18/2001 |  | 07/16/2001
Waterfurnace International, Inc. | Waterfurnace International, Inc. | SXV068C3 |  | Water-Source | WBAHP: Heat Pump Packaged Unit | Heat Pump | 230 | 3 |  |  | No Match | No Match |  |  |  | 65000 | 5200 | 12.5 | 9 | 84000 | 5470 | 4.5 | 3.8 | Federally-Regulated Commercial & Industrial Equipment | 02/02/1998 |  | 03/31/1998
Florida Heat Pump | Florida Heat Pump | EM060-3CF |  | Water-Source | WBAHP: Heat Pump Packaged Unit | Heat Pump | 208 | 3 |  |  | No Match | No Match |  |  |  | 60000 | 4615 | 13 | 10 | 80000 | 5328 | 4.4 |  | Federally-Regulated Commercial & Industrial Equipment | 12/14/1998 |  | 10/05/1999
Addison Products | Addison Products | HWY042-1A |  | Water-Source | WBAHP: Heat Pump Packaged Unit | Heat Pump | 230 | 1 |  |  | No Match | No Match |  |  |  | 43600 | 3353 | 13 | 10 | 53000 | 3450 | 4.5 |  | Federally-Regulated Commercial & Industrial Equipment | 11/17/1999 |  | 11/14/2000
Climate Control / Snyder General | Electro-Hydronics | LHP15BD |  | Water-Source | WBAHP: Heat Pump Packaged Unit | Heat Pump | 230 | 3 |  |  | No Match | No Match |  |  |  | 178000 | 16950 | 10.5 | 7.5 | 227000 | 17600 | 3.8 | 2.2 | Non Federally-Regulated | 05/16/1984 |  | 06/11/1985
Enertech Global, LLC | Enertech | HST036A | ACD036 | Ground-Source | WBAHP-CB: Heat Pump Split Syst | Heat Pump | 230 | 1 |  |  | No Match | Single-Speed |  |  |  | 36700 | 2172 | 16.9 | 13.4 | 28000 | 2159 | 3.8 | 3.1 | Non Federally-Regulated | 12/12/2012 |  | 04/29/2015
Florida Heat Pump | Florida Heat Pump | GT048-1VT/HZ/CF |  | Water-Source | WBAHP-CB: Heat Pump Split Syst | Heat Pump | 208 | 1 |  |  | No Match | No Match |  |  |  | 49000 | 3951 | 12.4 | 9 | 58500 | 4394 | 3.9 | 3.5 | Non Federally-Regulated | 10/05/1999 |  | 04/12/2000
Waterfurnace International, Inc. | Eagle Mountain | GTS064A1 | GRAC060* | Ground-Source | WBAHP-CB: Heat Pump Split Syst | Heat Pump | 230 | 1 |  |  | No Match | Dual-Speed |  |  |  | 59100 | 3813 | 15.5 | 13.4 | 43200 | 3517 | 3.6 | 3.1 | Non Federally-Regulated | 01/24/2011 |  | 04/19/2013
Enertech Global, LLC | Enertech | EV170/171-1 |  | Ground-Water-Source | WBAHP: Heat Pump Packaged Unit | Heat Pump | 208 | 1 |  |  | No Match | Single-Speed |  |  |  | 20400 | 854 | 23.9 | 16.2 | 19300 | 1414 | 4 | 3.6 | Non Federally-Regulated | 01/09/2014 |  | 10/24/2014
Addison Products | Heat Controller | WRH022-1J | HRH022-1J | Water-Source | WBAHP-C: Heat Pump Split Syste | Heat Pump | 208 | 1 |  |  | No Match | No Match |  |  |  | 20800 | 1840 | 11.3 | 10 | 27200 | 2097 | 3.8 |  | Federally-Regulated Commercial & Industrial Equipment | 10/05/1999 |  | 04/12/2000
Carrier Corp. | Carrier | 50QXH0603 |  | Water-Source | WBAHP: Heat Pump Packaged Unit | Heat Pump | 230 | 1 |  |  | No Match | No Match |  |  |  | 58000 | 5088 | 11.4 | 9 | 64000 | 4810 | 3.9 | 3.2 | Non Federally-Regulated | 03/15/1989 |  | 09/25/1989
Florida Heat Pump | Florida Heat Pump | EM060-3CS | EM060-1AV | Water-Source | WBAHP-C: Heat Pump Split Syste | Heat Pump | 230 | 3 |  |  | No Match | No Match |  |  |  | 59000 | 4609 | 12.8 | 10 | 78000 | 5316 | 4.3 |  | Federally-Regulated Commercial & Industrial Equipment | 12/14/1998 |  | 10/05/1999
ClimateMaster Inc. | Climate Master Series | PDW 24 | AH08-U17R30K | Ground-Water-Source | WBAHP-CB: Heat Pump Split Syst | Heat Pump | 230 | 1 |  |  | No Match | No Match |  |  |  | 24500 | 1655 | 14.8 | 9 | 19500 | 1843 | 3.1 |  | Non Federally-Regulated | 01/30/1998 |  | 10/02/1998
McQuay / Snyder General | Electro-Hydronics | CCW060A*F |  | Water-Source | WBAHP: Heat Pump Packaged Unit | Heat Pump | 230 | 3 |  |  | No Match | No Match |  |  |  | 61000 | 5754 | 10.6 | 9 | 71000 | 5945 | 3.5 | 3.2 | Non Federally-Regulated | 05/11/1988 |  | 03/15/1989
Mammoth | Hydrobank II | E006HHA/VHA |  | Water-Source | WBAHP: Heat Pump Packaged Unit | Heat Pump | 265 | 1 |  |  | No Match | No Match |  |  |  | 7000 | 636 | 11 | 9.3 | 9600 | 721 | 3.9 | 3.8 | Federally-Regulated Commercial & Industrial Equipment | 03/31/1998 |  | 05/10/1998
Mammoth | Hydrobank II | G054VLG |  | Ground-Water-Source | WBAHP: Heat Pump Packaged Unit | Heat Pump | 460 | 3 |  |  | No Match | No Match |  |  |  | 52000 | 3714 | 14 | 9 | 41500 | 3684 | 3.3 |  | Non Federally-Regulated | 01/18/2001 |  | 07/18/2002
Climate Control / Snyder General | Electro-Hydronics | FW260FP |  | Water-Source | WBAHP: Heat Pump Packaged Unit | Heat Pump | 460 | 3 |  |  | No Match | No Match |  |  |  | 26000 | 2450 | 10.6 | 7.5 | 31600 | 2500 | 3.7 | 2.5 | Non Federally-Regulated | 05/16/1984 |  | 08/29/1986
McQuay / Snyder General | Electro-Hydronics | VE260GD |  | Water-Source | WBAHP: Heat Pump Packaged Unit | Heat Pump | 230 | 3 |  |  | No Match | No Match |  |  |  | 25000 | 2450 | 10.2 | 9 | 31600 | 2500 | 3.7 | 3.2 | Non Federally-Regulated | 05/11/1988 |  | 03/15/1989
Addison Products | Addison Products | HWPG042-1B** |  | Ground-Water-Source | WBAHP: Heat Pump Packaged Unit | Heat Pump | 208 | 1 |  |  | No Match | No Match |  |  |  | 41500 | 12968 | 3.2 | 9 | 30000 | 2747 | 3.2 |  | Non Federally-Regulated | 05/15/1998 |  | 07/29/1998
Waterfurnace International, Inc. | Waterfurnace International, Inc. | SXV010C1 |  | Ground-Water-Source | WBAHP: Heat Pump Packaged Unit | Heat Pump | 230 | 1 |  |  | No Match | No Match |  |  |  | 9900 | 642 | 15.4 | 9 | 7400 | 657 | 3.3 |  | Non Federally-Regulated | 12/14/1998 |  | 10/06/1999
Climate Control / Snyder General | Electro-Hydronics | FW260F3 |  | Water-Source | WBAHP: Heat Pump Packaged Unit | Heat Pump | 230 | 1 |  |  | No Match | No Match |  |  |  | 26000 | 2450 | 10.6 | 7.5 | 31600 | 2500 | 3.7 | 2.5 | Non Federally-Regulated | 05/16/1984 |  | 08/29/1986
Addison Products | Addison Products | VWPG048-1B-XL* |  | Ground-Water-Source | WBAHP: Heat Pump Packaged Unit | Heat Pump | 230 | 1 |  |  | No Match | No Match |  |  |  | 48000 | 3380 | 14.2 | 9 | 34400 | 3252 | 3.1 |  | Non Federally-Regulated | 12/14/1998 |  | 04/10/2000
Carrier Corp. | Carrier | 50HQA060 |  | Water-Source | WBAHP: Heat Pump Packaged Unit | Heat Pump | 208 | 1 |  |  | No Match | No Match |  |  |  | 62000 | 5535 | 11.2 | 10 | 75000 | 5782 | 3.8 |  | Federally-Regulated Commercial & Industrial Equipment | 12/14/1994 |  | 04/07/1996
Geoflex Systems, Inc. | Geoflex Systems, Inc. | GF1T-V/H/D/M-026WAABP |  | Ground-Water-Source | WBAHP: Heat Pump Packaged Unit | Both Heat Pump and Electric Re | 208 | 1 |  |  | No Match | Dual-Speed |  |  |  | 28100 | 1181 | 23.8 | 16.2 | 26200 | 1600 | 4.8 | 3.6 | Non Federally-Regulated | 11/30/2011 |  | 01/09/2014
McQuay International | McQuay | W-FDD/FDE/FME-1-019-E |  | Water-Source | WBAHP: Heat Pump Packaged Unit | Heat Pump | 208 | 1 |  |  | No Match | No Match |  |  |  | 19000 | 1637 | 11.6 | 10 | 23500 | 1765 | 3.9 |  | Federally-Regulated Commercial & Industrial Equipment | 11/14/2000 |  | 03/12/2009
ClimateMaster Inc. | Carrier | 50VQG/HQG012 |  | Ground-Water-Source | WBAHP: Heat Pump Packaged Unit | Heat Pump | 208 | 1 |  |  | No Match | No Match |  |  |  | 12000 | 1034 | 11.6 | 9 | 9500 | 959 | 2.9 |  | Non Federally-Regulated | 11/17/1999 |  | 04/10/2000
Enertech Global, LLC | Enertech | GST072A | ACD060 | Ground-Water-Source | WBAHP-CB: Heat Pump Split Syst | Heat Pump | 230 | 1 |  |  | No Match | Single-Speed | 3010 | 627 | 1 | 69100 | 3637 | 19 | 16.2 | 65700 | 4696 | 4.1 | 3.6 | Non Federally-Regulated | 11/30/2011 |  | 03/02/2012
American Air Filter | Enercon | EHW-15 |  | Water-Source | WBAHP: Heat Pump Packaged Unit | Heat Pump | 230 | 1 |  |  | No Match | No Match |  |  |  | 15000 | 1327 | 11.3 | 9 | 17000 | 1278 | 3.9 | 3.2 | Non Federally-Regulated | 05/11/1988 |  | 03/15/1989
Snyder General Corp. | American Air Filter | GHW-41 |  | Water-Source | WBAHP: Heat Pump Packaged Unit | Heat Pump | 200 | 3 |  |  | No Match | No Match |  |  |  | 40500 | 3682 | 11 | 9 | 49500 | 4266 | 3.4 | 3.2 | Federally-Regulated Commercial & Industrial Equipment | 01/22/1990 |  | 07/27/1992
Florida Heat Pump | Geosystems, LLC | CFS-*060 |  | Ground-Water-Source | WBAHP: Heat Pump Packaged Unit | Heat Pump | 230 | 1 |  |  | No Match | Single-Speed | 3477 | 730 | 1 | 69000 | 3301 | 20.9 | 16.2 | 61500 | 4096 | 4.4 | 3.6 | Non Federally-Regulated | 09/03/2012 |  | 12/12/2012
Waterfurnace International, Inc. | Waterfurnace International, Inc. | E060**1(P) |  | Ground-Water-Source | WBAHP: Heat Pump Packaged Unit | Heat Pump | 230 | 1 |  |  | No Match | No Match |  |  |  | 31700 | 1495 | 21.2 | 9 | 22900 | 1765 | 3.8 |  | Non Federally-Regulated | 07/16/2001 |  | 07/18/2002
Mammoth | Mammoth | D013H |  | Water-Source | WBAHP: Heat Pump Packaged Unit | Heat Pump | 208 | 1 |  |  | No Match | No Match |  |  |  | 11300 | 1400 | 8.1 | 7.5 | 14500 | 1600 | 2.7 | 2.5 | Non Federally-Regulated | 01/05/1982 |  | 05/16/1984
Waterfurnace International, Inc. | Eagle Mountain | ZS048**0*1 |  | Ground-Source | WBAHP: Heat Pump Packaged Unit | Heat Pump | 230 | 1 |  |  | No Match | Single-Speed |  |  |  | 49500 | 2735 | 18.1 | 13.4 | 36900 | 3004 | 3.6 | 3.1 | Non Federally-Regulated | 01/24/2011 |  | 04/19/2013
California Heat Pump | California Heat Pump | CHP-52HRB-12-** |  | Water-Source | WBAHP: Heat Pump Packaged Unit | Heat Pump | 230 | 1 |  |  | No Match | No Match |  |  |  | 52000 | 5000 | 10.4 | 7.5 | 59000 | 4900 | 3.5 | 2.5 | Non Federally-Regulated | 05/16/1984 |  | 06/11/1985
Waterfurnace International, Inc. | Waterfurnace International, Inc. | SXV048C3 |  | Water-Source | WBAHP: Heat Pump Packaged Unit | Heat Pump | 208 | 3 |  |  | No Match | No Match |  |  |  | 49000 | 3629 | 13.5 | 10 | 60500 | 3772 | 4.7 |  | Federally-Regulated Commercial & Industrial Equipment | 12/14/1998 |  | 10/05/1999
American Air Filter | Enercon | CCW-12 |  | Water-Source | WBAHP-O: Heat Pump Packaged Un | Heat Pump | 265 | 1 |  |  | No Match | No Match |  |  |  | 11400 | 1089 | 10.5 | 9 | 13000 | 1130 | 3.4 | 3.2 | Non Federally-Regulated | 05/11/1988 |  | 03/15/1989
American Air Filter | Enercon | HW61 |  | Water-Source | WBAHP: Heat Pump Packaged Unit | Heat Pump | 230 | 3 |  |  | No Match | No Match |  |  |  | 61000 | 5730 | 10.6 | 7.5 | 74000 | 6100 | 3.6 | 2.5 | Non Federally-Regulated | 06/11/1985 |  | 05/11/1988
Addison Products | Addison Products | HGY048-1A |  | Water-Source | WBAHP-CB: Heat Pump Split Syst | Heat Pump | 230 | 1 |  |  | No Match | No Match |  |  |  | 54400 | 4689 | 11.6 | 9 | 61800 | 5029 | 3.6 | 3.5 | Non Federally-Regulated | 07/22/2002 |  | 03/12/2009
McQuay International | McQuay | FCV/FCW/VWH/VWW015B-G |  | Water-Source | WBAHP: Heat Pump Packaged Unit | Heat Pump | 230 | 1 |  |  | No Match | No Match |  |  |  | 13100 | 1065 | 12.3 | 9.3 | 17200 | 1229 | 4.1 | 3.8 | Federally-Regulated Commercial & Industrial Equipment | 03/31/1998 |  | 05/10/1998
American Air Filter | Enercon | DVW36 |  | Water-Source | WBAHP: Heat Pump Packaged Unit | Heat Pump | 200 | 3 |  |  | No Match | No Match |  |  |  | 36000 | 3280 | 11 | 7.5 | 43000 | 3525 | 3.6 | 2.5 | Non Federally-Regulated | 05/16/1984 |  | 06/11/1985
McQuay International | McQuay | CCW030E-F |  | Water-Source | WBAHP: Heat Pump Packaged Unit | Heat Pump | 230 | 3 |  |  | No Match | No Match |  |  |  | 30400 | 2268 | 13.4 | 9.3 | 37000 | 2464 | 4.4 | 3.8 | Federally-Regulated Commercial & Industrial Equipment | 03/31/1998 |  | 05/10/1998
Waterfurnace International, Inc. | Eagle Mountain | ZS023**2*0 |  | Ground-Water-Source | WBAHP: Heat Pump Packaged Unit | Heat Pump | 265 | 1 |  |  | No Match | Single-Speed |  |  |  | 25400 | 1129 | 22.5 | 16.2 | 21900 | 1646 | 3.9 | 3.6 | Non Federally-Regulated | 01/24/2011 |  | 04/19/2013
Waterfurnace International, Inc. | Waterfurnace International, Inc. | V120T*3 |  | Ground-Water-Source | WBAHP: Heat Pump Packaged Unit | Heat Pump | 230 | 3 |  |  | No Match | No Match |  |  |  | 124000 | 9323 | 13.3 | 9 | 95000 | 9278 | 3 |  | Non Federally-Regulated | 01/18/2001 |  | 07/16/2001
Waterfurnace International, Inc. | Waterfurnace International, Inc. | SXH016C0 |  | Water-Source | WBAHP: Heat Pump Packaged Unit | Heat Pump | 230 | 1 |  |  | No Match | No Match |  |  |  | 16000 | 1185 | 13.5 | 10 | 20400 | 1195 | 5 |  | Federally-Regulated Commercial & Industrial Equipment | 02/02/1998 |  | 03/31/1998
ClimateMaster Inc. | Climate Master Series | GSV/GSH042AGE |  | Ground-Water-Source | WBAHP: Heat Pump Packaged Unit | Heat Pump | 208 | 1 |  |  | No Match | No Match |  |  |  | 43800 | 2881 | 15.2 | 9 | 32800 | 2912 | 3.3 |  | Non Federally-Regulated | 04/10/2000 |  | 05/24/2001
Addison Products | Comfort-Aire | SWPH-833 |  | Water-Source | WBAHP: Heat Pump Packaged Unit | Heat Pump | 208 | 3 |  |  | No Match | No Match |  |  |  | 88700 | 9200 | 9.6 | 10.5 | 128000 | 10300 | 3.6 | 3.8 | Non Federally-Regulated | 07/31/1991 |  | 03/31/1998
Florida Heat Pump | Florida Heat Pump | GT072-1VT/HZ |  | Ground-Water-Source | WBAHP: Heat Pump Packaged Unit | Heat Pump | 208 | 1 |  |  | No Match | No Match |  |  |  | 72000 | 5142 | 14 | 9 | 50000 | 4439 | 3.3 |  | Non Federally-Regulated | 10/06/1999 |  | 04/10/2000
Florida Heat Pump | Florida Heat Pump | EM036-1CS | EM036-1AH/AV | Water-Source | WBAH: Heating Only Packaged Un | Heat Pump | 230 | 1 |  |  | No Match | No Match |  |  |  | 37500 | 2929 | 12.8 | 9 | 41000 | 3432 | 3.5 | 3.5 | Non Federally-Regulated | 07/22/2002 |  | 03/12/2009
Addison Products | Addison Products | HWPH044-3JA/3JBA |  | Water-Source | WBAHP: Heat Pump Packaged Unit | Heat Pump | 208 | 3 |  |  | No Match | No Match |  |  |  | 41000 | 3727 | 11 | 10 | 51000 | 3933 | 3.8 |  | Federally-Regulated Commercial & Industrial Equipment | 02/02/1998 |  | 03/31/1998
ClimateMaster Inc. | Climate Master Series | GRV/GRH048AG |  | Ground-Water-Source | WBAHP: Heat Pump Packaged Unit | Heat Pump | 230 | 1 |  |  | No Match | No Match |  |  |  | 47700 | 3507 | 13.6 | 9 | 36000 | 3196 | 3.3 |  | Non Federally-Regulated | 04/10/2000 |  | 07/18/2002
Waterfurnace International, Inc. | Waterfurnace International, Inc. | SXH030*1 |  | Ground-Water-Source | WBAHP: Heat Pump Packaged Unit | Heat Pump | 230 | 1 |  |  | No Match | No Match |  |  |  | 31200 | 2181 | 14.3 | 9 | 21600 | 1808 | 3.5 |  | Non Federally-Regulated | 10/06/1999 |  | 05/19/2000
McQuay International | McQuay | CCH/CCW/HWH/HWW007C-A |  | Water-Source | WBAHP: Heat Pump Packaged Unit | Heat Pump | 115 | 1 |  |  | No Match | No Match |  |  |  | 7000 | 654 | 10.7 | 9.3 | 9800 | 736 | 3.9 | 3.8 | Federally-Regulated Commercial & Industrial Equipment | 03/31/1998 |  | 05/10/1998
Waterfurnace International, Inc. | Waterfurnace International, Inc. | NSZ036A0 | NRAC036* | Ground-Source | WBAHP-CB: Heat Pump Split Syst | Heat Pump | 230 | 1 |  |  | No Match | Single-Speed |  |  |  | 31900 | 1611 | 19.8 | 13.4 | 24000 | 1758 | 4 | 3.1 | Non Federally-Regulated | 01/24/2011 |  | 10/24/2014
McQuay International | McQuay | WCCH/WCCW-024-E |  | Ground-Water-Source | WBAHP: Heat Pump Packaged Unit | Heat Pump | 230 | 1 |  |  | No Match | No Match |  |  |  | 25200 | 2016 | 12.5 | 9 | 19200 | 1939 | 2.9 |  | Non Federally-Regulated | 11/19/2002 |  | 03/12/2009
ClimateMaster Inc. | Carrier | 50HQA/HQD006 |  | Water-Source | WBAHP: Heat Pump Packaged Unit | Heat Pump | 265 | 1 |  |  | No Match | No Match |  |  |  | 7400 | 627 | 11.8 | 10 | 8800 | 644 | 4 |  | Federally-Regulated Commercial & Industrial Equipment | 02/02/1998 |  | 03/31/1998
Waterfurnace International, Inc. | Johnson Controls | RGSV/RGSH070**0*1 |  | Water-Source | WBAHP: Heat Pump Packaged Unit | Heat Pump | 230 | 1 |  |  | No Match | Single-Speed |  |  |  | 63000 | 4406 | 14.3 | 12 | 79000 | 4926 | 4.7 | 4.2 | Federally-Regulated Commercial & Industrial Equipment | 01/24/2011 |  | 03/02/2012
Enertech Global, LLC | Enertech | H038C | ACD036 | Ground-Source | WBAHP-C: Heat Pump Split Syste | Heat Pump | 230 | 1 |  |  | No Match | Single-Speed |  |  |  | 37400 | 2187 | 17.1 | 13.4 | 29800 | 2570 | 3.4 | 3.1 | Non Federally-Regulated | 04/30/2009 |  | 04/19/2013
Florida Heat Pump | Florida Heat Pump | GT048-5CF/HZ/VT |  | Ground-Water-Source | WBAHP: Heat Pump Packaged Unit | Heat Pump | 575 | 3 |  |  | No Match | No Match |  |  |  | 49000 | 3602 | 13.6 | 9 | 37000 | 3188 | 3.4 |  | Non Federally-Regulated | 05/29/2001 |  | 07/18/2002
California Heat Pump | Trane | WPHB-0356 |  | Water-Source | WBAHP: Heat Pump Packaged Unit | Heat Pump | 208 | 3 |  |  | No Match | No Match |  |  |  | 35000 | 3180 | 11 | 7.5 | 42000 | 3240 | 3.8 | 2.5 | Non Federally-Regulated | 06/11/1985 |  | 05/11/1988
Florida Heat Pump | Geomaster, LLC | AU061-1CF/HZ/VT |  | Water-Source | WBAHP: Heat Pump Packaged Unit | Heat Pump | 230 | 1 |  |  | No Match | Single-Speed |  |  |  | 60000 | 4286 | 14 | 12 | 72000 | 4488 | 4.7 | 4.2 | Federally-Regulated Commercial & Industrial Equipment | 04/23/2009 |  | 12/12/2012
Snyder General Corp. | McQuay | LWP12AD |  | Water-Source | WBAHP: Heat Pump Packaged Unit | Heat Pump | 230 | 3 |  |  | No Match | No Match |  |  |  | 128000 | 11000 | 11.6 | 9.2 | 142000 | 11200 | 3.7 | 2.5 | Non Federally-Regulated | 02/22/1990 |  | 07/31/1991
Singer | Electro-Hydronics | WE120B5 |  | Water-Source | WBAHP: Heat Pump Packaged Unit | Heat Pump | 208 | 1 |  |  | No Match | No Match |  |  |  | 11500 | 1350 | 8.5 | 7.5 | 16000 | 1600 | 2.9 | 2.5 | Non Federally-Regulated | 01/05/1982 |  | 09/08/1982
DeMarco Energy Systems | DeMarco Energy Systems | GT018-2VT/HZ/CF |  | Water-Source | WBAHP-CB: Heat Pump Split Syst | Heat Pump | 265 | 1 |  |  | No Match | No Match |  |  |  | 16600 | 1084 | 15.3 | 9 | 17800 | 1185 | 4.4 | 3.5 | Non Federally-Regulated | 10/02/1998 |  | 04/12/2000
Waterfurnace International, Inc. | Waterfurnace International, Inc. | SXV068C3 |  | Water-Source | WBAHP: Heat Pump Packaged Unit | Heat Pump | 230 | 3 |  |  | No Match | No Match |  |  |  | 65000 | 5200 | 12.5 | 9 | 84000 | 5470 | 4.5 | 3.8 | Federally-Regulated Commercial & Industrial Equipment | 12/14/1998 |  | 10/05/1999
Snyder General Corp. | McQuay | VE090G5 |  | Water-Source | WBAHP: Heat Pump Packaged Unit | Heat Pump | 208 | 1 |  |  | No Match | No Match |  |  |  | 9000 | 855 | 10.5 | 9 | 11000 | 920 | 3.5 | 3.2 | Non Federally-Regulated | 02/22/1990 |  | 07/31/1991
Snyder General Corp. | McQuay | CCH024A*N |  | Water-Source | WBAHP: Heat Pump Packaged Unit | Heat Pump | 265 | 1 |  |  | No Match | No Match |  |  |  | 23900 | 2298 | 10.4 | 9 | 29400 | 2329 | 3.7 | 3.2 | Non Federally-Regulated | 02/22/1990 |  | 07/31/1991
Waterfurnace International, Inc. | Waterfurnace International, Inc. | ATV056D3 |  | Water-Source | WBAHP-CB: Heat Pump Split Syst | Heat Pump | 208 | 3 |  |  | No Match | No Match |  |  |  | 60500 | 4143 | 14.6 | 9 | 69000 | 4814 | 4.2 | 3.5 | Non Federally-Regulated | 02/02/1998 |  | 10/02/1998
Florida Heat Pump | Energy Miser | LTCS 30-1 | LTAH 30-1 | Ground-Water-Source | WBAHP-CB: Heat Pump Split Syst | Heat Pump | 208 | 1 |  |  | No Match | No Match |  |  |  | 28400 | 2365 | 12 |  | 34000 | 2930 | 3.4 |  | Non Federally-Regulated | 02/22/1990 |  | 07/31/1991
Waterfurnace International, Inc. | Waterfurnace International, Inc. | VLH058A3 |  | Water-Source | WBAHP: Heat Pump Packaged Unit | Heat Pump | 230 | 3 |  |  | No Match | No Match |  |  |  | 57500 | 4563 | 12.6 | 10 | 68000 | 4860 | 4.1 |  | Federally-Regulated Commercial & Industrial Equipment | 07/29/1998 |  | 10/02/1998
Waterfurnace International, Inc. | Waterfurnace International, Inc. | SXH068C4 |  | Water-Source | WBAHP: Heat Pump Packaged Unit | Heat Pump | 460 | 3 |  |  | No Match | No Match |  |  |  | 65000 | 5200 | 12.5 | 9 | 84000 | 5470 | 4.5 | 3.8 | Federally-Regulated Commercial & Industrial Equipment | 12/14/1998 |  | 10/05/1999
Addison Products | Addison Products | HGY018-1A |  | Water-Source | WBAHP-CB: Heat Pump Split Syst | Heat Pump | 230 | 1 |  |  | No Match | No Match |  |  |  | 18900 | 1524 | 12.4 | 9 | 22800 | 1757 | 3.8 | 3.5 | Non Federally-Regulated | 07/22/2002 |  | 03/12/2009
Florida Heat Pump | Florida Heat Pump | EM070-1CF/HZ/VT |  | Water-Source | WBAHP: Heat Pump Packaged Unit | Heat Pump | 230 | 1 |  |  | No Match | No Match |  |  |  | 70000 | 4827 | 14.5 | 9 | 83000 | 5286 | 4.6 | 3.8 | Federally-Regulated Commercial & Industrial Equipment | 04/12/2000 |  | 05/19/2000
Command-Aire | Command-Aire | SWPHR261E |  | Water-Source | WBAHP: Heat Pump Packaged Unit | Heat Pump | 208 | 1 |  |  | No Match | No Match |  |  |  | 24000 | 2160 | 11.1 | 9 | 32000 | 2340 | 4.1 | 3.2 | Non Federally-Regulated | 02/22/1990 |  | 07/31/1991
ClimateMaster Inc. | Climate Master Series | VP/HP/DP048 |  | Ground-Water-Source | WBAHP: Heat Pump Packaged Unit | Heat Pump | 230 | 1 |  |  | No Match | No Match |  |  |  | 48000 | 3555 | 13.5 | 9 | 38000 | 3479 | 3.2 |  | Non Federally-Regulated | 10/06/1999 |  | 04/10/2000
ClimateMaster Inc. | Climate Master Series | VP/HP060F |  | Water-Source | WBAHP: Heat Pump Packaged Unit | Heat Pump | 460 | 3 |  |  | No Match | No Match |  |  |  | 59000 | 4609 | 12.8 | 10 | 71000 | 4727 | 4.4 |  | Federally-Regulated Commercial & Industrial Equipment | 04/12/2000 |  | 11/14/2000
Florida Heat Pump | Florida Heat Pump | CP048-1HZ/VT |  | Ground-Source | WBAHP: Heat Pump Packaged Unit | Heat Pump | 208 | 1 |  |  | No Match | Single-Speed |  |  |  | 50200 | 2535 | 19.8 | 13.4 | 33400 | 2645 | 3.7 | 3.1 | Non Federally-Regulated | 06/14/2011 |  | 05/01/2015
Command-Aire | Command-Aire | RUWP-1033 |  | Water-Source | WBAHP: Heat Pump Packaged Unit | Heat Pump | 208 | 3 |  |  | No Match | No Match |  |  |  | 117000 | 11800 | 9.9 | 9.2 | 149000 | 11700 | 3.7 |  | Non Federally-Regulated | 05/11/1988 |  | 03/15/1989
ClimateMaster Inc. | Climate Master Series | 814-023-E******** |  | Water-Source | WBAHP: Heat Pump Packaged Unit | Heat Pump | 265 | 1 |  |  | No Match | No Match |  |  |  | 23000 | 1949 | 11.8 | 9 | 25400 | 1909 | 3.9 | 3.2 | Non Federally-Regulated | 05/11/1988 |  | 03/15/1989
McQuay / Snyder General | Electro-Hydronics | FC330G5 |  | Water-Source | WBAHP: Heat Pump Packaged Unit | Heat Pump | 208 | 1 |  |  | No Match | No Match |  |  |  | 33000 | 3050 | 10.8 | 7.5 | 39000 | 3090 | 3.7 | 2.5 | Non Federally-Regulated | 08/29/1986 |  | 05/11/1988
ClimateMaster Inc. | Climate Master Series | 81610G |  | Water-Source | WBAHP-O: Heat Pump Packaged Un | Heat Pump | 208 | 1 |  |  | No Match | No Match |  |  |  | 8300 | 728 | 11.4 | 10 | 10600 | 817 | 3.8 |  | Federally-Regulated Commercial & Industrial Equipment | 12/14/1998 |  | 03/12/2009
Florida Heat Pump | Florida Heat Pump | EM018-2CF |  | Water-Source | WBAHP: Heat Pump Packaged Unit | Heat Pump | 265 | 1 |  |  | No Match | No Match |  |  |  | 18500 | 1370 | 13.5 | 9.3 | 25000 | 1526 | 4.8 | 3.8 | Federally-Regulated Commercial & Industrial Equipment | 03/31/1998 |  | 05/10/1998
Waterfurnace International, Inc. | Waterfurnace International, Inc. | VLH024A2 |  | Water-Source | WBAHP: Heat Pump Packaged Unit | Heat Pump | 265 | 1 |  |  | No Match | No Match |  |  |  | 23600 | 1934 | 12.2 | 10 | 32500 | 2322 | 4.1 |  | Federally-Regulated Commercial & Industrial Equipment | 07/29/1998 |  | 10/02/1998
California Heat Pump | California Heat Pump | CHP-19C*B-12-** |  | Water-Source | WBAHP: Heat Pump Packaged Unit | Heat Pump | 230 | 1 |  |  | No Match | No Match |  |  |  | 18200 | 2020 | 9 | 7.5 | 22000 | 2220 | 2.9 | 2.5 | Non Federally-Regulated | 05/16/1984 |  | 06/11/1985
Florida Heat Pump | Florida Heat Pump | CE061-1CS | DX061 | Water-Source | WBAHP-CB: Heat Pump Split Syst | Heat Pump | 208 | 1 |  |  | No Match | Dual-Speed |  |  |  | 60000 | 4167 | 14.4 | 12 | 74500 | 4549 | 4.8 | 4.2 | Federally-Regulated Commercial & Industrial Equipment | 01/10/2012 |  | 03/02/2012
Climate Control / Snyder General | Electro-Hydronics | FW630G3 |  | Water-Source | WBAHP: Heat Pump Packaged Unit | Heat Pump | 230 | 1 |  |  | No Match | No Match |  |  |  | 63000 | 6430 | 9.8 | 7.5 | 79000 | 6430 | 3.6 | 2.5 | Non Federally-Regulated | 06/11/1985 |  | 08/29/1986
Waterfurnace International, Inc. | Geotility Geothermal Installations | YS042**1*4 |  | Water-Source | WBAHP: Heat Pump Packaged Unit | Heat Pump | 208 | 1 |  |  | No Match | Single-Speed |  |  |  | 40800 | 2615 | 15.6 | 12 | 45400 | 2661 | 5 | 4.2 | Federally-Regulated Commercial & Industrial Equipment | 01/24/2011 |  | 04/19/2013
Enviro Master International llc | Enviro Master International | FWH09E******B*B |  | Water-Source | WBAHP-O: Heat Pump Packaged Un | Heat Pump | 265 | 1 |  |  | No Match | No Match |  |  |  | 9700 | 820 | 11.8 | 9.3 | 11400 | 980 | 3.4 | 3.8 | Non Federally-Regulated | 07/31/1991 |  | 03/31/1998
ClimateMaster Inc. | Carrier | 50HQA/HQD/VQA/VQD042 5 |  | Water-Source | WBAHP: Heat Pump Packaged Unit | Heat Pump | 460 | 3 |  |  | No Match | No Match |  |  |  | 41500 | 3705 | 11.2 | 9.3 | 52500 | 3846 | 4 | 3.8 | Federally-Regulated Commercial & Industrial Equipment | 03/31/1998 |  | 05/10/1998
ClimateMaster Inc. | Climate Master Series | HS/HL/VS/VL030G |  | Water-Source | WBAHP: Heat Pump Packaged Unit | Heat Pump | 208 | 1 |  |  | No Match | No Match |  |  |  | 28900 | 2312 | 12.5 | 10 | 37000 | 2409 | 4.5 |  | Federally-Regulated Commercial & Industrial Equipment | 01/18/2001 |  | 11/19/2001
Addison Products | Addison Products | HWPG048-1B** |  | Ground-Water-Source | WBAHP: Heat Pump Packaged Unit | Heat Pump | 230 | 1 |  |  | No Match | No Match |  |  |  | 49500 | 3485 | 14.2 | 11 | 53500 | 3824 | 4.1 | 3.5 | Non Federally-Regulated | 03/31/1998 |  | 05/10/1998
Mammoth | Hydrobank II | D064VLG |  | Ground-Water-Source | WBAHP: Heat Pump Packaged Unit | Heat Pump | 230 | 1 |  |  | No Match | No Match |  |  |  | 62000 | 4275 | 14.5 | 9 | 49500 | 4532 | 3.2 |  | Non Federally-Regulated | 01/18/2001 |  | 07/18/2002
Mammoth | Mammoth | F043HHC |  | Water-Source | WBAHP: Heat Pump Packaged Unit | Heat Pump | 208 | 3 |  |  | No Match | No Match |  |  |  | 41000 | 3888 | 10.5 | 7.5 | 47500 | 3965 | 3.5 | 2.5 | Non Federally-Regulated | 05/16/1984 |  | 05/11/1988
Command-Aire | Command-Aire | SPVE0281 |  | Water-Source | WBAHP: Heat Pump Packaged Unit | Heat Pump | 265 | 1 |  |  | No Match | No Match |  |  |  | 27000 | 2288 | 11.8 | 10 | 34700 | 2480 | 4.1 |  | Federally-Regulated Commercial & Industrial Equipment | 08/07/1998 |  | 10/02/1998
Waterfurnace International, Inc. | Eagle Mountain | ZS018**0*1 |  | Ground-Water-Source | WBAHP: Heat Pump Packaged Unit | Heat Pump | 208 | 1 |  |  | No Match | Single-Speed |  |  |  | 20600 | 858 | 24 | 16.2 | 17500 | 1166 | 4.4 | 3.6 | Non Federally-Regulated | 01/24/2011 |  | 04/19/2013
Mammoth | Geox | ZD062HSDXXX |  | Water-Source | WBAHP: Heat Pump Packaged Unit | Heat Pump | 230 | 1 |  |  | No Match | No Match |  |  |  | 58000 | 5800 | 10 | 9 | 71000 | 5630 | 3.7 | 3.2 | Non Federally-Regulated | 05/11/1988 |  | 03/15/1989
Waterfurnace International, Inc. | Rybacki - Hart Enterprises | ZS042**0*1 |  | Ground-Water-Source | WBAHP: Heat Pump Packaged Unit | Heat Pump | 208 | 1 |  |  | No Match | Single-Speed |  |  |  | 45800 | 1949 | 23.5 | 16.2 | 37000 | 2522 | 4.3 | 3.6 | Non Federally-Regulated | 01/24/2011 |  | 04/19/2013
Singer | Electro-Hydronics | WE190B7 |  | Water-Source | WBAHP: Heat Pump Packaged Unit | Heat Pump | 265 | 1 |  |  | No Match | No Match |  |  |  | 17000 | 2250 | 7.6 | 7.5 | 23000 | 2500 | 2.7 | 2.5 | Non Federally-Regulated | 01/05/1982 |  | 09/08/1982
Power-Save International, Inc. | S.O.E.S.I. | PSS-300 |  | Water-Source | WBAHP: Heat Pump Packaged Unit | Heat Pump | 230 | 1 |  |  | No Match | No Match |  |  |  | 38000 | 2461 | 15.4 | 9 | 40000 | 2484 | 4.7 | 3.2 | Non Federally-Regulated | 05/11/1988 |  | 03/15/1989
American Air Filter | Enercon | DHW19 |  | Water-Source | WBAHP: Heat Pump Packaged Unit | Heat Pump | 265 | 1 |  |  | No Match | No Match |  |  |  | 18700 | 1645 | 11.4 | 7.5 | 23800 | 1795 | 3.9 | 2.5 | Non Federally-Regulated | 05/16/1984 |  | 06/11/1985
Mammoth | Sol-A-Terra II | D014HSB |  | Ground-Water-Source | WBAHP: Heat Pump Packaged Unit | Heat Pump | 208 | 1 |  |  | No Match | No Match |  |  |  | 13600 | 1172 | 11.6 | 11 | 16600 | 1390 | 3.5 | 3.4 | Non Federally-Regulated | 07/31/1991 |  | 03/31/1998
Mammoth | Hydrobank II | F/G027VLF/HLF/DLF |  | Ground-Water-Source | WBAHP: Heat Pump Packaged Unit | Heat Pump | 460 | 3 |  |  | No Match | No Match |  |  |  | 25500 | 1847 | 13.8 | 9 | 20000 | 1890 | 3.1 |  | Non Federally-Regulated | 12/14/1998 |  | 10/06/1999
Snyder General Corp. | McQuay | FCW024A*F |  | Water-Source | WBAHP: Heat Pump Packaged Unit | Heat Pump | 208 | 3 |  |  | No Match | No Match |  |  |  | 24600 | 2365 | 10.4 | 9 | 29400 | 2394 | 3.6 | 3.2 | Non Federally-Regulated | 02/22/1990 |  | 07/31/1991
Enertech Global, LLC | Enertech | GST036A | MPD036 | Ground-Source | WBAHP-CB: Heat Pump Split Syst | Heat Pump | 208 | 1 |  |  | No Match | Single-Speed |  |  |  | 38000 | 2303 | 16.5 | 13.4 | 28400 | 2250 | 3.7 | 3.1 | Non Federally-Regulated | 12/12/2012 |  | 04/29/2015
Addison Products | Addison Products | HPY012-1A |  | Water-Source | WBAHP-CB: Heat Pump Split Syst | Heat Pump | 208 | 1 |  |  | No Match | No Match |  |  |  | 11900 | 991 | 12 | 9 | 13500 | 1069 | 3.7 | 3.5 | Non Federally-Regulated | 07/22/2002 |  | 03/12/2009
Command-Aire | Command-Aire | SWP-613 |  | Water-Source | WBAHP: Heat Pump Packaged Unit | Heat Pump | 208 | 3 |  |  | No Match | No Match |  |  |  | 62000 | 6500 | 9.5 | 9 | 78000 | 6600 | 3.5 | 3.2 | Federally-Regulated Commercial & Industrial Equipment | 01/23/1988 |  | 05/11/1988
Waterfurnace International, Inc. | Waterfurnace International, Inc. | VLH030A4 |  | Water-Source | WBAHP: Heat Pump Packaged Unit | Heat Pump | 460 | 3 |  |  | No Match | No Match |  |  |  | 29700 | 2414 | 12.3 | 10 | 35900 | 2630 | 4 |  | Federally-Regulated Commercial & Industrial Equipment | 07/29/1998 |  | 10/02/1998
Waterfurnace International, Inc. | Waterfurnace International, Inc. | ATH046D1 |  | Ground-Water-Source | WBAHP: Heat Pump Packaged Unit | Heat Pump | 208 | 1 |  |  | No Match | No Match |  |  |  | 47000 | 2919 | 16.1 | 9 | 34500 | 3063 | 3.3 |  | Non Federally-Regulated | 01/30/1998 |  | 10/02/1998
Mammoth | Hydrobank II | D010HHG |  | Water-Source | WBAHP: Heat Pump Packaged Unit | Heat Pump | 230 | 1 |  |  | No Match | No Match |  |  |  | 10000 | 775 | 12.9 | 10 | 13000 | 906 | 4.2 |  | Federally-Regulated Commercial & Industrial Equipment | 11/14/2000 |  | 01/18/2001
Hydro Delta Corp. | Hydro Delta Corp. | 03-046-WTAWY-HE |  | Water-Source | WBAH-O: Heating Only Packaged | Heat Pump | 230 | 1 |  |  | No Match | No Match |  |  |  | 0 | 0 | 0 | 9 | 52000 | 3906 | 3.9 | 3.5 | Non Federally-Regulated | 10/05/1999 |  | 04/12/2000
Singer | Electro-Hydronics | WM90B3 |  | Water-Source | WBAHP: Heat Pump Packaged Unit | Heat Pump | 230 | 1 |  |  | No Match | No Match |  |  |  | 9600 | 1200 | 8 | 7.5 | 13000 | 1325 | 2.9 | 2.5 | Non Federally-Regulated | 01/05/1982 |  | 09/08/1982
Waterfurnace International, Inc. | Waterfurnace International, Inc. | SXV036A3 |  | Ground-Water-Source | WBAHP: Heat Pump Packaged Unit | Heat Pump | 230 | 3 |  |  | No Match | No Match |  |  |  | 36400 | 2676 | 13.6 | 9 | 26000 | 2381 | 3.2 |  | Non Federally-Regulated | 01/30/1998 |  | 03/31/1998
Enertech Global, LLC | Enertech | TST060A | ACD060 | Ground-Source | WBAHP-CB: Heat Pump Split Syst | Heat Pump | 208 | 1 |  |  | No Match | Single-Speed |  |  |  | 61500 | 3683 | 16.7 | 13.4 | 44800 | 3549 | 3.7 | 3.1 | Non Federally-Regulated | 11/30/2011 |  | 03/02/2012
Florida Heat Pump | Florida Heat Pump | GT018-1CF/HZ/VT |  | Water-Source | WBAHP: Heat Pump Packaged Unit | Heat Pump | 230 | 1 |  |  | No Match | No Match |  |  |  | 16200 | 1045 | 15.5 | 10 | 19000 | 1070 | 5.2 |  | Federally-Regulated Commercial & Industrial Equipment | 04/12/2000 |  | 02/17/2011
Mammoth | Hydrobank II | D025VLG |  | Ground-Water-Source | WBAHP: Heat Pump Packaged Unit | Heat Pump | 230 | 1 |  |  | No Match | No Match |  |  |  | 25000 | 1785 | 14 | 9 | 19000 | 1795 | 3.1 |  | Non Federally-Regulated | 01/18/2001 |  | 07/18/2002
Command-Aire | Command-Aire | SWPXR131E |  | Water-Source | WBAHP: Heat Pump Packaged Unit | Heat Pump | 230 | 1 |  |  | No Match | No Match |  |  |  | 12500 | 1140 | 11 | 9 | 18000 | 1290 | 4.1 | 3.2 | Non Federally-Regulated | 05/11/1988 |  | 03/15/1989
ClimateMaster Inc. | Carrier Corp. | 50P1H/V018 |  | Water-Source | WBAHP: Heat Pump Packaged Unit | Heat Pump | 230 | 1 |  |  | No Match | Single-Speed |  |  |  | 17300 | 1210 | 14.3 | 12 | 21500 | 1260 | 5 | 4.2 | Federally-Regulated Commercial & Industrial Equipment | 10/24/2014 |  | 04/22/2015
Waterfurnace International, Inc. | Geotility Geothermal Installations | ZS048**4*1 |  | Water-Source | WBAHP: Heat Pump Packaged Unit | Heat Pump | 460 | 3 |  |  | No Match | Single-Speed |  |  |  | 47700 | 3077 | 15.5 | 12 | 56000 | 3419 | 4.8 | 4.2 | Federally-Regulated Commercial & Industrial Equipment | 01/24/2011 |  | 04/19/2013
American Air Filter | Enercon | EHW-75 |  | Water-Source | WBAHP: Heat Pump Packaged Unit | Heat Pump | 460 | 3 |  |  | No Match | No Match |  |  |  | 75000 | 7496 | 10 | 9.2 | 89000 | 7910 | 3.3 | 2.5 | Non Federally-Regulated | 02/22/1990 |  | 07/31/1991
ClimateMaster Inc. | Climate Master | TZV/H030 |  | Ground-Source | WBAHP: Heat Pump Packaged Unit | Heat Pump | 230 | 1 |  |  | No Match | Single-Speed |  |  |  | 29900 | 1904 | 15.7 | 13.4 | 23800 | 1938 | 3.6 | 3.1 | Non Federally-Regulated | 03/02/2012 |  | 05/02/2012
Waterfurnace International, Inc. | Waterfurnace International, Inc. | ATV045D0 |  | Ground-Water-Source | WBAHP: Heat Pump Packaged Unit | Heat Pump | 230 | 1 |  |  | No Match | No Match |  |  |  | 49800 | 3608 | 13.8 | 11 | 53000 | 3883 | 4 | 3.5 | Non Federally-Regulated | 03/31/1998 |  | 05/10/1998
McQuay International | McQuay | FCV/FCW/VWH/VWW007B-G |  | Water-Source | WBAHP: Heat Pump Packaged Unit | Heat Pump | 230 | 1 |  |  | No Match | No Match |  |  |  | 6800 | 653 | 10.4 | 9.3 | 9800 | 755 | 3.8 | 3.8 | Federally-Regulated Commercial & Industrial Equipment | 03/31/1998 |  | 05/10/1998
Waterfurnace International, Inc. | Waterfurnace International, Inc. | ATV057D1(P) |  | Ground-Water-Source | WBAHP: Heat Pump Packaged Unit | Heat Pump | 208 | 1 |  |  | No Match | No Match |  |  |  | 35000 | 2095 | 16.7 | 11 | 35400 | 2412 | 4.3 | 3.5 | Non Federally-Regulated | 03/31/1998 |  | 05/10/1998
Florida Heat Pump | Florida Heat Pump | EM060-1CS | EM060-1AH/AV | Water-Source | WBAH: Heating Only Packaged Un | Heat Pump | 208 | 1 |  |  | No Match | No Match |  |  |  | 64000 | 5245 | 12.2 | 9 | 79000 | 6429 | 3.6 | 3.5 | Non Federally-Regulated | 05/23/2001 |  | 07/18/2002
McQuay / Snyder General | Electro-Hydronics | CW610GD |  | Water-Source | WBAHP: Heat Pump Packaged Unit | Heat Pump | 230 | 3 |  |  | No Match | No Match |  |  |  | 61500 | 5850 | 10.5 | 7.5 | 77000 | 5785 | 3.9 | 2.5 | Non Federally-Regulated | 08/29/1986 |  | 05/11/1988
Waterfurnace International, Inc. | Standard Range | WSH/WSV049A*3*** |  | Water-Source | WBAHP: Heat Pump Packaged Unit | Heat Pump | 230 | 3 |  |  | No Match | No Match |  |  |  | 50500 | 4856 | 10.4 | 9 | 60500 | 4923 | 3.6 | 3.2 | Non Federally-Regulated | 10/10/1989 |  | 07/31/1991
Waterfurnace International, Inc. | Waterfurnace International, Inc. | ATV010C0 |  | Water-Source | WBAHP-CB: Heat Pump Split Syst | Heat Pump | 230 | 1 |  |  | No Match | No Match |  |  |  | 10100 | 687 | 14.7 | 9 | 11500 | 783 | 4.3 | 3.5 | Non Federally-Regulated | 02/02/1998 |  | 10/02/1998
Waterfurnace International, Inc. | Waterfurnace International, Inc. | SXV030B0 |  | Water-Source | WBAHP: Heat Pump Packaged Unit | Heat Pump | 230 | 1 |  |  | No Match | No Match |  |  |  | 30600 | 2125 | 14.4 | 10 | 36600 | 2145 | 5 |  | Federally-Regulated Commercial & Industrial Equipment | 12/14/1998 |  | 10/05/1999
McQuay / Snyder General | Electro-Hydronics | LHP27BK |  | Water-Source | WBAHP: Heat Pump Packaged Unit | Heat Pump | 208 | 3 |  |  | No Match | No Match |  |  |  | 295200 | 25350 | 11.6 |  | 348000 | 28300 | 3.6 |  | Non Federally-Regulated | 05/11/1988 |  | 03/15/1989
Snyder General Corp. | American Air Filter | VWH042A*G |  | Water-Source | WBAHP: Heat Pump Packaged Unit | Heat Pump | 208 | 1 |  |  | No Match | No Match |  |  |  | 40500 | 3649 | 11.1 | 9 | 51500 | 3986 | 3.8 | 3.2 | Federally-Regulated Commercial & Industrial Equipment | 08/14/1992 |  | 08/06/1993
ClimateMaster Inc. | Climate Master Series | GRV/GRH024BH |  | Ground-Water-Source | WBAHP: Heat Pump Packaged Unit | Heat Pump | 208 | 3 |  |  | No Match | No Match |  |  |  | 22700 | 1746 | 13 | 9 | 16900 | 1500 | 3.3 |  | Non Federally-Regulated | 01/22/2003 |  | 03/12/2009
McQuay / Snyder General | Electro-Hydronics | VE390FD |  | Water-Source | WBAHP: Heat Pump Packaged Unit | Heat Pump | 230 | 3 |  |  | No Match | No Match |  |  |  | 39000 | 3700 | 10.5 | 7.5 | 48000 | 4020 | 3.5 | 2.5 | Non Federally-Regulated | 08/29/1986 |  | 05/11/1988
Waterfurnace International, Inc. | Waterfurnace International, Inc. | VLV/VXV048*3 |  | Ground-Water-Source | WBAHP: Heat Pump Packaged Unit | Heat Pump | 230 | 3 |  |  | No Match | No Match |  |  |  | 47500 | 3682 | 12.9 | 9 | 34500 | 3610 | 2.8 |  | Non Federally-Regulated | 06/20/2003 |  | 03/12/2009
Addison Products | Addison Products | VGY030-1A |  | Water-Source | WBAHP-CB: Heat Pump Split Syst | Heat Pump | 208 | 1 |  |  | No Match | No Match |  |  |  | 34900 | 2510 | 13.9 | 9 | 42300 | 3541 | 3.5 | 3.5 | Non Federally-Regulated | 07/22/2002 |  | 03/12/2009
Florida Heat Pump | Florida Heat Pump | TA061-1CS | DX061 | Ground-Water-Source | WBAHP-CB: Heat Pump Split Syst | Both Heat Pump and Electric Re | 230 | 1 |  |  | No Match | Dual-Speed | 2626 | 730 | 1 | 68500 | 3293 | 20.8 | 16.2 | 61000 | 4257 | 4.2 | 3.6 | Non Federally-Regulated | 03/02/2012 |  | 05/01/2015
Climate Control / Snyder General | Electro-Hydronics | CC610G5 |  | Water-Source | WBAHP: Heat Pump Packaged Unit | Heat Pump | 208 | 1 |  |  | No Match | No Match |  |  |  | 61500 | 5850 | 10.5 | 7.5 | 69000 | 5790 | 3.5 | 2.5 | Non Federally-Regulated | 05/16/1984 |  | 06/11/1985
Waterfurnace International, Inc. | Rybacki - Hart Enterprises | ZS042**0*4 |  | Water-Source | WBAHP: Heat Pump Packaged Unit | Heat Pump | 230 | 1 |  |  | No Match | Single-Speed |  |  |  | 40800 | 2615 | 15.6 | 12 | 45400 | 2661 | 5 | 4.2 | Federally-Regulated Commercial & Industrial Equipment | 06/14/2011 |  | 04/19/2013
Trane U.S. Inc. | Trane | GSHC0361B |  | Ground-Water-Source | WBAHP: Heat Pump Packaged Unit | Heat Pump | 208 | 1 |  |  | No Match | No Match |  |  |  | 34600 | 2261 | 15.3 | 9 | 25600 | 2419 | 3.1 |  | Non Federally-Regulated | 10/06/1999 |  | 07/18/2002
Snyder General Corp. | McQuay | CCH015A*G |  | Water-Source | WBAHP: Heat Pump Packaged Unit | Heat Pump | 208 | 1 |  |  | No Match | No Match |  |  |  | 14000 | 1110 | 12.6 | 9 | 17000 | 1150 | 4.3 | 3.2 | Non Federally-Regulated | 02/22/1990 |  | 07/31/1991
American Air Filter | Enercon | EVW-41 |  | Water-Source | WBAHP: Heat Pump Packaged Unit | Heat Pump | 230 | 1 |  |  | No Match | No Match |  |  |  | 42000 | 3652 | 11.5 | 9 | 48000 | 3916 | 3.6 | 3.2 | Non Federally-Regulated | 05/11/1988 |  | 03/15/1989
Enertech Global, LLC | Enertech | HST036A2 | ACD036 | Ground-Water-Source | WBAHP-CB: Heat Pump Split Syst | Heat Pump | 230 | 3 |  |  | No Match | Single-Speed |  |  |  | 38800 | 1813 | 21.4 | 16.2 | 35700 | 2325 | 4.5 | 3.6 | Non Federally-Regulated | 12/12/2012 |  | 04/29/2015
Snyder General Corp. | McQuay | WE120E5 |  | Water-Source | WBAHP-O: Heat Pump Packaged Un | Heat Pump | 208 | 1 |  |  | No Match | No Match |  |  |  | 11500 | 927 | 12.4 | 9 | 12800 | 1103 | 3.4 | 3.2 | Non Federally-Regulated | 02/22/1990 |  | 07/31/1991
Waterfurnace International, Inc. | Eagle Mountain | ZS024**3*0 |  | Ground-Water-Source | WBAHP: Heat Pump Packaged Unit | Heat Pump | 230 | 3 |  |  | No Match | Single-Speed |  |  |  | 26400 | 1158 | 22.8 | 16.2 | 22300 | 1634 | 4 | 3.6 | Non Federally-Regulated | 01/24/2011 |  | 04/19/2013
Command-Aire | Command-Aire | SWPH351E |  | Water-Source | WBAHP: Heat Pump Packaged Unit | Heat Pump | 208 | 1 |  |  | No Match | No Match |  |  |  | 36000 | 3270 | 11 | 7.5 | 48000 | 3500 | 4 | 2.5 | Non Federally-Regulated | 06/11/1985 |  | 01/23/1988
Mammoth | Hydrobank II | D025HLH |  | Ground-Water-Source | WBAHP: Heat Pump Packaged Unit | Heat Pump | 230 | 1 |  |  | No Match | No Match |  |  |  | 25000 | 1785 | 14 | 9 | 19000 | 1795 | 3.1 |  | Non Federally-Regulated | 06/27/2003 |  | 03/12/2009
Waterfurnace International, Inc. | Waterfurnace International, Inc. | NSV/NSH022F1*1 |  | Water-Source | WBAHP: Heat Pump Packaged Unit | Heat Pump | 208 | 1 |  |  | No Match | Single-Speed |  |  |  | 21900 | 1123 | 19.5 | 12 | 22800 | 1172 | 5.7 | 4.2 | Federally-Regulated Commercial & Industrial Equipment | 05/02/2012 |  | 04/19/2013
Florida Heat Pump | Florida Heat Pump | GT036-1CS | GT036-1AH/AV | Ground-Water-Source | WBAHP-CB: Heat Pump Split Syst | Heat Pump | 208 | 1 |  |  | No Match | No Match |  |  |  | 35000 | 2397 | 14.6 | 9 | 25000 | 2219 | 3.3 |  | Non Federally-Regulated | 07/22/2002 |  | 03/12/2009
ClimateMaster Inc. | Climate Master Series | HS/VS048G |  | Water-Source | WBAHP: Heat Pump Packaged Unit | Heat Pump | 208 | 1 |  |  | No Match | No Match |  |  |  | 44000 | 4000 | 11 | 10 | 57000 | 4394 | 3.8 |  | Federally-Regulated Commercial & Industrial Equipment | 01/22/2003 |  | 03/12/2009
Carrier Corp. | Carrier | 50QXH0363 |  | Water-Source | WBAHP: Heat Pump Packaged Unit | Heat Pump | 208 | 1 |  |  | No Match | No Match |  |  |  | 35800 | 2864 | 12.5 | 9 | 41500 | 3040 | 4 | 3.2 | Non Federally-Regulated | 03/15/1989 |  | 09/25/1989
Florida Heat Pump | Geomaster, LLC | AU035-1CS | AU035-1AV/AH | Ground-Source | WBAHP-CB: Heat Pump Split Syst | Heat Pump | 230 | 1 |  |  | No Match | Single-Speed |  |  |  | 37200 | 2201 | 16.9 | 13.4 | 27400 | 2170 | 3.7 | 3.1 | Non Federally-Regulated | 04/23/2009 |  | 12/12/2012
ClimateMaster Inc. | Climate Master Series | VP/HP048 G |  | Water-Source | WBAHP: Heat Pump Packaged Unit | Heat Pump | 230 | 1 |  |  | No Match | No Match |  |  |  | 48000 | 3555 | 13.5 | 9.3 | 57000 | 3796 | 4.4 | 3.8 | Federally-Regulated Commercial & Industrial Equipment | 03/31/1998 |  | 05/10/1998
McQuay / Snyder General | Electro-Hydronics | LHV22AK |  | Water-Source | WBAHP: Heat Pump Packaged Unit | Heat Pump | 208 | 3 |  |  | No Match | No Match |  |  |  | 240400 | 20550 | 11.7 |  | 270000 | 21400 | 3.7 | 2.5 | Non Federally-Regulated | 08/29/1986 |  | 05/11/1988
ClimateMaster Inc. | Climate Master Series | VE/HE/DE024 |  | Ground-Water-Source | WBAHP: Heat Pump Packaged Unit | Heat Pump | 265 | 1 |  |  | No Match | No Match |  |  |  | 26000 | 2280 | 11.4 | 11 | 29000 | 2425 | 3.5 | 3.4 | Non Federally-Regulated | 07/31/1991 |  | 03/31/1998
Mammoth | Hydrobank II | E013CHE |  | Water-Source | WBAHP-O: Heat Pump Packaged Un | Heat Pump | 265 | 1 |  |  | No Match | No Match |  |  |  | 12600 | 1024 | 12.3 | 9.3 | 15200 | 1113 | 4 | 3.8 | Federally-Regulated Commercial & Industrial Equipment | 03/31/1998 |  | 05/10/1998
Geoflex Systems, Inc. | Geoflex Systems, Inc. | GS1S-V/H/D/M-024WAABE |  | Ground-Source | WBAHP: Heat Pump Packaged Unit | Both Heat Pump and Electric Re | 208 | 1 |  |  | No Match | Single-Speed |  |  |  | 21100 | 1071 | 19.7 | 13.4 | 15100 | 1165 | 3.8 | 3.1 | Non Federally-Regulated | 11/30/2011 |  | 03/02/2012
Florida Heat Pump | Florida Heat Pump | EM015-1CF |  | Water-Source | WBAHP: Heat Pump Packaged Unit | Heat Pump | 230 | 1 |  |  | No Match | No Match |  |  |  | 14800 | 1275 | 11.6 | 10 | 20000 | 1429 | 4.1 |  | Federally-Regulated Commercial & Industrial Equipment | 12/14/1998 |  | 10/05/1999
ClimateMaster Inc. | Climate Master Series | VP/HP060H |  | Ground-Water-Source | WBAHP: Heat Pump Packaged Unit | Heat Pump | 208 | 3 |  |  | No Match | No Match |  |  |  | 60000 | 4615 | 13 | 9 | 41000 | 3754 | 3.2 |  | Non Federally-Regulated | 04/10/2000 |  | 11/14/2000
Command-Aire | Command-Aire | SWPH-613 |  | Water-Source | WBAHP: Heat Pump Packaged Unit | Heat Pump | 208 | 3 |  |  | No Match | No Match |  |  |  | 62000 | 6500 | 9.5 | 9 | 78000 | 6600 | 3.5 | 3.2 | Non Federally-Regulated | 02/22/1990 |  | 07/31/1991
Addison Products | Addison Products | WSH029-1AR |  | Water-Source | WBAHP: Heat Pump Packaged Unit | Heat Pump | 230 | 1 |  |  | No Match | No Match |  |  |  | 28300 | 2021 | 14 | 10 | 34900 | 2176 | 4.7 |  | Federally-Regulated Commercial & Industrial Equipment | 12/14/1998 |  | 05/19/2000
Waterfurnace International, Inc. | Waterfurnace International, Inc. | SXV036B3 |  | Water-Source | WBAHP: Heat Pump Packaged Unit | Heat Pump | 230 | 3 |  |  | No Match | No Match |  |  |  | 36000 | 2647 | 13.6 | 10 | 44500 | 2774 | 4.7 |  | Federally-Regulated Commercial & Industrial Equipment | 12/14/1998 |  | 10/05/1999
McQuay International | McQuay | W-CDL/CDS/CMS-1-009-E |  | Water-Source | WBAHP: Heat Pump Packaged Unit | Heat Pump | 230 | 1 |  |  | No Match | No Match |  |  |  | 8700 | 790 | 11 | 10 | 12000 | 901 | 3.9 |  | Federally-Regulated Commercial & Industrial Equipment | 09/21/2000 |  | 01/24/2002
American Air Filter | Enercon | FHW-07 |  | Water-Source | WBAHP: Heat Pump Packaged Unit | Heat Pump | 265 | 1 |  |  | No Match | No Match |  |  |  | 6500 | 643 | 10.1 | 9 | 8400 | 684 | 3.6 | 3.2 | Non Federally-Regulated | 05/11/1988 |  | 03/15/1989
Mammoth | Hydrobank II | D027HHS/VHS |  | Water-Source | WBAHP: Heat Pump Packaged Unit | Heat Pump | 230 | 1 |  |  | No Match | No Match |  |  |  | 25000 | 1851 | 13.5 | 9.3 | 33000 | 2014 | 4.8 | 3.8 | Federally-Regulated Commercial & Industrial Equipment | 03/31/1998 |  | 05/10/1998
McQuay / Snyder General | Electro-Hydronics | FC350G5 |  | Water-Source | WBAHP: Heat Pump Packaged Unit | Heat Pump | 208 | 1 |  |  | No Match | No Match |  |  |  | 35600 | 3360 | 10.6 | 9 | 43000 | 3500 | 3.6 | 3.2 | Non Federally-Regulated | 05/11/1988 |  | 03/15/1989
Waterfurnace International, Inc. | American Standard, Inc. | A1GX036***1**0 |  | Ground-Water-Source | WBAHP: Heat Pump Packaged Unit | Heat Pump | 208 | 1 |  |  | No Match | Single-Speed |  |  |  | 36300 | 1891 | 25.7 | 16.2 | 30300 | 1412 | 4.7 | 3.6 | Non Federally-Regulated | 08/23/2011 |  | 10/24/2014
Trane U.S. Inc. | Command-Aire | SPVf0364 |  | Water-Source | WBAHP: Heat Pump Packaged Unit | Heat Pump | 460 | 3 |  |  | No Match | No Match |  |  |  | 34600 | 2489 | 13.9 | 10 | 42000 | 2796 | 4.4 |  | Federally-Regulated Commercial & Industrial Equipment | 10/05/1999 |  | 04/12/2000
Waterfurnace International, Inc. | Rybacki - Hart Enterprises | ZS023**0*1 |  | Water-Source | WBAHP: Heat Pump Packaged Unit | Heat Pump | 208 | 1 |  |  | No Match | Single-Speed |  |  |  | 23000 | 1533 | 15 | 12 | 26000 | 1621 | 4.7 | 4.2 | Federally-Regulated Commercial & Industrial Equipment | 01/24/2011 |  | 04/19/2013
Waterfurnace International, Inc. | Waterfurnace International, Inc. | SXH024B1 |  | Ground-Water-Source | WBAHP: Heat Pump Packaged Unit | Heat Pump | 230 | 1 |  |  | No Match | No Match |  |  |  | 27000 | 1741 | 15.5 | 9 | 18000 | 1551 | 3.4 |  | Non Federally-Regulated | 08/21/1998 |  | 10/02/1998
Mammoth | Hydrobank II | F054HLG |  | Ground-Water-Source | WBAHP: Heat Pump Packaged Unit | Heat Pump | 230 | 3 |  |  | No Match | No Match |  |  |  | 52000 | 3714 | 14 | 9 | 41500 | 3684 | 3.3 |  | Non Federally-Regulated | 07/22/2002 |  | 03/12/2009
California Heat Pump | Trane | WPRB-0282 |  | Water-Source | WBAHP: Heat Pump Packaged Unit | Heat Pump | 208 | 1 |  |  | No Match | No Match |  |  |  | 28400 | 2850 | 10 | 7.5 | 32400 | 2600 | 3.6 | 2.5 | Non Federally-Regulated | 06/11/1985 |  | 05/11/1988
McQuay / Snyder General | Electro-Hydronics | CC550F3 |  | Water-Source | WBAHP: Heat Pump Packaged Unit | Heat Pump | 230 | 1 |  |  | No Match | No Match |  |  |  | 55000 | 5670 | 9.7 | 7.5 | 67000 | 5610 | 3.5 | 2.5 | Non Federally-Regulated | 08/29/1986 |  | 05/11/1988
Waterfurnace International, Inc. | Waterfurnace International, Inc. | SXH024*2 |  | Water-Source | WBAHP: Heat Pump Packaged Unit | Heat Pump | 265 | 1 |  |  | No Match | No Match |  |  |  | 25500 | 1688 | 15.1 | 10 | 30700 | 1697 | 5.3 |  | Federally-Regulated Commercial & Industrial Equipment | 10/05/1999 |  | 05/19/2000
Florida Heat Pump | Florida Heat Pump | EM070-3CS | EM070-3AH/AV | Water-Source | WBAH: Heating Only Packaged Un | Heat Pump | 230 | 3 |  |  | No Match | No Match |  |  |  | 67500 | 5037 | 13.4 | 9 | 77500 | 5975 | 3.8 | 3.5 | Non Federally-Regulated | 07/22/2002 |  | 03/12/2009
Florida Heat Pump | Florida Heat Pump | GT036-3CF/HZ/VT |  | Water-Source | WBAHP-CB: Heat Pump Split Syst | Heat Pump | 230 | 3 |  |  | No Match | No Match |  |  |  | 36600 | 2731 | 13.4 | 9 | 42000 | 3076 | 4 | 3.5 | Non Federally-Regulated | 05/23/2001 |  | 07/18/2002
Trane U.S. Inc. | Trane | GSUG 0601 |  | Water-Source | WBAHP-CB: Heat Pump Split Syst | Heat Pump | 208 | 1 |  |  | No Match | No Match |  |  |  | 64000 | 4923 | 13 | 9 | 68000 | 5243 | 3.8 | 3.5 | Non Federally-Regulated | 10/05/1999 |  | 04/12/2000
Econar | Econar | GH490 |  | Water-Source | WBAHP-CB: Heat Pump Split Syst | Heat Pump | 208 | 1 |  |  | No Match | No Match |  |  |  | 43500 | 3717 | 11.7 | 9 | 66000 | 5227 | 3.7 | 3.5 | Non Federally-Regulated | 02/02/1998 |  | 10/02/1998
American Air Filter | Enercon | FHW-09 |  | Water-Source | WBAHP: Heat Pump Packaged Unit | Heat Pump | 230 | 1 |  |  | No Match | No Match |  |  |  | 8500 | 817 | 10.4 | 9 | 12200 | 917 | 3.9 | 3.2 | Non Federally-Regulated | 02/22/1990 |  | 07/31/1991
Waterfurnace International, Inc. | Waterfurnace International, Inc. | ATV046D1 |  | Water-Source | WBAHP-CB: Heat Pump Split Syst | Heat Pump | 230 | 1 |  |  | No Match | No Match |  |  |  | 47500 | 3025 | 15.7 | 9 | 52000 | 3628 | 4.2 | 3.5 | Non Federally-Regulated | 02/02/1998 |  | 10/02/1998
ClimateMaster Inc. | Climate Master Series | PDW48 | GAH48 | Ground-Water-Source | WBAHP-CB: Heat Pump Split Syst | Heat Pump | 208 | 1 |  |  | No Match | No Match |  |  |  | 50000 | 3424 | 14.6 | 9 | 38000 | 3373 | 3.3 |  | Non Federally-Regulated | 04/10/2000 |  | 11/19/2001
Florida Heat Pump | Geomaster, LLC | ES048-3CF/HZ/VT |  | Ground-Source | WBAHP: Heat Pump Packaged Unit | Heat Pump | 208 | 3 |  |  | No Match | Single-Speed |  |  |  | 51000 | 2849 | 17 | 13.4 | 38000 | 3010 | 3.7 | 3.1 | Non Federally-Regulated | 06/23/2011 |  | 04/20/2015
Florida Heat Pump | Florida Heat Pump | EM036-3CF |  | Water-Source | WBAHP: Heat Pump Packaged Unit | Heat Pump | 208 | 3 |  |  | No Match | No Match |  |  |  | 35000 | 2500 | 14 | 10 | 42000 | 2735 | 4.5 |  | Federally-Regulated Commercial & Industrial Equipment | 02/02/1998 |  | 03/31/1998
Jacobsen Energy Ind., Inc. | Thermaflo II | 48***6**** |  | Water-Source | WBAHP: Heat Pump Packaged Unit | Heat Pump | 460 | 3 |  |  | No Match | No Match |  |  |  | 49000 | 4350 | 11.3 | 9 | 59000 | 4400 | 3.9 | 3.2 | Non Federally-Regulated | 05/11/1988 |  | 03/15/1989
Waterfurnace International, Inc. | American Standard, Inc. | A1GX022***1**0 |  | Water-Source | WBAHP: Heat Pump Packaged Unit | Heat Pump | 230 | 1 |  |  | No Match | Single-Speed |  |  |  | 20600 | 1198 | 17.2 | 12 | 25000 | 1222 | 6 | 4.2 | Federally-Regulated Commercial & Industrial Equipment | 08/23/2011 |  | 10/24/2014
Singer | Electro-Hydronics | CC260B88 |  | Water-Source | WBAHP: Heat Pump Packaged Unit | Heat Pump | 460 | 3 |  |  | No Match | No Match |  |  |  | 24000 | 2850 | 8.4 | 7.5 | 28500 | 2900 | 2.9 | 2.5 | Non Federally-Regulated | 01/05/1982 |  | 09/08/1982
Waterfurnace International, Inc. | Waterfurnace International, Inc. | SXH048B1 |  | Water-Source | WBAHP: Heat Pump Packaged Unit | Heat Pump | 230 | 1 |  |  | No Match | No Match |  |  |  | 49000 | 3629 | 13.5 | 9.3 | 60500 | 3772 | 4.7 | 3.8 | Federally-Regulated Commercial & Industrial Equipment | 03/31/1998 |  | 05/10/1998
Mammoth | Hydrobank II | D054HHE/VHE |  | Water-Source | WBAHP: Heat Pump Packaged Unit | Heat Pump | 208 | 1 |  |  | No Match | No Match |  |  |  | 53500 | 4083 | 13.1 | 10 | 67000 | 4267 | 4.6 |  | Federally-Regulated Commercial & Industrial Equipment | 01/21/2000 |  | 05/23/2000
Mammoth | Hydrobank II | F/G035VLE/HLE/DLE |  | Ground-Source | WBAHP: Heat Pump Packaged Unit | Heat Pump | 230 | 3 |  |  | No Match | No Match |  |  |  | 37000 | 2642 | 14 |  | 28500 | 2694 | 3.1 |  | Non Federally-Regulated | 03/31/1998 |  | 05/10/1998
Command-Aire | Command-Aire | SWPHXR354E |  | Water-Source | WBAHP: Heat Pump Packaged Unit | Heat Pump | 460 | 3 |  |  | No Match | No Match |  |  |  | 36000 | 3270 | 11 | 9 | 49000 | 3500 | 4 | 3.2 | Non Federally-Regulated | 02/22/1990 |  | 07/31/1991
Geoflex Systems, Inc. | Geoflex Systems, Inc. | GS1S-V/H/D/M-024WABBP |  | Water-Source | WBAHP: Heat Pump Packaged Unit | Both Heat Pump and Electric Re | 265 | 1 |  |  | No Match | Single-Speed |  |  |  | 20300 | 1216 | 16.7 | 12 | 24300 | 1295 | 5.5 | 4.2 | Federally-Regulated Commercial & Industrial Equipment | 03/02/2012 |  | 01/09/2014
Command-Aire | Command-Aire | SWPH-261 |  | Water-Source | WBAHP: Heat Pump Packaged Unit | Heat Pump | 208 | 1 |  |  | No Match | No Match |  |  |  | 24000 | 2450 | 9.8 | 9 | 30000 | 2380 | 3.7 | 3.2 | Non Federally-Regulated | 02/22/1990 |  | 07/31/1991
Snyder General Corp. | McQuay | CW1000GD |  | Water-Source | WBAHP: Heat Pump Packaged Unit | Heat Pump | 230 | 3 |  |  | No Match | No Match |  |  |  | 97500 | 10156 | 9.6 | 9.2 | 136000 | 10400 | 3.8 | 2.5 | Non Federally-Regulated | 02/22/1990 |  | 07/31/1991
Hydro Delta Corp. | Hydro Delta Corp. | 03-036-WTAWY-HE |  | Water-Source | WBAH-O: Heating Only Packaged | Heat Pump | 208 | 1 |  |  | No Match | No Match |  |  |  | 0 | 0 | 0 | 9 | 42000 | 3155 | 3.9 | 3.5 | Non Federally-Regulated | 10/05/1999 |  | 04/12/2000
California Heat Pump | California Heat Pump | 33V*-32-** |  | Water-Source | WBAHP: Heat Pump Packaged Unit | Heat Pump | 230 | 3 |  |  | No Match | No Match |  |  |  | 32500 | 3700 | 8.8 | 7.5 | 33200 | 3400 | 2.9 | 2.5 | Non Federally-Regulated | 06/11/1985 |  | 05/11/1988
Mammoth | Hydrobank II | G120HLK |  | Ground-Water-Source | WBAHP: Heat Pump Packaged Unit | Heat Pump | 460 | 3 |  |  | No Match | No Match |  |  |  | 119000 | 8561 | 13.9 | 9 | 94600 | 8941 | 3.1 |  | Non Federally-Regulated | 03/22/2001 |  | 07/18/2002
Waterfurnace International, Inc. | Waterfurnace International, Inc. | SXV019C0 |  | Water-Source | WBAHP: Heat Pump Packaged Unit | Heat Pump | 208 | 1 |  |  | No Match | No Match |  |  |  | 18600 | 1338 | 13.9 | 10 | 24200 | 1447 | 4.9 |  | Federally-Regulated Commercial & Industrial Equipment | 12/14/1998 |  | 10/05/1999
Bard Manufacturing Company, Inc. | Bard | GTC48S1-A | HE49948D210B22705AW | Ground-Source | WBAH-C: Heating Only Split Sys | Heat Pump | 208 | 1 |  |  | No Match | Dual-Speed | [7 empty] | 35000 | 2699 | 3.8 |  | Non Federally-Regulated | 09/03/2012 |  | 01/09/2014
Florida Heat Pump | Florida Heat Pump | GT024-2CS | GT024-2AH/AV | Water-Source | WBAH: Heating Only Packaged Un | Heat Pump | 265 | 1 |  |  | No Match | No Match |  |  |  | 25000 | 2118 | 11.8 | 9 | 26500 | 2218 | 3.5 | 3.5 | Non Federally-Regulated | 07/16/2001 |  | 07/18/2002
American Air Filter | Enercon | EVW-75 |  | Water-Source | WBAHP: Heat Pump Packaged Unit | Heat Pump | 230 | 3 |  |  | No Match | No Match |  |  |  | 75000 | 7496 | 10 | 9.2 | 89000 | 7910 | 3.3 |  | Non Federally-Regulated | 05/11/1988 |  | 03/15/1989
Florida Heat Pump | Florida Heat Pump | EM007-2HZ |  | Water-Source | WBAHP: Heat Pump Packaged Unit | Heat Pump | 265 | 1 |  |  | No Match | No Match |  |  |  | 7500 | 609 | 12.3 | 9.3 | 10000 | 651 | 4.5 | 3.8 | Federally-Regulated Commercial & Industrial Equipment | 03/31/1998 |  | 05/10/1998
Waterfurnace International, Inc. | Johnson Controls | RJSV/RJSH030**2*0 |  | Water-Source | WBAHP: Heat Pump Packaged Unit | Heat Pump | 265 | 1 |  |  | No Match | Single-Speed |  |  |  | 28100 | 1544 | 18.2 | 12 | 32700 | 1742 | 5.5 | 4.2 | Federally-Regulated Commercial & Industrial Equipment | 01/24/2011 |  | 10/24/2014
Trane U.S. Inc. | Command-Aire | GSUF0481B |  | Water-Source | WBAHP-CB: Heat Pump Split Syst | Heat Pump | 208 | 1 |  |  | No Match | No Match |  |  |  | 51000 | 3207 | 15.9 | 9 | 54000 | 3859 | 4.1 | 3.5 | Non Federally-Regulated | 08/07/1998 |  | 10/02/1998
Hydro Delta Corp. | Hydro Delta Corp. | 03-027-WTARH |  | Water-Source | WBAHP-CB: Heat Pump Split Syst | Heat Pump | 230 | 1 |  |  | No Match | No Match |  |  |  | 26600 | 2000 | 13.3 | 9 | 30400 | 2227 | 4 | 3.5 | Non Federally-Regulated | 12/14/1998 |  | 10/05/1999
Mammoth | Hydrobank II | D054VLG |  | Ground-Water-Source | WBAHP: Heat Pump Packaged Unit | Heat Pump | 230 | 1 |  |  | No Match | No Match |  |  |  | 52000 | 3714 | 14 | 9 | 41500 | 3684 | 3.3 |  | Non Federally-Regulated | 01/18/2001 |  | 07/18/2002
Florida Heat Pump | Florida Heat Pump | EM048-3HZ |  | Water-Source | WBAHP: Heat Pump Packaged Unit | Heat Pump | 230 | 3 |  |  | No Match | No Match |  |  |  | 49000 | 3920 | 12.5 | 10 | 58000 | 3863 | 4.4 |  | Federally-Regulated Commercial & Industrial Equipment | 02/02/1998 |  | 03/31/1998
Heat Controller | Heat Controller | HWPG066-3B** |  | Ground-Water-Source | WBAHP: Heat Pump Packaged Unit | Heat Pump | 208 | 3 |  |  | No Match | No Match |  |  |  | 67000 | 5153 | 13 | 11 | 75000 | 5940 | 3.7 | 3.5 | Non Federally-Regulated | 03/31/1998 |  | 05/10/1998
McQuay International | McQuay | CCH/CCW/HWH/HWW070C-W |  | Water-Source | WBAHP: Heat Pump Packaged Unit | Heat Pump | 575 | 3 |  |  | No Match | No Match |  |  |  | 70000 | 5833 | 12 | 9 | 80000 | 5582 | 4.2 | 3.8 | Federally-Regulated Commercial & Industrial Equipment | 02/02/1998 |  | 03/31/1998
Waterfurnace International, Inc. | Waterfurnace International, Inc. | ATH034*1 |  | Ground-Water-Source | WBAHP: Heat Pump Packaged Unit | Heat Pump | 208 | 1 |  |  | No Match | No Match |  |  |  | 34400 | 2150 | 16 | 9 | 25000 | 2219 | 3.3 |  | Non Federally-Regulated | 10/06/1999 |  | 05/19/2000
Climate Control / Snyder General | Electro-Hydronics | UC400GK |  | Water-Source | WBAHP: Heat Pump Packaged Unit | Heat Pump | 208 | 3 |  |  | No Match | No Match |  |  |  | 39600 | 3960 | 10 | 7.5 | 45000 | 3880 | 3.4 | 2.5 | Non Federally-Regulated | 06/11/1985 |  | 08/29/1986
Waterfurnace International, Inc. | Rybacki - Hart Enterprises | ZS041**0*0 |  | Ground-Water-Source | WBAHP: Heat Pump Packaged Unit | Heat Pump | 208 | 1 |  |  | No Match | Single-Speed |  |  |  | 44500 | 2160 | 20.6 | 16.2 | 36000 | 2776 | 3.8 | 3.6 | Non Federally-Regulated | 01/24/2011 |  | 04/19/2013
ClimateMaster Inc. | Carrier | 50HQA/HQD/VQA/VQD042 3 |  | Water-Source | WBAHP: Heat Pump Packaged Unit | Heat Pump | 208 | 1 |  |  | No Match | No Match |  |  |  | 41500 | 3705 | 11.2 | 10 | 52500 | 3846 | 4 |  | Federally-Regulated Commercial & Industrial Equipment | 12/14/1998 |  | 04/12/2000
Carrier Corp. | Carrier | 50QEV0721 |  | Water-Source | WBAHP: Heat Pump Packaged Unit | Heat Pump | 575 | 3 |  |  | No Match | No Match |  |  |  | 73800 | 6255 | 11.8 | 9.2 | 89800 | 6530 | 4 |  | Federally-Regulated Commercial & Industrial Equipment | 09/25/1989 |  | 03/08/1996
Addison Products | Addison Products | VWPG066-1B-XL* |  | Ground-Water-Source | WBAHP: Heat Pump Packaged Unit | Heat Pump | 208 | 1 |  |  | No Match | No Match |  |  |  | 65000 | 5038 | 12.9 | 9 | 48000 | 5024 | 2.8 |  | Non Federally-Regulated | 07/29/1998 |  | 10/02/1998
Econar | Econar | GV180 |  | Ground-Water-Source | WBAHP: Heat Pump Packaged Unit | Heat Pump | 208 | 1 |  |  | No Match | No Match |  |  |  | 16700 | 1274 | 13.1 | 9 | 16500 | 1465 | 3.3 |  | Non Federally-Regulated | 01/30/1998 |  | 03/31/1998
Waterfurnace International, Inc. | Waterfurnace International, Inc. | VLV/VXV036*1 |  | Ground-Water-Source | WBAHP: Heat Pump Packaged Unit | Heat Pump | 208 | 1 |  |  | No Match | No Match |  |  |  | 36100 | 2755 | 13.1 | 9 | 24500 | 2563 | 2.8 |  | Non Federally-Regulated | 06/20/2003 |  | 03/12/2009
Waterfurnace International, Inc. | Geotility Geothermal Installations | ZS042**3*4 |  | Water-Source | WBAHP: Heat Pump Packaged Unit | Heat Pump | 208 | 3 |  |  | No Match | Single-Speed |  |  |  | 40800 | 2615 | 15.6 | 12 | 45400 | 2661 | 5 | 4.2 | Federally-Regulated Commercial & Industrial Equipment | 06/14/2011 |  | 04/19/2013
Waterfurnace International, Inc. | Johnson Controls | RJSV/RJSH018**0*0 |  | Water-Source | WBAHP: Heat Pump Packaged Unit | Heat Pump | 208 | 1 |  |  | No Match | Single-Speed |  |  |  | 18000 | 1154 | 15.6 | 12 | 23000 | 1322 | 5.1 | 4.2 | Federally-Regulated Commercial & Industrial Equipment | 01/24/2011 |  | 10/24/2014
Waterfurnace International, Inc. | Waterfurnace International, Inc. | SXH042B4 |  | Water-Source | WBAHP-CB: Heat Pump Split Syst | Heat Pump | 460 | 3 |  |  | No Match | No Match |  |  |  | 44000 | 3358 | 13.1 | 9 | 46000 | 3370 | 4 | 3.5 | Non Federally-Regulated | 02/02/1998 |  | 10/02/1998
Florida Heat Pump | Florida Heat Pump | EM072-3HZ/VT |  | Ground-Water-Source | WBAHP: Heat Pump Packaged Unit | Heat Pump | 208 | 3 |  |  | No Match | No Match |  |  |  | 72000 | 5142 | 14 | 9 | 50000 | 4439 | 3.3 |  | Non Federally-Regulated | 04/10/2000 |  | 07/18/2002
McQuay / Snyder General | Electro-Hydronics | HC090A3 |  | Water-Source | WBAHP: Heat Pump Packaged Unit | Heat Pump | 230 | 1 |  |  | No Match | No Match |  |  |  | 9000 | 850 | 10.6 | 9 | 11000 | 920 | 3.5 | 3.2 | Non Federally-Regulated | 05/11/1988 |  | 03/15/1989
ClimateMaster Inc. | Climate Master Series | V100-34********** |  | Water-Source | WBAHP: Heat Pump Packaged Unit | Heat Pump | 460 | 3 |  |  | No Match | No Match |  |  |  | 101000 | 9700 | 10.4 | 9.2 | 109000 | 9400 | 3.4 |  | Non Federally-Regulated | 05/11/1988 |  | 03/15/1989
ClimateMaster Inc. | Climate Master Series | HS/HL096F |  | Water-Source | WBAHP: Heat Pump Packaged Unit | Heat Pump | 460 | 3 |  |  | No Match | No Match |  |  |  | 95000 | 8636 | 11 | 9 | 114000 | 8789 | 3.8 | 3.8 | Federally-Regulated Commercial & Industrial Equipment | 04/12/2000 |  | 01/18/2001
Waterfurnace International, Inc. | Waterfurnace International, Inc. | NSZ022A1 | NRAC026* | Ground-Water-Source | WBAHP-CB: Heat Pump Split Syst | Heat Pump | 208 | 1 |  |  | No Match | Single-Speed |  |  |  | 23300 | 835 | 27.9 | 16.2 | 18900 | 1232 | 4.5 | 3.6 | Non Federally-Regulated | 04/30/2009 |  | 10/24/2014
ClimateMaster Inc. | Climate Master Series | 803-024-G******** |  | Water-Source | WBAHP: Heat Pump Packaged Unit | Heat Pump | 230 | 1 |  |  | No Match | No Match |  |  |  | 25400 | 2275 | 11.2 | 9 | 35000 | 2650 | 3.9 | 3.2 | Non Federally-Regulated | 05/11/1988 |  | 03/15/1989
Mammoth | Hydrobank II | F090HHF/VHF |  | Water-Source | WBAHP: Heat Pump Packaged Unit | Heat Pump | 208 | 3 |  |  | No Match | No Match |  |  |  | 87300 | 6419 | 13.6 | 9 | 112000 | 7294 | 4.5 | 3.8 | Federally-Regulated Commercial & Industrial Equipment | 12/14/1998 |  | 10/05/1999
Command-Aire | Command-Aire | SWPXR353E |  | Water-Source | WBAHP: Heat Pump Packaged Unit | Heat Pump | 208 | 3 |  |  | No Match | No Match |  |  |  | 36000 | 3270 | 11 | 7.5 | 49000 | 3500 | 4 | 2.5 | Non Federally-Regulated | 05/16/1984 |  | 01/23/1988
Climate Control / Snyder General | Electro-Hydronics | CC70G5 |  | Water-Source | WBAHP: Heat Pump Packaged Unit | Heat Pump | 208 | 1 |  |  | No Match | No Match |  |  |  | 6900 | 645 | 10.7 | 7.5 | 8800 | 680 | 3.8 | 2.5 | Non Federally-Regulated | 05/16/1984 |  | 08/29/1986
Waterfurnace International, Inc. | Eagle Mountain | ZS041**0*0 |  | Ground-Water-Source | WBAHP: Heat Pump Packaged Unit | Heat Pump | 208 | 1 |  |  | No Match | Single-Speed |  |  |  | 44500 | 2160 | 20.6 | 16.2 | 36000 | 2776 | 3.8 | 3.6 | Non Federally-Regulated | 01/24/2011 |  | 04/19/2013
Waterfurnace International, Inc. | Eagle Mountain | ZS041**0*4 |  | Ground-Source | WBAHP: Heat Pump Packaged Unit | Heat Pump | 230 | 1 |  |  | No Match | Single-Speed |  |  |  | 41000 | 2485 | 16.5 | 13.4 | 29000 | 2428 | 3.5 | 3.1 | Non Federally-Regulated | 06/14/2011 |  | 04/19/2013
Marvair | Marvair | WHP31HPA |  | Water-Source | WBAHP: Heat Pump Packaged Unit | Heat Pump | 208 | 1 |  |  | No Match | No Match |  |  |  | 30500 | 2748 | 11.1 | 9 | 37500 | 2892 | 3.8 | 3.2 | Federally-Regulated Commercial & Industrial Equipment | 02/22/1988 |  | 05/11/1988
Trane U.S. Inc. | Trane | GSCC0351 |  | Water-Source | WBAHP: Heat Pump Packaged Unit | Heat Pump | 208 | 1 |  |  | No Match | No Match |  |  |  | 36100 | 3281 | 11 | 9.3 | 45800 | 3355 | 4 | 3.8 | Federally-Regulated Commercial & Industrial Equipment | 03/31/1998 |  | 05/10/1998
Mammoth | Mammoth | D016HHU |  | Water-Source | WBAHP: Heat Pump Packaged Unit | Heat Pump | 208 | 1 |  |  | No Match | Single-Speed |  |  |  | 14200 | 1044 | 13.6 | 11.2 | 16900 | 1101 | 4.5 | 4.2 | Federally-Regulated Commercial & Industrial Equipment | 01/10/2012 |  | 12/12/2012
California Heat Pump | California Heat Pump | CHP-61V*-12-** |  | Water-Source | WBAHP: Heat Pump Packaged Unit | Heat Pump | 230 | 1 |  |  | No Match | No Match |  |  |  | 61000 | 7200 | 8.5 | 7.5 | 70000 | 7300 | 2.8 | 2.5 | Non Federally-Regulated | 01/05/1982 |  | 06/11/1985
LG Electronics Inc. | LG | AKWW0123YA0 |  | Water-Source | WBAHP-O: Heat Pump Packaged Un | Heat Pump | 208 | 1 |  |  | No Match | Variable-Speed |  |  |  | 12700 | 977 | 13 | 11.2 | 15900 | 1110 | 4.2 | 4.2 | Federally-Regulated Commercial & Industrial Equipment | 06/15/2009 |  | 06/14/2011
Florida Heat Pump | Energy Miser | HECS19-1 | HEAH19-1 | Water-Source | WBAHP-C: Heat Pump Split Syste | Heat Pump | 208 | 1 |  |  | No Match | No Match |  |  |  | 18100 | 1660 | 10.9 | 9.3 | 24000 | 1760 | 4 | 3.8 | Non Federally-Regulated | 07/31/1991 |  | 03/31/1998
American Air Filter | Enercon | GHW-36 |  | Water-Source | WBAHP: Heat Pump Packaged Unit | Heat Pump | 200 | 3 |  |  | No Match | No Match |  |  |  | 35000 | 3125 | 11.2 | 9 | 42500 | 3458 | 3.6 | 3.2 | Non Federally-Regulated | 02/22/1990 |  | 07/31/1991
Vanguard Energy Systems | Vanguard Energy Systems | HPAV-036 |  | Water-Source | WBAHP: Heat Pump Packaged Unit | Heat Pump | 230 | 1 |  |  | No Match | No Match |  |  |  | 32000 | 3000 | 10.7 | 7.5 | 48000 | 3900 | 3.6 | 2.5 | Non Federally-Regulated | 01/05/1982 |  | 08/29/1986
McQuay International | McQuay | CCW042E-G |  | Ground-Water-Source | WBAHP: Heat Pump Packaged Unit | Heat Pump | 230 | 1 |  |  | No Match | No Match |  |  |  | 41000 | 3059 | 13.4 | 9 | 27600 | 2788 | 2.9 |  | Non Federally-Regulated | 10/06/1999 |  | 04/10/2000
Climate Control / Snyder General | Electro-Hydronics | UW610G5 |  | Water-Source | WBAHP: Heat Pump Packaged Unit | Heat Pump | 208 | 1 |  |  | No Match | No Match |  |  |  | 61500 | 5850 | 10.5 | 7.5 | 69000 | 5790 | 3.5 | 2.5 | Non Federally-Regulated | 05/16/1984 |  | 06/11/1985
Waterfurnace International, Inc. | Waterfurnace International, Inc. | ATH070D1(P) |  | Ground-Water-Source | WBAHP: Heat Pump Packaged Unit | Heat Pump | 230 | 1 |  |  | No Match | No Match |  |  |  | 43500 | 2500 | 17.4 | 9 | 32400 | 2637 | 3.6 |  | Non Federally-Regulated | 12/14/1998 |  | 10/06/1999
Florida Heat Pump | Florida Heat Pump | EM042-3CF/HZ/VT |  | Ground-Water-Source | WBAHP: Heat Pump Packaged Unit | Heat Pump | 208 | 3 |  |  | No Match | No Match |  |  |  | 41000 | 3037 | 13.5 | 9 | 30000 | 2929 | 3 |  | Non Federally-Regulated | 07/22/2002 |  | 03/12/2009
American Air Filter | Enercon | BCW12 |  | Water-Source | WBAHP: Heat Pump Packaged Unit | Heat Pump | 240 | 1 |  |  | No Match | No Match |  |  |  | 12500 | 1225 | 10.2 | 7.5 | 14700 | 1275 | 3.4 | 2.5 | Non Federally-Regulated | 01/05/1982 |  | 05/16/1984
Waterfurnace International, Inc. | Waterfurnace International, Inc. | SXV013A0 |  | Ground-Source | WBAHP: Heat Pump Packaged Unit | Heat Pump | 230 | 1 |  |  | No Match | No Match |  |  |  | 13300 | 847 | 15.7 |  | 9700 | 861 | 3.3 |  | Non Federally-Regulated | 03/31/1998 |  | 05/10/1998
ClimateMaster Inc. | Climate Master Series | 814-027-H******** |  | Water-Source | WBAHP: Heat Pump Packaged Unit | Heat Pump | 230 | 3 |  |  | No Match | No Match |  |  |  | 27000 | 2328 | 11.6 | 9 | 29500 | 2275 | 3.8 | 3.2 | Non Federally-Regulated | 05/11/1988 |  | 03/15/1989
Singer | Electro-Hydronics | UC330 3 |  | Water-Source | WBAHP: Heat Pump Packaged Unit | Heat Pump | 230 | 1 |  |  | No Match | No Match |  |  |  | 33000 | 3500 | 9.4 | 7.5 | 35400 | 3550 | 2.9 | 2.5 | Non Federally-Regulated | 09/08/1982 |  | 05/16/1984
Waterfurnace International, Inc. | Waterfurnace International, Inc. | NSZ022A0 | NAH022* | Water-Source | WBAHP-CB: Heat Pump Split Syst | Heat Pump | 230 | 1 |  |  | No Match | Single-Speed |  |  |  | 19700 | 1209 | 16.3 | 12 | 23500 | 1299 | 5.3 | 4.2 | Federally-Regulated Commercial & Industrial Equipment | 01/24/2011 |  | 10/24/2014
Florida Heat Pump | Florida Heat Pump | CG015-0 |  | Ground-Water-Source | WBAHP: Heat Pump Packaged Unit | Heat Pump | 115 | 1 |  |  | No Match | No Match |  |  |  | 15500 | 993 | 15.6 | 9 | 9000 | 878 | 3 |  | Non Federally-Regulated | 10/06/1999 |  | 04/10/2000
Enertech Global, LLC | Enertech | GXT060D3 |  | Ground-Water-Source | WBAHP: Heat Pump Packaged Unit | Heat Pump | 460 | 3 |  |  | No Match | Single-Speed | 2383 | 644 | 1 | 69000 | 3026 | 22.8 | 16.2 | 61000 | 3886 | 4.6 | 3.6 | Non Federally-Regulated | 09/03/2012 |  | 12/12/2012
Waterfurnace International, Inc. | Waterfurnace International, Inc. | SXV058B0 |  | Water-Source | WBAHP: Heat Pump Packaged Unit | Heat Pump | 230 | 1 |  |  | No Match | No Match |  |  |  | 55000 | 4044 | 13.6 | 10 | 69000 | 4493 | 4.5 |  | Federally-Regulated Commercial & Industrial Equipment | 12/14/1998 |  | 10/05/1999
Command-Aire | Command-Aire | SWPH-464 |  | Water-Source | WBAHP: Heat Pump Packaged Unit | Heat Pump | 460 | 3 |  |  | No Match | No Match |  |  |  | 46000 | 4800 | 9.6 | 9 | 55000 | 4600 | 3.5 | 3.2 | Non Federally-Regulated | 05/11/1988 |  | 03/15/1989
Waterfurnace International, Inc. | Geotility Geothermal Installations | QT049**1 |  | Ground-Source | WBAHP: Heat Pump Packaged Unit | Heat Pump | 208 | 1 |  |  | No Match | Dual-Speed |  |  |  | 43800 | 2687 | 16.3 | 13.4 | 33400 | 2719 | 3.6 | 3.1 | Non Federally-Regulated | 01/24/2011 |  | 04/19/2013
ClimateMaster Inc. | Climate Master Series | VT072G |  | Ground-Water-Source | WBAHP: Heat Pump Packaged Unit | Heat Pump | 230 | 1 |  |  | No Match | No Match |  |  |  | 70000 | 5109 | 13.7 | 9 | 50000 | 4578 | 3.2 |  | Non Federally-Regulated | 04/10/2000 |  | 05/24/2001
Mammoth | Hydrobank II | D027HHF/VHF |  | Water-Source | WBAHP: Heat Pump Packaged Unit | Heat Pump | 208 | 1 |  |  | No Match | No Match |  |  |  | 25000 | 1851 | 13.5 | 10 | 33000 | 2014 | 4.8 |  | Federally-Regulated Commercial & Industrial Equipment | 12/14/1998 |  | 10/05/1999
Carrier Corp. | Carrier | 50QXV0183 |  | Water-Source | WBAHP: Heat Pump Packaged Unit | Heat Pump | 230 | 1 |  |  | No Match | No Match |  |  |  | 18000 | 1635 | 11 | 9 | 23000 | 1872 | 3.6 | 3.2 | Non Federally-Regulated | 03/15/1989 |  | 02/22/1990
California Heat Pump | California Heat Pump | 11H**-13-** |  | Water-Source | WBAHP: Heat Pump Packaged Unit | Heat Pump | 265 | 1 |  |  | No Match | No Match |  |  |  | 10800 | 982 | 11 | 7.5 | 14000 | 1100 | 3.7 | 2.5 | Non Federally-Regulated | 06/11/1985 |  | 05/11/1988
McQuay / Snyder General | Electro-Hydronics | CCW060A*T |  | Water-Source | WBAHP: Heat Pump Packaged Unit | Heat Pump | 460 | 3 |  |  | No Match | No Match |  |  |  | 61000 | 5754 | 10.6 | 9 | 71000 | 5945 | 3.5 | 3.2 | Non Federally-Regulated | 05/11/1988 |  | 03/15/1989
Enertech Global, LLC | Enertech | HCT072D |  | Ground-Source | WBAHP: Heat Pump Packaged Unit | Heat Pump | 208 | 1 |  |  | No Match | Single-Speed | 3612 | 710 | 1 | 72600 | 4321 | 16.8 | 13.4 | 58000 | 4594 | 3.7 | 3.1 | Non Federally-Regulated | 09/03/2012 |  | 12/12/2012
Tetco | Tetco | ESII3.0 |  | Ground-Water-Source | WBAHP: Heat Pump Packaged Unit | Heat Pump | 230 | 1 |  |  | No Match | No Match |  |  |  | 32000 | 2335 | 13.7 | 9 | 26600 | 2436 | 3.2 |  | Non Federally-Regulated | 01/30/1998 |  | 10/02/1998
Waterfurnace International, Inc. | Waterfurnace International, Inc. | ATH045D1(P) |  | Ground-Water-Source | WBAHP: Heat Pump Packaged Unit | Heat Pump | 230 | 1 |  |  | No Match | No Match |  |  |  | 27800 | 1323 | 21 | 9 | 19600 | 1472 | 3.9 |  | Non Federally-Regulated | 01/30/1998 |  | 10/02/1998
Johnson Controls | Johnson Controls | VSCS18B1****0 |  | Water-Source | WBAHP: Heat Pump Packaged Unit | Heat Pump | 208 | 1 |  |  | No Match | Single-Speed |  |  |  | 18100 | 1371 | 13.2 | 12 | 22300 | 1421 | 4.6 | 4.2 | Federally-Regulated Commercial & Industrial Equipment | 03/02/2012 |  | 10/24/2014
American Air Filter | Enercon | DVW36 |  | Water-Source | WBAHP: Heat Pump Packaged Unit | Heat Pump | 460 | 3 |  |  | No Match | No Match |  |  |  | 36000 | 3280 | 11 | 7.5 | 43000 | 3525 | 3.6 | 2.5 | Non Federally-Regulated | 05/16/1984 |  | 06/11/1985
Carrier Corp. | Carrier | 50QEH0721 |  | Water-Source | WBAHP: Heat Pump Packaged Unit | Heat Pump | 575 | 3 |  |  | No Match | No Match |  |  |  | 71000 | 6228 | 11.4 | 9.2 | 92000 | 6420 | 4.2 |  | Federally-Regulated Commercial & Industrial Equipment | 09/25/1989 |  | 03/08/1996
McQuay International | McQuay | W-FDD/FDE/FME-1-007-A |  | Water-Source | WBAHP: Heat Pump Packaged Unit | Heat Pump | 115 | 1 |  |  | No Match | No Match |  |  |  | 6800 | 653 | 10.4 | 10 | 9800 | 755 | 3.8 |  | Federally-Regulated Commercial & Industrial Equipment | 09/21/2000 |  | 11/14/2000
Climate Control / Snyder General | Electro-Hydronics | CC550FK |  | Water-Source | WBAHP: Heat Pump Packaged Unit | Heat Pump | 208 | 3 |  |  | No Match | No Match |  |  |  | 55000 | 5670 | 9.7 | 7.5 | 67000 | 5610 | 3.5 | 2.5 | Non Federally-Regulated | 06/11/1985 |  | 08/29/1986
Enertech Global, LLC | Enertech | GST036A2 | MPD036 | Ground-Source | WBAHP-CB: Heat Pump Split Syst | Heat Pump | 208 | 3 |  |  | No Match | Single-Speed |  |  |  | 38000 | 2303 | 16.5 | 13.4 | 28400 | 2250 | 3.7 | 3.1 | Non Federally-Regulated | 12/12/2012 |  | 04/29/2015
Econar | Econar | GV671 |  | Ground-Water-Source | WBAHP: Heat Pump Packaged Unit | Heat Pump | 208 | 1 |  |  | No Match | No Match |  |  |  | 63500 | 5669 | 11.2 | 9 | 63000 | 6154 | 3 |  | Non Federally-Regulated | 07/29/1998 |  | 10/02/1998
ClimateMaster Inc. | Carrier Corp. | 50YGV/H/D064 |  | Ground-Source | WBAHP: Heat Pump Packaged Unit | Heat Pump | 208 | 1 |  |  | No Match | Single-Speed | 3257 | 161 | 92 | 66000 | 3548 | 18.6 | 13.4 | 48500 | 3741 | 3.8 | 3.1 | Non Federally-Regulated | 12/12/2012 |  | 04/22/2015
Waterfurnace International, Inc. | Rybacki - Hart Enterprises | ZS030**3*0 |  | Ground-Source | WBAHP: Heat Pump Packaged Unit | Heat Pump | 208 | 3 |  |  | No Match | Single-Speed |  |  |  | 29000 | 1706 | 17 | 13.4 | 22800 | 1909 | 3.5 | 3.1 | Non Federally-Regulated | 01/24/2011 |  | 04/19/2013
Power-Save International, Inc. | S.O.E.S.I. | PSD-600 (1) |  | Water-Source | WBAHP: Heat Pump Packaged Unit | Heat Pump | 230 | 1 |  |  | No Match | No Match |  |  |  | 72200 | 7061 | 10.2 | 9.2 | 94500 | 7150 | 3.9 |  | Non Federally-Regulated | 05/11/1988 |  | 03/15/1989
Enertech Global, LLC | Roth Industries, Inc. | RXT072D |  | Ground-Water-Source | WBAHP: Heat Pump Packaged Unit | Heat Pump | 208 | 1 |  |  | No Match | Single-Speed | 2875 | 710 | 1 | 78500 | 3584 | 21.9 | 16.2 | 71900 | 4789 | 4.4 | 3.6 | Non Federally-Regulated | 09/03/2012 |  | 12/12/2012
Waterfurnace International, Inc. | Waterfurnace International, Inc. | SXV068C0 |  | Ground-Source | WBAHP: Heat Pump Packaged Unit | Heat Pump | 208 | 1 |  |  | No Match | No Match |  |  |  | 66000 | 5500 | 12 |  | 52000 | 5080 | 3 |  | Non Federally-Regulated | 03/31/1998 |  | 05/10/1998
Econar | Econar | GH361 |  | Ground-Water-Source | WBAHP: Heat Pump Packaged Unit | Heat Pump | 208 | 1 |  |  | No Match | No Match |  |  |  | 35800 | 2671 | 13.4 | 11 | 45000 | 3381 | 3.9 | 3.5 | Non Federally-Regulated | 03/31/1998 |  | 05/10/1998
Command-Aire | Command-Aire | RUWP-4533 |  | Water-Source | WBAHP: Heat Pump Packaged Unit | Heat Pump | 208 | 3 |  |  | No Match | No Match |  |  |  | 489000 | 55500 | 8.8 |  | 625000 | 53200 | 3.4 | 2.5 | Non Federally-Regulated | 02/22/1990 |  | 07/31/1991
Waterfurnace International, Inc. | American Standard, Inc. | A1GX042***1**1 |  | Water-Source | WBAHP: Heat Pump Packaged Unit | Heat Pump | 208 | 1 |  |  | No Match | Single-Speed |  |  |  | 40600 | 2115 | 19.2 | 12 | 44100 | 2192 | 5.9 | 4.2 | Federally-Regulated Commercial & Industrial Equipment | 08/23/2011 |  | 10/24/2014
Bard Manufacturing Company, Inc. | Bard | WQS30B | A36AS-A | Ground-Water-Source | WBAHP-C: Heat Pump Split Syste | Heat Pump | 230 | 1 |  |  | No Match | No Match |  |  |  | 30600 | 2637 | 11.6 | 11 | 34000 | 2847 | 3.5 | 3.5 | Non Federally-Regulated | 03/31/1998 |  | 05/10/1998
Mammoth | Hydrobank II | E009VHJ |  | Water-Source | WBAHP: Heat Pump Packaged Unit | Heat Pump | 265 | 1 |  |  | No Match | No Match |  |  |  | 8800 | 880 | 10 | 10 | 12000 | 901 | 3.9 |  | Federally-Regulated Commercial & Industrial Equipment | 11/14/2000 |  | 07/18/2002
Command-Aire | Command-Aire | SWPV267 |  | Water-Source | WBAHP: Heat Pump Packaged Unit | Heat Pump | 265 | 1 |  |  | No Match | No Match |  |  |  | 24000 | 2180 | 11 | 9 | 32000 | 2340 | 4.1 | 3.2 | Non Federally-Regulated | 02/22/1990 |  | 07/31/1991
Friedrich Air Conditioning Co. | Climate Master Series | 804-037-G******** |  | Water-Source | WBAHP: Heat Pump Packaged Unit | Heat Pump | 230 | 3 |  |  | No Match | No Match |  |  |  | 35600 | 3360 | 10.6 | 7.5 | 42500 | 3550 | 3.5 | 2.5 | Non Federally-Regulated | 08/30/1983 |  | 05/16/1984
Waterfurnace International, Inc. | Waterfurnace International, Inc. | SXH010B0 |  | Water-Source | WBAHP: Heat Pump Packaged Unit | Heat Pump | 230 | 1 |  |  | No Match | No Match |  |  |  | 9800 | 653 | 15 | 10 | 12600 | 710 | 5.2 |  | Federally-Regulated Commercial & Industrial Equipment | 12/14/1998 |  | 10/05/1999
Florida Heat Pump | Florida Heat Pump | GT036-3CF/HZ/VT |  | Water-Source | WBAHP-CB: Heat Pump Split Syst | Heat Pump | 208 | 3 |  |  | No Match | No Match |  |  |  | 36000 | 2589 | 13.9 | 9 | 39000 | 3007 | 3.8 | 3.5 | Non Federally-Regulated | 04/12/2000 |  | 05/23/2001
Waterfurnace International, Inc. | Johnson Controls | RKV/RKH042**0*4 |  | Ground-Water-Source | WBAHP: Heat Pump Packaged Unit | Heat Pump | 208 | 1 |  |  | No Match | Single-Speed |  |  |  | 44600 | 1820 | 24.5 | 16.2 | 34900 | 2379 | 4.3 | 3.6 | Non Federally-Regulated | 09/03/2012 |  | 01/09/2014
Waterfurnace International, Inc. | Johnson Controls | RJTV/RJTH049**0 |  | Ground-Water-Source | WBAHP: Heat Pump Packaged Unit | Heat Pump | 208 | 1 |  |  | No Match | Dual-Speed |  |  |  | 53200 | 2344 | 22.7 | 16.2 | 47200 | 2943 | 4.7 | 3.6 | Non Federally-Regulated | 01/24/2011 |  | 10/24/2014
Mammoth | Hydrobank II | F030VHK |  | Water-Source | WBAHP: Heat Pump Packaged Unit | Heat Pump | 208 | 3 |  |  | No Match | No Match |  |  |  | 29800 | 2709 | 11 | 10 | 37800 | 2839 | 3.9 |  | Federally-Regulated Commercial & Industrial Equipment | 06/27/2003 |  | 03/12/2009
Waterfurnace International, Inc. | Waterfurnace International, Inc. | SXH019A1 |  | Water-Source | WBAHP-CB: Heat Pump Split Syst | Heat Pump | 230 | 1 |  |  | No Match | No Match |  |  |  | 19500 | 1402 | 13.9 | 9 | 22800 | 1629 | 4.1 | 3.5 | Non Federally-Regulated | 02/02/1998 |  | 08/21/1998
Waterfurnace International, Inc. | Waterfurnace International, Inc. | SXV016A2 |  | Water-Source | WBAHP: Heat Pump Packaged Unit | Heat Pump | 265 | 1 |  |  | No Match | No Match |  |  |  | 16000 | 1185 | 13.5 | 9.3 | 20400 | 1195 | 5 | 3.8 | Federally-Regulated Commercial & Industrial Equipment | 03/31/1998 |  | 05/10/1998
Waterfurnace International, Inc. | Waterfurnace International, Inc. | SXH036C3 |  | Water-Source | WBAHP: Heat Pump Packaged Unit | Heat Pump | 208 | 3 |  |  | No Match | No Match |  |  |  | 36000 | 2647 | 13.6 | 10 | 44500 | 2774 | 4.7 |  | Federally-Regulated Commercial & Industrial Equipment | 12/14/1998 |  | 10/05/1999
Waterfurnace International, Inc. | Rybacki - Hart Enterprises | ZS070**0*1 |  | Water-Source | WBAHP: Heat Pump Packaged Unit | Heat Pump | 208 | 1 |  |  | No Match | Single-Speed |  |  |  | 63000 | 4406 | 14.3 | 12 | 79000 | 4926 | 4.7 | 4.2 | Federally-Regulated Commercial & Industrial Equipment | 01/24/2011 |  | 04/19/2013
Marvair | Marvair | V360-02-A |  | Water-Source | WBAHP: Heat Pump Packaged Unit | Heat Pump | 230 | 1 |  |  | No Match | No Match |  |  |  | 36000 | 3200 | 11.2 | 7.5 | 44000 | 3500 | 3.6 | 2.5 | Non Federally-Regulated | 01/05/1982 |  | 05/16/1984
McQuay International | McQuay | W-CMG-1-024-J |  | Water-Source | WBAHP: Heat Pump Packaged Unit | Heat Pump | 265 | 1 |  |  | No Match | No Match |  |  |  | 25400 | 1840 | 13.8 | 10 | 29800 | 2129 | 4.1 |  | Federally-Regulated Commercial & Industrial Equipment | 09/21/2000 |  | 03/12/2009
ClimateMaster Inc. | Climate Master Series | GRV/GRH018AE |  | Water-Source | WBAHP-CB: Heat Pump Split Syst | Heat Pump | 265 | 1 |  |  | No Match | No Match |  |  |  | 19200 | 1288 | 14.9 | 9 | 21700 | 1673 | 3.8 | 3.5 | Non Federally-Regulated | 01/17/2001 |  | 01/24/2002
Waterfurnace International, Inc. | WFI Industries, Ltd. | USV/USH060**3*4 |  | Ground-Source | WBAHP: Heat Pump Packaged Unit | Heat Pump | 230 | 3 |  |  | No Match | Single-Speed |  |  |  | 60900 | 3402 | 17.9 | 13.4 | 47100 | 3834 | 3.6 | 3.1 | Non Federally-Regulated | 06/14/2011 |  | 03/02/2012
Waterfurnace International, Inc. | Rybacki - Hart Enterprises | ZS015**0*0 |  | Ground-Source | WBAHP: Heat Pump Packaged Unit | Heat Pump | 208 | 1 |  |  | No Match | Single-Speed |  |  |  | 14700 | 855 | 17.2 | 13.4 | 11500 | 963 | 3.5 | 3.1 | Non Federally-Regulated | 01/24/2011 |  | 04/19/2013
Addison Products | Addison Products | WSH024-1AR |  | Water-Source | WBAHP: Heat Pump Packaged Unit | Heat Pump | 230 | 1 |  |  | No Match | No Match |  |  |  | 24000 | 1714 | 14 | 10 | 30000 | 1831 | 4.8 |  | Federally-Regulated Commercial & Industrial Equipment | 12/14/1998 |  | 05/19/2000
Florida Heat Pump | Florida Heat Pump | GT054-1CS | GT054-1AH/AV | Water-Source | WBAH: Heating Only Packaged Un | Heat Pump | 208 | 1 |  |  | No Match | No Match |  |  |  | 52000 | 4262 | 12.2 | 9 | 61000 | 4703 | 3.8 | 3.5 | Non Federally-Regulated | 07/22/2002 |  | 03/12/2009
Florida Heat Pump | Energy Miser | HECS42-1 | HEAH42-1 | Water-Source | WBAHP-C: Heat Pump Split Syste | Heat Pump | 208 | 1 |  |  | No Match | No Match |  |  |  | 41500 | 3770 | 11 | 9.3 | 51000 | 3830 | 3.9 | 3.8 | Non Federally-Regulated | 07/31/1991 |  | 03/31/1998
Addison Products | Addison Products | VPY042-3A |  | Water-Source | WBAHP-CB: Heat Pump Split Syst | Heat Pump | 208 | 3 |  |  | No Match | No Match |  |  |  | 48700 | 4058 | 12 | 9 | 52300 | 4378 | 3.5 | 3.5 | Non Federally-Regulated | 11/14/2000 |  | 07/18/2002
Waterfurnace International, Inc. | Waterfurnace International, Inc. | SXV048B3 |  | Ground-Water-Source | WBAHP: Heat Pump Packaged Unit | Heat Pump | 230 | 3 |  |  | No Match | No Match |  |  |  | 51500 | 3843 | 13.4 | 9 | 36000 | 3403 | 3.1 |  | Non Federally-Regulated | 12/14/1998 |  | 10/06/1999
Florida Heat Pump | Energy Miser | HE9CF-2 |  | Water-Source | WBAHP: Heat Pump Packaged Unit | Heat Pump | 265 | 1 |  |  | No Match | No Match |  |  |  | 9000 | 820 | 11 | 9 | 12400 | 910 | 4 | 3.2 | Non Federally-Regulated | 05/11/1988 |  | 03/15/1989
Addison Products | Addison Products | VGY024-1A |  | Ground-Water-Source | WBAHP: Heat Pump Packaged Unit | Heat Pump | 230 | 1 |  |  | No Match | No Match |  |  |  | 24400 | 1781 | 13.7 | 9 | 16200 | 1531 | 3.1 |  | Non Federally-Regulated | 07/22/2002 |  | 03/12/2009
Addison Products | Addison Products | HGY096-4A |  | Ground-Water-Source | WBAHP: Heat Pump Packaged Unit | Heat Pump | 460 | 3 |  |  | No Match | No Match |  |  |  | 95700 | 7909 | 12.1 | 9 | 78200 | 8486 | 2.7 |  | Non Federally-Regulated | 11/14/2000 |  | 01/24/2002
Waterfurnace International, Inc. | Spectra | SXV013A0 |  | Water-Source | WBAHP: Heat Pump Packaged Unit | Heat Pump | 208 | 1 |  |  | No Match | No Match |  |  |  | 12700 | 858 | 14.8 | 10 | 15100 | 922 | 4.8 |  | Federally-Regulated Commercial & Industrial Equipment | 06/02/1993 |  | 06/03/1993
Florida Heat Pump | Florida Heat Pump | EM041-4CF |  | Water-Source | WBAHP: Heat Pump Packaged Unit | Heat Pump | 460 | 3 |  |  | No Match | No Match |  |  |  | 39500 | 2992 | 13.2 | 10 | 50000 | 3488 | 4.2 |  | Federally-Regulated Commercial & Industrial Equipment | 12/14/1998 |  | 10/05/1999
Climate Control / Snyder General | Electro-Hydronics | CW330GD |  | Water-Source | WBAHP: Heat Pump Packaged Unit | Heat Pump | 230 | 3 |  |  | No Match | No Match |  |  |  | 33000 | 3050 | 10.8 | 7.5 | 39000 | 3090 | 3.7 | 2.5 | Non Federally-Regulated | 05/16/1984 |  | 08/29/1986
Trane U.S. Inc. | Trane | EXVE030 |  | Ground-Source | WBAHP: Heat Pump Packaged Unit | Heat Pump | 208 | 1 |  |  | No Match | Single-Speed |  |  |  | 30100 | 1691 | 17.8 | 13.4 | 22200 | 1669 | 3.9 | 3.1 | Non Federally-Regulated | 04/30/2009 |  | 08/15/2014
Waterfurnace International, Inc. | Waterfurnace International, Inc. | NSZ060A0 | NRAC060* | Ground-Water-Source | WBAHP-CB: Heat Pump Split Syst | Heat Pump | 230 | 1 |  |  | No Match | Single-Speed |  |  |  | 62300 | 2953 | 21.1 | 16.2 | 52900 | 3781 | 4.1 | 3.6 | Non Federally-Regulated | 01/24/2011 |  | 03/02/2012
American Air Filter | Enercon | DVW-165 |  | Water-Source | WBAHP: Heat Pump Packaged Unit | Heat Pump | 200 | 3 |  |  | No Match | No Match |  |  |  | 165000 | 13808 | 11.9 |  | 200000 | 15235 | 3.9 | 2.5 | Non Federally-Regulated | 02/22/1990 |  | 07/31/1991
Enertech Global, LLC | Enertech | TST036A | ACD036 | Ground-Source | WBAHP-CB: Heat Pump Split Syst | Heat Pump | 230 | 1 |  |  | No Match | Single-Speed |  |  |  | 37700 | 2167 | 17.4 | 13.4 | 29200 | 2194 | 3.9 | 3.1 | Non Federally-Regulated | 11/30/2011 |  | 03/02/2012
Solar Oriented Environmental Systems | S.O.E.S.I. | PSD-400 |  | Water-Source | WBAHP: Heat Pump Packaged Unit | Heat Pump | 230 | 1 |  |  | No Match | No Match |  |  |  | 50000 | 3841 | 13 | 7.5 | 52000 | 3749 | 4 | 2.5 | Non Federally-Regulated | 05/16/1984 |  | 05/11/1988
Florida Heat Pump | Florida Heat Pump | SV070-1CS*-*****A | SV070-1AV/AH*-***T/A*A | Ground-Source | WBAHP-CB: Heat Pump Split Syst | Heat Pump | 230 | 1 |  |  | No Match | Single-Speed |  |  |  | 64200 | 4115 | 15.6 | 13.4 | 47900 | 4254 | 3.3 | 3.1 | Non Federally-Regulated | 10/24/2014 |  | 04/01/2015
Waterfurnace International, Inc. | Rybacki - Hart Enterprises | ZS030**4*1 |  | Ground-Source | WBAHP: Heat Pump Packaged Unit | Heat Pump | 460 | 3 |  |  | No Match | Single-Speed |  |  |  | 29000 | 1585 | 18.3 | 13.4 | 22800 | 1758 | 3.8 | 3.1 | Non Federally-Regulated | 01/24/2011 |  | 04/19/2013
Mammoth | Geox | ZD052VSC |  | Water-Source | WBAHP: Heat Pump Packaged Unit | Heat Pump | 230 | 1 |  |  | No Match | No Match |  |  |  | 52500 | 4730 | 11.1 | 7.5 | 62000 | 4901 | 3.7 | 2.5 | Non Federally-Regulated | 06/11/1985 |  | 05/11/1988
Florida Heat Pump | Florida Heat Pump | GT042-5CF/HZ/VT |  | Water-Source | WBAHP-CB: Heat Pump Split Syst | Heat Pump | 575 | 3 |  |  | No Match | No Match |  |  |  | 45000 | 3435 | 13.1 | 9 | 50000 | 3488 | 4.2 | 3.5 | Non Federally-Regulated | 04/12/2000 |  | 05/23/2001
Waterfurnace International, Inc. | Johnson Controls | RJTV/RJTH038**3 |  | Water-Source | WBAHP: Heat Pump Packaged Unit | Heat Pump | 230 | 3 |  |  | No Match | Dual-Speed |  |  |  | 39000 | 2267 | 17.2 | 12 | 42200 | 2249 | 5.5 | 4.2 | Federally-Regulated Commercial & Industrial Equipment | 01/24/2011 |  | 06/14/2011
Florida Heat Pump | Florida Heat Pump | EM028-1CF |  | Water-Source | WBAHP: Heat Pump Packaged Unit | Heat Pump | 208 | 1 |  |  | No Match | No Match |  |  |  | 28000 | 1971 | 14.2 | 10 | 33400 | 2175 | 4.5 |  | Federally-Regulated Commercial & Industrial Equipment | 02/02/1998 |  | 03/31/1998
Mammoth | Hydrobank II | F/G054VLE/HLE/DLE |  | Ground-Source | WBAHP: Heat Pump Packaged Unit | Heat Pump | 230 | 3 |  |  | No Match | No Match |  |  |  | 54500 | 3978 | 13.7 |  | 42500 | 4017 | 3.1 |  | Non Federally-Regulated | 03/31/1998 |  | 05/10/1998
Mammoth | Hydrobank II | F084HHE |  | Water-Source | WBAHP: Heat Pump Packaged Unit | Heat Pump | 230 | 3 |  |  | No Match | No Match |  |  |  | 84000 | 8316 | 10.1 | 9.2 | 104000 | 8464 | 3.6 |  | Federally-Regulated Commercial & Industrial Equipment | 01/22/1990 |  | 12/21/1990
Jacobsen Energy Ind., Inc. | Jacobsen Energy Ind., Inc. | 24***3**** |  | Water-Source | WBAHP: Heat Pump Packaged Unit | Heat Pump | 230 | 1 |  |  | No Match | No Match |  |  |  | 24000 | 2050 | 11.7 | 7.5 | 31000 | 2250 | 4 | 2.5 | Non Federally-Regulated | 06/11/1985 |  | 05/11/1988
American Air Filter | Enercon | GVW-36 |  | Water-Source | WBAHP: Heat Pump Packaged Unit | Heat Pump | 460 | 3 |  |  | No Match | No Match |  |  |  | 35000 | 3125 | 11.2 | 9 | 42500 | 3458 | 3.6 | 3.2 | Non Federally-Regulated | 02/22/1990 |  | 07/31/1991
Waterfurnace International, Inc. | Waterfurnace International, Inc. | USV/USH070**0*4 |  | Water-Source | WBAHP: Heat Pump Packaged Unit | Heat Pump | 208 | 1 |  |  | No Match | Single-Speed |  |  |  | 63000 | 4406 | 14.3 | 12 | 79000 | 4926 | 4.7 | 4.2 | Federally-Regulated Commercial & Industrial Equipment | 06/14/2011 |  | 03/02/2012
Addison Products | Addison Products | WRH044-1JA | HRH044-1J/1JB | Water-Source | WBAHP-C: Heat Pump Split Syste | Heat Pump | 208 | 1 |  |  | No Match | No Match |  |  |  | 40500 | 3681 | 11 | 10 | 50000 | 3856 | 3.8 |  | Federally-Regulated Commercial & Industrial Equipment | 02/02/1998 |  | 03/31/1998
Trane U.S. Inc. | Trane | GSUF0361B |  | Water-Source | WBAHP-CB: Heat Pump Split Syst | Heat Pump | 208 | 1 |  |  | No Match | No Match |  |  |  | 36800 | 2271 | 16.2 | 9 | 40000 | 2930 | 4 | 3.5 | Non Federally-Regulated | 02/02/1998 |  | 10/02/1998
California Heat Pump | Aqua-Matic | 26V*-12-** |  | Water-Source | WBAHP: Heat Pump Packaged Unit | Heat Pump | 230 | 1 |  |  | No Match | No Match |  |  |  | 25500 | 3050 | 8.4 | 7.5 | 31000 | 3200 | 2.8 | 2.5 | Non Federally-Regulated | 06/11/1985 |  | 05/11/1988
Florida Heat Pump | Geomaster, LLC | EV048-1CF/HZ/VT |  | Ground-Water-Source | WBAHP: Heat Pump Packaged Unit | Heat Pump | 230 | 1 |  |  | No Match | Single-Speed |  |  |  | 55000 | 2670 | 20.6 | 16.2 | 47000 | 2670 | 4.2 | 3.6 | Non Federally-Regulated | 07/06/2011 |  | 12/12/2012
Econar | Econar | GH362 |  | Ground-Water-Source | WBAHP: Heat Pump Packaged Unit | Heat Pump | 208 | 1 |  |  | No Match | No Match |  |  |  | 35200 | 2550 | 13.8 | 9 | 32000 | 2930 | 3.2 |  | Non Federally-Regulated | 01/30/1998 |  | 03/31/1998
Snyder General Corp. | American Air Filter | EHW-41 |  | Water-Source | WBAHP: Heat Pump Packaged Unit | Heat Pump | 200 | 3 |  |  | No Match | No Match |  |  |  | 42000 | 3652 | 11.5 | 9 | 48000 | 3916 | 3.6 | 3.2 | Federally-Regulated Commercial & Industrial Equipment | 02/04/1988 |  | 07/27/1992
Command-Aire | Command-Aire | SWPH354E |  | Water-Source | WBAHP: Heat Pump Packaged Unit | Heat Pump | 460 | 3 |  |  | No Match | No Match |  |  |  | 36000 | 3270 | 11 | 7.5 | 49000 | 3500 | 4 | 2.5 | Non Federally-Regulated | 05/16/1984 |  | 06/11/1985
Waterfurnace International, Inc. | Rybacki - Hart Enterprises | ZS041**3*1 |  | Ground-Water-Source | WBAHP: Heat Pump Packaged Unit | Heat Pump | 208 | 3 |  |  | No Match | Single-Speed |  |  |  | 44500 | 2023 | 22 | 16.2 | 36000 | 2638 | 4 | 3.6 | Non Federally-Regulated | 01/24/2011 |  | 04/19/2013
Florida Heat Pump | Geomaster, LLC | AU049-1AV/AH | AU049-1CS | Ground-Water-Source | WBAHP-CB: Heat Pump Split Syst | Heat Pump | 230 | 1 |  |  | No Match | Single-Speed |  |  |  | 53000 | 2849 | 18.6 | 16.2 | 47000 | 2849 | 4.1 | 3.6 | Non Federally-Regulated | 04/30/2009 |  | 06/23/2011
Addison Products | Heat Controller | HWPH44-1JRA/1JLA |  | Water-Source | WBAHP-CB: Heat Pump Split Syst | Heat Pump | 230 | 1 |  |  | No Match | No Match |  |  |  | 44500 | 4045 | 11 | 9 | 49500 | 4143 | 3.5 | 3.5 | Non Federally-Regulated | 10/05/1999 |  | 04/12/2000
ClimateMaster Inc. | Climate Master Series | GSV/GSH070AH |  | Ground-Water-Source | WBAHP: Heat Pump Packaged Unit | Heat Pump | 208 | 3 |  |  | No Match | No Match |  |  |  | 67600 | 5200 | 13 | 9 | 54100 | 5113 | 3.1 |  | Non Federally-Regulated | 07/22/2002 |  | 01/22/2003
Mammoth | Hydrobank II | G024VHJ |  | Water-Source | WBAHP: Heat Pump Packaged Unit | Heat Pump | 460 | 3 |  |  | No Match | No Match |  |  |  | 23800 | 2266 | 10.5 | 10 | 31000 | 2328 | 3.9 |  | Federally-Regulated Commercial & Industrial Equipment | 01/18/2001 |  | 03/12/2009
Florida Heat Pump | Florida Heat Pump | LM048-2VT/CF/HZ*-*****A |  | Water-Source | WBAHP: Heat Pump Packaged Unit | Both Heat Pump and Electric Re | 265 | 1 |  |  | No Match | Dual-Speed |  |  |  | 49200 | 2964 | 16.6 | 12 | 56100 | 3102 | 5.3 | 4.2 | Federally-Regulated Commercial & Industrial Equipment | 01/09/2014 |  | 04/20/2015
Waterfurnace International, Inc. | Waterfurnace International, Inc. | SXV016A1 |  | Water-Source | WBAHP: Heat Pump Packaged Unit | Heat Pump | 208 | 1 |  |  | No Match | No Match |  |  |  | 16000 | 1185 | 13.5 | 9.3 | 20400 | 1195 | 5 | 3.8 | Federally-Regulated Commercial & Industrial Equipment | 03/31/1998 |  | 05/10/1998
Waterfurnace International, Inc. | Geotility Geothermal Installations | YS042**1*0 |  | Water-Source | WBAHP: Heat Pump Packaged Unit | Heat Pump | 208 | 1 |  |  | No Match | Single-Speed |  |  |  | 40800 | 2814 | 14.5 | 12 | 45400 | 2957 | 4.5 | 4.2 | Federally-Regulated Commercial & Industrial Equipment | 01/24/2011 |  | 04/19/2013
Waterfurnace International, Inc. | Eagle Mountain | ZS036**3*4 |  | Water-Source | WBAHP: Heat Pump Packaged Unit | Heat Pump | 230 | 3 |  |  | No Match | Single-Speed |  |  |  | 33300 | 2220 | 15 | 12 | 40600 | 2479 | 4.8 | 4.2 | Federally-Regulated Commercial & Industrial Equipment | 06/14/2011 |  | 03/02/2012
Enertech Global, LLC | Enertech | GCT048C |  | Ground-Water-Source | WBAHP: Heat Pump Packaged Unit | Heat Pump | 208 | 1 |  |  | No Match | Single-Speed |  |  |  | 53600 | 2404 | 22.3 | 16.2 | 47700 | 3107 | 4.5 | 3.6 | Non Federally-Regulated | 12/12/2012 |  | 04/21/2014
Mammoth | Hydrobank II | E010VHG |  | Water-Source | WBAHP: Heat Pump Packaged Unit | Heat Pump | 265 | 1 |  |  | No Match | No Match |  |  |  | 10000 | 775 | 12.9 | 10 | 13000 | 906 | 4.2 |  | Federally-Regulated Commercial & Industrial Equipment | 11/14/2000 |  | 01/18/2001
Waterfurnace International, Inc. | Waterfurnace International, Inc. | SXV058C4 |  | Water-Source | WBAHP: Heat Pump Packaged Unit | Heat Pump | 460 | 3 |  |  | No Match | No Match |  |  |  | 55000 | 4044 | 13.6 | 9.3 | 69000 | 4493 | 4.5 | 3.8 | Federally-Regulated Commercial & Industrial Equipment | 03/31/1998 |  | 05/10/1998
ClimateMaster Inc. | Climate Master | TTP/S038 | CNPV*36* | Ground-Water-Source | WBAHP-C: Heat Pump Split Syste | Heat Pump | 230 | 1 |  |  | No Match | Single-Speed |  |  |  | 39800 | 1817 | 21.9 | 16.2 | 36800 | 2632 | 4.1 | 3.6 | Non Federally-Regulated | 11/25/2009 |  | 06/09/2015
Waterfurnace International, Inc. | Waterfurnace International, Inc. | NSV/NSH022G1*4 |  | Water-Source | WBAHP: Heat Pump Packaged Unit | Heat Pump | 208 | 1 |  |  | No Match | Single-Speed |  |  |  | 21900 | 1123 | 19.5 | 12 | 22800 | 1172 | 5.7 | 4.2 | Federally-Regulated Commercial & Industrial Equipment | 09/03/2012 |  | 04/19/2013
Addison Products | Addison Products | WPH064-1JC/1JBC |  | Water-Source | WBAHP: Heat Pump Packaged Unit | Heat Pump | 230 | 1 |  |  | No Match | No Match |  |  |  | 59500 | 4760 | 12.5 | 9.3 | 78000 | 5861 | 3.9 | 3.8 | Federally-Regulated Commercial & Industrial Equipment | 03/31/1998 |  | 05/10/1998
Addison Products | Addison Products | HGY048-5A |  | Water-Source | WBAHP-CB: Heat Pump Split Syst | Heat Pump | 575 | 3 |  |  | No Match | No Match |  |  |  | 54400 | 4689 | 11.6 | 9 | 61800 | 5029 | 3.6 | 3.5 | Non Federally-Regulated | 11/14/2000 |  | 07/18/2002
ClimateMaster Inc. | Climate Master Series | 80120E |  | Water-Source | WBAHP: Heat Pump Packaged Unit | Heat Pump | 265 | 1 |  |  | No Match | No Match |  |  |  | 19000 | 1750 | 10.9 | 9 | 23200 | 1888 | 3.6 | 3.2 | Non Federally-Regulated | 02/22/1990 |  | 07/31/1991
Waterfurnace International, Inc. | Waterfurnace International, Inc. | ATV016C0 |  | Ground-Source | WBAHP: Heat Pump Packaged Unit | Heat Pump | 208 | 1 |  |  | No Match | No Match |  |  |  | 17100 | 1082 | 15.8 |  | 11800 | 987 | 3.5 |  | Non Federally-Regulated | 03/31/1998 |  | 05/10/1998
Waterfurnace International, Inc. | Waterfurnace International, Inc. | V120**3 |  | Water-Source | WBAHP: Heat Pump Packaged Unit | Heat Pump | 230 | 3 |  |  | No Match | No Match |  |  |  | 118500 | 9634 | 12.3 | 9 | 160000 | 10902 | 4.3 | 3.8 | Federally-Regulated Commercial & Industrial Equipment | 05/19/2000 |  | 11/14/2000
Florida Heat Pump | Florida Heat Pump | EM096-3VT/HZ |  | Water-Source | WBAHP: Heat Pump Packaged Unit | Heat Pump | 208 | 3 |  |  | No Match | No Match |  |  |  | 96000 | 7111 | 13.5 | 9 | 109000 | 6795 | 4.7 | 3.8 | Federally-Regulated Commercial & Industrial Equipment | 10/05/1999 |  | 04/12/2000
Waterfurnace International, Inc. | Waterfurnace International, Inc. | SXV120A3 |  | Ground-Water-Source | WBAHP: Heat Pump Packaged Unit | Heat Pump | 230 | 3 |  |  | No Match | No Match |  |  |  | 124000 | 9323 | 13.3 | 9 | 95000 | 9280 | 3 |  | Non Federally-Regulated | 12/14/1998 |  | 10/06/1999
Mammoth | Geox | ZD052VHF |  | Water-Source | WBAHP: Heat Pump Packaged Unit | Heat Pump | 208 | 1 |  |  | No Match | No Match |  |  |  | 52500 | 4772 | 11 | 9 | 66000 | 5226 | 3.7 | 3.2 | Federally-Regulated Commercial & Industrial Equipment | 12/26/1990 |  | 07/27/1992
York International | York | DW30H-6B |  | Water-Source | WBAHP: Heat Pump Packaged Unit | Heat Pump | 208 |  |  |  | No Match | No Match |  |  |  | 31000 | 3475 | 8.9 | 6.7 |  |  |  |  | Non Federally-Regulated | 12/27/1978 |  | 01/05/1982
Carrier Corp. - Syracuse | Carrier | 50VQG/HGQ015 |  | Ground-Water-Source | WBAHP: Heat Pump Packaged Unit | Heat Pump | 208 | 1 |  |  | No Match | No Match |  |  |  | 15000 | 1048 | 14.3 | 9 | 11200 | 1025 | 3.2 |  | Non Federally-Regulated | 12/14/1998 |  | 04/10/2000
Florida Heat Pump | Florida Heat Pump | GT015-1VT/HZ/CF |  | Ground-Water-Source | WBAHP: Heat Pump Packaged Unit | Heat Pump | 208 | 1 |  |  | No Match | No Match |  |  |  | 14600 | 1081 | 13.5 | 9 | 11000 | 1039 | 3.1 |  | Non Federally-Regulated | 10/06/1999 |  | 04/10/2000
Waterfurnace International, Inc. | Waterfurnace International, Inc. | SXH042B0 |  | Water-Source | WBAHP: Heat Pump Packaged Unit | Heat Pump | 208 | 1 |  |  | No Match | No Match |  |  |  | 42000 | 3000 | 14 | 10 | 54500 | 3131 | 5.1 |  | Federally-Regulated Commercial & Industrial Equipment | 02/02/1998 |  | 03/31/1998
California Heat Pump | Trane | WPHB-0192 |  | Water-Source | WBAHP: Heat Pump Packaged Unit | Heat Pump | 230 | 1 |  |  | No Match | No Match |  |  |  | 18500 | 1762 | 10.5 | 7.5 | 22000 | 1742 | 3.7 | 2.5 | Non Federally-Regulated | 06/11/1985 |  | 05/11/1988
Florida Heat Pump | Florida Heat Pump | EP048-1HZ/VT |  | Ground-Source | WBAHP: Heat Pump Packaged Unit | Heat Pump | 230 | 1 |  |  | No Match | Single-Speed |  |  |  | 50200 | 2535 | 19.8 | 13.4 | 33400 | 2645 | 3.7 | 3.1 | Non Federally-Regulated | 06/14/2011 |  | 04/21/2014
Carrier Corp. | Carrier | 50HQ,VQ0334 |  | Water-Source | WBAHP: Heat Pump Packaged Unit | Heat Pump | 277 | 1 |  |  | No Match | No Match |  |  |  | 36000 | 4100 | 8.8 | 7.5 | 44000 | 4250 | 3 | 2.5 | Non Federally-Regulated | 08/30/1983 |  | 05/11/1988
Addison Products | Addison Products | HPY024-1A |  | Water-Source | WBAHP-CB: Heat Pump Split Syst | Heat Pump | 208 | 1 |  |  | No Match | No Match |  |  |  | 25500 | 1992 | 12.8 | 9 | 28200 | 2233 | 3.7 | 3.5 | Non Federally-Regulated | 11/14/2000 |  | 07/18/2002
Mammoth | Mammoth | E034VHEXXX |  | Water-Source | WBAHP: Heat Pump Packaged Unit | Heat Pump | 265 | 1 |  |  | No Match | No Match |  |  |  | 34000 | 3090 | 11 | 9 | 44500 | 3530 | 3.7 | 3.2 | Non Federally-Regulated | 05/11/1988 |  | 03/15/1989
McQuay / Snyder General | Electro-Hydronics | VE140F3 |  | Water-Source | WBAHP: Heat Pump Packaged Unit | Heat Pump | 230 | 1 |  |  | No Match | No Match |  |  |  | 13500 | 1300 | 10.4 | 7.5 | 16000 | 1320 | 3.5 | 2.5 | Non Federally-Regulated | 08/29/1986 |  | 05/11/1988
Waterfurnace International, Inc. | Waterfurnace International, Inc. | SXV068*0 |  | Water-Source | WBAHP: Heat Pump Packaged Unit | Heat Pump | 208 | 1 |  |  | No Match | No Match |  |  |  | 65000 | 5200 | 12.5 | 9 | 84000 | 5469 | 4.5 | 3.8 | Federally-Regulated Commercial & Industrial Equipment | 10/05/1999 |  | 05/19/2000
ClimateMaster Inc. | Climate Master | TTP/S049A | TAH049A | Water-Source | WBAHP-CB: Heat Pump Split Syst | Heat Pump | 208 | 1 |  |  | No Match | Single-Speed |  |  |  | 47600 | 3216 | 14.8 | 12 | 59500 | 3353 | 5.2 | 4.2 | Federally-Regulated Commercial & Industrial Equipment | 01/24/2011 |  | 06/09/2015
Mammoth | Hydrobank II | F062HHK |  | Water-Source | WBAHP: Heat Pump Packaged Unit | Heat Pump | 230 | 3 |  |  | No Match | No Match |  |  |  | 61000 | 5495 | 11.1 | 10 | 82000 | 6160 | 3.9 |  | Federally-Regulated Commercial & Industrial Equipment | 06/27/2003 |  | 03/12/2009
Florida Heat Pump | Florida Heat Pump | EM009-1VT/HZ/CF |  | Water-Source | WBAHP: Heat Pump Packaged Unit | Heat Pump | 230 | 1 |  |  | No Match | No Match |  |  |  | 9500 | 760 | 12.5 | 10 | 13000 | 846 | 4.5 |  | Federally-Regulated Commercial & Industrial Equipment | 10/05/1999 |  | 04/12/2000
Waterfurnace International, Inc. | Waterfurnace International, Inc. | SXH016B1 |  | Ground-Water-Source | WBAHP: Heat Pump Packaged Unit | Heat Pump | 230 | 1 |  |  | No Match | No Match |  |  |  | 16700 | 1210 | 13.8 | 9 | 12800 | 1136 | 3.3 |  | Non Federally-Regulated | 08/21/1998 |  | 10/02/1998
Waterfurnace International, Inc. | Waterfurnace International, Inc. | ES036*1 | FV4ANF005 | Ground-Water-Source | WBAHP-CB: Heat Pump Split Syst | Heat Pump | 230 | 1 |  |  | No Match | No Match |  |  |  | 38900 | 2431 | 16 | 9 | 26300 | 2408 | 3.2 |  | Non Federally-Regulated | 05/21/2002 |  | 03/12/2009
Waterfurnace International, Inc. | Waterfurnace International, Inc. | SXH013C1 |  | Ground-Water-Source | WBAHP: Heat Pump Packaged Unit | Heat Pump | 208 | 1 |  |  | No Match | No Match |  |  |  | 13300 | 847 | 15.7 | 9 | 9700 | 861 | 3.3 |  | Non Federally-Regulated | 01/30/1998 |  | 03/31/1998
Geosystems, LLC | Geosystems, LLC | RGT-V024 |  | Ground-Water-Source | WBAHP: Heat Pump Packaged Unit | Heat Pump | 208 | 1 |  |  | No Match | Dual-Speed |  |  |  | 26500 | 1332 | 19.9 | 16.2 | 24000 | 1497 | 4.7 | 3.6 | Non Federally-Regulated | 03/02/2012 |  | 12/12/2012
Waterfurnace International, Inc. | Waterfurnace International, Inc. | P010**2 |  | Ground-Water-Source | WBAHP: Heat Pump Packaged Unit | Heat Pump | 265 | 1 |  |  | No Match | No Match |  |  |  | 9900 | 642 | 15.4 | 9 | 7400 | 657 | 3.3 |  | Non Federally-Regulated | 07/22/2002 |  | 06/27/2003
Florida Heat Pump | Florida Heat Pump | GT036-3CS | GT036-1AH/AV | Water-Source | WBAH: Heating Only Packaged Un | Heat Pump | 208 | 3 |  |  | No Match | No Match |  |  |  | 35900 | 2740 | 13.1 | 9 | 38000 | 2854 | 3.9 | 3.5 | Non Federally-Regulated | 07/22/2002 |  | 03/12/2009
Florida Heat Pump | Florida Heat Pump | EP030-1HZ/VT |  | Ground-Source | WBAHP: Heat Pump Packaged Unit | Heat Pump | 230 | 1 |  |  | No Match | Single-Speed |  |  |  | 28500 | 1469 | 19.4 | 13.4 | 20500 | 1397 | 4.3 | 3.1 | Non Federally-Regulated | 01/24/2011 |  | 06/14/2011
Climate Control / Snyder General | Electro-Hydronics | CC500GP |  | Water-Source | WBAHP: Heat Pump Packaged Unit | Heat Pump | 460 | 3 |  |  | No Match | No Match |  |  |  | 50000 | 4850 | 10.3 | 7.5 | 65000 | 4900 | 3.9 | 2.5 | Non Federally-Regulated | 05/16/1984 |  | 08/29/1986
Singer | Electro-Hydronics | FC400 5 |  | Water-Source | WBAHP: Heat Pump Packaged Unit | Heat Pump | 208 | 1 |  |  | No Match | No Match |  |  |  | 40000 | 4350 | 9.2 | 7.5 | 43000 | 4500 | 2.8 | 2.5 | Non Federally-Regulated | 08/30/1983 |  | 05/16/1984
ClimateMaster Inc. | Climate Master Series | HS/VS048F |  | Water-Source | WBAHP: Heat Pump Packaged Unit | Heat Pump | 460 | 3 |  |  | No Match | No Match |  |  |  | 44000 | 4000 | 11 | 10 | 57000 | 4394 | 3.8 |  | Federally-Regulated Commercial & Industrial Equipment | 01/22/2003 |  | 03/12/2009
Mammoth | Hydrobank II | G024HHG/VHG |  | Water-Source | WBAHP: Heat Pump Packaged Unit | Heat Pump | 460 | 3 |  |  | No Match | No Match |  |  |  | 24600 | 2157 | 11.4 | 9.3 | 31700 | 2444 | 3.8 | 3.8 | Federally-Regulated Commercial & Industrial Equipment | 03/31/1998 |  | 05/10/1998
Trane U.S. Inc. | Trane | GSUF0721B |  | Ground-Water-Source | WBAHP: Heat Pump Packaged Unit | Heat Pump | 208 | 1 |  |  | No Match | No Match |  |  |  | 70000 | 5000 | 14 | 9 | 50500 | 4933 | 3 |  | Non Federally-Regulated | 01/30/1998 |  | 03/31/1998
Mammoth | Hydrobank II | F084VHF |  | Water-Source | WBAHP: Heat Pump Packaged Unit | Heat Pump | 230 | 3 |  |  | No Match | No Match |  |  |  | 84000 | 7636 | 11 | 10.5 | 104000 | 8464 | 3.6 | 3.8 | Non Federally-Regulated | 07/31/1991 |  | 03/31/1998
Florida Heat Pump | Geomaster, LLC | EC030-3CF/HZ/VT |  | Water-Source | WBAHP: Heat Pump Packaged Unit | Heat Pump | 230 | 3 |  |  | No Match | Single-Speed |  |  |  | 29000 | 2231 | 13 | 12 | 35000 | 2385 | 4.3 | 4.2 | Federally-Regulated Commercial & Industrial Equipment | 04/23/2009 |  | 04/20/2015
Command-Aire | Command-Aire | SWPH414E |  | Water-Source | WBAHP: Heat Pump Packaged Unit | Heat Pump | 460 | 3 |  |  | No Match | No Match |  |  |  | 42000 | 3810 | 11 | 7.5 | 53000 | 3880 | 4 | 2.5 | Non Federally-Regulated | 06/11/1985 |  | 01/23/1988
Waterfurnace International, Inc. | Waterfurnace International, Inc. | CC/CE/CS/CW09*0 |  | Ground-Water-Source | WBAHP: Heat Pump Packaged Unit | Heat Pump | 208 | 1 |  |  | No Match | No Match |  |  |  | 9600 | 581 | 16.5 | 9 | 6700 | 633 | 3.1 |  | Non Federally-Regulated | 11/14/2000 |  | 07/18/2002
Trane U.S. Inc. | Trane | GSCC0411 |  | Water-Source | WBAHP: Heat Pump Packaged Unit | Heat Pump | 208 | 1 |  |  | No Match | No Match |  |  |  | 40100 | 3517 | 11.4 | 10 | 52000 | 4010 | 3.8 |  | Federally-Regulated Commercial & Industrial Equipment | 12/14/1998 |  | 04/12/2000
Climate Control / Snyder General | Electro-Hydronics | CW500GK |  | Water-Source | WBAHP: Heat Pump Packaged Unit | Heat Pump | 208 | 3 |  |  | No Match | No Match |  |  |  | 50000 | 4850 | 10.3 | 7.5 | 65000 | 4900 | 3.9 | 2.5 | Non Federally-Regulated | 05/16/1984 |  | 08/29/1986
Addison Products | Addison Products | WSH034-3AR |  | Water-Source | WBAHP: Heat Pump Packaged Unit | Heat Pump | 230 | 3 |  |  | No Match | No Match |  |  |  | 33500 | 2463 | 13.6 | 9.3 | 42500 | 2767 | 4.5 | 3.8 | Federally-Regulated Commercial & Industrial Equipment | 03/31/1998 |  | 05/10/1998
Waterfurnace International, Inc. | Waterfurnace International, Inc. | SXV058C3 |  | Ground-Water-Source | WBAHP: Heat Pump Packaged Unit | Heat Pump | 208 | 3 |  |  | No Match | No Match |  |  |  | 56500 | 4216 | 13.4 | 9 | 45500 | 4301 | 3.1 |  | Non Federally-Regulated | 01/30/1998 |  | 10/02/1998
Waterfurnace International, Inc. | Waterfurnace International, Inc. | SXH024C0 |  | Water-Source | WBAHP: Heat Pump Packaged Unit | Heat Pump | 208 | 1 |  |  | No Match | No Match |  |  |  | 25500 | 1688 | 15.1 | 10 | 30700 | 1697 | 5.3 |  | Federally-Regulated Commercial & Industrial Equipment | 02/02/1998 |  | 03/31/1998
Addison Products | Addison Products | VGY096-3A |  | Water-Source | WBAHP: Heat Pump Packaged Unit | Heat Pump | 208 | 3 |  |  | No Match | No Match |  |  |  | 96000 | 6808 | 14.1 | 9 | 116000 | 7231 | 4.7 | 3.8 | Federally-Regulated Commercial & Industrial Equipment | 11/14/2000 |  | 01/24/2002
Florida Heat Pump | Energy Miser | HE80CF-4 |  | Water-Source | WBAHP: Heat Pump Packaged Unit | Heat Pump | 460 | 3 |  |  | No Match | No Match |  |  |  | 80000 | 7840 | 10.2 | 10.5 | 113000 | 8495 | 3.9 | 3.8 | Non Federally-Regulated | 07/31/1991 |  | 03/31/1998
Florida Heat Pump | Florida Heat Pump | GT030-2CF/HZ/VT |  | Ground-Water-Source | WBAHP: Heat Pump Packaged Unit | Heat Pump | 265 | 1 |  |  | No Match | No Match |  |  |  | 31200 | 2080 | 15 | 9 | 20600 | 1886 | 3.2 |  | Non Federally-Regulated | 04/10/2000 |  | 05/29/2001
Climate Control / Snyder General | Electro-Hydronics | UC230G5 |  | Water-Source | WBAHP: Heat Pump Packaged Unit | Heat Pump | 208 | 1 |  |  | No Match | No Match |  |  |  | 23000 | 2250 | 10.2 | 7.5 | 30000 | 2500 | 3.5 | 2.5 | Non Federally-Regulated | 06/11/1985 |  | 08/29/1986
Florida Heat Pump | Florida Heat Pump | TA071-1CS | DX071 | Water-Source | WBAHP-CB: Heat Pump Split Syst | Both Heat Pump and Electric Re | 230 | 1 |  |  | No Match | Dual-Speed |  |  |  | 64500 | 4962 | 13 | 12 | 86000 | 5363 | 4.7 | 4.2 | Federally-Regulated Commercial & Industrial Equipment | 03/02/2012 |  | 05/01/2015
ClimateMaster Inc. | Climate Master | TZV/H030 |  | Water-Source | WBAHP: Heat Pump Packaged Unit | Heat Pump | 230 | 1 |  |  | No Match | Single-Speed |  |  |  | 28500 | 2065 | 13.8 | 12 | 35800 | 2281 | 4.6 | 4.2 | Federally-Regulated Commercial & Industrial Equipment | 03/02/2012 |  | 05/02/2012
Friedrich Climate Master | Climate Master Series | 804-060-H******** |  | Water-Source | WBAHP: Heat Pump Packaged Unit | Heat Pump | 230 | 3 |  |  | No Match | No Match |  |  |  | 62000 | 6100 | 10.2 | 7.5 | 68000 | 5600 | 3.6 | 2.5 | Non Federally-Regulated | 08/29/1986 |  | 05/11/1988
Addison Products | Addison Products | WSH024-1AR |  | Water-Source | WBAHP: Heat Pump Packaged Unit | Heat Pump | 208 | 1 |  |  | No Match | No Match |  |  |  | 24000 | 1714 | 14 | 10 | 30000 | 1831 | 4.8 |  | Federally-Regulated Commercial & Industrial Equipment | 12/14/1998 |  | 05/19/2000
Waterfurnace International, Inc. | Eagle Mountain | ZS023**2*1 |  | Ground-Water-Source | WBAHP: Heat Pump Packaged Unit | Heat Pump | 265 | 1 |  |  | No Match | Single-Speed |  |  |  | 25400 | 1104 | 23 | 16.2 | 21900 | 1493 | 4.3 | 3.6 | Non Federally-Regulated | 01/24/2011 |  | 04/19/2013
Climate Control / Snyder General | Electro-Hydronics | VE90F3 |  | Water-Source | WBAHP: Heat Pump Packaged Unit | Heat Pump | 230 | 1 |  |  | No Match | No Match |  |  |  | 9000 | 855 | 10.5 | 7.5 | 11000 | 920 | 3.5 | 2.5 | Non Federally-Regulated | 06/11/1985 |  | 08/29/1986
Waterfurnace International, Inc. | Johnson Controls | RJSV/RJSH022**0*0 |  | Ground-Water-Source | WBAHP: Heat Pump Packaged Unit | Heat Pump | 230 | 1 |  |  | No Match | Single-Speed |  |  |  | 23000 | 821 | 28 | 16.2 | 19800 | 1161 | 5 | 3.6 | Non Federally-Regulated | 01/24/2011 |  | 10/24/2014
Mammoth | Mammoth | F086H |  | Water-Source | WBAHP: Heat Pump Packaged Unit | Heat Pump | 208 | 3 |  |  | No Match | No Match |  |  |  | 86000 | 8800 | 9.8 | 7.5 | 94000 | 9200 | 3 | 2.2 | Non Federally-Regulated | 01/05/1982 |  | 09/08/1982
Climate Control / Snyder General | Electro-Hydronics | FC630F3 |  | Water-Source | WBAHP: Heat Pump Packaged Unit | Heat Pump | 230 | 1 |  |  | No Match | No Match |  |  |  | 63000 | 6430 | 9.8 | 7.5 | 79000 | 6430 | 3.6 | 2.5 | Non Federally-Regulated | 06/11/1985 |  | 08/29/1986
ClimateMaster Inc. | Climate Master Series | 804-012-G******** |  | Water-Source | WBAHP: Heat Pump Packaged Unit | Heat Pump | 208 | 1 |  |  | No Match | No Match |  |  |  | 12400 | 1204 | 10.3 | 9 | 16200 | 1356 | 3.5 | 3.2 | Non Federally-Regulated | 02/22/1990 |  | 07/31/1991
Carrier Corp. | Carrier | 50QXV0425 |  | Water-Source | WBAHP: Heat Pump Packaged Unit | Heat Pump | 208 | 3 |  |  | No Match | No Match |  |  |  | 42000 | 3660 | 11.5 | 9 | 50500 | 3764 | 3.9 | 3.2 | Federally-Regulated Commercial & Industrial Equipment | 09/25/1989 |  | 10/10/1989
Florida Heat Pump | Energy Miser | HEH15-1 |  | Water-Source | WBAHP: Heat Pump Packaged Unit | Heat Pump | 208 | 1 |  |  | No Match | No Match |  |  |  | 14400 | 1320 | 10.9 | 9.3 | 20000 | 1465 | 4 | 3.8 | Non Federally-Regulated | 07/31/1991 |  | 03/31/1998
Florida Heat Pump | Florida Heat Pump | GT042-3CS | GT042-1AH/AV | Ground-Water-Source | WBAHP-CB: Heat Pump Split Syst | Heat Pump | 208 | 3 |  |  | No Match | No Match |  |  |  | 41500 | 3143 | 13.2 | 9 | 30600 | 2801 | 3.2 |  | Non Federally-Regulated | 04/10/2000 |  | 05/29/2001
Climate Control / Snyder General | Electro-Hydronics | LWP22BP |  | Water-Source | WBAHP: Heat Pump Packaged Unit | Heat Pump | 460 | 3 |  |  | No Match | No Match |  |  |  | 240400 | 20550 | 11.7 |  | 270000 | 21400 | 3.7 | 2.5 | Non Federally-Regulated | 06/11/1985 |  | 08/29/1986
Addison Products | Addison Products | HGY009-1A |  | Ground-Water-Source | WBAHP: Heat Pump Packaged Unit | Heat Pump | 208 | 1 |  |  | No Match | No Match |  |  |  | 9300 | 709 | 13.1 | 9 | 7300 | 668 | 3.2 |  | Non Federally-Regulated | 07/22/2002 |  | 03/12/2009
McQuay / Snyder General | Electro-Hydronics | FW400F5 |  | Water-Source | WBAHP: Heat Pump Packaged Unit | Heat Pump | 208 | 1 |  |  | No Match | No Match |  |  |  | 39600 | 3960 | 10 | 9 | 45000 | 3880 | 3.4 | 3.2 | Non Federally-Regulated | 05/11/1988 |  | 03/15/1989
Waterfurnace International, Inc. | American Standard, Inc. | A1GX048***1**1 |  | Ground-Water-Source | WBAHP: Heat Pump Packaged Unit | Heat Pump | 230 | 1 |  |  | No Match | Single-Speed |  |  |  | 52000 | 2755 | 26.1 | 16.2 | 45100 | 1992 | 4.8 | 3.6 | Non Federally-Regulated | 08/23/2011 |  | 10/24/2014
Florida Heat Pump | Florida Heat Pump | EM036-3CF/HZ/VT |  | Water-Source | WBAHP: Heat Pump Packaged Unit | Heat Pump | 208 | 3 |  |  | No Match | No Match |  |  |  | 35000 | 2500 | 14 | 10 | 42000 | 2734 | 4.5 |  | Federally-Regulated Commercial & Industrial Equipment | 04/12/2000 |  | 02/17/2011
Climate Control / Snyder General | Electro-Hydronics | LWP25AP |  | Water-Source | WBAHP: Heat Pump Packaged Unit | Heat Pump | 460 | 3 |  |  | No Match | No Match |  |  |  | 256000 | 22000 | 11.6 |  | 284000 | 22400 | 3.7 | 2.5 | Non Federally-Regulated | 06/11/1985 |  | 08/29/1986
Enertech Global, LLC | Enertech | GST036A | ACD036 | Ground-Source | WBAHP-CB: Heat Pump Split Syst | Heat Pump | 230 | 1 |  |  | No Match | Single-Speed |  |  |  | 36700 | 2172 | 16.9 | 13.4 | 28000 | 2159 | 3.8 | 3.1 | Non Federally-Regulated | 12/12/2012 |  | 04/29/2015
Waterfurnace International, Inc. | Waterfurnace International, Inc. | VLV018A2 |  | Water-Source | WBAHP: Heat Pump Packaged Unit | Heat Pump | 265 | 1 |  |  | No Match | No Match |  |  |  | 17100 | 1266 | 13.5 | 10 | 23200 | 1416 | 4.8 |  | Federally-Regulated Commercial & Industrial Equipment | 12/14/1998 |  | 10/05/1999
McQuay International | McQuay | W-CDL/CDS/CMS-1-042-E |  | Water-Source | WBAHP: Heat Pump Packaged Unit | Heat Pump | 230 | 1 |  |  | No Match | No Match |  |  |  | 40500 | 3521 | 11.5 | 10 | 49500 | 3625 | 4 |  | Federally-Regulated Commercial & Industrial Equipment | 10/05/1999 |  | 03/12/2009
Trane U.S. Inc. | Trane | GSUF0301B |  | Water-Source | WBAHP-CB: Heat Pump Split Syst | Heat Pump | 208 | 1 |  |  | No Match | No Match |  |  |  | 32000 | 1927 | 16.6 | 9 | 33800 | 2539 | 3.9 | 3.5 | Non Federally-Regulated | 10/05/1999 |  | 04/12/2000
Mammoth | Hydrobank II | K070VHG |  | Water-Source | WBAHP: Heat Pump Packaged Unit | Heat Pump | 575 | 3 |  |  | No Match | No Match |  |  |  | 67500 | 5152 | 13.1 | 9 | 84100 | 5730 | 4.3 | 3.8 | Federally-Regulated Commercial & Industrial Equipment | 01/18/2001 |  | 11/19/2001
Waterfurnace International, Inc. | Rybacki - Hart Enterprises | ZS048**3*0 |  | Water-Source | WBAHP: Heat Pump Packaged Unit | Heat Pump | 230 | 3 |  |  | No Match | Single-Speed |  |  |  | 47700 | 3245 | 14.7 | 12 | 56000 | 3730 | 4.4 | 4.2 | Federally-Regulated Commercial & Industrial Equipment | 01/24/2011 |  | 04/19/2013
ClimateMaster Inc. | Climate Master Series | GRV/GRH024AF |  | Ground-Water-Source | WBAHP: Heat Pump Packaged Unit | Heat Pump | 460 | 3 |  |  | No Match | No Match |  |  |  | 22700 | 1746 | 13 | 9 | 16900 | 1500 | 3.3 |  | Non Federally-Regulated | 04/10/2000 |  | 07/18/2002
Enertech Global, LLC | Enertech | HCT024C2 |  | Ground-Water-Source | WBAHP: Heat Pump Packaged Unit | Heat Pump | 208 | 3 |  |  | No Match | Single-Speed |  |  |  | 28400 | 1048 | 27.1 | 16.2 | 24300 | 1344 | 5.3 | 3.6 | Non Federally-Regulated | 05/02/2012 |  | 04/21/2014
Innovative Air Systems | E-Series | HE25ECHP-CUV |  | Ground-Water-Source | WBAHP: Heat Pump Packaged Unit | Heat Pump | 208 | 1 |  |  | No Match | No Match |  |  |  | 30488 | 1595 | 19.1 | 9 | 44637 | 1950 | 6.7 |  | Non Federally-Regulated | 02/24/1994 |  | 04/10/2000
ClimateMaster Inc. | Carrier Corp. | 50YEH/V/D018K |  | Ground-Source | WBAHP: Heat Pump Packaged Unit | Heat Pump | 230 | 1 |  |  | No Match | Single-Speed |  |  |  | 20200 | 1041 | 19.4 | 13.4 | 14500 | 1090 | 3.9 | 3.1 | Non Federally-Regulated | 10/24/2014 |  | 04/22/2015
Waterfurnace International, Inc. | Waterfurnace International, Inc. | SXV030A3 |  | Ground-Source | WBAHP: Heat Pump Packaged Unit | Heat Pump | 230 | 3 |  |  | No Match | No Match |  |  |  | 31200 | 2181 | 14.3 |  | 21600 | 1808 | 3.5 |  | Non Federally-Regulated | 03/31/1998 |  | 05/10/1998
Mammoth | Hydrobank II | G086HHK |  | Water-Source | WBAHP: Heat Pump Packaged Unit | Heat Pump | 460 | 3 |  |  | No Match | No Match |  |  |  | 86000 | 6323 | 13.6 | 9 | 102000 | 6792 | 4.4 | 3.8 | Federally-Regulated Commercial & Industrial Equipment | 07/16/2001 |  | 01/22/2003
Waterfurnace International, Inc. | Spectra | SXH036A1 |  | Water-Source | WBAHP-CB: Heat Pump Split Syst | Heat Pump | 208 | 1 |  |  | No Match | No Match |  |  |  | 37600 | 2870 | 13.1 | 9 | 40500 | 3043 | 3.9 | 3.5 | Non Federally-Regulated | 06/02/1993 |  | 06/03/1993
Florida Heat Pump | Geomaster, LLC | AP025-1CF/HZ/VT |  | Ground-Source | WBAHP: Heat Pump Packaged Unit | Heat Pump | 230 | 1 |  |  | No Match | Single-Speed |  |  |  | 28500 | 1484 | 19.2 | 13.4 | 20400 | 1458 | 4.1 | 3.1 | Non Federally-Regulated | 01/24/2011 |  | 04/20/2015
Florida Heat Pump | Florida Heat Pump | GT048-1CF/HZ/VT |  | Water-Source | WBAHP-CB: Heat Pump Split Syst | Heat Pump | 208 | 1 |  |  | No Match | No Match |  |  |  | 49000 | 3951 | 12.4 | 9 | 58500 | 4394 | 3.9 | 3.5 | Non Federally-Regulated | 04/12/2000 |  | 05/23/2001
ClimateMaster Inc. | Climate Master | GSS060BG | FK4CNF006 | Water-Source | WBAHP-CB: Heat Pump Split Syst | Heat Pump | 208 | 1 |  |  | No Match | Single-Speed |  |  |  | 55100 | 4238 | 13 | 12 | 72700 | 4635 | 4.6 | 4.2 | Federally-Regulated Commercial & Industrial Equipment | 09/15/2009 |  | 02/17/2011
ClimateMaster Inc. | Climate Master Series | 813-036-G******** |  | Water-Source | WBAHP: Heat Pump Packaged Unit | Heat Pump | 208 | 1 |  |  | No Match | No Match |  |  |  | 36000 | 3190 | 11.3 | 9 | 42500 | 3190 | 3.9 | 3.2 | Non Federally-Regulated | 05/11/1988 |  | 03/15/1989
Florida Heat Pump | Florida Heat Pump | EM096-1HZ |  | Water-Source | WBAHP: Heat Pump Packaged Unit | Heat Pump | 208 | 1 |  |  | No Match | No Match |  |  |  | 96000 | 7111 | 13.5 | 9 | 109000 | 6796 | 4.7 | 3.8 | Federally-Regulated Commercial & Industrial Equipment | 12/14/1998 |  | 10/05/1999
Command-Aire | Command-Aire | SWP-603 |  | Water-Source | WBAHP: Heat Pump Packaged Unit | Heat Pump | 208 | 3 |  |  | No Match | No Match |  |  |  | 71300 | 7500 | 9.5 | 9.2 | 98700 | 7150 | 4 |  | Federally-Regulated Commercial & Industrial Equipment | 01/23/1988 |  | 05/11/1988
Waterfurnace International, Inc. | Waterfurnace International, Inc. | VLV009A2 |  | Water-Source | WBAHP: Heat Pump Packaged Unit | Heat Pump | 265 | 1 |  |  | No Match | No Match |  |  |  | 9000 | 703 | 12.8 | 10 | 12000 | 817 | 4.3 |  | Federally-Regulated Commercial & Industrial Equipment | 02/02/1998 |  | 03/31/1998
ClimateMaster Inc. | Carrier Corp. | 50PEC09 |  | Ground-Source | WBAHP-O: Heat Pump Packaged Un | Heat Pump | 208 | 1 |  |  | No Match | Single-Speed |  |  |  | 8800 | 591 | 14.9 | 13.4 | 7300 | 648 | 3.3 | 3.1 | Non Federally-Regulated | 10/24/2014 |  | 04/22/2015
Mammoth | Hydrobank II | K130HHF/VHF |  | Water-Source | WBAHP: Heat Pump Packaged Unit | Heat Pump | 575 | 3 |  |  | No Match | No Match |  |  |  | 124000 | 9538 | 13 | 9 | 159000 | 11650 | 4 | 3.8 | Federally-Regulated Commercial & Industrial Equipment | 12/14/1998 |  | 10/05/1999
Florida Heat Pump | Energy Miser | EMV41-3 |  | Water-Source | WBAHP: Heat Pump Packaged Unit | Heat Pump | 230 | 3 |  |  | No Match | No Match |  |  |  | 40000 | 4000 | 10 | 9 | 45000 | 4120 | 3.2 | 3.2 | Federally-Regulated Commercial & Industrial Equipment | 01/26/1989 |  | 07/27/1992
Waterfurnace International, Inc. | WFI Industries, Ltd. | VLV009*0 |  | Water-Source | WBAHP: Heat Pump Packaged Unit | Heat Pump | 208 | 1 |  |  | No Match | No Match |  |  |  | 9000 | 703 | 12.8 | 10 | 12000 | 817 | 4.3 |  | Federally-Regulated Commercial & Industrial Equipment | 06/20/2003 |  | 02/17/2011
Trane U.S. Inc. | Trane | GSHC0361B |  | Water-Source | WBAHP-CB: Heat Pump Split Syst | Heat Pump | 208 | 1 |  |  | No Match | No Match |  |  |  | 36600 | 2407 | 15.2 | 9 | 42000 | 2861 | 4.3 | 3.5 | Non Federally-Regulated | 10/05/1999 |  | 04/12/2000
ClimateMaster Inc. | Carrier Corp. | 38WQS036 3 | FK4CNF003 | Water-Source | WBAHP-CB: Heat Pump Split Syst | Heat Pump | 208 | 1 |  |  | No Match | Single-Speed |  |  |  | 32800 | 2262 | 14.5 | 12 | 39200 | 2613 | 4.4 | 4.2 | Federally-Regulated Commercial & Industrial Equipment | 09/15/2009 |  | 02/17/2011
Waterfurnace International, Inc. | Eagle Mountain | ZS030**3*0 |  | Ground-Water-Source | WBAHP: Heat Pump Packaged Unit | Heat Pump | 230 | 3 |  |  | No Match | Single-Speed |  |  |  | 32900 | 1430 | 23 | 16.2 | 28300 | 2074 | 4 | 3.6 | Non Federally-Regulated | 01/24/2011 |  | 04/19/2013
Command-Aire | Command-Aire | SWPHXR351E |  | Water-Source | WBAHP: Heat Pump Packaged Unit | Heat Pump | 208 | 1 |  |  | No Match | No Match |  |  |  | 36000 | 3270 | 11 | 9 | 49000 | 3500 | 4 | 3.2 | Non Federally-Regulated | 02/22/1990 |  | 07/31/1991
Waterfurnace International, Inc. | Waterfurnace International, Inc. | ATH019*0 |  | Ground-Water-Source | WBAHP: Heat Pump Packaged Unit | Heat Pump | 230 | 1 |  |  | No Match | No Match |  |  |  | 19400 | 1168 | 16.6 | 9 | 13700 | 1115 | 3.6 |  | Non Federally-Regulated | 10/06/1999 |  | 05/19/2000
Florida Heat Pump | Florida Heat Pump | EM042-3HZ |  | Water-Source | WBAHP: Heat Pump Packaged Unit | Heat Pump | 230 | 3 |  |  | No Match | No Match |  |  |  | 42000 | 3181 | 13.2 | 10 | 51000 | 3475 | 4.3 |  | Federally-Regulated Commercial & Industrial Equipment | 02/02/1998 |  | 03/31/1998
Mammoth | Hydrobank II | D054HHS/VHS |  | Water-Source | WBAHP: Heat Pump Packaged Unit | Heat Pump | 230 | 1 |  |  | No Match | No Match |  |  |  | 54000 | 3802 | 14.2 | 10 | 67500 | 4300 | 4.6 |  | Federally-Regulated Commercial & Industrial Equipment | 02/02/1998 |  | 03/31/1998
McQuay International | McQuay | CCW048E-F |  | Ground-Water-Source | WBAHP: Heat Pump Packaged Unit | Heat Pump | 208 | 1 |  |  | No Match | No Match |  |  |  | 48000 | 3692 | 13 | 9 | 34000 | 3320 | 3 |  | Non Federally-Regulated | 10/06/1999 |  | 04/10/2000
ClimateMaster Inc. | Trane | WPRB0082 |  | Water-Source | WBAHP-O: Heat Pump Packaged Un | Heat Pump | 208 | 1 |  |  | No Match | No Match |  |  |  | 9000 | 850 | 10.6 | 9 | 11300 | 875 | 3.2 | 3.2 | Non Federally-Regulated | 02/22/1990 |  | 07/31/1991
McQuay International | McQuay | VWH/VWW030B-F |  | Water-Source | WBAHP: Heat Pump Packaged Unit | Heat Pump | 230 | 3 |  |  | No Match | No Match |  |  |  | 29600 | 2487 | 11.9 | 10 | 39000 | 2929 | 3.9 |  | Federally-Regulated Commercial & Industrial Equipment | 11/17/1999 |  | 09/21/2000
Trane U.S. Inc. | Trane | GSUF0421B |  | Ground-Source | WBAHP: Heat Pump Packaged Unit | Heat Pump | 208 | 1 |  |  | No Match | No Match |  |  |  | 40500 | 2700 | 15 |  | 29800 | 2911 | 3 |  | Non Federally-Regulated | 03/31/1998 |  | 05/10/1998
Waterfurnace International, Inc. | Eagle Mountain | GS009**0*0 |  | Ground-Source | WBAHP: Heat Pump Packaged Unit | Heat Pump | 230 | 1 |  |  | No Match | Single-Speed |  |  |  | 9800 | 587 | 16.7 | 13.4 | 7700 | 664 | 3.4 | 3.1 | Non Federally-Regulated | 01/24/2011 |  | 04/19/2013
Addison Products | Addison Products | VWPG048-1B-XL* |  | Ground-Water-Source | WBAHP: Heat Pump Packaged Unit | Heat Pump | 208 | 1 |  |  | No Match | No Match |  |  |  | 47500 | 15322 | 3.1 | 9 | 34000 | 3214 | 3.1 |  | Non Federally-Regulated | 05/15/1998 |  | 07/29/1998
Hydro Delta Corp. | Hydro Delta Corp. | 03-027-WTARH |  | Water-Source | WBAHP-CB: Heat Pump Split Syst | Heat Pump | 230 | 1 |  |  | No Match | No Match |  |  |  | 26600 | 2000 | 13.3 | 9 | 30400 | 2226 | 4 | 3.5 | Non Federally-Regulated | 11/17/1999 |  | 04/12/2000
Addison Products | Addison Products | VWPG030-1B-XL* |  | Water-Source | WBAHP-CB: Heat Pump Split Syst | Heat Pump | 230 | 1 |  |  | No Match | No Match |  |  |  | 28800 | 2133 | 13.5 | 9 | 31400 | 2191 | 4.2 | 3.5 | Non Federally-Regulated | 12/14/1998 |  | 10/05/1999
Florida Heat Pump | Florida Heat Pump | EM012-2HZ |  | Water-Source | WBAHP: Heat Pump Packaged Unit | Heat Pump | 265 | 1 |  |  | No Match | No Match |  |  |  | 11500 | 1008 | 11.4 | 9.3 | 14600 | 1069 | 4 | 3.8 | Federally-Regulated Commercial & Industrial Equipment | 03/31/1998 |  | 05/10/1998
Florida Heat Pump | Florida Heat Pump | GT048-4CF/HZ/VT |  | Ground-Water-Source | WBAHP: Heat Pump Packaged Unit | Heat Pump | 460 | 3 |  |  | No Match | No Match |  |  |  | 48000 | 3692 | 13 | 9 | 37000 | 3613 | 3 |  | Non Federally-Regulated | 04/10/2000 |  | 05/29/2001
ClimateMaster Inc. | Climate Master Series | GSS018AG | GAH18 | Ground-Water-Source | WBAHP-CB: Heat Pump Split Syst | Heat Pump | 208 | 1 |  |  | No Match | No Match |  |  |  | 18500 | 1217 | 15.2 | 9 | 13500 | 1198 | 3.3 |  | Non Federally-Regulated | 04/10/2000 |  | 11/19/2001
McQuay International | McQuay | W-FDS/FDL/FDD-1-042-F |  | Water-Source | WBAHP: Heat Pump Packaged Unit | Heat Pump | 208 | 3 |  |  | No Match | No Match |  |  |  | 41800 | 3483 | 12 | 10 | 53000 | 3882 | 4 |  | Federally-Regulated Commercial & Industrial Equipment | 10/05/1999 |  | 09/21/2000
Waterfurnace International, Inc. | Johnson Controls | RJSV/RJSH036**0*1 |  | Water-Source | WBAHP: Heat Pump Packaged Unit | Heat Pump | 230 | 1 |  |  | No Match | Single-Speed |  |  |  | 34500 | 1760 | 19.6 | 12 | 38000 | 1826 | 6.1 | 4.2 | Federally-Regulated Commercial & Industrial Equipment | 01/24/2011 |  | 10/24/2014
Command-Aire | Command-Aire | SWP281E |  | Water-Source | WBAHP: Heat Pump Packaged Unit | Heat Pump | 208 | 1 |  |  | No Match | No Match |  |  |  | 30000 | 2702 | 11.1 | 7.5 | 42000 | 3000 | 4 | 2.5 | Non Federally-Regulated | 05/16/1984 |  | 06/11/1985
Mammoth | Hydrobank II | G054VLG |  | Ground-Water-Source | WBAHP: Heat Pump Packaged Unit | Heat Pump | 460 | 3 |  |  | No Match | No Match |  |  |  | 52000 | 3714 | 14 | 9 | 41500 | 3684 | 3.3 |  | Non Federally-Regulated | 07/22/2002 |  | 03/12/2009
Command-Aire | Command-Aire | SWPHR411E |  | Water-Source | WBAHP: Heat Pump Packaged Unit | Heat Pump | 230 | 1 |  |  | No Match | No Match |  |  |  | 42000 | 3780 | 11.1 | 7.5 | 53000 | 3880 | 4 | 2.5 | Non Federally-Regulated | 05/16/1984 |  | 05/11/1988
Florida Heat Pump | Florida Heat Pump | GO060-1CF/HZ/VT |  | Water-Source | WBAHP-CB: Heat Pump Split Syst | Heat Pump | 230 | 1 |  |  | No Match | No Match |  |  |  | 60000 | 4347 | 13.8 | 9 | 62000 | 4541 | 4 | 3.5 | Non Federally-Regulated | 05/19/2000 |  | 07/18/2002
McQuay International | McQuay | W-CDD/CDE/CDL-1-090-F |  | Water-Source | WBAHP: Heat Pump Packaged Unit | Heat Pump | 230 | 3 |  |  | No Match | No Match |  |  |  | 92000 | 7603 | 12.1 | 9 | 112000 | 7631 | 4.3 | 3.8 | Federally-Regulated Commercial & Industrial Equipment | 10/05/1999 |  | 09/21/2000
Enertech Global, LLC | Enertech | GXT048C2 |  | Ground-Source | WBAHP: Heat Pump Packaged Unit | Heat Pump | 208 | 3 |  |  | No Match | Single-Speed |  |  |  | 49900 | 2697 | 18.5 | 13.4 | 39500 | 2756 | 4.2 | 3.1 | Non Federally-Regulated | 05/08/2012 |  | 12/12/2012
Carrier Corp. | Carrier | 50QXV0485 |  | Water-Source | WBAHP: Heat Pump Packaged Unit | Heat Pump | 208 | 3 |  |  | No Match | No Match |  |  |  | 47500 | 4330 | 11 | 9 | 58000 | 4420 | 3.8 | 3.2 | Non Federally-Regulated | 03/15/1989 |  | 09/25/1989
Waterfurnace International, Inc. | Waterfurnace International, Inc. | SXH058B0 |  | Ground-Water-Source | WBAHP: Heat Pump Packaged Unit | Heat Pump | 230 | 1 |  |  | No Match | No Match |  |  |  | 58500 | 4365 | 13.4 | 11 | 67500 | 4945 | 4 | 3.5 | Non Federally-Regulated | 03/31/1998 |  | 05/10/1998
Carrier Corp. | Carrier | 50HQ,VQ0274 |  | Water-Source | WBAHP: Heat Pump Packaged Unit | Heat Pump | 277 | 1 |  |  | No Match | No Match |  |  |  | 25000 | 2750 | 9.1 | 7.5 | 28000 | 2850 | 2.9 | 2.5 | Non Federally-Regulated | 08/30/1983 |  | 05/11/1988
Snyder General Corp. | American Air Filter | VWW012A*A |  | Water-Source | WBAHP: Heat Pump Packaged Unit | Heat Pump | 115 | 1 |  |  | No Match | No Match |  |  |  | 12500 | 1147 | 10.9 | 9 | 14700 | 1138 | 3.8 | 3.2 | Federally-Regulated Commercial & Industrial Equipment | 08/14/1992 |  | 08/06/1993
Command-Aire | Command-Aire | SWPHR261E |  | Water-Source | WBAHP: Heat Pump Packaged Unit | Heat Pump | 208 | 1 |  |  | No Match | No Match |  |  |  | 24000 | 2160 | 11.1 | 9 | 32000 | 2340 | 4.1 | 3.2 | Federally-Regulated Commercial & Industrial Equipment | 01/23/1988 |  | 05/11/1988
Addison Products | Addison Products | HWPG012-0A* |  | Water-Source | WBAHP: Heat Pump Packaged Unit | Heat Pump | 115 | 1 |  |  | No Match | No Match |  |  |  | 11500 | 751 | 15.3 | 10 | 13600 | 830 | 4.8 |  | Federally-Regulated Commercial & Industrial Equipment | 05/10/1998 |  | 10/02/1998
ClimateMaster Inc. | Carrier Corp. | 50YEH/V/D036****3 |  | Ground-Water-Source | WBAHP: Heat Pump Packaged Unit | Heat Pump | 208 | 1 |  |  | No Match | Single-Speed |  |  |  | 35400 | 1526 | 23.2 | 16.2 | 33200 | 2070 | 4.7 | 3.6 | Non Federally-Regulated | 10/24/2014 |  | 04/22/2015
Carrier Corp. | Carrier | 50QEV0363 |  | Water-Source | WBAHP: Heat Pump Packaged Unit | Heat Pump | 208 | 1 |  |  | No Match | No Match |  |  |  | 35000 | 3180 | 11 | 9 | 41500 | 3151 | 3.9 | 3.2 | Non Federally-Regulated | 02/22/1990 |  | 07/31/1991
McQuay / Snyder General | Electro-Hydronics | UC610F5 |  | Water-Source | WBAHP: Heat Pump Packaged Unit | Heat Pump | 208 | 1 |  |  | No Match | No Match |  |  |  | 61500 | 5850 | 10.5 | 7.5 | 77000 | 5785 | 3.9 | 2.5 | Non Federally-Regulated | 08/29/1986 |  | 05/11/1988
Climate Control / Snyder General | Electro-Hydronics | LWP12BK |  | Water-Source | WBAHP: Heat Pump Packaged Unit | Heat Pump | 208 | 3 |  |  | No Match | No Match |  |  |  | 128000 | 11000 | 11.6 | 9.2 | 142000 | 11200 | 3.7 | 2.5 | Non Federally-Regulated | 06/11/1985 |  | 08/29/1986
Trane U.S. Inc. | Trane | GEHA042 |  | Ground-Water-Source | WBAHP: Heat Pump Packaged Unit | Heat Pump | 208 | 1 |  |  | No Match | No Match |  |  |  | 41238 | 3016 | 13.7 | 9 | 27400 | 2564 | 3.1 |  | Non Federally-Regulated | 07/22/2002 |  | 09/25/2002
Command-Aire | Command-Aire | SWPV197 |  | Water-Source | WBAHP: Heat Pump Packaged Unit | Heat Pump | 265 | 1 |  |  | No Match | No Match |  |  |  | 18500 | 1680 | 11 | 9 | 24500 | 1800 | 4 | 3.2 | Non Federally-Regulated | 05/11/1988 |  | 03/15/1989
Florida Heat Pump | Florida Heat Pump | EM070-1CF/HZ/VT |  | Water-Source | WBAHP: Heat Pump Packaged Unit | Heat Pump | 208 | 1 |  |  | No Match | No Match |  |  |  | 70000 | 4827 | 14.5 | 9 | 83000 | 5286 | 4.6 | 3.8 | Federally-Regulated Commercial & Industrial Equipment | 05/29/2001 |  | 02/17/2011
McQuay International | McQuay | HWH/HWW060C-G |  | Water-Source | WBAHP: Heat Pump Packaged Unit | Heat Pump | 208 | 1 |  |  | No Match | No Match |  |  |  | 57000 | 5135 | 11.1 | 10 | 76000 | 5709 | 3.9 |  | Federally-Regulated Commercial & Industrial Equipment | 11/17/1999 |  | 09/21/2000
Waterfurnace International, Inc. | Eagle Mountain | ZS036**4*4 |  | Ground-Source | WBAHP: Heat Pump Packaged Unit | Heat Pump | 460 | 3 |  |  | No Match | Single-Speed |  |  |  | 34500 | 1994 | 17.3 | 13.4 | 26000 | 2117 | 3.6 | 3.1 | Non Federally-Regulated | 03/02/2012 |  | 04/19/2013
Florida Heat Pump | Florida Heat Pump | GT026-4CS | GT026-4AV/AH | Ground-Water-Source | WBAHP-CB: Heat Pump Split Syst | Heat Pump | 460 | 3 |  |  | No Match | No Match |  |  |  | 26400 | 1899 | 13.9 | 9 | 19100 | 1805 | 3.1 |  | Non Federally-Regulated | 10/06/1999 |  | 04/10/2000
Waterfurnace International, Inc. | Waterfurnace International, Inc. | ATH022D0 |  | Ground-Water-Source | WBAHP: Heat Pump Packaged Unit | Heat Pump | 230 | 1 |  |  | No Match | No Match |  |  |  | 23400 | 1392 | 16.8 | 9 | 15700 | 1353 | 3.4 |  | Non Federally-Regulated | 01/30/1998 |  | 03/31/1998
Waterfurnace International, Inc. | Waterfurnace International, Inc. | ATH066*0 |  | Ground-Water-Source | WBAHP: Heat Pump Packaged Unit | Heat Pump | 230 | 1 |  |  | No Match | No Match |  |  |  | 67000 | 5000 | 13.4 | 9 | 50000 | 4883 | 3 |  | Non Federally-Regulated | 10/06/1999 |  | 05/19/2000
Waterfurnace International, Inc. | Geotility Geothermal Installations | ZS018**0*0 |  | Ground-Source | WBAHP: Heat Pump Packaged Unit | Heat Pump | 230 | 1 |  |  | No Match | Single-Speed |  |  |  | 18500 | 1088 | 17 | 13.4 | 13700 | 1147 | 3.5 | 3.1 | Non Federally-Regulated | 01/24/2011 |  | 04/19/2013
Addison Products | Addison Products | DWPG036-3B-XL* |  | Ground-Water-Source | WBAHP: Heat Pump Packaged Unit | Heat Pump | 208 | 3 |  |  | No Match | No Match |  |  |  | 35600 | 2373 | 15 | 9 | 24800 | 2271 | 3.2 |  | Non Federally-Regulated | 12/14/1998 |  | 04/10/2000
Waterfurnace International, Inc. | Eagle Mountain | ZS030**0*1 |  | Ground-Water-Source | WBAHP: Heat Pump Packaged Unit | Heat Pump | 230 | 1 |  |  | No Match | Single-Speed |  |  |  | 32900 | 1377 | 23.9 | 16.2 | 28300 | 1885 | 4.4 | 3.6 | Non Federally-Regulated | 01/24/2011 |  | 04/19/2013
Mammoth | Hydrobank II | D006CHE |  | Water-Source | WBAHP-O: Heat Pump Packaged Un | Heat Pump | 230 | 1 |  |  | No Match | No Match |  |  |  | 7400 | 672 | 11 | 10 | 10500 | 769 | 4 |  | Federally-Regulated Commercial & Industrial Equipment | 02/02/1998 |  | 03/31/1998
Waterfurnace International, Inc. | Johnson Controls | RJSV/RJSH030**0*1 |  | Ground-Water-Source | WBAHP: Heat Pump Packaged Unit | Heat Pump | 230 | 1 |  |  | No Match | Single-Speed |  |  |  | 31300 | 1087 | 28.8 | 16.2 | 25800 | 1512 | 5 | 3.6 | Non Federally-Regulated | 01/24/2011 |  | 10/24/2014
Jacobsen Energy Ind., Inc. | Thermaflo II | 48***6**** |  | Water-Source | WBAHP: Heat Pump Packaged Unit | Heat Pump | 460 | 3 |  |  | No Match | No Match |  |  |  | 49000 | 4350 | 11.2 | 7.5 | 59000 | 4400 | 3.9 | 2.5 | Non Federally-Regulated | 06/11/1985 |  | 05/11/1988
Friedrich Air Conditioning Co. | Climate Master Series | 803-019-G******** |  | Water-Source | WBAHP: Heat Pump Packaged Unit | Heat Pump | 230 | 1 |  |  | No Match | No Match |  |  |  | 19000 | 1750 | 10.9 | 7.5 | 23000 | 1875 | 3.6 | 2.5 | Non Federally-Regulated | 08/30/1983 |  | 08/29/1986
Carrier Corp. - Syracuse | Carrier | 50QEV0726 |  | Water-Source | WBAHP: Heat Pump Packaged Unit | Heat Pump | 460 | 3 |  |  | No Match | No Match |  |  |  | 73000 | 6186 | 11.8 | 10.5 | 89000 | 6450 | 4 | 3.8 | Non Federally-Regulated | 07/31/1991 |  | 03/31/1998
Florida Heat Pump | Geomaster, LLC | EC070-1CF/HZ/VT |  | Water-Source | WBAHP: Heat Pump Packaged Unit | Heat Pump | 230 | 1 |  |  | No Match | Single-Speed | 4406 | 803 | 1 | 68000 | 5037 | 13.5 | 12 | 80000 | 5209 | 4.5 | 4.2 | Federally-Regulated Commercial & Industrial Equipment | 04/23/2009 |  | 04/20/2015
ClimateMaster Inc. | Carrier Corp. | YDS/YPS038 | CNPV*36* | Water-Source | WBAHP-C: Heat Pump Split Syste | Heat Pump | 230 | 1 |  |  | No Match | Single-Speed |  |  |  | 36000 | 2535 | 14.2 | 12 | 44700 | 2841 | 4.6 | 4.2 | Federally-Regulated Commercial & Industrial Equipment | 11/25/2009 |  | 08/23/2011
Trane U.S. Inc. | Trane | GSCC0511 |  | Water-Source | WBAHP: Heat Pump Packaged Unit | Heat Pump | 208 | 1 |  |  | No Match | No Match |  |  |  | 50100 | 4245 | 11.8 | 9.3 | 64200 | 4479 | 4.2 | 3.8 | Federally-Regulated Commercial & Industrial Equipment | 03/31/1998 |  | 05/10/1998
McQuay International | McQuay | W-FDD/FDE/FME-1-012-A |  | Water-Source | WBAHP: Heat Pump Packaged Unit | Heat Pump | 115 | 1 |  |  | No Match | No Match |  |  |  | 11600 | 1035 | 11.2 | 10 | 14000 | 1051 | 3.9 |  | Federally-Regulated Commercial & Industrial Equipment | 11/14/2000 |  | 03/12/2009
Addison Products | Addison Products | VGY042-1A |  | Ground-Water-Source | WBAHP: Heat Pump Packaged Unit | Heat Pump | 230 | 1 |  |  | No Match | No Match |  |  |  | 47000 | 3560 | 13.2 | 9 | 30900 | 3017 | 3 |  | Non Federally-Regulated | 07/22/2002 |  | 03/12/2009
Florida Heat Pump | Geomaster, LLC | EC036-2CS | EC036-2AH/AV | Water-Source | WBAHP-CB: Heat Pump Split Syst | Heat Pump | 265 | 1 |  |  | No Match | Single-Speed |  |  |  | 35300 | 2577 | 13.7 | 12 | 45000 | 2997 | 4.4 | 4.2 | Federally-Regulated Commercial & Industrial Equipment | 04/30/2009 |  | 04/20/2015
Geoflex Systems, Inc. | Geoflex Systems, Inc. | GF1S-V/H/D/M-042WAABE |  | Ground-Water-Source | WBAHP: Heat Pump Packaged Unit | Both Heat Pump and Electric Re | 208 | 1 |  |  | No Match | Single-Speed |  |  |  | 44000 | 1555 | 28.3 | 16.2 | 36400 | 2092 | 5.1 | 3.6 | Non Federally-Regulated | 03/02/2012 |  | 01/09/2014
ClimateMaster Inc. | Climate Master Series | 804-015-G******** |  | Water-Source | WBAHP: Heat Pump Packaged Unit | Heat Pump | 208 | 1 |  |  | No Match | No Match |  |  |  | 15000 | 1442 | 10.4 | 9 | 19200 | 1440 | 3.7 | 3.2 | Non Federally-Regulated | 05/11/1988 |  | 03/15/1989
ClimateMaster Inc. | Climate Master Series | VS/VL/HS/HL 012 |  | Water-Source | WBAHP: Heat Pump Packaged Unit | Heat Pump | 208 | 1 |  |  | No Match | No Match |  |  |  | 12200 | 1089 | 11.2 | 9.3 | 16200 | 1186 | 4 | 3.8 | Federally-Regulated Commercial & Industrial Equipment | 03/31/1998 |  | 05/10/1998
Snyder General Corp. | American Air Filter | EHW-19 |  | Water-Source | WBAHP: Heat Pump Packaged Unit | Heat Pump | 208 | 1 |  |  | No Match | No Match |  |  |  | 17800 | 1618 | 11 | 9 | 23000 | 1730 | 3.9 | 3.2 | Federally-Regulated Commercial & Industrial Equipment | 02/04/1988 |  | 07/27/1992
Florida Heat Pump | Florida Heat Pump | EM024-1CF |  | Water-Source | WBAHP: Heat Pump Packaged Unit | Heat Pump | 230 | 1 |  |  | No Match | No Match |  |  |  | 24000 | 1714 | 14 | 10 | 30000 | 1831 | 4.8 |  | Federally-Regulated Commercial & Industrial Equipment | 02/02/1998 |  | 03/31/1998
Waterfurnace International, Inc. | Waterfurnace International, Inc. | VLV/VXV042*3 |  | Ground-Water-Source | WBAHP: Heat Pump Packaged Unit | Heat Pump | 230 | 3 |  |  | No Match | No Match |  |  |  | 41500 | 3143 | 13.2 | 9 | 27900 | 2919 | 2.8 |  | Non Federally-Regulated | 06/20/2003 |  | 03/12/2009
Florida Heat Pump | Florida Heat Pump | GT036-1CS | GT036-1AV/AH | Ground-Water-Source | WBAHP-CB: Heat Pump Split Syst | Heat Pump | 208 | 1 |  |  | No Match | No Match |  |  |  | 34600 | 2436 | 14.2 | 9 | 24200 | 2287 | 3.1 |  | Non Federally-Regulated | 10/06/1999 |  | 04/10/2000
Waterfurnace International, Inc. | Geotility Geothermal Installations | ZS015**2*0 |  | Ground-Water-Source | WBAHP: Heat Pump Packaged Unit | Heat Pump | 265 | 1 |  |  | No Match | Single-Speed |  |  |  | 16000 | 667 | 24 | 16.2 | 15000 | 1072 | 4.1 | 3.6 | Non Federally-Regulated | 01/24/2011 |  | 04/19/2013
Waterfurnace International, Inc. | Waterfurnace International, Inc. | ATV045D3(P) |  | Ground-Water-Source | WBAHP: Heat Pump Packaged Unit | Heat Pump | 230 | 3 |  |  | No Match | No Match |  |  |  | 27800 | 1323 | 21 | 9 | 19600 | 1472 | 3.9 |  | Non Federally-Regulated | 01/30/1998 |  | 10/02/1998
Waterfurnace International, Inc. | Waterfurnace International, Inc. | SXV010C2 |  | Ground-Water-Source | WBAHP: Heat Pump Packaged Unit | Heat Pump | 265 | 1 |  |  | No Match | No Match |  |  |  | 9900 | 642 | 15.4 | 9 | 7400 | 657 | 3.3 |  | Non Federally-Regulated | 12/14/1998 |  | 10/06/1999
Climate Control / Snyder General | Electro-Hydronics | LHP25BD |  | Water-Source | WBAHP: Heat Pump Packaged Unit | Heat Pump | 230 | 3 |  |  | No Match | No Match |  |  |  | 256000 | 22000 | 11.6 |  | 284000 | 22400 | 3.7 | 2.5 | Non Federally-Regulated | 06/11/1985 |  | 08/29/1986
Waterfurnace International, Inc. | Waterfurnace International, Inc. | P040**0 |  | Water-Source | WBAHP: Heat Pump Packaged Unit | Heat Pump | 230 | 1 |  |  | No Match | No Match |  |  |  | 40200 | 2350 | 17.1 | 10 | 46700 | 2911 | 4.7 |  | Federally-Regulated Commercial & Industrial Equipment | 05/19/2000 |  | 02/17/2011
Command-Aire | Command-Aire | SWPH060 |  | Water-Source | WBAHP: Heat Pump Packaged Unit | Heat Pump | 208 | 1 |  |  | No Match | No Match |  |  |  | 6706 | 640 | 10.5 | 9 | 9400 | 745 | 3.7 | 3.2 | Federally-Regulated Commercial & Industrial Equipment | 01/23/1988 |  | 05/11/1988
Florida Heat Pump | Geomaster, LLC | EC024-1CF/HZ/VT |  | Ground-Water-Source | WBAHP: Heat Pump Packaged Unit | Heat Pump | 230 | 1 |  |  | No Match | Single-Speed |  |  |  | 28200 | 1369 | 20.6 | 16.2 | 23800 | 1369 | 3.8 | 3.6 | Non Federally-Regulated | 04/30/2009 |  | 04/20/2015
Trane U.S. Inc. | Trane | GSUF0361A |  | Ground-Water-Source | WBAHP: Heat Pump Packaged Unit | Heat Pump | 208 | 1 |  |  | No Match | No Match |  |  |  | 34800 | 2450 | 14.2 | 9 | 26600 | 2688 | 2.9 |  | Non Federally-Regulated | 12/14/1998 |  | 11/19/2001
Waterfurnace International, Inc. | Waterfurnace International, Inc. | SXH024C1 |  | Water-Source | WBAHP: Heat Pump Packaged Unit | Heat Pump | 208 | 1 |  |  | No Match | No Match |  |  |  | 25500 | 1688 | 15.1 | 10 | 30700 | 1697 | 5.3 |  | Federally-Regulated Commercial & Industrial Equipment | 02/02/1998 |  | 03/31/1998
Mammoth | Hydrobank II | F031HLH |  | Ground-Water-Source | WBAHP: Heat Pump Packaged Unit | Heat Pump | 230 | 3 |  |  | No Match | No Match |  |  |  | 30000 | 2290 | 13.1 | 9 | 23800 | 2249 | 3.1 |  | Non Federally-Regulated | 06/27/2003 |  | 03/12/2009
Florida Heat Pump | Bosch | ES035-3CF/HZ/VT |  | Ground-Source | WBAHP: Heat Pump Packaged Unit | Heat Pump | 208 | 3 |  |  |  | Dual-Speed |  |  |  | 38000 | 2209 | 17.2 | 13.4 | 28000 | 2159 | 3.8 | 3.1 | Non Federally-Regulated | 04/22/2015 |  | 04/29/2015
Florida Heat Pump | Geomaster, LLC | EC060-3CS | EC060-1AH/AV | Ground-Water-Source | WBAHP-CB: Heat Pump Split Syst | Heat Pump | 208 | 3 |  |  | No Match | Single-Speed | 3919 | 730 | 1 | 65700 | 3670 | 17.9 | 16.2 | 60300 | 3670 | 3.8 | 3.6 | Non Federally-Regulated | 04/30/2009 |  | 04/20/2015
Addison Products | Addison Products | HPY042-3A |  | Water-Source | WBAHP-CB: Heat Pump Split Syst | Heat Pump | 230 | 3 |  |  | No Match | No Match |  |  |  | 48700 | 4058 | 12 | 9 | 52300 | 4378 | 3.5 | 3.5 | Non Federally-Regulated | 07/22/2002 |  | 03/12/2009
ClimateMaster Inc. | Carrier Corp. | 50YDS038 | FE4***005 | Ground-Source | WBAHP-CB: Heat Pump Split Syst | Heat Pump | 208 | 1 |  |  | No Match | Single-Speed |  |  |  | 37300 | 2234 | 16.7 | 13.4 | 27000 | 2082 | 3.8 | 3.1 | Non Federally-Regulated | 01/24/2011 |  | 08/23/2011
Trane U.S. Inc. | Trane | WPVD0197 |  | Water-Source | WBAHP: Heat Pump Packaged Unit | Heat Pump | 265 | 1 |  |  | No Match | No Match |  |  |  | 20000 | 1754 | 11.4 | 10 | 26700 | 1862 | 4.2 |  | Federally-Regulated Commercial & Industrial Equipment | 10/05/1999 |  | 04/12/2000
Waterfurnace International, Inc. | Waterfurnace International, Inc. | SXH120A3 |  | Water-Source | WBAHP: Heat Pump Packaged Unit | Heat Pump | 230 | 3 |  |  | No Match | No Match |  |  |  | 118500 | 9634 | 12.3 | 10.5 | 160000 | 10905 | 4.3 | 3.8 | Federally-Regulated Commercial & Industrial Equipment | 03/31/1998 |  | 05/10/1998
Florida Heat Pump | Florida Heat Pump | EM048-1CF |  | Water-Source | WBAHP: Heat Pump Packaged Unit | Heat Pump | 230 | 1 |  |  | No Match | No Match |  |  |  | 49000 | 3920 | 12.5 | 10 | 58000 | 3863 | 4.4 |  | Federally-Regulated Commercial & Industrial Equipment | 12/14/1998 |  | 10/05/1999
Command-Aire | Command-Aire | SWPH-1033 |  | Water-Source | WBAHP: Heat Pump Packaged Unit | Heat Pump | 208 | 3 |  |  | No Match | No Match |  |  |  | 115000 | 11900 | 9.7 | 9.2 | 156000 | 12100 | 3.8 |  | Non Federally-Regulated | 05/11/1988 |  | 03/15/1989
Florida Heat Pump | Florida Heat Pump | GT042-1VT/HZ/CF |  | Ground-Water-Source | WBAHP: Heat Pump Packaged Unit | Heat Pump | 208 | 1 |  |  | No Match | No Match |  |  |  | 42500 | 3148 | 13.5 | 9 | 31600 | 2806 | 3.3 |  | Non Federally-Regulated | 01/30/1998 |  | 03/31/1998
McQuay / Snyder General | Electro-Hydronics | CW550G3 |  | Water-Source | WBAHP: Heat Pump Packaged Unit | Heat Pump | 230 | 1 |  |  | No Match | No Match |  |  |  | 55000 | 5670 | 9.7 | 7.5 | 67000 | 5610 | 3.5 | 2.5 | Non Federally-Regulated | 08/29/1986 |  | 05/11/1988
Waterfurnace International, Inc. | Rybacki - Hart Enterprises | ZS012**0*0 |  | Water-Source | WBAHP: Heat Pump Packaged Unit | Heat Pump | 208 | 1 |  |  | No Match | Single-Speed |  |  |  | 10900 | 858 | 12.7 | 11.2 | 14700 | 979 | 4.4 | 4.2 | Federally-Regulated Commercial & Industrial Equipment | 01/24/2011 |  | 04/19/2013
Mammoth | Hydrobank II | F120VHL |  | Water-Source | WBAHP: Heat Pump Packaged Unit | Heat Pump | 208 | 3 |  |  | No Match | No Match |  |  |  | 114500 | 8544 | 13.4 | 9 | 150500 | 11024 | 4 | 3.8 | Federally-Regulated Commercial & Industrial Equipment | 06/27/2003 |  | 03/12/2009
Command-Aire | Command-Aire | SWPHXR614E |  | Water-Source | WBAHP: Heat Pump Packaged Unit | Heat Pump | 460 | 3 |  |  | No Match | No Match |  |  |  | 62000 | 5640 | 11 | 9 | 74000 | 5290 | 4.1 | 3.2 | Federally-Regulated Commercial & Industrial Equipment | 01/23/1988 |  | 05/11/1988
Waterfurnace International, Inc. | Waterfurnace International, Inc. | VLV024A0 |  | Water-Source | WBAHP: Heat Pump Packaged Unit | Heat Pump | 208 | 1 |  |  | No Match | No Match |  |  |  | 23800 | 1676 | 14.2 | 10 | 28200 | 1758 | 4.7 |  | Federally-Regulated Commercial & Industrial Equipment | 02/02/1998 |  | 03/31/1998
ClimateMaster Inc. | Climate Master Series | VS/VL/HS/HL 030 F/H |  | Water-Source | WBAHP: Heat Pump Packaged Unit | Heat Pump | 208 | 3 |  |  | No Match | No Match |  |  |  | 28900 | 2312 | 12.5 | 10 | 37000 | 2409 | 4.5 |  | Federally-Regulated Commercial & Industrial Equipment | 12/14/1998 |  | 04/12/2000
Mammoth | Hydrobank II | E010HLG |  | Ground-Water-Source | WBAHP: Heat Pump Packaged Unit | Heat Pump | 265 | 1 |  |  | No Match | No Match |  |  |  | 10600 | 757 | 14 | 9 | 8000 | 732 | 3.2 |  | Non Federally-Regulated | 05/23/2000 |  | 11/14/2000
Singer | Electro-Hydronics | VF240DD |  | Water-Source | WBAHP: Heat Pump Packaged Unit | Heat Pump | 230 | 3 |  |  | No Match | No Match |  |  |  | 24000 | 2700 | 8.9 | 7.5 | 28000 | 2850 | 2.9 | 2.5 | Non Federally-Regulated | 09/08/1982 |  | 05/16/1984
Mammoth | Hydrobank II | D006CHA |  | Water-Source | WBAHP-O: Heat Pump Packaged Un | Heat Pump | 208 | 1 |  |  | No Match | No Match |  |  |  | 7400 | 672 | 11 | 9.3 | 10500 | 769 | 4 | 3.8 | Non Federally-Regulated | 07/31/1991 |  | 03/31/1998
Mammoth | Hydrobank II | D014VLG |  | Ground-Water-Source | WBAHP: Heat Pump Packaged Unit | Heat Pump | 230 | 1 |  |  | No Match | No Match |  |  |  | 11200 | 800 | 14 | 9 | 14100 | 1332 | 3.1 |  | Non Federally-Regulated | 11/14/2000 |  | 01/18/2001
Friedrich Air Conditioning Co. | Climate Master Series | V80-12*********** |  | Water-Source | WBAHP: Heat Pump Packaged Unit | Heat Pump | 208 | 1 |  |  | No Match | No Match |  |  |  | 77000 | 7700 | 10 | 7.5 | 80000 | 7100 | 3.3 | 2.2 | Non Federally-Regulated | 08/30/1983 |  | 05/16/1984
Waterfurnace International, Inc. | Geotility Geothermal Installations | ZS036**0*4 |  | Water-Source | WBAHP: Heat Pump Packaged Unit | Heat Pump | 208 | 1 |  |  | No Match | Single-Speed |  |  |  | 33300 | 2220 | 15 | 12 | 40600 | 2479 | 4.8 | 4.2 | Federally-Regulated Commercial & Industrial Equipment | 06/14/2011 |  | 03/02/2012
Trane U.S. Inc. | Trane | WPVE0611 |  | Water-Source | WBAHP: Heat Pump Packaged Unit | Heat Pump | 208 | 1 |  |  | No Match | No Match |  |  |  | 59500 | 5129 | 11.6 | 10 | 68500 | 5281 | 3.8 |  | Federally-Regulated Commercial & Industrial Equipment | 10/05/1999 |  | 04/12/2000
Florida Heat Pump | Florida Heat Pump | GT022-2VT/HZ/CF |  | Water-Source | WBAHP-CB: Heat Pump Split Syst | Heat Pump | 265 | 1 |  |  | No Match | No Match |  |  |  | 21600 | 1785 | 12.1 | 9 | 22200 | 1858 | 3.5 | 3.5 | Non Federally-Regulated | 12/14/1998 |  | 04/12/2000
McQuay International | McQuay | VWH/VWW024B-G |  | Water-Source | WBAHP: Heat Pump Packaged Unit | Heat Pump | 208 | 1 |  |  | No Match | No Match |  |  |  | 24400 | 2033 | 12 | 10 | 32000 | 2343 | 4 |  | Federally-Regulated Commercial & Industrial Equipment | 11/17/1999 |  | 09/21/2000
Marvair | Marvair | WVP47HPC |  | Water-Source | WBAHP: Heat Pump Packaged Unit | Heat Pump | 230 | 3 |  |  | No Match | No Match |  |  |  | 47500 | 4318 | 11 | 9 | 60000 | 4628 | 3.8 | 3.2 | Non Federally-Regulated | 02/22/1990 |  | 07/31/1991
Florida Heat Pump | Florida Heat Pump | GT054-1CF/HZ/VT |  | Water-Source | WBAHP-CB: Heat Pump Split Syst | Heat Pump | 230 | 1 |  |  | No Match | No Match |  |  |  | 53000 | 4240 | 12.5 | 9 | 62000 | 4657 | 3.9 | 3.5 | Non Federally-Regulated | 07/22/2002 |  | 03/12/2009
Enertech Global, LLC | Enertech | GSC048 | ACD048 | Ground-Water-Source | WBAHP-C: Heat Pump Split Syste | Heat Pump | 208 | 1 |  |  | No Match | Single-Speed |  |  |  | 55900 | 2881 | 19.4 | 16.2 | 48500 | 3743 | 3.8 | 3.6 | Non Federally-Regulated | 06/15/2009 |  | 03/02/2012
Enertech Global, LLC | Enertech | GXT024A |  | Ground-Water-Source | WBAHP: Heat Pump Packaged Unit | Heat Pump | 208 | 1 |  |  | No Match | Single-Speed |  |  |  | 29400 | 1000 | 29.4 | 16.2 | 25000 | 1437 | 5.1 | 3.6 | Non Federally-Regulated | 01/25/2011 |  | 06/14/2011
Trane U.S. Inc. | Command-Aire | GSUF0481B |  | Water-Source | WBAHP-CB: Heat Pump Split Syst | Heat Pump | 208 | 1 |  |  | No Match | No Match |  |  |  | 51000 | 3207 | 15.9 | 9 | 54000 | 3858 | 4.1 | 3.5 | Non Federally-Regulated | 10/05/1999 |  | 04/12/2000
McQuay / Snyder General | Electro-Hydronics | HC120A5 |  | Water-Source | WBAHP: Heat Pump Packaged Unit | Heat Pump | 208 | 1 |  |  | No Match | No Match |  |  |  | 11200 | 982 | 11.4 | 9 | 13500 | 1164 | 3.4 | 3.2 | Non Federally-Regulated | 05/11/1988 |  | 03/15/1989
Waterfurnace International, Inc. | Waterfurnace International, Inc. | SXH030C4 |  | Ground-Water-Source | WBAHP: Heat Pump Packaged Unit | Heat Pump | 460 | 3 |  |  | No Match | No Match |  |  |  | 31200 | 2181 | 14.3 | 9 | 21600 | 1808 | 3.5 |  | Non Federally-Regulated | 12/14/1998 |  | 10/06/1999
McQuay International | McQuay | CCH/CCW/HWH/HWW030C-N |  | Water-Source | WBAHP: Heat Pump Packaged Unit | Heat Pump | 265 | 1 |  |  | No Match | No Match |  |  |  | 30000 | 2500 | 12 | 9.3 | 37000 | 2780 | 3.9 | 3.8 | Federally-Regulated Commercial & Industrial Equipment | 03/31/1998 |  | 05/10/1998
Waterfurnace International, Inc. | Waterfurnace International, Inc. | VLH/VXH009*2 |  | Water-Source | WBAHP: Heat Pump Packaged Unit | Heat Pump | 265 | 1 |  |  | No Match | No Match |  |  |  | 9300 | 768 | 12.1 | 10 | 13200 | 920 | 4.2 |  | Federally-Regulated Commercial & Industrial Equipment | 10/05/1999 |  | 04/12/2000
Florida Heat Pump | Florida Heat Pump | EM042-2CF |  | Water-Source | WBAHP: Heat Pump Packaged Unit | Heat Pump | 265 | 1 |  |  | No Match | No Match |  |  |  | 42000 | 3181 | 13.2 | 9.3 | 51000 | 3475 | 4.3 | 3.8 | Federally-Regulated Commercial & Industrial Equipment | 03/31/1998 |  | 05/10/1998
Trane U.S. Inc. | Trane | WPHD0261 |  | Water-Source | WBAHP: Heat Pump Packaged Unit | Heat Pump | 265 | 1 |  |  | No Match | No Match |  |  |  | 22800 | 2171 | 10.5 | 9.3 | 30400 | 2284 | 3.9 | 3.8 | Federally-Regulated Commercial & Industrial Equipment | 03/31/1998 |  | 05/10/1998
Waterfurnace International, Inc. | American Standard, Inc. | A1GC048***1**4 |  | Water-Source | WBAHP: Heat Pump Packaged Unit | Heat Pump | 208 | 1 |  |  | No Match | Single-Speed |  |  |  | 47700 | 3077 | 15.5 | 12 | 56000 | 3419 | 4.8 | 4.2 | Federally-Regulated Commercial & Industrial Equipment | 08/23/2011 |  | 10/24/2014
Tetco | Tetco | ESII3.0 |  | Ground-Water-Source | WBAHP: Heat Pump Packaged Unit | Heat Pump | 230 | 1 |  |  | No Match | No Match |  |  |  | 32000 | 2335 | 13.7 | 9 | 26600 | 2436 | 3.2 |  | Non Federally-Regulated | 12/14/1998 |  | 01/21/2000
Hydro Delta Corp. | Hydro Delta Corp. | 03-068-WTAR-DS-D-HE |  | Ground-Water-Source | WBAHP: Heat Pump Packaged Unit | Heat Pump | 208 | 1 |  |  | No Match | No Match |  |  |  | 67500 | 5400 | 12.5 | 9 | 50000 | 4725 | 3.1 |  | Non Federally-Regulated | 10/06/1999 |  | 04/10/2000
Florida Heat Pump | Energy Miser | HE52CF-4 |  | Water-Source | WBAHP: Heat Pump Packaged Unit | Heat Pump | 460 | 3 |  |  | No Match | No Match |  |  |  | 51000 | 4360 | 11.7 | 9 | 65000 | 4760 | 4 | 3.2 | Non Federally-Regulated | 02/22/1990 |  | 07/31/1991
ClimateMaster Inc. | Climate Master Series | VE/HE 019 |  | Ground-Water-Source | WBAHP: Heat Pump Packaged Unit | Heat Pump | 230 | 1 |  |  | No Match | No Match |  |  |  | 21500 | 1535 | 14 | 9 | 14000 | 1367 | 3 |  | Non Federally-Regulated | 10/06/1999 |  | 04/10/2000
Waterfurnace International, Inc. | Waterfurnace International, Inc. | USV/USH036**4*4 |  | Ground-Source | WBAHP: Heat Pump Packaged Unit | Heat Pump | 460 | 3 |  |  | No Match | Single-Speed |  |  |  | 34500 | 1994 | 17.3 | 13.4 | 26000 | 2177 | 3.5 | 3.1 | Non Federally-Regulated | 06/14/2011 |  | 03/02/2012
Bard Manufacturing Company, Inc. | Bard | QW421-B |  | Ground-Water-Source | WBAHP: Heat Pump Packaged Unit | Heat Pump | 208 | 3 |  |  | No Match | No Match |  |  |  | 39500 | 2453 | 16.1 | 9 | 26200 | 2398 | 3.2 |  | Non Federally-Regulated | 07/22/2002 |  | 03/12/2009
Waterfurnace International, Inc. | Waterfurnace International, Inc. | SXH013C1 |  | Water-Source | WBAHP-CB: Heat Pump Split Syst | Heat Pump | 208 | 1 |  |  | No Match | No Match |  |  |  | 13500 | 906 | 14.9 | 9 | 14100 | 961 | 4.3 | 3.5 | Non Federally-Regulated | 02/02/1998 |  | 10/02/1998
Waterfurnace International, Inc. | Rybacki - Hart Enterprises | YS024**1*4 |  | Ground-Source | WBAHP: Heat Pump Packaged Unit | Heat Pump | 208 | 1 |  |  | No Match | Single-Speed |  |  |  | 24400 | 1394 | 17.5 | 13.4 | 17500 | 1350 | 3.8 | 3.1 | Non Federally-Regulated | 01/24/2011 |  | 04/19/2013
Waterfurnace International, Inc. | Waterfurnace International, Inc. | SXV036C2 |  | Water-Source | WBAHP-CB: Heat Pump Split Syst | Heat Pump | 265 | 1 |  |  | No Match | No Match |  |  |  | 37600 | 2870 | 13.1 | 9 | 40500 | 2967 | 4 | 3.5 | Non Federally-Regulated | 02/02/1998 |  | 10/02/1998
Waterfurnace International, Inc. | Waterfurnace International, Inc. | SXH080*3 |  | Water-Source | WBAHP: Heat Pump Packaged Unit | Heat Pump | 230 | 3 |  |  | No Match | No Match |  |  |  | 79500 | 5888 | 13.5 | 9 | 98000 | 6109 | 4.7 | 3.8 | Federally-Regulated Commercial & Industrial Equipment | 10/05/1999 |  | 05/19/2000
Trane U.S. Inc. | Trane | GXUA0191 |  | Water-Source | WBAHP: Heat Pump Packaged Unit | Heat Pump | 208 | 1 |  |  | No Match | No Match |  |  |  | 18000 | 1621 | 11.1 | 9.3 | 24000 | 1674 | 4.2 | 3.8 | Federally-Regulated Commercial & Industrial Equipment | 03/31/1998 |  | 05/10/1998
Waterfurnace International, Inc. | Waterfurnace International, Inc. | VLH/VXH042*3 |  | Water-Source | WBAHP: Heat Pump Packaged Unit | Heat Pump | 230 | 3 |  |  | No Match | No Match |  |  |  | 40000 | 3076 | 13 | 10 | 47400 | 3229 | 4.3 |  | Federally-Regulated Commercial & Industrial Equipment | 06/20/2003 |  | 02/17/2011
Solar Oriented Environmental Systems | S.O.E.S.I. | PSV,H600 |  | Water-Source | WBAHP: Heat Pump Packaged Unit | Heat Pump | 230 | 1 |  |  | No Match | No Match |  |  |  | 61000 | 6703 | 9.1 | 7.5 | 78000 | 7143 | 3.2 | 2.5 | Non Federally-Regulated | 05/16/1984 |  | 05/11/1988
Florida Heat Pump | Geomaster, LLC | AU025-1CF/HZ/VT |  | Ground-Water-Source | WBAHP: Heat Pump Packaged Unit | Heat Pump | 230 | 1 |  |  | No Match | Single-Speed |  |  |  | 29000 | 1208 | 24 | 16.2 | 25000 | 1208 | 4.6 | 3.6 | Non Federally-Regulated | 04/30/2009 |  | 10/03/2011
Climate Control / Snyder General | Electro-Hydronics | FC330G7 |  | Water-Source | WBAHP: Heat Pump Packaged Unit | Heat Pump | 265 | 1 |  |  | No Match | No Match |  |  |  | 33000 | 3050 | 10.8 | 7.5 | 39000 | 3090 | 3.7 | 2.5 | Non Federally-Regulated | 05/16/1984 |  | 08/29/1986
California Heat Pump | Aqua-Matic | 35H**-32-** |  | Water-Source | WBAHP: Heat Pump Packaged Unit | Heat Pump | 208 | 3 |  |  | No Match | No Match |  |  |  | 35000 | 3180 | 11 | 7.5 | 42000 | 3240 | 3.8 | 2.5 | Non Federally-Regulated | 06/11/1985 |  | 05/11/1988
Waterfurnace International, Inc. | Waterfurnace International, Inc. | VLV036A2 |  | Water-Source | WBAHP: Heat Pump Packaged Unit | Heat Pump | 265 | 1 |  |  | No Match | No Match |  |  |  | 34800 | 2697 | 12.9 | 10 | 42000 | 2862 | 4.3 |  | Federally-Regulated Commercial & Industrial Equipment | 12/14/1998 |  | 10/05/1999
Enertech Global, LLC | Roth Industries, Inc. | RXT060B |  | Ground-Water-Source | WBAHP: Heat Pump Packaged Unit | Heat Pump | 230 | 1 |  |  | No Match | Single-Speed | 2285 | 710 | 1 | 65400 | 2986 | 21.9 | 16.2 | 59200 | 3856 | 4.5 | 3.6 | Non Federally-Regulated | 11/30/2011 |  | 01/09/2014
Florida Heat Pump | Energy Miser | HE80CF-1 |  | Water-Source | WBAHP: Heat Pump Packaged Unit | Heat Pump | 208 | 1 |  |  | No Match | No Match |  |  |  | 79000 | 7820 | 10.1 | 9.2 | 115000 | 8640 | 3.9 | 2.5 | Non Federally-Regulated | 06/11/1985 |  | 05/11/1988
Trane U.S. Inc. | Trane | GSUF0421B |  | Water-Source | WBAHP-CB: Heat Pump Split Syst | Heat Pump | 208 | 1 |  |  | No Match | No Match |  |  |  | 43500 | 2861 | 15.2 | 9 | 45500 | 3252 | 4.1 | 3.5 | Non Federally-Regulated | 12/14/1998 |  | 10/05/1999
ClimateMaster Inc. | Climate Master Series | VS/VL/HS/HL 060 F/H |  | Water-Source | WBAHP: Heat Pump Packaged Unit | Heat Pump | 460 | 3 |  |  | No Match | No Match |  |  |  | 62000 | 5535 | 11.2 | 10 | 75000 | 5784 | 3.8 |  | Federally-Regulated Commercial & Industrial Equipment | 02/02/1998 |  | 03/31/1998
Florida Heat Pump | Florida Heat Pump | EM048-4CF |  | Water-Source | WBAHP: Heat Pump Packaged Unit | Heat Pump | 460 | 3 |  |  | No Match | No Match |  |  |  | 49000 | 3920 | 12.5 | 10 | 58000 | 3863 | 4.4 |  | Federally-Regulated Commercial & Industrial Equipment | 02/02/1998 |  | 03/31/1998
Enertech Global, LLC | Enertech | GRT072A | ACD060 | Ground-Source | WBAHP-CB: Heat Pump Split Syst | Heat Pump | 208 | 1 |  |  | No Match | Single-Speed | 3517 | 627 | 1 | 69200 | 4144 | 16.7 | 13.4 | 52200 | 4371 | 3.5 | 3.1 | Non Federally-Regulated | 09/03/2012 |  | 01/09/2014
Enertech Global, LLC | Enertech | GRT024A | MPD024 | Ground-Source | WBAHP-CB: Heat Pump Split Syst | Heat Pump | 230 | 1 |  |  | No Match | Single-Speed |  |  |  | 24600 | 1547 | 15.9 | 13.4 | 17800 | 1534 | 3.4 | 3.1 | Non Federally-Regulated | 12/12/2012 |  | 04/29/2015
Mammoth | Mammoth | G086HHC |  | Water-Source | WBAHP: Heat Pump Packaged Unit | Heat Pump | 460 | 3 |  |  | No Match | No Match |  |  |  | 82000 | 7776 | 10.5 | 9.2 | 95000 | 7930 | 3.5 | 2.5 | Non Federally-Regulated | 05/16/1984 |  | 05/11/1988
Florida Heat Pump | Florida Heat Pump | GT054-1CF/HZ/VT |  | Ground-Water-Source | WBAHP: Heat Pump Packaged Unit | Heat Pump | 230 | 1 |  |  | No Match | No Match |  |  |  | 51500 | 3961 | 13 | 9 | 42500 | 4150 | 3 |  | Non Federally-Regulated | 07/22/2002 |  | 03/12/2009
ClimateMaster Inc. | Climate Master Series | GSV/GSH030AG |  | Ground-Water-Source | WBAHP: Heat Pump Packaged Unit | Heat Pump | 208 | 1 |  |  | No Match | No Match |  |  |  | 32000 | 1987 | 16.1 | 9 | 23000 | 2042 | 3.3 |  | Non Federally-Regulated | 04/10/2000 |  | 07/18/2002
ClimateMaster Inc. | Carrier | 50HQA/HQD/VQA/VQD042 3 |  | Water-Source | WBAHP: Heat Pump Packaged Unit | Heat Pump | 208 | 1 |  |  | No Match | No Match |  |  |  | 41500 | 3705 | 11.2 | 9.3 | 52500 | 3846 | 4 | 3.8 | Federally-Regulated Commercial & Industrial Equipment | 03/31/1998 |  | 05/10/1998
Snyder General Corp. | McQuay | CCW024A*T |  | Water-Source | WBAHP: Heat Pump Packaged Unit | Heat Pump | 460 | 3 |  |  | No Match | No Match |  |  |  | 23900 | 2298 | 10.4 | 9 | 29400 | 2329 | 3.7 | 3.2 | Non Federally-Regulated | 02/22/1990 |  | 07/31/1991
Heat Controller | Heat Controller | VWPG017-1B-XL* |  | Ground-Water-Source | WBAHP: Heat Pump Packaged Unit | Heat Pump | 208 | 1 |  |  | No Match | No Match |  |  |  | 16700 | 1176 | 14.2 | 11 | 18100 | 1262 | 4.2 | 3.5 | Non Federally-Regulated | 03/31/1998 |  | 05/10/1998
Florida Heat Pump | Energy Miser | HEH1000-4 |  | Water-Source | WBAHP: Heat Pump Packaged Unit | Heat Pump | 460 | 3 |  |  | No Match | No Match |  |  |  | 102000 | 9750 | 10.5 | 10.5 | 120000 | 9500 | 3.7 | 3.8 | Non Federally-Regulated | 07/31/1991 |  | 03/31/1998
Waterfurnace International, Inc. | Eagle Mountain | ZS060**4*1 |  | Ground-Source | WBAHP: Heat Pump Packaged Unit | Heat Pump | 460 | 3 |  |  | No Match | Single-Speed |  |  |  | 60900 | 3402 | 17.9 | 13.4 | 47100 | 3834 | 3.6 | 3.1 | Non Federally-Regulated | 01/24/2011 |  | 03/02/2012
ClimateMaster Inc. | Carrier Corp. | 50PRH/V015 3 |  | Ground-Source | WBAHP: Heat Pump Packaged Unit | Heat Pump | 208 | 1 |  |  | No Match | Single-Speed |  |  |  | 15000 | 872 | 17.2 | 13.4 | 11100 | 904 | 3.6 | 3.1 | Non Federally-Regulated | 01/24/2011 |  | 08/23/2011
ClimateMaster Inc. | Genesis Compact | GCH030BF******* |  | Water-Source | WBAHP: Heat Pump Packaged Unit | Heat Pump | 460 | 3 |  |  | No Match | No Match |  |  |  | 27500 | 2272 | 12.1 | 10 | 34600 | 2306 | 4.4 |  | Federally-Regulated Commercial & Industrial Equipment | 07/02/2003 |  | 12/21/2006
Waterfurnace International, Inc. | Waterfurnace International, Inc. | ATH056D1 |  | Ground-Source | WBAHP: Heat Pump Packaged Unit | Heat Pump | 230 | 1 |  |  | No Match | No Match |  |  |  | 58000 | 3790 | 15.3 |  | 44500 | 4075 | 3.2 |  | Non Federally-Regulated | 03/31/1998 |  | 05/10/1998
Climate Control / Snyder General | Electro-Hydronics | UC200G5 |  | Water-Source | WBAHP: Heat Pump Packaged Unit | Heat Pump | 208 | 1 |  |  | No Match | No Match |  |  |  | 20000 | 1880 | 10.7 | 7.5 | 25600 | 1920 | 3.9 | 2.5 | Non Federally-Regulated | 05/16/1984 |  | 08/29/1986
Florida Heat Pump | Energy Miser | LT 40 CF -2 |  | Ground-Water-Source | WBAHP: Heat Pump Packaged Unit | Heat Pump | 265 | 1 |  |  | No Match | No Match |  |  |  | 36400 | 3250 | 11.2 |  | 42000 | 3515 | 3.5 |  | Non Federally-Regulated | 02/22/1990 |  | 07/31/1991
Enertech Global, LLC | Enertech | GXT048C2 |  | Ground-Source | WBAHP: Heat Pump Packaged Unit | Heat Pump | 230 | 3 |  |  | No Match | No Match |  |  |  | 49900 | 2697 | 18.5 | 13.4 | 39500 | 2756 | 4.2 | 3.1 | No Match | 05/02/2012 |  | 05/08/2012
Waterfurnace International, Inc. | Waterfurnace International, Inc. | SXV024B0 |  | Ground-Water-Source | WBAHP: Heat Pump Packaged Unit | Heat Pump | 208 | 1 |  |  | No Match | No Match |  |  |  | 27000 | 1741 | 15.5 | 9 | 18000 | 1551 | 3.4 |  | Non Federally-Regulated | 08/21/1998 |  | 10/02/1998
Climate Control / Snyder General | Trane | WPHA08XC* |  | Water-Source | WBAHP: Heat Pump Packaged Unit | Heat Pump | 230 | 1 |  |  | No Match | No Match |  |  |  | 6900 | 645 |  | 7.5 | 8800 | 680 | 3.8 | 2.5 | Non Federally-Regulated | 08/29/1986 |  | 05/11/1988
Waterfurnace International, Inc. | Rybacki - Hart Enterprises | ZS024**4*4 |  | Ground-Water-Source | WBAHP: Heat Pump Packaged Unit | Heat Pump | 460 | 3 |  |  | No Match | Single-Speed |  |  |  | 26400 | 1128 | 23.4 | 16.2 | 22300 | 1452 | 4.5 | 3.6 | Non Federally-Regulated | 06/14/2011 |  | 04/19/2013
ClimateMaster Inc. | Climate Master Series | 803-019-E******** |  | Water-Source | WBAHP: Heat Pump Packaged Unit | Heat Pump | 265 | 1 |  |  | No Match | No Match |  |  |  | 19000 | 1775 | 10.7 | 9 | 24000 | 1760 | 4 | 3.2 | Non Federally-Regulated | 05/11/1988 |  | 03/15/1989
Enertech Global, LLC | Enertech | GST036A | MPD036 | Ground-Water-Source | WBAHP-CB: Heat Pump Split Syst | Heat Pump | 230 | 1 |  |  | No Match | Single-Speed |  |  |  | 41600 | 1865 | 22.3 | 16.2 | 37100 | 2416 | 4.5 | 3.6 | Non Federally-Regulated | 11/30/2011 |  | 12/12/2012
Waterfurnace International, Inc. | Johnson Controls | RKV/RKH048**0*4 |  | Ground-Source | WBAHP: Heat Pump Packaged Unit | Heat Pump | 230 | 1 |  |  | No Match | Single-Speed |  |  |  | 48900 | 2827 | 17.3 | 13.4 | 35000 | 2849 | 3.6 | 3.1 | Non Federally-Regulated | 09/03/2012 |  | 01/09/2014
Mammoth | Hydrobank II | D020HHE/VHE |  | Water-Source | WBAHP: Heat Pump Packaged Unit | Heat Pump | 208 | 1 |  |  | No Match | No Match |  |  |  | 19500 | 1477 | 13.2 | 10 | 26500 | 1688 | 4.6 |  | Federally-Regulated Commercial & Industrial Equipment | 07/29/1998 |  | 10/02/1998
Command-Aire | Command-Aire | SWPHXR611E |  | Water-Source | WBAHP: Heat Pump Packaged Unit | Heat Pump | 208 | 1 |  |  | No Match | No Match |  |  |  | 62000 | 5640 | 11 | 9 | 74000 | 5290 | 4.1 | 3.2 | Non Federally-Regulated | 05/11/1988 |  | 03/15/1989
Florida Heat Pump | Florida Heat Pump | GT030-1VT/HZ/CF |  | Water-Source | WBAHP-CB: Heat Pump Split Syst | Heat Pump | 230 | 1 |  |  | No Match | No Match |  |  |  | 31400 | 2211 | 14.2 | 9 | 33000 | 2417 | 4 | 3.5 | Non Federally-Regulated | 10/05/1999 |  | 04/12/2000
Climate Control / Snyder General | Electro-Hydronics | FW260G7 |  | Water-Source | WBAHP: Heat Pump Packaged Unit | Heat Pump | 265 | 1 |  |  | No Match | No Match |  |  |  | 26000 | 2450 | 10.6 | 7.5 | 31600 | 2500 | 3.7 | 2.5 | Non Federally-Regulated | 05/16/1984 |  | 08/29/1986
Florida Heat Pump | Florida Heat Pump | AP049-1CF/HZ/VT |  | Ground-Water-Source | WBAHP: Heat Pump Packaged Unit | Heat Pump | 208 | 1 |  |  | No Match | Single-Speed |  |  |  | 56000 | 2333 | 24 | 16.2 | 45500 | 2333 | 4.8 | 3.6 | Non Federally-Regulated | 07/06/2011 |  | 04/20/2015
Carrier Corp. | Carrier | 50QXH0603 |  | Water-Source | WBAHP: Heat Pump Packaged Unit | Heat Pump | 230 | 1 |  |  | No Match | No Match |  |  |  | 58000 | 5088 | 11.4 | 9 | 64000 | 4810 | 3.9 | 3.2 | Federally-Regulated Commercial & Industrial Equipment | 09/25/1989 |  | 10/10/1989
Mammoth | Hydrobank II | F062VHJ |  | Water-Source | WBAHP: Heat Pump Packaged Unit | Heat Pump | 208 | 3 |  |  | No Match | No Match |  |  |  | 60500 | 5353 | 11.3 | 10 | 84000 | 6476 | 3.8 |  | Federally-Regulated Commercial & Industrial Equipment | 05/23/2000 |  | 01/18/2001
Waterfurnace International, Inc. | Rybacki - Hart Enterprises | ZS042**4*1 |  | Ground-Source | WBAHP: Heat Pump Packaged Unit | Heat Pump | 460 | 3 |  |  | No Match | Single-Speed |  |  |  | 42300 | 2286 | 18.5 | 13.4 | 29900 | 2368 | 3.7 | 3.1 | Non Federally-Regulated | 01/24/2011 |  | 04/19/2013
Climate Control / Snyder General | Electro-Hydronics | FW610GK |  | Water-Source | WBAHP: Heat Pump Packaged Unit | Heat Pump | 208 | 3 |  |  | No Match | No Match |  |  |  | 61500 | 5850 | 10.5 | 7.5 | 77000 | 5785 | 3.9 | 2.5 | Non Federally-Regulated | 06/11/1985 |  | 08/29/1986
Mammoth | Hydrobank II | D024HHH/VHH |  | Water-Source | WBAHP: Heat Pump Packaged Unit | Heat Pump | 208 | 1 |  |  | No Match | No Match |  |  |  | 24400 | 2140 | 11.4 | 10 | 31500 | 2428 | 3.8 |  | Federally-Regulated Commercial & Industrial Equipment | 10/05/1999 |  | 05/23/2000
ClimateMaster Inc. | Carrier | 50KQA/D007 |  | Water-Source | WBAHP-O: Heat Pump Packaged Un | Heat Pump | 208 | 1 |  |  | No Match | No Match |  |  |  | 6800 | 531 | 12.8 | 10 | 8600 | 547 | 4.6 |  | Federally-Regulated Commercial & Industrial Equipment | 12/14/1998 |  | 04/12/2000
McQuay / Snyder General | Electro-Hydronics | WE075C3 |  | Water-Source | WBAHP: Heat Pump Packaged Unit | Heat Pump | 230 | 1 |  |  | No Match | No Match |  |  |  | 6900 | 645 | 10.7 | 9 | 9400 | 725 | 3.8 | 3.2 | Non Federally-Regulated | 05/11/1988 |  | 03/15/1989
Enviro Master International llc | Enviro Master International | FWS18D****** |  | Water-Source | WBAHP: Heat Pump Packaged Unit | Heat Pump | 208 | 1 |  |  | No Match | No Match |  |  |  | 17700 | 1500 | 11.8 | 9 | 17400 | 1700 | 3 | 3.2 | Non Federally-Regulated | 05/11/1988 |  | 03/15/1989
Waterfurnace International, Inc. | Waterfurnace International, Inc. | ATV045D3 |  | Ground-Water-Source | WBAHP: Heat Pump Packaged Unit | Heat Pump | 208 | 3 |  |  | No Match | No Match |  |  |  | 50000 | 3571 | 14 | 9 | 33000 | 3119 | 3.1 |  | Non Federally-Regulated | 12/14/1998 |  | 10/06/1999
McQuay / Snyder General | Electro-Hydronics | VE390G5 |  | Water-Source | WBAHP: Heat Pump Packaged Unit | Heat Pump | 208 | 1 |  |  | No Match | No Match |  |  |  | 39000 | 3700 | 10.5 | 7.5 | 48000 | 4020 | 3.5 | 2.5 | Non Federally-Regulated | 08/29/1986 |  | 05/11/1988
Econar | Econar | GH291 |  | Ground-Water-Source | WBAHP: Heat Pump Packaged Unit | Heat Pump | 208 | 1 |  |  | No Match | No Match |  |  |  | 28600 | 2087 | 13.7 | 9 | 25800 | 2291 | 3.3 |  | Non Federally-Regulated | 12/14/1998 |  | 03/18/2002
ClimateMaster Inc. | Climate Master | TZV/H030 |  | Ground-Water-Source | WBAHP: Heat Pump Packaged Unit | Heat Pump | 208 | 1 |  |  | No Match | Single-Speed |  |  |  | 32300 | 1560 | 20.7 | 16.2 | 30000 | 2093 | 4.2 | 3.6 | Non Federally-Regulated | 03/02/2012 |  | 05/02/2012
Command-Aire | Command-Aire | SWP611E |  | Water-Source | WBAHP: Heat Pump Packaged Unit | Heat Pump | 230 | 1 |  |  | No Match | No Match |  |  |  | 62000 | 5640 | 11 | 7.5 | 74000 | 5290 | 4.1 | 2.5 | Non Federally-Regulated | 05/16/1984 |  | 06/11/1985
Addison Products | Addison Products | VGY054-4A |  | Water-Source | WBAHP-CB: Heat Pump Split Syst | Heat Pump | 460 | 3 |  |  | No Match | No Match |  |  |  | 57700 | 4931 | 11.7 | 9 | 67100 | 5461 | 3.6 | 3.5 | Non Federally-Regulated | 07/22/2002 |  | 03/12/2009
Mammoth | Hydrobank II | D014VLG |  | Ground-Water-Source | WBAHP: Heat Pump Packaged Unit | Heat Pump | 208 | 1 |  |  | No Match | No Match |  |  |  | 11200 | 854 | 13.1 | 9 | 14100 | 1332 | 3.1 |  | Non Federally-Regulated | 05/23/2000 |  | 11/14/2000
Florida Heat Pump | Florida Heat Pump | EM012-1VT |  | Water-Source | WBAHP: Heat Pump Packaged Unit | Heat Pump | 230 | 1 |  |  | No Match | No Match |  |  |  | 11500 | 1008 | 11.4 | 9.3 | 14600 | 1069 | 4 | 3.8 | Federally-Regulated Commercial & Industrial Equipment | 03/31/1998 |  | 05/10/1998
Florida Heat Pump | Florida Heat Pump | GT036-1CS | GT036-1AH/AV | Water-Source | WBAH: Heating Only Packaged Un | Heat Pump | 208 | 1 |  |  | No Match | No Match |  |  |  | 35900 | 2740 | 13.1 | 9 | 41200 | 3095 | 3.9 | 3.5 | Non Federally-Regulated | 05/23/2001 |  | 07/18/2002
Bard Manufacturing Company, Inc. | Bard | WPV36 |  | Water-Source | WBAHP: Heat Pump Packaged Unit | Heat Pump | 208 | 1 |  |  | No Match | No Match |  |  |  | 34000 | 3270 | 10.4 | 7.5 | 42000 | 3380 | 3.6 | 2.5 | Non Federally-Regulated | 09/08/1982 |  | 01/23/1988
Command-Aire | Command-Aire | SWPXR514E |  | Water-Source | WBAHP: Heat Pump Packaged Unit | Heat Pump | 460 | 3 |  |  | No Match | No Match |  |  |  | 51000 | 4550 | 11.2 | 9 | 64000 | 4690 | 4 | 3.2 | Non Federally-Regulated | 02/22/1990 |  | 07/31/1991
Waterfurnace International, Inc. | Trane Unitary Products Group | T1GC060***1**4 |  | Ground-Source | WBAHP: Heat Pump Packaged Unit | Heat Pump | 208 | 1 |  |  | No Match | Single-Speed |  |  |  | 60900 | 3402 | 17.9 | 13.4 | 47100 | 3834 | 3.6 | 3.1 | Non Federally-Regulated | 08/23/2011 |  | 03/02/2012
ClimateMaster Inc. | Climate Master Series | VP/HP/DP042 F/H |  | Water-Source | WBAHP: Heat Pump Packaged Unit | Heat Pump | 230 | 3 |  |  | No Match | No Match |  |  |  | 41000 | 3153 | 13 | 10 | 51000 | 3396 | 4.4 |  | Federally-Regulated Commercial & Industrial Equipment | 10/05/1999 |  | 04/12/2000
Enertech Global, LLC | Enertech | TST072A | MPD072 | Ground-Source | WBAHP-CB: Heat Pump Split Syst | Heat Pump | 208 | 1 |  |  | No Match | Single-Speed | 3571 | 693 | 1 | 67800 | 4264 | 15.9 | 13.4 | 51200 | 4413 | 3.4 | 3.1 | Non Federally-Regulated | 12/12/2012 |  | 04/29/2015
McQuay International | McQuay | W-CDL/CDS/CMS-1-012-E |  | Water-Source | WBAHP: Heat Pump Packaged Unit | Heat Pump | 208 | 1 |  |  | No Match | No Match |  |  |  | 11700 | 1063 | 11 | 10 | 14200 | 1094 | 3.8 |  | Federally-Regulated Commercial & Industrial Equipment | 09/21/2000 |  | 11/14/2000
California Heat Pump | California Heat Pump | CHP-36R*-12-** |  | Water-Source | WBAHP: Heat Pump Packaged Unit | Heat Pump | 208 | 1 |  |  | No Match | No Match |  |  |  | 32400 | 3250 | 10 | 7.5 | 37600 | 3350 | 3.3 | 2.5 | Non Federally-Regulated | 09/08/1982 |  | 06/11/1985
Waterfurnace International, Inc. | Waterfurnace International, Inc. | SXH024A2 |  | Ground-Water-Source | WBAHP: Heat Pump Packaged Unit | Heat Pump | 265 | 1 |  |  | No Match | No Match |  |  |  | 27400 | 1889 | 14.5 | 11 | 27400 | 1867 | 4.3 | 3.5 | Non Federally-Regulated | 03/31/1998 |  | 05/10/1998
Florida Heat Pump | Florida Heat Pump | CW012-2 |  | Water-Source | WBAHP-O: Heat Pump Packaged Un | Heat Pump | 208 | 1 |  |  | No Match | No Match |  |  |  | 11000 | 714 | 15.4 | 10 | 11300 | 704 | 4.7 |  | Federally-Regulated Commercial & Industrial Equipment | 02/02/1998 |  | 03/31/1998
McQuay / Snyder General | Electro-Hydronics | CC350GD |  | Water-Source | WBAHP: Heat Pump Packaged Unit | Heat Pump | 230 | 3 |  |  | No Match | No Match |  |  |  | 35600 | 3360 | 10.6 | 7.5 | 43000 | 3500 | 3.6 | 2.5 | Non Federally-Regulated | 08/29/1986 |  | 05/11/1988
Florida Heat Pump | Florida Heat Pump | EP048-3HZ/VT |  | Water-Source | WBAHP: Heat Pump Packaged Unit | Heat Pump | 230 | 3 |  |  | No Match | Single-Speed |  |  |  | 48000 | 2807 | 17.1 | 12 | 50000 | 2765 | 5.3 | 4.2 | Federally-Regulated Commercial & Industrial Equipment | 01/24/2011 |  | 04/21/2014
Waterfurnace International, Inc. | Waterfurnace International, Inc. | SXH120*4 |  | Water-Source | WBAHP: Heat Pump Packaged Unit | Heat Pump | 460 | 3 |  |  | No Match | No Match |  |  |  | 118500 | 9634 | 12.3 | 9 | 16000 | 1090 | 4.3 | 3.8 | Federally-Regulated Commercial & Industrial Equipment | 04/12/2000 |  | 05/19/2000
Florida Heat Pump | Florida Heat Pump | EM120-3CS | EM120-3AH/AV | Ground-Water-Source | WBAHP-CB: Heat Pump Split Syst | Heat Pump | 230 | 3 |  |  | No Match | No Match |  |  |  | 121500 | 8617 | 14.1 | 9 | 92000 | 8423 | 3.2 |  | Non Federally-Regulated | 07/22/2002 |  | 03/12/2009
Florida Heat Pump | Geomaster, LLC | EC070-3CF/HZ/VT |  | Ground-Water-Source | WBAHP: Heat Pump Packaged Unit | Heat Pump | 208 | 3 |  |  | No Match | Single-Speed | 4178 | 803 | 1 | 76000 | 3838 | 19.8 | 16.2 | 68000 | 3838 | 4 | 3.6 | Non Federally-Regulated | 04/30/2009 |  | 04/20/2015
ClimateMaster Inc. | Climate Master Series | VP/HP/DP042 G |  | Water-Source | WBAHP: Heat Pump Packaged Unit | Heat Pump | 208 | 1 |  |  | No Match | No Match |  |  |  | 41000 | 3153 | 13 | 10 | 51000 | 3396 | 4.4 |  | Federally-Regulated Commercial & Industrial Equipment | 12/14/1998 |  | 04/12/2000
American Air Filter | Enercon | GHW-36 |  | Water-Source | WBAHP: Heat Pump Packaged Unit | Heat Pump | 230 | 1 |  |  | No Match | No Match |  |  |  | 35000 | 3125 | 11.2 | 9 | 42500 | 3458 | 3.6 | 3.2 | Non Federally-Regulated | 02/22/1990 |  | 07/31/1991
Waterfurnace International, Inc. | Waterfurnace International, Inc. | SXH058B1 |  | Water-Source | WBAHP: Heat Pump Packaged Unit | Heat Pump | 230 | 1 |  |  | No Match | No Match |  |  |  | 55000 | 4044 | 13.6 | 10 | 69000 | 4493 | 4.5 |  | Federally-Regulated Commercial & Industrial Equipment | 07/29/1998 |  | 10/02/1998
Climate Control / Snyder General | Electro-Hydronics | FW500G5 |  | Water-Source | WBAHP: Heat Pump Packaged Unit | Heat Pump | 208 | 1 |  |  | No Match | No Match |  |  |  | 50000 | 4850 | 10.3 | 7.5 | 65000 | 4900 | 3.9 | 2.5 | Non Federally-Regulated | 05/16/1984 |  | 08/29/1986
Waterfurnace International, Inc. | Waterfurnace International, Inc. | E047**1 |  | Ground-Water-Source | WBAHP: Heat Pump Packaged Unit | Heat Pump | 208 | 1 |  |  | No Match | No Match |  |  |  | 50500 | 2988 | 16.9 | 9 | 37100 | 3294 | 3.3 |  | Non Federally-Regulated | 06/20/2003 |  | 03/12/2009
Waterfurnace International, Inc. | Waterfurnace International, Inc. | NTV030A1 |  | Ground-Water-Source | WBAHP: Heat Pump Packaged Unit | Heat Pump | 208 | 1 |  |  | No Match | No Match |  |  |  | 29800 | 2128 | 14 | 9 | 33000 | 3582 | 2.7 |  | Non Federally-Regulated | 01/30/1998 |  | 10/02/1998
Geoflex Systems, Inc. | Geoflex Systems, Inc. | GF1S-V/H/D/M-042WAABE |  | Water-Source | WBAHP: Heat Pump Packaged Unit | Both Heat Pump and Electric Re | 230 | 1 |  |  | No Match | Single-Speed |  |  |  | 38100 | 2337 | 16.3 | 12 | 45900 | 2491 | 5.4 | 4.2 | Federally-Regulated Commercial & Industrial Equipment | 11/30/2011 |  | 03/02/2012
Carrier Corp. - Syracuse | Carrier | 50VQG/HQG030 |  | Ground-Water-Source | WBAHP: Heat Pump Packaged Unit | Heat Pump | 208 | 1 |  |  | No Match | No Match |  |  |  | 30000 | 2727 | 11 | 9 | 22000 | 2302 | 2.8 |  | Non Federally-Regulated | 01/30/1998 |  | 10/02/1998
Command-Aire | Command-Aire | RUWP-2033 |  | Water-Source | WBAHP: Heat Pump Packaged Unit | Heat Pump | 230 | 3 |  |  | No Match | No Match |  |  |  | 244000 | 27300 | 8.9 |  | 307000 | 25300 | 3.6 | 2.5 | Non Federally-Regulated | 06/11/1985 |  | 05/11/1988
Florida Heat Pump | Energy Miser | HECS19-1 | HEAH19-1 | Water-Source | WBAHP-C: Heat Pump Split Syste | Heat Pump | 230 | 1 |  |  | No Match | No Match |  |  |  | 18500 | 1680 | 11 | 9 | 24000 | 1760 | 4 | 3.2 | Non Federally-Regulated | 05/11/1988 |  | 03/15/1989
Florida Heat Pump | Florida Heat Pump | GT036-1CF/HZ/VT |  | Water-Source | WBAHP-CB: Heat Pump Split Syst | Heat Pump | 230 | 1 |  |  | No Match | No Match |  |  |  | 36000 | 2589 | 13.9 | 9 | 39000 | 3007 | 3.8 | 3.5 | Non Federally-Regulated | 04/12/2000 |  | 05/23/2001
Enertech Global, LLC | Enertech | GST036A | ACD036 | Ground-Source | WBAHP-CB: Heat Pump Split Syst | Heat Pump | 208 | 1 |  |  | No Match | Single-Speed |  |  |  | 37700 | 2167 | 17.4 | 13.4 | 29200 | 2194 | 3.9 | 3.1 | Non Federally-Regulated | 11/30/2011 |  | 03/02/2012
Command-Aire | Command-Aire | SWPHR511E |  | Water-Source | WBAHP: Heat Pump Packaged Unit | Heat Pump | 230 | 1 |  |  | No Match | No Match |  |  |  | 51000 | 4550 | 11.2 | 9 | 64000 | 4690 | 4 | 3.2 | Non Federally-Regulated | 05/11/1988 |  | 03/15/1989
Florida Heat Pump | Florida Heat Pump | TA025-1CF/HZ/VT |  | Ground-Water-Source | WBAHP: Heat Pump Packaged Unit | Heat Pump | 230 | 1 |  |  | No Match | Dual-Speed |  |  |  | 31000 | 1235 | 25.1 | 16.2 | 26500 | 1618 | 4.8 | 3.6 | Non Federally-Regulated | 06/14/2011 |  | 04/20/2015
Waterfurnace International, Inc. | Waterfurnace International, Inc. | ATV034D0 |  | Ground-Water-Source | WBAHP: Heat Pump Packaged Unit | Heat Pump | 230 | 1 |  |  | No Match | No Match |  |  |  | 34400 | 2150 | 16 | 9 | 25000 | 2220 | 3.3 |  | Non Federally-Regulated | 12/14/1998 |  | 10/06/1999
McQuay International | McQuay | CCH/CCW/HWH/HWW042C-T |  | Water-Source | WBAHP: Heat Pump Packaged Unit | Heat Pump | 460 | 3 |  |  | No Match | No Match |  |  |  | 40500 | 3521 | 11.5 | 10 | 49500 | 3626 | 4 |  | Federally-Regulated Commercial & Industrial Equipment | 12/14/1998 |  | 11/17/1999
Florida Heat Pump | Florida Heat Pump | EP042-1HZ/VT |  | Ground-Source | WBAHP: Heat Pump Packaged Unit | Heat Pump | 208 | 1 |  |  | No Match | Single-Speed |  |  |  | 42000 | 1981 | 21.2 | 13.4 | 28000 | 2001 | 4.1 | 3.1 | Non Federally-Regulated | 06/14/2011 |  | 04/21/2014
Waterfurnace International, Inc. | Geotility Geothermal Installations | ZS018**0*1 |  | Water-Source | WBAHP: Heat Pump Packaged Unit | Heat Pump | 208 | 1 |  |  | No Match | Single-Speed |  |  |  | 17600 | 1158 | 15.2 | 12 | 21000 | 1282 | 4.8 | 4.2 | Federally-Regulated Commercial & Industrial Equipment | 01/24/2011 |  | 04/19/2013
ClimateMaster Inc. | Carrier Corp. | 50PSH/V/D036K***2 |  | Water-Source | WBAHP: Heat Pump Packaged Unit | Heat Pump | 208 | 1 |  |  | No Match | Single-Speed |  |  |  | 33500 | 1851 | 18.1 | 12 | 39900 | 1982 | 5.9 | 4.2 | Federally-Regulated Commercial & Industrial Equipment | 10/24/2014 |  | 04/22/2015
Waterfurnace International, Inc. | Waterfurnace International, Inc. | VLH030A4 |  | Water-Source | WBAHP: Heat Pump Packaged Unit | Heat Pump | 460 | 3 |  |  | No Match | No Match |  |  |  | 29700 | 2414 | 12.3 | 10 | 35900 | 2630 | 4 |  | Federally-Regulated Commercial & Industrial Equipment | 12/14/1998 |  | 10/05/1999
ClimateMaster Inc. | Climate Master Series | HS/VS048G |  | Water-Source | WBAHP: Heat Pump Packaged Unit | Heat Pump | 230 | 1 |  |  | No Match | No Match |  |  |  | 47500 | 4318 | 11 | 10 | 57000 | 4394 | 3.8 |  | Federally-Regulated Commercial & Industrial Equipment | 11/14/2000 |  | 01/18/2001
Mammoth | Hydrobank II | K062VHK |  | Water-Source | WBAHP: Heat Pump Packaged Unit | Heat Pump | 575 | 3 |  |  | No Match | No Match |  |  |  | 61000 | 4656 | 13.1 | 10 | 82000 | 6160 | 3.9 |  | Federally-Regulated Commercial & Industrial Equipment | 06/27/2003 |  | 03/12/2009
Addison Products | Addison Products | WRH054-1JC | HRH054-1J/1JB | Water-Source | WBAHP-C: Heat Pump Split Syste | Heat Pump | 230 | 1 |  |  | No Match | No Match |  |  |  | 49000 | 4224 | 11.6 | 9.3 | 66000 | 5090 | 3.8 | 3.8 | Federally-Regulated Commercial & Industrial Equipment | 03/31/1998 |  | 05/10/1998
Geoflex Systems, Inc. | Geoflex Systems, Inc. | GF1S-V/H/D/M-030WADBP |  | Ground-Source | WBAHP: Heat Pump Packaged Unit | Both Heat Pump and Electric Re | 460 | 3 |  |  | No Match | Single-Speed |  |  |  | 28000 | 1443 | 19.4 | 13.4 | 20600 | 1589 | 3.8 | 3.1 | Non Federally-Regulated | 03/02/2012 |  | 01/09/2014
Enertech Global, LLC | Enertech | THT024A |  | Ground-Source | WBAHP: Heat Pump Packaged Unit | Heat Pump | 208 | 1 |  |  | No Match | Single-Speed |  |  |  | 22200 | 1442 | 15.4 | 13.4 | 19000 | 1638 | 3.4 | 3.1 | Non Federally-Regulated | 12/12/2012 |  | 05/11/2015
Heat Controller | Heat Controller | VWPG030-1B-XL* |  | Ground-Water-Source | WBAHP: Heat Pump Packaged Unit | Heat Pump | 208 | 1 |  |  | No Match | No Match |  |  |  | 28800 | 2133 | 13.5 | 11 | 31400 | 2191 | 4.2 | 3.5 | Non Federally-Regulated | 03/31/1998 |  | 05/10/1998
Command-Aire | Command-Aire | RWP-401 |  | Water-Source | WBAHP: Heat Pump Packaged Unit | Heat Pump | 208 | 1 |  |  | No Match | No Match |  |  |  | 45900 | 4590 | 10 | 9 | 58200 | 4770 | 3.6 | 3.2 | Non Federally-Regulated | 05/11/1988 |  | 03/15/1989
McQuay International | McQuay | W-CMG-1-024-J |  | Ground-Water-Source | WBAHP: Heat Pump Packaged Unit | Heat Pump | 265 | 1 |  |  | No Match | No Match |  |  |  | 26200 | 1858 | 14.1 | 9 | 18400 | 1797 | 3 |  | Non Federally-Regulated | 09/21/2000 |  | 07/18/2002
Mammoth | Mammoth | G086V |  | Water-Source | WBAHP: Heat Pump Packaged Unit | Heat Pump | 460 | 3 |  |  | No Match | No Match |  |  |  | 79000 | 8775 | 9 | 7.5 | 88000 | 8900 | 2.9 | 2.2 | Non Federally-Regulated | 09/08/1982 |  | 05/16/1984
Waterfurnace International, Inc. | Waterfurnace International, Inc. | CXC015*0 |  | Water-Source | WBAHP-O: Heat Pump Packaged Un | Heat Pump | 208 | 1 |  |  | No Match | No Match |  |  |  | 14800 | 1080 | 13.7 | 10 | 18200 | 1134 | 4.7 |  | Federally-Regulated Commercial & Industrial Equipment | 10/05/1999 |  | 04/12/2000
Climate Control / Snyder General | Electro-Hydronics | CW330FK |  | Water-Source | WBAHP: Heat Pump Packaged Unit | Heat Pump | 208 | 3 |  |  | No Match | No Match |  |  |  | 33000 | 3050 | 10.8 | 7.5 | 39000 | 3090 | 3.7 | 2.5 | Non Federally-Regulated | 05/16/1984 |  | 08/29/1986
Command-Aire | Command-Aire | RUWP-1233 |  | Water-Source | WBAHP: Heat Pump Packaged Unit | Heat Pump | 208 | 3 |  |  | No Match | No Match |  |  |  | 146000 | 15500 | 9.4 |  | 190000 | 15300 | 3.6 |  | Non Federally-Regulated | 05/11/1988 |  | 03/15/1989
Climate Control / Snyder General | Electro-Hydronics | UW550G5 |  | Water-Source | WBAHP: Heat Pump Packaged Unit | Heat Pump | 208 | 1 |  |  | No Match | No Match |  |  |  | 55000 | 5670 | 9.7 | 7.5 | 67000 | 5610 | 3.5 | 2.5 | Non Federally-Regulated | 06/11/1985 |  | 08/29/1986
Florida Heat Pump | Florida Heat Pump | GT024-4CS | GT024-4AH/AV | Ground-Water-Source | WBAHP-CB: Heat Pump Split Syst | Heat Pump | 460 | 3 |  |  | No Match | No Match |  |  |  | 24000 | 1791 | 13.4 | 9 | 17500 | 1654 | 3.1 |  | Non Federally-Regulated | 07/22/2002 |  | 03/12/2009
Inter-City Products Corp. | McQuay | CCH030C*G |  | Water-Source | WBAHP: Heat Pump Packaged Unit | Heat Pump | 208 | 1 |  |  | No Match | No Match |  |  |  | 31000 | 2541 | 12.2 | 9.3 | 37000 | 2782 | 3.9 | 3.8 | Non Federally-Regulated | 07/31/1991 |  | 03/31/1998
Waterfurnace International, Inc. | Waterfurnace International, Inc. | SXV010A1 |  | Ground-Water-Source | WBAHP: Heat Pump Packaged Unit | Heat Pump | 208 | 1 |  |  | No Match | No Match |  |  |  | 9900 | 642 | 15.4 | 9 | 7400 | 657 | 3.3 |  | Non Federally-Regulated | 01/30/1998 |  | 03/31/1998
McQuay International | McQuay | CCW042E-G |  | Water-Source | WBAHP: Heat Pump Packaged Unit | Heat Pump | 208 | 1 |  |  | No Match | No Match |  |  |  | 39000 | 3000 | 13 | 10 | 47000 | 2930 | 4.7 |  | Federally-Regulated Commercial & Industrial Equipment | 02/02/1998 |  | 03/31/1998
Trane U.S. Inc. | Command-Aire | SPRD0267 |  | Water-Source | WBAHP-O: Heat Pump Packaged Un | Heat Pump | 265 | 1 |  |  | No Match | No Match |  |  |  | 24000 | 1967 | 12.2 | 10 | 28000 | 2158 | 3.8 |  | Federally-Regulated Commercial & Industrial Equipment | 10/05/1999 |  | 04/12/2000
Addison Products | Comfort-Aire | SWP-1544 |  | Water-Source | WBAHP: Heat Pump Packaged Unit | Heat Pump | 460 | 3 |  |  | No Match | No Match |  |  |  | 169000 | 18500 | 9.1 |  | 235000 | 18900 | 3.6 | 3.8 | Non Federally-Regulated | 07/31/1991 |  | 03/31/1998
ClimateMaster Inc. | Climate Master | PDW48 | FK4CNF006 | Ground-Water-Source | WBAHP-CB: Heat Pump Split Syst | Heat Pump | 230 | 1 |  |  | No Match | Single-Speed |  |  |  | 47500 | 2461 | 19.3 | 16.2 | 42000 | 3158 | 3.9 | 3.6 | Non Federally-Regulated | 09/15/2009 |  | 02/17/2011
Mammoth | Mammoth | D062VSCXXX |  | Water-Source | WBAHP: Heat Pump Packaged Unit | Heat Pump | 208 | 1 |  |  | No Match | No Match |  |  |  | 57500 | 5750 | 10 | 9 | 70500 | 5580 | 3.7 | 3.2 | Non Federally-Regulated | 05/11/1988 |  | 03/15/1989
Waterfurnace International, Inc. | Geotility Geothermal Installations | ZS024**3*4 |  | Ground-Water-Source | WBAHP: Heat Pump Packaged Unit | Heat Pump | 230 | 3 |  |  | No Match | Single-Speed |  |  |  | 26400 | 1128 | 23.4 | 16.2 | 22300 | 1452 | 4.5 | 3.6 | Non Federally-Regulated | 06/14/2011 |  | 04/19/2013
Command-Aire | Command-Aire | SWPH-611 |  | Water-Source | WBAHP: Heat Pump Packaged Unit | Heat Pump | 208 | 1 |  |  | No Match | No Match |  |  |  | 62000 | 6500 | 9.5 | 9 | 78000 | 6600 | 3.5 | 3.2 | Non Federally-Regulated | 05/11/1988 |  | 03/15/1989
ClimateMaster Inc. | Climate Master Series | 803-012-G******** |  | Water-Source | WBAHP: Heat Pump Packaged Unit | Heat Pump | 208 | 1 |  |  | No Match | No Match |  |  |  | 12400 | 1204 | 10.3 | 9 | 16200 | 1356 | 3.5 | 3.2 | Federally-Regulated Commercial & Industrial Equipment | 02/11/1988 |  | 05/11/1988
Florida Heat Pump | Florida Heat Pump | CW015-1 |  | Water-Source | WBAHP-CB: Heat Pump Split Syst | Heat Pump | 208 | 1 |  |  | No Match | No Match |  |  |  | 16500 | 970 | 17 | 9 | 15000 | 1098 | 4 | 3.5 | Non Federally-Regulated | 07/22/2002 |  | 03/12/2009
ClimateMaster Inc. | Climate Master Series | 80110C |  | Water-Source | WBAHP: Heat Pump Packaged Unit | Heat Pump | 230 | 1 |  |  | No Match | No Match |  |  |  | 9000 | 900 | 10 | 9 | 11000 | 896 | 3.6 | 3.2 | Federally-Regulated Commercial & Industrial Equipment | 02/07/1988 |  | 05/11/1988
Singer | Electro-Hydronics | LM120C7 |  | Water-Source | WBAHP: Heat Pump Packaged Unit | Heat Pump | 265 | 1 |  |  | No Match | No Match |  |  |  | 11500 | 1200 | 9.6 | 7.5 | 14000 | 1300 | 3.3 | 2.5 | Non Federally-Regulated | 09/08/1982 |  | 05/16/1984
Addison Products | Addison Products | HWPG020-1B** |  | Ground-Water-Source | WBAHP: Heat Pump Packaged Unit | Heat Pump | 208 | 1 |  |  | No Match | No Match |  |  |  | 19000 | 5757 | 3.3 | 9 | 13400 | 1189 | 3.3 |  | Non Federally-Regulated | 05/15/1998 |  | 07/29/1998
Waterfurnace International, Inc. | American Standard, Inc. | RKSV/RKSH018**0*1 |  | Water-Source | WBAHP: Heat Pump Packaged Unit | Heat Pump | 230 | 1 |  |  | No Match | Single-Speed |  |  |  | 18000 | 1091 | 16.5 | 12 | 23000 | 1272 | 5.3 | 4.2 | Federally-Regulated Commercial & Industrial Equipment | 01/09/2014 |  | 10/24/2014
Mammoth | Hydrobank II | D010VLG |  | Ground-Water-Source | WBAHP: Heat Pump Packaged Unit | Heat Pump | 208 | 1 |  |  | No Match | No Match |  |  |  | 9900 | 727 | 13.6 | 9 | 7700 | 727 | 3.1 |  | Non Federally-Regulated | 07/22/2002 |  | 03/12/2009
Waterfurnace International, Inc. | Eagle Mountain | ZS023**3*1 |  | Ground-Source | WBAHP: Heat Pump Packaged Unit | Heat Pump | 208 | 3 |  |  | No Match | Single-Speed |  |  |  | 23900 | 1406 | 17 | 13.4 | 17000 | 1384 | 3.6 | 3.1 | Non Federally-Regulated | 01/24/2011 |  | 04/19/2013
Florida Heat Pump | Geomaster, LLC | EC061-3CF/HZ/VT |  | Ground-Water-Source | WBAHP: Heat Pump Packaged Unit | Heat Pump | 230 | 3 |  |  | No Match | Single-Speed |  |  |  | 63000 | 3198 | 19.7 | 16.2 | 55400 | 3198 | 4.1 | 3.6 | Non Federally-Regulated | 04/30/2009 |  | 04/20/2015
Florida Heat Pump | Florida Heat Pump | EM048-3CS | EM048-1AV | Water-Source | WBAHP-C: Heat Pump Split Syste | Heat Pump | 230 | 3 |  |  | No Match | No Match |  |  |  | 48000 | 3902 | 12.3 | 10 | 57000 | 3884 | 4.3 |  | Federally-Regulated Commercial & Industrial Equipment | 12/14/1998 |  | 10/05/1999
McQuay / Snyder General | Electro-Hydronics | UW230F7 |  | Water-Source | WBAHP: Heat Pump Packaged Unit | Heat Pump | 265 | 1 |  |  | No Match | No Match |  |  |  | 23000 | 2250 | 10.2 | 7.5 | 30000 | 2500 | 3.5 | 2.5 | Non Federally-Regulated | 08/29/1986 |  | 05/11/1988
ClimateMaster Inc. | Climate Master Series | VE/HE/DE048 |  | Ground-Water-Source | WBAHP: Heat Pump Packaged Unit | Heat Pump | 208 | 3 |  |  | No Match | No Match |  |  |  | 54000 | 4820 | 11.2 | 11 | 61000 | 5250 | 3.4 | 3.4 | Non Federally-Regulated | 07/31/1991 |  | 03/31/1998
McQuay / Snyder General | Electro-Hydronics | FC500F3 |  | Water-Source | WBAHP: Heat Pump Packaged Unit | Heat Pump | 230 | 1 |  |  | No Match | No Match |  |  |  | 50000 | 4850 | 10.3 | 7.5 | 65000 | 4900 | 3.9 | 2.5 | Non Federally-Regulated | 08/29/1986 |  | 05/11/1988
Florida Heat Pump | Florida Heat Pump | GT062-3CF/HZ/VT |  | Water-Source | WBAHP-CB: Heat Pump Split Syst | Heat Pump | 230 | 3 |  |  | No Match | No Match |  |  |  | 61500 | 4920 | 12.5 | 9 | 78000 | 6014 | 3.8 | 3.5 | Non Federally-Regulated | 07/22/2002 |  | 03/12/2009
Enertech Global, LLC | Enertech | HHT048A |  | Ground-Water-Source | WBAHP: Heat Pump Packaged Unit | Heat Pump | 230 | 1 |  |  | No Match | Single-Speed |  |  |  | 50600 | 2595 | 19.5 | 16.2 | 47300 | 3466 | 4 | 3.6 | Non Federally-Regulated | 12/12/2012 |  | 05/11/2015
McQuay / Snyder General | Electro-Hydronics | VE200F3 |  | Water-Source | WBAHP: Heat Pump Packaged Unit | Heat Pump | 230 | 1 |  |  | No Match | No Match |  |  |  | 19000 | 1780 | 10.7 | 9 | 25600 | 1920 | 3.9 | 3.2 | Non Federally-Regulated | 05/11/1988 |  | 03/15/1989
Mammoth | Hydrobank II | E006CHE |  | Water-Source | WBAHP-O: Heat Pump Packaged Un | Heat Pump | 265 | 1 |  |  | No Match | No Match |  |  |  | 7400 | 672 | 11 | 10 | 10500 | 769 | 4 |  | Federally-Regulated Commercial & Industrial Equipment | 12/14/1998 |  | 05/23/2000
Florida Heat Pump | Florida Heat Pump | GT036-3CF/HZ/VT |  | Ground-Water-Source | WBAHP: Heat Pump Packaged Unit | Heat Pump | 230 | 3 |  |  | No Match | No Match |  |  |  | 35600 | 2389 | 14.9 | 9 | 25600 | 2206 | 3.4 |  | Non Federally-Regulated | 07/22/2002 |  | 03/12/2009
McQuay International | McQuay | W-WD*/WL*/WM*-1-007-E |  | Water-Source | WBAHP-O: Heat Pump Packaged Un | Heat Pump | 230 | 1 |  |  | No Match | No Match |  |  |  | 6900 | 575 | 12 | 10 | 8600 | 646 | 3.9 |  | Federally-Regulated Commercial & Industrial Equipment | 09/21/2000 |  | 03/12/2009
Jacobsen Energy Ind., Inc. | Jacobsen Energy Ind., Inc. | 48***6**** |  | Water-Source | WBAHP: Heat Pump Packaged Unit | Heat Pump | 460 | 3 |  |  | No Match | No Match |  |  |  | 49000 | 4350 | 11.3 | 9 | 59000 | 4400 | 3.9 | 3.2 | Non Federally-Regulated | 05/11/1988 |  | 03/15/1989
McQuay / Snyder General | Electro-Hydronics | FW500GD |  | Water-Source | WBAHP: Heat Pump Packaged Unit | Heat Pump | 230 | 3 |  |  | No Match | No Match |  |  |  | 50000 | 4850 | 10.3 | 7.5 | 65000 | 4900 | 3.9 | 2.5 | Non Federally-Regulated | 08/29/1986 |  | 05/11/1988
McQuay / Snyder General | Electro-Hydronics | FC400GP |  | Water-Source | WBAHP: Heat Pump Packaged Unit | Heat Pump | 460 | 3 |  |  | No Match | No Match |  |  |  | 39600 | 3960 | 10 | 9 | 45000 | 3880 | 3.4 | 3.2 | Non Federally-Regulated | 05/11/1988 |  | 03/15/1989
American Air Filter | Enercon | VW49 |  | Water-Source | WBAHP: Heat Pump Packaged Unit | Heat Pump | 200 | 3 |  |  | No Match | No Match |  |  |  | 49000 | 4470 | 11 | 7.5 | 62000 | 5260 | 3.5 | 2.5 | Non Federally-Regulated | 06/11/1985 |  | 05/11/1988
Enertech Global, LLC | Roth Industries, Inc. | RCT060D |  | Ground-Water-Source | WBAHP: Heat Pump Packaged Unit | Heat Pump | 208 | 1 |  |  | No Match | Single-Speed | 2388 | 644 | 1 | 68200 | 3031 | 22.5 | 16.2 | 59900 | 3816 | 4.6 | 3.6 | Non Federally-Regulated | 09/03/2012 |  | 12/12/2012
Waterfurnace International, Inc. | Waterfurnace International, Inc. | VL/VX095T*3 |  | Ground-Water-Source | WBAHP: Heat Pump Packaged Unit | Heat Pump | 208 | 3 |  |  | No Match | No Match |  |  |  | 99000 | 6875 | 14.4 | 9 | 65500 | 6397 | 3 |  | Non Federally-Regulated | 11/14/2000 |  | 07/18/2002
Mammoth | Mammoth | F034V |  | Water-Source | WBAHP: Heat Pump Packaged Unit | Heat Pump | 230 | 3 |  |  | No Match | No Match |  |  |  | 33000 | 3600 | 9.2 | 7.5 | 40000 | 3650 | 3.2 | 2.5 | Non Federally-Regulated | 01/05/1982 |  | 05/16/1984
Waterfurnace International, Inc. | Rybacki - Hart Enterprises | ZS030**2*4 |  | Water-Source | WBAHP: Heat Pump Packaged Unit | Heat Pump | 265 | 1 |  |  | No Match | Single-Speed |  |  |  | 29500 | 1879 | 15.7 | 12 | 34600 | 1988 | 5.1 | 4.2 | Federally-Regulated Commercial & Industrial Equipment | 06/14/2011 |  | 04/19/2013
ClimateMaster Inc. | Trane | WPHA40XG* |  | Water-Source | WBAHP: Heat Pump Packaged Unit | Heat Pump | 460 | 3 |  |  | No Match | No Match |  |  |  | 42000 | 3850 | 10.9 | 9 | 52000 | 4100 | 3.7 | 3.2 | Non Federally-Regulated | 05/11/1988 |  | 03/15/1989
ClimateMaster Inc. | Climate Master Series | 814-120-F******** |  | Water-Source | WBAHP: Heat Pump Packaged Unit | Heat Pump | 460 | 3 |  |  | No Match | No Match |  |  |  | 124000 | 11070 | 11.2 | 10.5 | 150000 | 11570 | 3.8 | 3.8 | Non Federally-Regulated | 07/31/1991 |  | 03/31/1998
McQuay / Snyder General | Electro-Hydronics | LM190C3 |  | Water-Source | WBAHP: Heat Pump Packaged Unit | Heat Pump | 230 | 1 |  |  | No Match | No Match |  |  |  | 18200 | 1825 | 10 | 9 | 22600 | 2000 | 3.3 | 3.2 | Non Federally-Regulated | 05/11/1988 |  | 03/15/1989
Addison Products | Addison Products | HPY042-1A |  | Water-Source | WBAHP-CB: Heat Pump Split Syst | Heat Pump | 230 | 1 |  |  | No Match | No Match |  |  |  | 48700 | 4058 | 12 | 9 | 52300 | 4378 | 3.5 | 3.5 | Non Federally-Regulated | 11/14/2000 |  | 07/18/2002
Mammoth | Geox | ZD009HHDXXX |  | Water-Source | WBAHP: Heat Pump Packaged Unit | Heat Pump | 208 | 1 |  |  | No Match | No Match |  |  |  | 8400 | 810 | 10.4 | 9 | 12000 | 900 | 3.9 | 3.2 | Non Federally-Regulated | 05/11/1988 |  | 03/15/1989
Florida Heat Pump | Florida Heat Pump | BP042-1HZ/VT |  | Ground-Source | WBAHP: Heat Pump Packaged Unit | Heat Pump | 230 | 1 |  |  | No Match | Single-Speed |  |  |  | 42000 | 1981 | 21.2 | 13.4 | 28000 | 2001 | 4.1 | 3.1 | Non Federally-Regulated | 06/14/2011 |  | 04/21/2014
Waterfurnace International, Inc. | Waterfurnace International, Inc. | VLH/VXH009*0 |  | Water-Source | WBAHP: Heat Pump Packaged Unit | Heat Pump | 208 | 1 |  |  | No Match | No Match |  |  |  | 9300 | 768 | 12.1 | 10 | 13200 | 920 | 4.2 |  | Federally-Regulated Commercial & Industrial Equipment | 11/14/2000 |  | 01/18/2001
ClimateMaster Inc. | Climate Master Series | VT/DT 036 |  | Ground-Source | WBAHP: Heat Pump Packaged Unit | Heat Pump | 230 | 1 |  |  | No Match | No Match |  |  |  | 34500 | 2156 | 16 |  | 26000 | 2241 | 3.4 |  | Non Federally-Regulated | 03/31/1998 |  | 05/10/1998
Florida Heat Pump | Florida Heat Pump | EM096-5HZ/VT |  | Water-Source | WBAHP: Heat Pump Packaged Unit | Heat Pump | 575 | 3 |  |  | No Match | No Match |  |  |  | 96000 | 7111 | 13.5 | 9 | 109000 | 6795 | 4.7 | 3.8 | Federally-Regulated Commercial & Industrial Equipment | 04/12/2000 |  | 02/17/2011
Enertech Global, LLC | Enertech | HCT060A |  | Ground-Source | WBAHP: Heat Pump Packaged Unit | Heat Pump | 208 | 1 |  |  | No Match | Single-Speed |  |  |  | 62800 | 3716 | 16.9 | 13.4 | 48400 | 3733 | 3.8 | 3.1 | Non Federally-Regulated | 06/14/2011 |  | 01/09/2014
Mammoth | Hydrobank II | G100HHK |  | Water-Source | WBAHP: Heat Pump Packaged Unit | Heat Pump | 460 | 3 |  |  | No Match | No Match |  |  |  | 100000 | 7299 | 13.7 | 9 | 127000 | 8456 | 4.4 | 3.8 | Federally-Regulated Commercial & Industrial Equipment | 03/22/2001 |  | 01/22/2003
Florida Heat Pump | Florida Heat Pump | EP018-1HZ/VT |  | Water-Source | WBAHP: Heat Pump Packaged Unit | Heat Pump | 230 | 1 |  |  | No Match | Single-Speed |  |  |  | 19500 | 1189 | 16.4 | 12 | 23500 | 1299 | 5.3 | 4.2 | Federally-Regulated Commercial & Industrial Equipment | 01/24/2011 |  | 06/14/2011
Command-Aire | Command-Aire | SWPXR511E |  | Water-Source | WBAHP: Heat Pump Packaged Unit | Heat Pump | 208 | 1 |  |  | No Match | No Match |  |  |  | 51000 | 4550 | 11.2 | 7.5 | 64000 | 4690 | 4 | 2.5 | Non Federally-Regulated | 05/16/1984 |  | 01/23/1988
Addison Products | Addison Products | DWPG066-1B-XL* |  | Ground-Water-Source | WBAHP: Heat Pump Packaged Unit | Heat Pump | 230 | 1 |  |  | No Match | No Match |  |  |  | 65000 | 5118 | 12.7 | 9 | 48000 | 5024 | 2.8 |  | Non Federally-Regulated | 05/10/1998 |  | 10/02/1998
ClimateMaster Inc. | Climate Master Series | 814-031-F******** |  | Water-Source | WBAHP: Heat Pump Packaged Unit | Heat Pump | 460 | 3 |  |  | No Match | No Match |  |  |  | 31000 | 2897 | 10.7 | 9 | 39500 | 3046 | 3.8 | 3.2 | Non Federally-Regulated | 05/11/1988 |  | 03/15/1989
Waterfurnace International, Inc. | Waterfurnace International, Inc. | NSV/NSH042G1*1 |  | Water-Source | WBAHP: Heat Pump Packaged Unit | Heat Pump | 208 | 1 |  |  | No Match | Single-Speed |  |  |  | 40800 | 2040 | 20 | 12 | 42800 | 2201 | 5.7 | 4.2 | Federally-Regulated Commercial & Industrial Equipment | 09/03/2012 |  | 04/19/2013
Mammoth | Hydrobank II | E024HHJ |  | Water-Source | WBAHP: Heat Pump Packaged Unit | Heat Pump | 265 | 1 |  |  | No Match | No Match |  |  |  | 24600 | 2157 | 11.4 | 10 | 31700 | 2444 | 3.8 |  | Federally-Regulated Commercial & Industrial Equipment | 05/23/2000 |  | 11/14/2000
Waterfurnace International, Inc. | Waterfurnace International, Inc. | V120T*4 |  | Ground-Water-Source | WBAHP: Heat Pump Packaged Unit | Heat Pump | 460 | 3 |  |  | No Match | No Match |  |  |  | 124000 | 9323 | 13.3 | 9 | 95000 | 9278 | 3 |  | Non Federally-Regulated | 05/19/2000 |  | 11/14/2000
McQuay / Snyder General | Electro-Hydronics | CCH030A*G |  | Water-Source | WBAHP: Heat Pump Packaged Unit | Heat Pump | 230 | 1 |  |  | No Match | No Match |  |  |  | 30000 | 2715 | 11 | 9 | 38000 | 2918 | 3.8 | 3.2 | Non Federally-Regulated | 05/11/1988 |  | 03/15/1989
ClimateMaster Inc. | Climate Master | TES/P064A | TAC064A | Ground-Water-Source | WBAHP-CB: Heat Pump Split Syst | Heat Pump | 230 | 1 |  |  | No Match | Single-Speed |  |  |  | 62800 | 2855 | 22 | 16.2 | 56600 | 3858 | 4.3 | 3.6 | Non Federally-Regulated | 12/12/2012 |  | 06/09/2015
Waterfurnace International, Inc. | American Standard, Inc. | A1GX048***1**0 |  | Ground-Water-Source | WBAHP: Heat Pump Packaged Unit | Heat Pump | 208 | 1 |  |  | No Match | Single-Speed |  |  |  | 51600 | 3076 | 22.5 | 16.2 | 45100 | 2293 | 4.3 | 3.6 | Non Federally-Regulated | 08/23/2011 |  | 10/24/2014
Waterfurnace International, Inc. | Waterfurnace International, Inc. | SXH030C3 |  | Water-Source | WBAHP: Heat Pump Packaged Unit | Heat Pump | 230 | 3 |  |  | No Match | No Match |  |  |  | 30600 | 2125 | 14.4 | 10 | 36600 | 2145 | 5 |  | Federally-Regulated Commercial & Industrial Equipment | 02/02/1998 |  | 03/31/1998
Florida Heat Pump | Florida Heat Pump | EM015-1HZ |  | Water-Source | WBAHP: Heat Pump Packaged Unit | Heat Pump | 230 | 1 |  |  | No Match | No Match |  |  |  | 14800 | 1275 | 11.6 | 9.3 | 20000 | 1429 | 4.1 | 3.8 | Federally-Regulated Commercial & Industrial Equipment | 03/31/1998 |  | 05/10/1998
ClimateMaster Inc. | Carrier Corp. | 50PRH/V012 3 |  | Ground-Source | WBAHP: Heat Pump Packaged Unit | Heat Pump | 208 | 1 |  |  | No Match | Single-Speed |  |  |  | 12000 | 805 | 14.9 | 13.4 | 9900 | 907 | 3.2 | 3.1 | Non Federally-Regulated | 01/24/2011 |  | 08/23/2011
McQuay International | McQuay | W-CDL/CDS/CMS-1-036-E |  | Water-Source | WBAHP: Heat Pump Packaged Unit | Heat Pump | 230 | 1 |  |  | No Match | No Match |  |  |  | 36000 | 2975 | 12.1 | 10 | 42500 | 3037 | 4.1 |  | Federally-Regulated Commercial & Industrial Equipment | 10/05/1999 |  | 03/12/2009
American Air Filter | Enercon | DVW51 |  | Water-Source | WBAHP: Heat Pump Packaged Unit | Heat Pump | 230 | 1 |  |  | No Match | No Match |  |  |  | 51000 | 4988 | 10.2 | 7.5 | 64000 | 5244 | 3.6 | 2.5 | Non Federally-Regulated | 05/16/1984 |  | 06/11/1985
Jacobsen Energy Ind., Inc. | Jacobsen Energy Ind., Inc. | 90***7**** |  | Water-Source | WBAHP: Heat Pump Packaged Unit | Heat Pump | 575 | 3 |  |  | No Match | No Match |  |  |  | 96500 | 9500 | 10.2 | 9.2 | 112500 | 9700 | 3.4 | 2.5 | Non Federally-Regulated | 06/11/1985 |  | 05/11/1988
Florida Heat Pump | Geomaster, LLC | ES048-1CS | ES048-1AV/AH | Ground-Water-Source | WBAHP-CB: Heat Pump Split Syst | Heat Pump | 208 | 1 |  |  | No Match | Single-Speed |  |  |  | 54500 | 2500 | 21.8 | 16.2 | 47500 | 2547 | 4.4 | 3.6 | Non Federally-Regulated | 06/23/2011 |  | 04/20/2015
Waterfurnace International, Inc. | Johnson Controls | RKV/RKH024**0*0 |  | Ground-Water-Source | WBAHP: Heat Pump Packaged Unit | Heat Pump | 208 | 1 |  |  | No Match | Single-Speed |  |  |  | 28100 | 1171 | 24 | 16.2 | 23900 | 1629 | 4.3 | 3.6 | Non Federally-Regulated | 09/03/2012 |  | 01/09/2014
ClimateMaster Inc. | Carrier | 50HQA/HQD/VQA/VQD030 5 |  | Water-Source | WBAHP: Heat Pump Packaged Unit | Heat Pump | 208 | 3 |  |  | No Match | No Match |  |  |  | 29000 | 2478 | 11.7 | 10 | 39000 | 2657 | 4.3 |  | Federally-Regulated Commercial & Industrial Equipment | 02/02/1998 |  | 03/31/1998
Waterfurnace International, Inc. | Waterfurnace International, Inc. | SXH058C4 |  | Water-Source | WBAHP: Heat Pump Packaged Unit | Heat Pump | 460 | 3 |  |  | No Match | No Match |  |  |  | 55000 | 4044 | 13.6 | 9.3 | 69000 | 4493 | 4.5 | 3.8 | Federally-Regulated Commercial & Industrial Equipment | 03/31/1998 |  | 05/10/1998
Waterfurnace International, Inc. | Eagle Mountain | ZS023**3*0 |  | Ground-Water-Source | WBAHP: Heat Pump Packaged Unit | Heat Pump | 230 | 3 |  |  | No Match | Single-Speed |  |  |  | 25400 | 1129 | 22.5 | 16.2 | 21900 | 1646 | 3.9 | 3.6 | Non Federally-Regulated | 01/24/2011 |  | 04/19/2013
ClimateMaster Inc. | Trane | WPRB0282 |  | Water-Source | WBAHP-O: Heat Pump Packaged Un | Heat Pump | 208 | 1 |  |  | No Match | No Match |  |  |  | 28400 | 2850 | 10 | 9 | 32400 | 2650 | 3.6 | 3.2 | Non Federally-Regulated | 02/22/1990 |  | 07/31/1991
Florida Heat Pump | Geomaster, LLC | ES030-3CS | ES030-3AV/AH | Water-Source | WBAHP-CB: Heat Pump Split Syst | Heat Pump | 208 | 3 |  |  | No Match | Single-Speed |  |  |  | 29400 | 1771 | 16.6 | 12 | 32500 | 2028 | 4.7 | 4.2 | Federally-Regulated Commercial & Industrial Equipment | 06/15/2009 |  | 04/20/2015
Mammoth | Mammoth | F052H |  | Water-Source | WBAHP: Heat Pump Packaged Unit | Heat Pump | 208 | 3 |  |  | No Match | No Match |  |  |  | 50000 | 5100 | 9.8 | 7.5 | 56000 | 5100 | 3.2 | 2.5 | Non Federally-Regulated | 01/05/1982 |  | 05/16/1984
Mammoth | Mammoth | D104V |  | Water-Source | WBAHP: Heat Pump Packaged Unit | Heat Pump | 208 | 1 |  |  | No Match | No Match |  |  |  | 100000 | 10200 | 9.8 | 7.5 | 112000 | 10200 | 3.2 | 2.2 | Non Federally-Regulated | 01/05/1982 |  | 05/16/1984
Addison Products | Addison Products | HGY015-8A |  | Ground-Water-Source | WBAHP: Heat Pump Packaged Unit | Heat Pump | 265 | 1 |  |  | No Match | No Match |  |  |  | 15900 | 1074 | 14.8 | 9 | 11400 | 1077 | 3.1 |  | Non Federally-Regulated | 07/22/2002 |  | 03/12/2009
McQuay International | McQuay | VWH/VWW036B-F |  | Water-Source | WBAHP: Heat Pump Packaged Unit | Heat Pump | 208 | 3 |  |  | No Match | No Match |  |  |  | 35200 | 2957 | 11.9 | 10 | 45000 | 3296 | 4 |  | Federally-Regulated Commercial & Industrial Equipment | 11/17/1999 |  | 09/21/2000
Addison Products | Addison Products | WSH028-1AL |  | Water-Source | WBAHP: Heat Pump Packaged Unit | Heat Pump | 230 | 1 |  |  | No Match | No Match |  |  |  | 27000 | 2177 | 12.4 | 10 | 34600 | 2304 | 4.4 |  | Federally-Regulated Commercial & Industrial Equipment | 12/14/1998 |  | 05/19/2000
Waterfurnace International, Inc. | Waterfurnace International, Inc. | SXV042C0 |  | Ground-Water-Source | WBAHP: Heat Pump Packaged Unit | Heat Pump | 208 | 1 |  |  | No Match | No Match |  |  |  | 44000 | 3358 | 13.1 | 11 | 46000 | 3370 | 4 | 3.5 | Non Federally-Regulated | 03/31/1998 |  | 05/10/1998
Waterfurnace International, Inc. | Rybacki - Hart Enterprises | ZS015**0*1 |  | Ground-Source | WBAHP: Heat Pump Packaged Unit | Heat Pump | 230 | 1 |  |  | No Match | Single-Speed |  |  |  | 14700 | 840 | 17.5 | 13.4 | 11500 | 911 | 3.7 | 3.1 | Non Federally-Regulated | 01/24/2011 |  | 04/19/2013
ClimateMaster Inc. | Climate Master Series | GRV/GRH042AH |  | Ground-Water-Source | WBAHP: Heat Pump Packaged Unit | Heat Pump | 208 | 3 |  |  | No Match | No Match |  |  |  | 40900 | 3029 | 13.5 | 9 | 30400 | 2783 | 3.2 |  | Non Federally-Regulated | 04/10/2000 |  | 07/18/2002
Florida Heat Pump | Florida Heat Pump | GT030-1CF/HZ/VT |  | Water-Source | WBAHP: Heat Pump Packaged Unit | Heat Pump | 208 | 1 |  |  | No Match | No Match |  |  |  | 30000 | 2027 | 14.8 | 10 | 35000 | 2229 | 4.6 |  | Federally-Regulated Commercial & Industrial Equipment | 04/12/2000 |  | 05/29/2001
Mammoth | Mammoth | D072H |  | Water-Source | WBAHP: Heat Pump Packaged Unit | Heat Pump | 208 | 1 |  |  | No Match | No Match |  |  |  | 72000 | 7400 | 9.7 | 7.5 | 87000 | 8600 | 3 | 2.2 | Non Federally-Regulated | 01/05/1982 |  | 09/08/1982
Addison Products | Addison Products | VGY024-1A |  | Water-Source | WBAHP-CB: Heat Pump Split Syst | Heat Pump | 208 | 1 |  |  | No Match | No Match |  |  |  | 25500 | 1992 | 12.8 | 9 | 28200 | 2233 | 3.7 | 3.5 | Non Federally-Regulated | 07/22/2002 |  | 03/12/2009
Waterfurnace International, Inc. | Waterfurnace International, Inc. | SXV010A1 |  | Ground-Source | WBAHP: Heat Pump Packaged Unit | Heat Pump | 230 | 1 |  |  | No Match | No Match |  |  |  | 9900 | 642 | 15.4 |  | 7400 | 657 | 3.3 |  | Non Federally-Regulated | 03/31/1998 |  | 05/10/1998
Addison Products | Addison Products | HWY096-3A |  | Water-Source | WBAHP: Heat Pump Packaged Unit | Heat Pump | 208 | 3 |  |  | No Match | No Match |  |  |  | 97300 | 8176 | 11.9 | 9 | 125000 | 9156 | 4 | 3.8 | Federally-Regulated Commercial & Industrial Equipment | 11/14/2000 |  | 01/24/2002
Enertech Global, LLC | Roth Industries, Inc. | RRT024A | ACD024 | Ground-Source | WBAHP-CB: Heat Pump Split Syst | Heat Pump | 208 | 1 |  |  | No Match | Single-Speed |  |  |  | 25600 | 1506 | 17 | 13.4 | 18300 | 1450 | 3.7 | 3.1 | Non Federally-Regulated | 09/03/2012 |  | 12/12/2012
Climate Control / Snyder General | Electro-Hydronics | UC610FK |  | Water-Source | WBAHP: Heat Pump Packaged Unit | Heat Pump | 208 | 3 |  |  | No Match | No Match |  |  |  | 61500 | 5850 | 10.5 | 7.5 | 77000 | 5785 | 3.9 | 2.5 | Non Federally-Regulated | 06/11/1985 |  | 08/29/1986
McQuay International | McQuay | WCCH/WCCW-009-A |  | Water-Source | WBAHP-CB: Heat Pump Split Syst | Heat Pump | 115 | 1 |  |  | No Match | No Match |  |  |  | 9400 | 824 | 11.4 | 9 | 11800 | 987 | 3.5 | 3.5 | Non Federally-Regulated | 11/19/2002 |  | 03/12/2009
Geoflex Systems, Inc. | Geoflex Systems, Inc. | GF1T-V/H/D/M-026WADBP |  | Water-Source | WBAHP: Heat Pump Packaged Unit | Both Heat Pump and Electric Re | 460 | 3 |  |  | No Match | Dual-Speed |  |  |  | 24900 | 1596 | 15.6 | 12 | 31800 | 1758 | 5.3 | 4.2 | Federally-Regulated Commercial & Industrial Equipment | 11/30/2011 |  | 01/09/2014
Waterfurnace International, Inc. | Rybacki - Hart Enterprises | GCC/GCW/GCS/GCE09*2 |  | Ground-Water-Source | WBAHP-O: Heat Pump Packaged Un | Heat Pump | 265 | 1 |  |  | No Match | Single-Speed |  |  |  | 10200 | 453 | 22.5 | 16.2 | 8700 | 671 | 3.8 | 3.6 | Non Federally-Regulated | 01/24/2011 |  | 04/19/2013
Singer | Electro-Hydronics | CC240D3 |  | Water-Source | WBAHP: Heat Pump Packaged Unit | Heat Pump | 230 | 1 |  |  | No Match | No Match |  |  |  | 24000 | 2850 | 8.4 | 7.5 | 28400 | 2900 | 2.9 | 2.5 | Non Federally-Regulated | 09/08/1982 |  | 05/16/1984
McQuay / Snyder General | Electro-Hydronics | HC070A5 |  | Water-Source | WBAHP: Heat Pump Packaged Unit | Heat Pump | 208 | 1 |  |  | No Match | No Match |  |  |  | 6900 | 670 | 10.3 | 9 | 8800 | 716 | 3.6 | 3.2 | Non Federally-Regulated | 05/11/1988 |  | 03/15/1989
Addison Products | Addison Products | VGY054-4A |  | Water-Source | WBAHP-CB: Heat Pump Split Syst | Heat Pump | 460 | 3 |  |  | No Match | No Match |  |  |  | 57700 | 4931 | 11.7 | 9 | 67100 | 5461 | 3.6 | 3.5 | Non Federally-Regulated | 11/14/2000 |  | 07/18/2002
Enertech Global, LLC | Enertech | HCT060D2 |  | Ground-Source | WBAHP: Heat Pump Packaged Unit | Heat Pump | 230 | 3 |  |  | No Match | Single-Speed |  |  |  | 63500 | 3547 | 17.9 | 13.4 | 47600 | 3671 | 3.8 | 3.1 | Non Federally-Regulated | 09/03/2012 |  | 12/12/2012
Waterfurnace International, Inc. | Eagle Mountain | ZS023**2*4 |  | Water-Source | WBAHP: Heat Pump Packaged Unit | Heat Pump | 265 | 1 |  |  | No Match | Single-Speed |  |  |  | 23000 | 1533 | 15 | 12 | 26000 | 1621 | 4.7 | 4.2 | Federally-Regulated Commercial & Industrial Equipment | 06/14/2011 |  | 04/19/2013
Florida Heat Pump | Florida Heat Pump | EM120-1CS | EM120-1AV | Water-Source | WBAH: Heating Only Packaged Un | Heat Pump | 230 | 1 |  |  | No Match | No Match |  |  |  | 121000 | 9166 | 13.2 | 9 | 137000 | 9790 | 4.1 | 3.5 | Non Federally-Regulated | 04/12/2000 |  | 07/18/2002
Waterfurnace International, Inc. | WFI Industries, Ltd. | E030**1 |  | Ground-Water-Source | WBAHP: Heat Pump Packaged Unit | Heat Pump | 230 | 1 |  |  | No Match | No Match |  |  |  | 29800 | 1806 | 16.5 | 9 | 20800 | 1846 | 3.3 |  | Non Federally-Regulated | 06/20/2003 |  | 03/12/2009
Waterfurnace International, Inc. | Waterfurnace International, Inc. | SXV068C4 |  | Water-Source | WBAHP: Heat Pump Packaged Unit | Heat Pump | 460 | 3 |  |  | No Match | No Match |  |  |  | 65000 | 5200 | 12.5 | 10.5 | 84000 | 5470 | 4.5 | 3.8 | Federally-Regulated Commercial & Industrial Equipment | 03/31/1998 |  | 05/10/1998
Waterfurnace International, Inc. | Geotility Geothermal Installations | ZS030**3*4 |  | Water-Source | WBAHP: Heat Pump Packaged Unit | Heat Pump | 230 | 3 |  |  | No Match | Single-Speed |  |  |  | 29500 | 1879 | 15.7 | 12 | 34600 | 1988 | 5.1 | 4.2 | Federally-Regulated Commercial & Industrial Equipment | 06/14/2011 |  | 04/19/2013
ClimateMaster Inc. | Trane | WPVA33XE* |  | Water-Source | WBAHP: Heat Pump Packaged Unit | Heat Pump | 208 | 3 |  |  | No Match | No Match |  |  |  | 33000 | 3056 | 10.8 | 9 | 39000 | 3089 | 3.7 | 3.2 | Non Federally-Regulated | 05/11/1988 |  | 03/15/1989
ClimateMaster Inc. | Carrier Corp. | 50YDS064 | FV/E4BNB006 | Water-Source | WBAHP-CB: Heat Pump Split Syst | Heat Pump | 230 | 1 |  |  | No Match | Single-Speed |  |  |  | 56900 | 3924 | 14.5 | 12 | 74000 | 4615 | 4.7 | 4.2 | Federally-Regulated Commercial & Industrial Equipment | 02/09/2009 |  | 08/23/2011
Climate Control / Snyder General | Electro-Hydronics | WM190C7 |  | Water-Source | WBAHP: Heat Pump Packaged Unit | Heat Pump | 265 | 1 |  |  | No Match | No Match |  |  |  | 18200 | 1825 | 10 | 7.5 | 22600 | 2000 | 3.3 | 2.5 | Non Federally-Regulated | 05/16/1984 |  | 08/29/1986
Florida Heat Pump | Florida Heat Pump | EM048-1CS | EM048-1AH/AV | Ground-Water-Source | WBAHP-CB: Heat Pump Split Syst | Heat Pump | 208 | 1 |  |  | No Match | No Match |  |  |  | 50000 | 4000 | 12.5 | 9 | 37000 | 3387 | 3.2 |  | Non Federally-Regulated | 05/29/2001 |  | 07/18/2002
Climate Control / Snyder General | Electro-Hydronics | CW230G3 |  | Water-Source | WBAHP: Heat Pump Packaged Unit | Heat Pump | 230 | 1 |  |  | No Match | No Match |  |  |  | 23000 | 2250 | 10.2 | 7.5 | 30000 | 2500 | 3.5 | 2.5 | Non Federally-Regulated | 06/11/1985 |  | 08/29/1986
Mammoth | Hydrobank II | F031HLG |  | Ground-Water-Source | WBAHP: Heat Pump Packaged Unit | Heat Pump | 208 | 3 |  |  | No Match | No Match |  |  |  | 29800 | 2274 | 13.1 | 9 | 23600 | 2230 | 3.1 |  | Non Federally-Regulated | 07/22/2002 |  | 03/12/2009
Econar | Econar | GV180 |  | Ground-Water-Source | WBAHP: Heat Pump Packaged Unit | Heat Pump | 208 | 1 |  |  | No Match | No Match |  |  |  | 18400 | 1333 | 13.8 | 11 | 21700 | 1718 | 3.7 | 3.5 | Non Federally-Regulated | 03/31/1998 |  | 05/10/1998
Jacobsen Energy Ind., Inc. | Thermaflo II | 36***4**** |  | Water-Source | WBAHP: Heat Pump Packaged Unit | Heat Pump | 230 | 3 |  |  | No Match | No Match |  |  |  | 36500 | 3100 | 11.8 | 9 | 43800 | 3425 | 3.7 | 3.2 | Non Federally-Regulated | 05/11/1988 |  | 03/15/1989
Waterfurnace International, Inc. | Waterfurnace International, Inc. | P010**0 |  | Ground-Water-Source | WBAHP: Heat Pump Packaged Unit | Heat Pump | 208 | 1 |  |  | No Match | No Match |  |  |  | 10100 | 615 | 16.4 | 9 | 7600 | 636 | 3.5 |  | Non Federally-Regulated | 06/27/2003 |  | 03/12/2009
Econar | Econar | GC230 |  | Ground-Water-Source | WBAHP: Heat Pump Packaged Unit | Heat Pump | 208 | 1 |  |  | No Match | No Match |  |  |  | 24800 | 1710 | 14.5 | 9 | 21200 | 1826 | 3.4 |  | Non Federally-Regulated | 07/22/2002 |  | 03/12/2009
Addison Products | Addison Products | VWPG042-1B-XL* |  | Water-Source | WBAHP-CB: Heat Pump Split Syst | Heat Pump | 230 | 1 |  |  | No Match | No Match |  |  |  | 42000 | 2896 | 14.5 | 9 | 46000 | 3209 | 4.2 | 3.5 | Non Federally-Regulated | 12/14/1998 |  | 10/05/1999
ClimateMaster Inc. | Climate Master Series | 814-013-E******** |  | Water-Source | WBAHP: Heat Pump Packaged Unit | Heat Pump | 265 | 1 |  |  | No Match | No Match |  |  |  | 12400 | 1192 | 10.4 | 9 | 14100 | 1252 | 3.3 | 3.2 | Non Federally-Regulated | 05/11/1988 |  | 03/15/1989
Mammoth | Hydrobank II | E014VLG |  | Ground-Water-Source | WBAHP: Heat Pump Packaged Unit | Heat Pump | 265 | 1 |  |  | No Match | No Match |  |  |  | 14000 | 1000 | 14 | 9 | 10500 | 992 | 3.1 |  | Non Federally-Regulated | 05/29/2001 |  | 07/18/2002
Florida Heat Pump | Florida Heat Pump | EM072-1CS | EM072-1AH/AV | Water-Source | WBAH: Heating Only Packaged Un | Heat Pump | 208 | 1 |  |  | No Match | No Match |  |  |  | 70500 | 5222 | 13.5 | 9 | 71000 | 5474 | 3.8 | 3.5 | Non Federally-Regulated | 07/22/2002 |  | 03/12/2009
Waterfurnace International, Inc. | American Standard, Inc. | A1GC024***1**0 |  | Ground-Source | WBAHP: Heat Pump Packaged Unit | Heat Pump | 230 | 1 |  |  | No Match | Single-Speed |  |  |  | 24400 | 1435 | 17 | 13.4 | 17500 | 1465 | 3.5 | 3.1 | Non Federally-Regulated | 08/23/2011 |  | 10/24/2014
Florida Heat Pump | Florida Heat Pump | AP035-3CF/HZ/VT |  | Ground-Water-Source | WBAHP: Heat Pump Packaged Unit | Heat Pump | 230 | 3 |  |  | No Match | Dual-Speed |  |  |  | 41200 | 1753 | 23.5 | 16.2 | 36200 | 2257 | 4.7 | 3.6 | Non Federally-Regulated | 11/30/2011 |  | 05/01/2015
Waterfurnace International, Inc. | Waterfurnace International, Inc. | SXH010C0 |  | Water-Source | WBAHP: Heat Pump Packaged Unit | Heat Pump | 208 | 1 |  |  | No Match | No Match |  |  |  | 9800 | 653 | 15 | 10 | 12600 | 710 | 5.2 |  | Federally-Regulated Commercial & Industrial Equipment | 12/14/1998 |  | 10/05/1999
Waterfurnace International, Inc. | Geotility Geothermal Installations | ZS041**3*0 |  | Ground-Water-Source | WBAHP: Heat Pump Packaged Unit | Heat Pump | 208 | 3 |  |  | No Match | Single-Speed |  |  |  | 44500 | 2160 | 20.6 | 16.2 | 36000 | 2776 | 3.8 | 3.6 | Non Federally-Regulated | 01/24/2011 |  | 04/19/2013
Command-Aire | Command-Aire | SWPH-1233 |  | Water-Source | WBAHP: Heat Pump Packaged Unit | Heat Pump | 208 | 3 |  |  | No Match | No Match |  |  |  | 140000 | 15400 | 9.1 | 9 | 199000 | 14600 | 4 |  | Federally-Regulated Commercial & Industrial Equipment | 01/23/1988 |  | 05/11/1988
Florida Heat Pump | Florida Heat Pump | GT048-3CS | GT048-1AH/AV | Water-Source | WBAH: Heating Only Packaged Un | Heat Pump | 230 | 3 |  |  | No Match | No Match |  |  |  | 49000 | 4016 | 12.2 | 9 | 59000 | 4549 | 3.8 | 3.5 | Non Federally-Regulated | 05/23/2001 |  | 07/18/2002
Addison Products | Addison Products | HWY024-1A |  | Water-Source | WBAHP: Heat Pump Packaged Unit | Heat Pump | 230 | 1 |  |  | No Match | No Match |  |  |  | 24300 | 1786 | 13.6 | 10 | 30600 | 1907 | 4.7 |  | Federally-Regulated Commercial & Industrial Equipment | 11/17/1999 |  | 05/19/2000
Snyder General Corp. | American Air Filter | DVW-188 |  | Water-Source | WBAHP: Heat Pump Packaged Unit | Heat Pump | 200 | 3 |  |  | No Match | No Match |  |  |  | 188000 | 16621 | 11.3 |  | 222000 | 17583 | 3.7 | 3.8 | Non Federally-Regulated | 07/31/1991 |  | 03/31/1998
McQuay / Snyder General | Electro-Hydronics | FC630G5 |  | Water-Source | WBAHP: Heat Pump Packaged Unit | Heat Pump | 208 | 1 |  |  | No Match | No Match |  |  |  | 63000 | 6430 | 9.8 | 9 | 79000 | 6430 | 3.6 | 3.2 | Non Federally-Regulated | 05/11/1988 |  | 03/15/1989
Waterfurnace International, Inc. | Spectra | SXH019A1 |  | Water-Source | WBAHP-CB: Heat Pump Split Syst | Heat Pump | 208 | 1 |  |  | No Match | No Match |  |  |  | 19500 | 1477 | 13.2 | 9 | 22800 | 1629 | 4.1 | 3.5 | Non Federally-Regulated | 06/02/1993 |  | 06/03/1993
Florida Heat Pump | Florida Heat Pump | EM041-4CS | EM041-4AH/AV | Water-Source | Water/Brine to Air Heat Pump S | Heat Pump | 460 | 3 |  |  | No Match | No Match |  |  |  | 39000 | 3000 | 13 | 10 | 49000 | 3501 | 4.1 |  | Federally-Regulated Commercial & Industrial Equipment | 04/12/2000 |  | 03/12/2009
McQuay International | McQuay | CCH/CCW090C-T |  | Water-Source | WBAHP: Heat Pump Packaged Unit | Heat Pump | 460 | 3 |  |  | No Match | No Match |  |  |  | 92000 | 7603 | 12.1 | 9 | 112000 | 7631 | 4.3 | 3.8 | Federally-Regulated Commercial & Industrial Equipment | 11/17/1999 |  | 09/21/2000
McQuay / Snyder General | Electro-Hydronics | FW420FD |  | Water-Source | WBAHP: Heat Pump Packaged Unit | Heat Pump | 230 | 3 |  |  | No Match | No Match |  |  |  | 42000 | 3850 | 10.9 | 7.5 | 52000 | 4100 | 3.7 | 2.5 | Non Federally-Regulated | 08/29/1986 |  | 05/11/1988
ClimateMaster Inc. | Climate Master Series | CVL024 |  | Water-Source | WBAHP-O: Heat Pump Packaged Un | Heat Pump | 208 | 3 |  |  | No Match | No Match |  |  |  | 23000 | 1917 | 12 | 9.3 | 29400 | 2266 | 3.8 | 3.8 | Non Federally-Regulated | 07/31/1991 |  | 03/31/1998
ClimateMaster Inc. | Climate Master | TZV/H036B |  | Ground-Water-Source | WBAHP: Heat Pump Packaged Unit | Heat Pump | 208 | 1 |  |  | No Match | Single-Speed |  |  |  | 39000 | 1688 | 23.1 | 16.2 | 35400 | 2413 | 4.3 | 3.6 | Non Federally-Regulated | 12/12/2012 |  | 01/09/2014
Bard Manufacturing Company, Inc. | Bard | QW601-C |  | Ground-Water-Source | WBAHP: Heat Pump Packaged Unit | Heat Pump | 460 | 3 |  |  | No Match | No Match |  |  |  | 53500 | 4022 | 13.3 | 9 | 44200 | 4177 | 3.1 |  | Non Federally-Regulated | 01/24/2002 |  | 07/18/2002
McQuay / Snyder General | Electro-Hydronics | CCH015A*G |  | Water-Source | WBAHP: Heat Pump Packaged Unit | Heat Pump | 208 | 1 |  |  | No Match | No Match |  |  |  | 14000 | 1110 | 12.6 | 9 | 17000 | 1150 | 4.3 | 3.2 | Non Federally-Regulated | 05/11/1988 |  | 03/15/1989
Florida Heat Pump | Florida Heat Pump | EM028-1CF/HZ/VT |  | Water-Source | WBAHP-CB: Heat Pump Split Syst | Heat Pump | 230 | 1 |  |  | No Match | No Match |  |  |  | 30500 | 2382 | 12.8 | 9 | 33400 | 2796 | 3.5 | 3.5 | Non Federally-Regulated | 07/22/2002 |  | 03/12/2009
Florida Heat Pump | Florida Heat Pump | EM041-3CS | EM041-1AH/AV | Ground-Water-Source | WBAHP-CB: Heat Pump Split Syst | Heat Pump | 208 | 3 |  |  | No Match | No Match |  |  |  | 40000 | 3030 | 13.2 | 9 | 29500 | 2980 | 2.9 |  | Non Federally-Regulated | 05/29/2001 |  | 07/18/2002
Florida Heat Pump | Geomaster, LLC | EP048-1HZ/VT |  | Ground-Source | WBAHP: Heat Pump Packaged Unit | Heat Pump | 230 | 1 |  |  | No Match | Single-Speed | 2582 | 240 |  | 50200 | 2535 | 19.8 | 13.4 | 33400 | 2646 | 3.7 | 3.1 | Non Federally-Regulated | 08/23/2011 |  | 04/21/2014
Climate Control / Snyder General | Electro-Hydronics | RC120A7 |  | Water-Source | WBAHP: Heat Pump Packaged Unit | Heat Pump | 265 | 1 |  |  | No Match | No Match |  |  |  | 11400 | 1140 | 10 | 7.5 | 15000 | 1255 | 3.5 | 2.5 | Non Federally-Regulated | 06/11/1985 |  | 08/29/1986
Waterfurnace International, Inc. | Johnson Controls | RKV/RKH024**0*4 |  | Ground-Source | WBAHP: Heat Pump Packaged Unit | Heat Pump | 208 | 1 |  |  | No Match | Single-Speed |  |  |  | 26000 | 1354 | 19.2 | 13.4 | 18900 | 1497 | 3.7 | 3.1 | Non Federally-Regulated | 09/03/2012 |  | 01/09/2014
ClimateMaster Inc. | Climate Master Series | HS012E********* |  | Water-Source | WBAHP: Heat Pump Packaged Unit | Heat Pump | 265 | 1 |  |  | No Match | No Match |  |  |  | 12200 | 1100 | 11.1 | 9 | 16200 | 1195 | 4 | 3.2 | Federally-Regulated Commercial & Industrial Equipment | 07/17/1991 |  | 07/27/1992
Mammoth | Hydrobank II | G030VHA |  | Water-Source | WBAHP: Heat Pump Packaged Unit | Heat Pump | 460 | 3 |  |  | No Match | No Match |  |  |  | 31000 | 2696 | 11.5 | 9 | 38500 | 2968 | 3.8 | 3.2 | Federally-Regulated Commercial & Industrial Equipment | 01/22/1990 |  | 07/27/1992
Geoflex Systems, Inc. | Geoflex Systems, Inc. | GF1S-V/H/D/M-036WAABP |  | Ground-Water-Source | WBAHP: Heat Pump Packaged Unit | Both Heat Pump and Electric Re | 208 | 1 |  |  | No Match | Single-Speed |  |  |  | 36500 | 1290 | 28.3 | 16.2 | 30900 | 1742 | 5.2 | 3.6 | Non Federally-Regulated | 11/30/2011 |  | 03/02/2012
California Heat Pump | California Heat Pump | 33V*-13-** |  | Water-Source | WBAHP: Heat Pump Packaged Unit | Heat Pump | 265 | 1 |  |  | No Match | No Match |  |  |  | 32500 | 3700 | 8.8 | 7.5 | 33200 | 3400 | 2.9 | 2.5 | Non Federally-Regulated | 06/11/1985 |  | 05/11/1988
Waterfurnace International, Inc. | Waterfurnace International, Inc. | SXH048B1 |  | Water-Source | WBAHP-CB: Heat Pump Split Syst | Heat Pump | 230 | 1 |  |  | No Match | No Match |  |  |  | 52000 | 4000 | 13 | 9 | 55500 | 4066 | 4 | 3.5 | Non Federally-Regulated | 02/02/1998 |  | 10/02/1998
Climate Control / Snyder General | Electro-Hydronics | VF390FP |  | Water-Source | WBAHP: Heat Pump Packaged Unit | Heat Pump | 460 | 3 |  |  | No Match | No Match |  |  |  | 39000 | 3700 | 10.5 | 7.5 | 48000 | 4020 | 3.5 | 2.5 | Non Federally-Regulated | 05/16/1984 |  | 08/29/1986
Singer | Electro-Hydronics | CC240CD |  | Water-Source | WBAHP: Heat Pump Packaged Unit | Heat Pump | 230 | 3 |  |  | No Match | No Match |  |  |  | 24000 | 2850 | 8.4 | 7.5 | 28400 | 2900 | 2.9 | 2.5 | Non Federally-Regulated | 09/08/1982 |  | 05/16/1984
Trane U.S. Inc. | Trane | EXVE0423 |  | Water-Source | WBAHP: Heat Pump Packaged Unit | Heat Pump | 208 | 3 |  |  | No Match | Single-Speed |  |  |  | 41800 | 2697 | 15.5 | 12 | 45800 | 2632 | 5.1 | 4.2 | Federally-Regulated Commercial & Industrial Equipment | 06/14/2011 |  | 08/15/2014
Waterfurnace International, Inc. | Waterfurnace International, Inc. | CX*007*2 |  | Ground-Water-Source | WBAHP: Heat Pump Packaged Unit | Heat Pump | 265 | 1 |  |  | No Match | No Match |  |  |  | 7300 | 493 | 14.8 | 9 | 5600 | 529 | 3.1 |  | Non Federally-Regulated | 01/18/2001 |  | 07/16/2001
Waterfurnace International, Inc. | Waterfurnace International, Inc. | NSZ048A1 | NRAC048* | Ground-Source | WBAHP-CB: Heat Pump Split Syst | Heat Pump | 208 | 1 |  |  | No Match | Single-Speed |  |  |  | 46200 | 2552 | 18.1 | 13.4 | 35300 | 2654 | 3.9 | 3.1 | Non Federally-Regulated | 04/30/2009 |  | 10/24/2014
Climate Control / Snyder General | Electro-Hydronics | CW140G5 |  | Water-Source | WBAHP: Heat Pump Packaged Unit | Heat Pump | 208 | 1 |  |  | No Match | No Match |  |  |  | 13500 | 1300 | 10.4 | 7.5 | 17500 | 1350 | 3.8 | 2.5 | Non Federally-Regulated | 05/16/1984 |  | 08/29/1986
Maritime Geothermal, Ltd. | Nordic | 0-55-HPCW |  | Ground-Water-Source | WBAH: Heating Only Packaged Un | Heat Pump | 208 | 1 |  |  | No Match | No Match | [7 empty] | 70524 | 4950 | 4.2 | 3.5 | Non Federally-Regulated | 03/31/1998 |  | 05/10/1998
American Air Filter | Enercon | HW09A |  | Water-Source | WBAHP: Heat Pump Packaged Unit | Heat Pump | 240 | 1 |  |  | No Match | No Match |  |  |  | 9500 | 1100 | 8.6 | 7.5 | 12500 | 1350 | 2.7 | 2.5 | Non Federally-Regulated | 01/05/1982 |  | 05/16/1984
Waterfurnace International, Inc. | Eagle Mountain | ZS060**0*1 |  | Ground-Source | WBAHP: Heat Pump Packaged Unit | Heat Pump | 208 | 1 |  |  | No Match | Single-Speed |  |  |  | 60900 | 3402 | 17.9 | 13.4 | 47100 | 3834 | 3.6 | 3.1 | Non Federally-Regulated | 01/24/2011 |  | 03/02/2012
Carrier Corp. | Carrier | 50QXV0243 |  | Water-Source | WBAHP: Heat Pump Packaged Unit | Heat Pump | 208 | 1 |  |  | No Match | No Match |  |  |  | 24000 | 2100 | 11.4 | 9 | 30000 | 2450 | 3.6 | 3.2 | Non Federally-Regulated | 03/15/1989 |  | 02/05/1990
Waterfurnace International, Inc. | Waterfurnace International, Inc. | SXV013A0 |  | Water-Source | WBAHP-CB: Heat Pump Split Syst | Heat Pump | 208 | 1 |  |  | No Match | No Match |  |  |  | 13500 | 906 | 14.9 | 9 | 14100 | 961 | 4.3 | 3.5 | Non Federally-Regulated | 02/02/1998 |  | 08/21/1998
Waterfurnace International, Inc. | Rybacki - Hart Enterprises | ZS041**0*4 |  | Water-Source | WBAHP: Heat Pump Packaged Unit | Heat Pump | 230 | 1 |  |  | No Match | Single-Speed |  |  |  | 40000 | 2759 | 14.5 | 12 | 45000 | 2931 | 4.5 | 4.2 | Federally-Regulated Commercial & Industrial Equipment | 06/14/2011 |  | 04/19/2013
Florida Heat Pump | Geomaster, LLC | EC036-1CS | EC036-1AH/AV | Ground-Water-Source | WBAHP-CB: Heat Pump Split Syst | Heat Pump | 208 | 1 |  |  | No Match | Single-Speed |  |  |  | 39400 | 2041 | 19.3 | 16.2 | 35500 | 2165 | 3.8 | 3.6 | Non Federally-Regulated | 04/30/2009 |  | 04/20/2015
Command-Aire | Command-Aire | RUWP-603 |  | Water-Source | WBAHP: Heat Pump Packaged Unit | Heat Pump | 208 | 3 |  |  | No Match | No Match |  |  |  | 73900 | 7590 | 9.7 | 9.2 | 94300 | 7500 | 3.7 | 2.5 | Non Federally-Regulated | 02/22/1990 |  | 07/31/1991
Waterfurnace International, Inc. | Waterfurnace International, Inc. | P034**4 |  | Ground-Water-Source | WBAHP: Heat Pump Packaged Unit | Heat Pump | 460 | 3 |  |  | No Match | No Match |  |  |  | 34400 | 2150 | 16 | 9 | 25000 | 2219 | 3.3 |  | Non Federally-Regulated | 07/22/2002 |  | 03/12/2009
Addison Products | Heat Controller | WSH029-1AR |  | Water-Source | WBAHP: Heat Pump Packaged Unit | Heat Pump | 208 | 1 |  |  | No Match | No Match |  |  |  | 28300 | 2021 | 14 | 10 | 34900 | 2175 | 4.7 |  | Federally-Regulated Commercial & Industrial Equipment | 10/05/1999 |  | 04/12/2000
Mammoth | Geox | ZD062HSDXXX |  | Water-Source | WBAHP: Heat Pump Packaged Unit | Heat Pump | 208 | 1 |  |  | No Match | No Match |  |  |  | 57500 | 5750 | 10 | 9 | 70500 | 5580 | 3.7 | 3.2 | Non Federally-Regulated | 05/11/1988 |  | 03/15/1989
Florida Heat Pump | Energy Miser | HE23CF-2 |  | Water-Source | WBAHP: Heat Pump Packaged Unit | Heat Pump | 265 | 1 |  |  | No Match | No Match |  |  |  | 23000 | 1840 | 12.5 | 9 | 28800 | 1960 | 4.3 | 3.2 | Non Federally-Regulated | 05/11/1988 |  | 03/15/1989
Heat Controller | Heat Controller | VWPG066-1B-XL* |  | Ground-Water-Source | WBAHP: Heat Pump Packaged Unit | Heat Pump | 208 | 1 |  |  | No Match | No Match |  |  |  | 67000 | 5153 | 13 | 11 | 75000 | 5940 | 3.7 | 3.5 | Non Federally-Regulated | 03/31/1998 |  | 05/10/1998
McQuay / Snyder General | Electro-Hydronics | UC420G3 |  | Water-Source | WBAHP: Heat Pump Packaged Unit | Heat Pump | 230 | 1 |  |  | No Match | No Match |  |  |  | 42000 | 3850 | 10.9 | 7.5 | 52000 | 4100 | 3.7 | 2.5 | Non Federally-Regulated | 08/29/1986 |  | 05/11/1988
McQuay International | McQuay | W-CMG-1-036-E |  | Ground-Water-Source | WBAHP: Heat Pump Packaged Unit | Heat Pump | 208 | 1 |  |  | No Match | No Match |  |  |  | 36200 | 2701 | 13.4 | 9 | 25400 | 2566 | 2.9 |  | Non Federally-Regulated | 09/21/2000 |  | 07/18/2002
Waterfurnace International, Inc. | Waterfurnace International, Inc. | SXV042B3 |  | Ground-Water-Source | WBAHP: Heat Pump Packaged Unit | Heat Pump | 208 | 3 |  |  | No Match | No Match |  |  |  | 44500 | 3201 | 13.9 | 9 | 31800 | 2824 | 3.3 |  | Non Federally-Regulated | 01/30/1998 |  | 03/31/1998
Addison Products | Heat Controller | WRH28-1J | HRH28-1J | Water-Source | WBAH: Heating Only Packaged Un | Heat Pump | 208 | 1 |  |  | No Match | No Match |  |  |  | 27400 | 2490 | 11 | 9 | 32400 | 2712 | 3.5 | 3.5 | Non Federally-Regulated | 10/05/1999 |  | 04/12/2000
Snyder General Corp. | American Air Filter | VWH012A*N |  | Water-Source | WBAHP: Heat Pump Packaged Unit | Heat Pump | 265 | 1 |  |  | No Match | No Match |  |  |  | 12500 | 1147 | 10.9 | 9.3 | 14700 | 1138 | 3.8 | 3.8 | Non Federally-Regulated | 07/31/1991 |  | 08/14/1992
Waterfurnace International, Inc. | WFI Industries, Ltd. | USV/USH060**3*4 |  | Ground-Source | WBAHP: Heat Pump Packaged Unit | Heat Pump | 208 | 3 |  |  | No Match | Single-Speed |  |  |  | 60900 | 3402 | 17.9 | 13.4 | 47100 | 3834 | 3.6 | 3.1 | Non Federally-Regulated | 06/14/2011 |  | 03/02/2012
Waterfurnace International, Inc. | American Standard, Inc. | A1GC048***1**0 |  | Water-Source | WBAHP: Heat Pump Packaged Unit | Heat Pump | 208 | 1 |  |  | No Match | Single-Speed |  |  |  | 47700 | 3245 | 14.7 | 12 | 56000 | 3730 | 4.4 | 4.2 | Federally-Regulated Commercial & Industrial Equipment | 08/23/2011 |  | 10/24/2014
Waterfurnace International, Inc. | Johnson Controls | RJSV/RJSH022**2*1 |  | Water-Source | WBAHP: Heat Pump Packaged Unit | Heat Pump | 265 | 1 |  |  | No Match | Single-Speed |  |  |  | 20700 | 1183 | 17.5 | 12 | 25300 | 1196 | 6.2 | 4.2 | Federally-Regulated Commercial & Industrial Equipment | 01/24/2011 |  | 10/24/2014
Econar | Econar | GV230 |  | Ground-Water-Source | WBAHP: Heat Pump Packaged Unit | Heat Pump | 208 | 1 |  |  | No Match | No Match |  |  |  | 24800 | 1710 | 14.5 | 9 | 21200 | 1826 | 3.4 |  | Non Federally-Regulated | 03/18/2002 |  | 03/12/2009
Mammoth | Hydrobank II | F045HLG |  | Ground-Water-Source | WBAHP: Heat Pump Packaged Unit | Heat Pump | 208 | 3 |  |  | No Match | No Match |  |  |  | 44500 | 3178 | 14 | 9 | 33000 | 3021 | 3.2 |  | Non Federally-Regulated | 07/22/2002 |  | 03/12/2009
Friedrich Climate Master | Friedrich Climate Master | 80113E********A |  | Water-Source | WBAHP: Heat Pump Packaged Unit | Heat Pump | 265 | 1 |  |  | No Match | No Match |  |  |  | 11700 | 1035 | 11.3 | 7.5 | 15200 | 1120 | 4 | 2.5 | Non Federally-Regulated | 08/29/1986 |  | 05/11/1988
Florida Heat Pump | Loop Group, Inc. | EV048-1CF/HZ/VT |  | Ground-Source | WBAHP: Heat Pump Packaged Unit | Heat Pump | 208 | 1 |  |  | No Match | Single-Speed |  |  |  | 49000 | 2988 | 16.4 | 13.4 | 37500 | 3232 | 3.4 | 3.1 | Non Federally-Regulated | 06/23/2011 |  | 12/12/2012
Enertech Global, LLC | Enertech | THT024A2 |  | Ground-Source | WBAHP: Heat Pump Packaged Unit | Heat Pump | 208 | 3 |  |  | No Match | Single-Speed |  |  |  | 24500 | 1361 | 18 | 13.4 | 19300 | 1450 | 3.9 | 3.1 | Non Federally-Regulated | 03/02/2012 |  | 12/12/2012
Waterfurnace International, Inc. | Waterfurnace International, Inc. | VLH/VXH048*0 |  | Water-Source | WBAHP: Heat Pump Packaged Unit | Heat Pump | 230 | 1 |  |  | No Match | No Match |  |  |  | 47000 | 3852 | 12.2 | 10 | 59800 | 4273 | 4.1 |  | Federally-Regulated Commercial & Industrial Equipment | 11/14/2000 |  | 03/12/2009
Command-Aire | Command-Aire | RWP-1533 |  | Water-Source | WBAHP: Heat Pump Packaged Unit | Heat Pump | 230 | 3 |  |  | No Match | No Match |  |  |  | 172000 | 18400 | 9.3 |  | 225000 | 18300 | 3.6 | 2.5 | Non Federally-Regulated | 06/11/1985 |  | 05/11/1988
Snyder General Corp. | McQuay | RC150A7 |  | Water-Source | WBAHP: Heat Pump Packaged Unit | Heat Pump | 265 | 1 |  |  | No Match | No Match |  |  |  | 14500 | 1305 | 11.1 | 9 | 20000 | 1465 | 4 | 3.2 | Non Federally-Regulated | 02/22/1990 |  | 07/31/1991
Waterfurnace International, Inc. | Waterfurnace International, Inc. | SXH048*1 |  | Water-Source | WBAHP: Heat Pump Packaged Unit | Heat Pump | 208 | 1 |  |  | No Match | No Match |  |  |  | 49000 | 3629 | 13.5 | 10 | 60500 | 3771 | 4.7 |  | Federally-Regulated Commercial & Industrial Equipment | 10/05/1999 |  | 05/19/2000
Waterfurnace International, Inc. | Waterfurnace International, Inc. | ES060*1(P) | FV4ANF006 | Ground-Water-Source | WBAHP-CB: Heat Pump Split Syst | Heat Pump | 230 | 1 |  |  | No Match | No Match |  |  |  | 30800 | 1720 | 17.9 | 9 | 23200 | 1657 | 4.1 |  | Non Federally-Regulated | 05/21/2002 |  | 07/18/2002
Bard Manufacturing Company, Inc. | Bard | WPV60C |  | Ground-Water-Source | WBAHP: Heat Pump Packaged Unit | Heat Pump | 230 | 1 |  |  | No Match | No Match |  |  |  | 54000 | 4695 | 11.5 | 9 | 40000 | 4689 | 2.5 |  | Non Federally-Regulated | 12/14/1998 |  | 05/23/2001
ClimateMaster Inc. | Climate Master Series | PDW30 | GAH30 | Ground-Water-Source | WBAHP-CB: Heat Pump Split Syst | Heat Pump | 230 | 1 |  |  | No Match | No Match |  |  |  | 30000 | 2054 | 14.6 | 9 | 22000 | 2014 | 3.2 |  | Non Federally-Regulated | 04/10/2000 |  | 11/19/2001
California Heat Pump | Trane | WPRB-0082 |  | Water-Source | WBAHP: Heat Pump Packaged Unit | Heat Pump | 230 | 1 |  |  | No Match | No Match |  |  |  | 8500 | 850 | 10 | 7.5 | 10000 | 900 | 3.2 | 2.5 | Non Federally-Regulated | 06/11/1985 |  | 05/11/1988
Carrier Corp. - Syracuse | Carrier | 50VQG/HQG019 |  | Ground-Water-Source | WBAHP: Heat Pump Packaged Unit | Heat Pump | 208 | 1 |  |  | No Match | No Match |  |  |  | 21500 | 1535 | 14 | 9 | 14000 | 1367 | 3 |  | Non Federally-Regulated | 01/30/1998 |  | 10/02/1998
Addison Products | Heat Controller | HWY018-1A |  | Water-Source | WBAHP: Heat Pump Packaged Unit | Heat Pump | 208 | 1 |  |  | No Match | No Match |  |  |  | 19500 | 1455 | 13.4 | 10 | 25600 | 1562 | 4.8 |  | Federally-Regulated Commercial & Industrial Equipment | 11/17/1999 |  | 04/12/2000
Waterfurnace International, Inc. | Waterfurnace International, Inc. | SXH030A2 |  | Water-Source | WBAHP: Heat Pump Packaged Unit | Heat Pump | 265 | 1 |  |  | No Match | No Match |  |  |  | 30600 | 2125 | 14.4 | 10 | 36600 | 2145 | 5 |  | Federally-Regulated Commercial & Industrial Equipment | 02/02/1998 |  | 03/31/1998
Mammoth | Hydrobank II | D036VHJ |  | Water-Source | WBAHP: Heat Pump Packaged Unit | Heat Pump | 230 | 1 |  |  | No Match | No Match |  |  |  | 35500 | 3287 | 10.8 | 10 | 47000 | 3530 | 3.9 |  | Federally-Regulated Commercial & Industrial Equipment | 11/14/2000 |  | 01/18/2001
Enertech Global, LLC | Enertech | GHT024A |  | Ground-Source | WBAHP: Heat Pump Packaged Unit | Heat Pump | 208 | 1 |  |  | No Match | Single-Speed |  |  |  | 22200 | 1442 | 15.4 | 13.4 | 19000 | 1638 | 3.4 | 3.1 | Non Federally-Regulated | 12/12/2012 |  | 05/11/2015
Carrier Corp. - Syracuse | Carrier | 50HQ,VQ1005 |  | Water-Source | WBAHP: Heat Pump Packaged Unit | Heat Pump | 208 | 3 |  |  | No Match | No Match |  |  |  | 102000 | 9700 | 10.5 | 9.2 | 120000 | 9500 | 3.7 |  | Non Federally-Regulated | 05/11/1988 |  | 03/15/1989
Trane U.S. Inc. | Trane | GETE0247 |  | Water-Source | WBAHP-O: Heat Pump Packaged Un | Heat Pump | 265 | 1 |  |  | No Match | Single-Speed |  |  |  | 23600 | 1774 | 13.3 | 12 | 26600 | 1732 | 4.5 | 4.2 | Federally-Regulated Commercial & Industrial Equipment | 06/14/2011 |  | 01/09/2014
Waterfurnace International, Inc. | Waterfurnace International, Inc. | SXH068C0 |  | Water-Source | WBAHP-CB: Heat Pump Split Syst | Heat Pump | 230 | 1 |  |  | No Match | No Match |  |  |  | 69000 | 5750 | 12 | 9 | 80000 | 6169 | 3.8 | 3.5 | Non Federally-Regulated | 02/02/1998 |  | 10/02/1998
DeMarco Energy Systems | DeMarco Energy Systems | GT042-4VT/HZ/CF |  | Water-Source | WBAHP-CB: Heat Pump Split Syst | Heat Pump | 460 | 3 |  |  | No Match | No Match |  |  |  | 45000 | 3435 | 13.1 | 9 | 50000 | 3488 | 4.2 | 3.5 | Non Federally-Regulated | 10/02/1998 |  | 04/12/2000
Waterfurnace International, Inc. | Waterfurnace International, Inc. | ATV016C1 |  | Ground-Water-Source | WBAHP: Heat Pump Packaged Unit | Heat Pump | 230 | 1 |  |  | No Match | No Match |  |  |  | 17100 | 1082 | 15.8 | 9 | 11800 | 987 | 3.5 |  | Non Federally-Regulated | 01/30/1998 |  | 03/31/1998
Florida Heat Pump | Geomaster, LLC | AP025-1CF/HZ/VT |  | Water-Source | WBAHP: Heat Pump Packaged Unit | Heat Pump | 230 | 1 |  |  | No Match | Single-Speed |  |  |  | 27000 | 1667 | 16.2 | 12 | 32500 | 1797 | 5.3 | 4.2 | Federally-Regulated Commercial & Industrial Equipment | 01/24/2011 |  | 04/20/2015
McQuay / Snyder General | Electro-Hydronics | WM150B7 |  | Water-Source | WBAHP: Heat Pump Packaged Unit | Heat Pump | 265 | 1 |  |  | No Match | No Match |  |  |  | 14700 | 1875 | 7.8 | 7.5 | 19000 | 1900 | 2.9 | 2.5 | Non Federally-Regulated | 08/29/1986 |  | 05/11/1988
Waterfurnace International, Inc. | Eagle Mountain | ZS030**0*4 |  | Water-Source | WBAHP: Heat Pump Packaged Unit | Heat Pump | 230 | 1 |  |  | No Match | Single-Speed |  |  |  | 29500 | 1879 | 15.7 | 12 | 34600 | 1988 | 5.1 | 4.2 | Federally-Regulated Commercial & Industrial Equipment | 06/14/2011 |  | 04/19/2013
Command-Aire | Command-Aire | RWP-1533 |  | Water-Source | WBAHP: Heat Pump Packaged Unit | Heat Pump | 230 | 3 |  |  | No Match | No Match |  |  |  | 172000 | 18400 | 9.3 | 7.5 | 225000 | 18300 | 3.6 | 2.2 | Non Federally-Regulated | 01/05/1982 |  | 06/11/1985
Florida Heat Pump | Florida Heat Pump | EM015-1CS | EM015-1AV | Water-Source | WBAHP-C: Heat Pump Split Syste | Heat Pump | 208 | 1 |  |  | No Match | No Match |  |  |  | 14500 | 1271 | 11.4 | 10 | 19700 | 1443 | 4 |  | Federally-Regulated Commercial & Industrial Equipment | 12/14/1998 |  | 10/05/1999
Florida Heat Pump | Florida Heat Pump | GT048-1CS | GT048-1AH/AV | Water-Source | WBAH: Heating Only Packaged Un | Heat Pump | 230 | 1 |  |  | No Match | No Match |  |  |  | 49000 | 4016 | 12.2 | 9 | 59000 | 4549 | 3.8 | 3.5 | Non Federally-Regulated | 07/22/2002 |  | 03/12/2009
Florida Heat Pump | Florida Heat Pump | EP036-4HZ/VT |  | Water-Source | WBAHP: Heat Pump Packaged Unit | Heat Pump | 460 | 3 |  |  | No Match | Single-Speed |  |  |  | 36000 | 2093 | 17.2 | 12 | 41000 | 2146 | 5.6 | 4.2 | Federally-Regulated Commercial & Industrial Equipment | 01/24/2011 |  | 04/21/2014
Carrier Corp. | Carrier | 50KQ0063 |  | Water-Source | WBAHP: Heat Pump Packaged Unit | Heat Pump | 208 | 1 |  |  | No Match | No Match |  |  |  | 6900 | 650 | 10.6 | 9 | 8300 | 675 | 3.6 | 3.2 | Federally-Regulated Commercial & Industrial Equipment | 02/06/1988 |  | 05/11/1988
McQuay / Snyder General | Electro-Hydronics | VE200F3 |  | Water-Source | WBAHP: Heat Pump Packaged Unit | Heat Pump | 230 | 1 |  |  | No Match | No Match |  |  |  | 19000 | 1780 | 10.7 | 7.5 | 25600 | 1920 | 3.9 | 2.5 | Non Federally-Regulated | 08/29/1986 |  | 05/11/1988
Florida Heat Pump | Florida Heat Pump | EM009-2VT |  | Water-Source | WBAHP: Heat Pump Packaged Unit | Heat Pump | 265 | 1 |  |  | No Match | No Match |  |  |  | 9500 | 760 | 12.5 | 9.3 | 13000 | 846 | 4.5 | 3.8 | Federally-Regulated Commercial & Industrial Equipment | 03/31/1998 |  | 05/10/1998
ClimateMaster Inc. | Climate Master Series | VT042G(P) |  | Ground-Water-Source | WBAHP: Heat Pump Packaged Unit | Heat Pump | 230 | 1 |  |  | No Match | No Match |  |  |  | 21000 | 1129 | 18.6 | 9 | 16000 | 1171 | 4 |  | Non Federally-Regulated | 04/10/2000 |  | 05/24/2001
Florida Heat Pump | Florida Heat Pump | GT036-3CS | GT036-1AH/AV | Ground-Water-Source | WBAHP-CB: Heat Pump Split Syst | Heat Pump | 230 | 3 |  |  | No Match | No Match |  |  |  | 35000 | 2500 | 14 | 9 | 24500 | 2392 | 3 |  | Non Federally-Regulated | 04/10/2000 |  | 05/29/2001
Florida Heat Pump | Florida Heat Pump | CE035-1CS | DX035CC/UC | Water-Source | WBAHP-C: Heat Pump Split Syste | Heat Pump | 208 | 1 |  |  | No Match | Dual-Speed |  |  |  | 37000 | 2500 | 14.8 | 12 | 41000 | 2503 | 4.8 | 4.2 | Federally-Regulated Commercial & Industrial Equipment | 01/10/2012 |  | 03/02/2012
Climate Control / Snyder General | Electro-Hydronics | LHV20AK |  | Water-Source | WBAHP: Heat Pump Packaged Unit | Heat Pump | 208 | 3 |  |  | No Match | No Match |  |  |  | 214000 | 18000 | 11.9 |  | 240000 | 18400 | 3.8 | 2.5 | Non Federally-Regulated | 06/11/1985 |  | 08/29/1986
Florida Heat Pump | Florida Heat Pump | EM028-3CF/HZ/VT |  | Water-Source | WBAHP: Heat Pump Packaged Unit | Heat Pump | 208 | 3 |  |  | No Match | No Match |  |  |  | 28000 | 1971 | 14.2 | 10 | 33400 | 2174 | 4.5 |  | Federally-Regulated Commercial & Industrial Equipment | 04/12/2000 |  | 02/17/2011
Mammoth | Hydrobank II | D043VHJ |  | Water-Source | WBAHP: Heat Pump Packaged Unit | Heat Pump | 230 | 1 |  |  | No Match | No Match |  |  |  | 42000 | 3589 | 11.7 | 10 | 54300 | 4186 | 3.8 |  | Federally-Regulated Commercial & Industrial Equipment | 05/23/2000 |  | 01/18/2001
Florida Heat Pump | Florida Heat Pump | EM072-3CS | EM072-3AH/AV | Water-Source | WBAH: Heating Only Packaged Un | Heat Pump | 208 | 3 |  |  | No Match | No Match |  |  |  | 70500 | 5222 | 13.5 | 9 | 71000 | 5474 | 3.8 | 3.5 | Non Federally-Regulated | 07/22/2002 |  | 03/12/2009
Climate Control / Snyder General | Electro-Hydronics | CC750FK |  | Water-Source | WBAHP: Heat Pump Packaged Unit | Heat Pump | 208 | 3 |  |  | No Match | No Match |  |  |  | 74000 | 7000 | 10.5 | 9.2 | 92000 | 7500 | 3.6 | 2.5 | Non Federally-Regulated | 05/16/1984 |  | 08/29/1986
Waterfurnace International, Inc. | Waterfurnace International, Inc. | SXH030B0 |  | Ground-Water-Source | WBAHP: Heat Pump Packaged Unit | Heat Pump | 230 | 1 |  |  | No Match | No Match |  |  |  | 31200 | 2181 | 14.3 | 9 | 21600 | 1808 | 3.5 |  | Non Federally-Regulated | 08/21/1998 |  | 10/02/1998
Florida Heat Pump | Energy Miser | LTV50-1 |  | Ground-Water-Source | WBAHP: Heat Pump Packaged Unit | Heat Pump | 208 | 1 |  |  | No Match | No Match |  |  |  | 44500 | 4045 | 11 | 11 | 48000 | 4135 | 3.4 | 3.4 | Non Federally-Regulated | 07/31/1991 |  | 03/31/1998
ClimateMaster Inc. | Climate Master Series | V80-12*********** |  | Water-Source | WBAHP: Heat Pump Packaged Unit | Heat Pump | 230 | 1 |  |  | No Match | No Match |  |  |  | 77000 | 7700 | 10 | 9.2 | 80000 | 7100 | 3.3 |  | Non Federally-Regulated | 05/11/1988 |  | 03/15/1989
Waterfurnace International, Inc. | Eagle Mountain | ZS060**0*4 |  | Ground-Source | WBAHP: Heat Pump Packaged Unit | Heat Pump | 208 | 1 |  |  | No Match | Single-Speed |  |  |  | 60900 | 3402 | 17.9 | 13.4 | 47100 | 3834 | 3.6 | 3.1 | Non Federally-Regulated | 06/14/2011 |  | 03/02/2012
Addison Products | Addison Products | VWPG036-3B-XL* |  | Water-Source | WBAHP-CB: Heat Pump Split Syst | Heat Pump | 230 | 3 |  |  | No Match | No Match |  |  |  | 36000 | 2627 | 13.7 | 9 | 37800 | 2701 | 4.1 | 3.5 | Non Federally-Regulated | 02/02/1998 |  | 10/02/1998
Addison Products | Addison Products | HGY048-1A |  | Water-Source | WBAHP-CB: Heat Pump Split Syst | Heat Pump | 208 | 1 |  |  | No Match | No Match |  |  |  | 54400 | 4689 | 11.6 | 9 | 61800 | 5029 | 3.6 | 3.5 | Non Federally-Regulated | 11/14/2000 |  | 07/18/2002
Mammoth | Mammoth | D048HHA |  | Water-Source | WBAHP: Heat Pump Packaged Unit | Heat Pump | 230 | 1 |  |  | No Match | Dual-Speed |  |  |  | 50900 | 2925 | 17.4 | 12 | 58900 | 3452 | 5 | 4.2 | Federally-Regulated Commercial & Industrial Equipment | 11/30/2011 |  | 12/12/2012
Trane U.S. Inc. | Trane | WPRD0191 |  | Water-Source | WBAHP-O: Heat Pump Packaged Un | Heat Pump | 265 | 1 |  |  | No Match | No Match |  |  |  | 18000 | 1636 | 11 | 10 | 23400 | 1714 | 4 |  | Federally-Regulated Commercial & Industrial Equipment | 02/02/1998 |  | 03/31/1998
McQuay International | McQuay | W-FMS/FME/FDE-1-036-K |  | Water-Source | WBAHP: Heat Pump Packaged Unit | Heat Pump | 460 | 3 |  |  | No Match | No Match |  |  |  | 35200 | 2957 | 11.9 | 10 | 45000 | 3296 | 4 |  | Federally-Regulated Commercial & Industrial Equipment | 10/05/1999 |  | 09/21/2000
Econar | Econar | Q16KW5T |  | Ground-Water-Source | WBAHP: Heat Pump Packaged Unit | Heat Pump | 208 | 1 |  |  | No Match | No Match |  |  |  | 57600 | 4535 | 12.7 | 9 | 54600 | 5160 | 3.1 |  | Non Federally-Regulated | 10/06/1999 |  | 07/18/2002
Florida Heat Pump | Florida Heat Pump | TA071-1CS | DX071 | Ground-Source | WBAHP-CB: Heat Pump Split Syst | Both Heat Pump and Electric Re | 230 | 1 |  |  | No Match | Dual-Speed | 3702 | 840 | 1 | 69200 | 4523 | 15.3 | 13.4 | 53100 | 4577 | 3.4 | 3.1 | Non Federally-Regulated | 11/30/2011 |  | 03/02/2012
Innovative Air Systems | E-Series | HE50ECHP-CUV |  | Ground-Water-Source | WBAHP: Heat Pump Packaged Unit | Heat Pump | 460 | 3 |  |  | No Match | No Match |  |  |  | 61206 | 3178 | 19.3 | 9 | 88617 | 3885 | 6.7 |  | Non Federally-Regulated | 02/24/1994 |  | 04/10/2000
Florida Heat Pump | Florida Heat Pump | EM048-3VT |  | Water-Source | WBAHP: Heat Pump Packaged Unit | Heat Pump | 208 | 3 |  |  | No Match | No Match |  |  |  | 49000 | 3920 | 12.5 | 9.3 | 58000 | 3863 | 4.4 | 3.8 | Federally-Regulated Commercial & Industrial Equipment | 03/31/1998 |  | 05/10/1998
ClimateMaster Inc. | Climate Master Series | GSS042AG | GAH42 | Water-Source | Water/Brine to Air Heat Pump S | Heat Pump | 208 | 1 |  |  | No Match | No Match |  |  |  | 41700 | 3111 | 13.4 | 10 | 49500 | 3453 | 4.2 |  | Federally-Regulated Commercial & Industrial Equipment | 04/12/2000 |  | 11/19/2001
McQuay / Snyder General | Electro-Hydronics | FC330F5 |  | Water-Source | WBAHP: Heat Pump Packaged Unit | Heat Pump | 208 | 1 |  |  | No Match | No Match |  |  |  | 33000 | 3050 | 10.8 | 7.5 | 39000 | 3090 | 3.7 | 2.5 | Non Federally-Regulated | 08/29/1986 |  | 05/11/1988
Carrier Corp. | Carrier | 50HQ0134 |  | Water-Source | WBAHP: Heat Pump Packaged Unit | Heat Pump | 265 | 1 |  |  | No Match | No Match |  |  |  | 12800 | 1330 | 9.6 | 9 | 16500 | 1380 | 3.5 | 3.2 | Non Federally-Regulated | 05/11/1988 |  | 03/15/1989
Mammoth | Mammoth | G072HHA |  | Water-Source | WBAHP: Heat Pump Packaged Unit | Heat Pump | 460 | 3 |  |  | No Match | Dual-Speed | 4210 | 900 | 1 | 75800 | 4738 | 16 | 12 | 81800 | 5575 | 4.3 | 4.2 | Federally-Regulated Commercial & Industrial Equipment | 11/30/2011 |  | 12/12/2012
Florida Heat Pump | Florida Heat Pump | BP007-1HZ/VT |  | Ground-Water-Source | WBAHP: Heat Pump Packaged Unit | Heat Pump | 208 | 1 |  |  | No Match | Single-Speed |  |  |  | 8400 | 334 | 25.1 | 16.2 | 7000 | 418 | 4.9 | 3.6 | Non Federally-Regulated | 06/14/2011 |  | 11/30/2011
California Heat Pump | Aqua-Matic | 53V*-32-** |  | Water-Source | WBAHP: Heat Pump Packaged Unit | Heat Pump | 208 | 3 |  |  | No Match | No Match |  |  |  | 52000 | 5700 | 9.1 | 7.5 | 59000 | 5700 | 3 | 2.5 | Non Federally-Regulated | 06/11/1985 |  | 05/11/1988
McQuay / Snyder General | Electro-Hydronics | FC350G7 |  | Water-Source | WBAHP: Heat Pump Packaged Unit | Heat Pump | 265 | 1 |  |  | No Match | No Match |  |  |  | 35600 | 3360 | 10.6 | 7.5 | 43000 | 3500 | 3.6 | 2.5 | Non Federally-Regulated | 08/29/1986 |  | 05/11/1988
Waterfurnace International, Inc. | WFI Industries, Ltd. | VLH/VXH042*3 |  | Water-Source | WBAHP: Heat Pump Packaged Unit | Heat Pump | 230 | 3 |  |  | No Match | No Match |  |  |  | 40000 | 3076 | 13 | 10 | 47400 | 3229 | 4.3 |  | Federally-Regulated Commercial & Industrial Equipment | 06/20/2003 |  | 02/17/2011
California Heat Pump | California Heat Pump | 43H**-32-** |  | Water-Source | WBAHP: Heat Pump Packaged Unit | Heat Pump | 208 | 3 |  |  | No Match | No Match |  |  |  | 43000 | 3340 | 11.2 | 7.5 | 47000 | 3720 | 3.7 | 2.5 | Non Federally-Regulated | 06/11/1985 |  | 08/29/1986
Waterfurnace International, Inc. | Rybacki - Hart Enterprises | GS015**2*0 |  | Water-Source | WBAHP: Heat Pump Packaged Unit | Heat Pump | 265 | 1 |  |  | No Match | Single-Speed |  |  |  | 14400 | 929 | 15.5 | 11.2 | 17800 | 1110 | 4.7 | 4.2 | Federally-Regulated Commercial & Industrial Equipment | 01/24/2011 |  | 04/19/2013
Jacobsen Energy Ind., Inc. | Jacobsen Energy Ind., Inc. | 24***5**** |  | Water-Source | WBAHP: Heat Pump Packaged Unit | Heat Pump | 265 | 1 |  |  | No Match | No Match |  |  |  | 24000 | 2050 | 11.7 | 7.5 | 31000 | 2250 | 4 | 2.5 | Non Federally-Regulated | 06/11/1985 |  | 05/11/1988
Mammoth | Hydrobank II | F025VLG |  | Ground-Water-Source | WBAHP: Heat Pump Packaged Unit | Heat Pump | 208 | 3 |  |  | No Match | No Match |  |  |  | 24800 | 1771 | 14 | 9 | 18800 | 1776 | 3.1 |  | Non Federally-Regulated | 01/18/2001 |  | 07/18/2002
Florida Heat Pump | Florida Heat Pump | GO024-1CF/HZ/VT |  | Ground-Water-Source | WBAHP: Heat Pump Packaged Unit | Heat Pump | 208 | 1 |  |  | No Match | No Match |  |  |  | 27200 | 1789 | 15.2 | 9 | 18400 | 1585 | 3.4 |  | Non Federally-Regulated | 05/29/2001 |  | 07/18/2002
Waterfurnace International, Inc. | Waterfurnace International, Inc. | VLH048A3 |  | Water-Source | WBAHP: Heat Pump Packaged Unit | Heat Pump | 230 | 3 |  |  | No Match | No Match |  |  |  | 47000 | 3852 | 12.2 | 10 | 59800 | 4274 | 4.1 |  | Federally-Regulated Commercial & Industrial Equipment | 07/29/1998 |  | 10/02/1998
Waterfurnace International, Inc. | Rybacki - Hart Enterprises | ZS041**0*0 |  | Ground-Water-Source | WBAHP: Heat Pump Packaged Unit | Heat Pump | 230 | 1 |  |  | No Match | Single-Speed |  |  |  | 44500 | 2160 | 20.6 | 16.2 | 36000 | 2776 | 3.8 | 3.6 | Non Federally-Regulated | 01/24/2011 |  | 04/19/2013
Addison Products | Addison Products | HWY048-4A |  | Water-Source | WBAHP: Heat Pump Packaged Unit | Heat Pump | 460 | 3 |  |  | No Match | No Match |  |  |  | 49200 | 3874 | 12.7 | 10 | 61900 | 4030 | 4.5 |  | Federally-Regulated Commercial & Industrial Equipment | 11/17/1999 |  | 11/14/2000
Command-Aire | Command-Aire | SWPH-1844 |  | Water-Source | WBAHP: Heat Pump Packaged Unit | Heat Pump | 460 | 3 |  |  | No Match | No Match |  |  |  | 206000 | 22700 | 9.1 | 7.5 | 286000 | 23100 | 3.6 | 2.2 | Non Federally-Regulated | 01/05/1982 |  | 06/11/1985
Enertech Global, LLC | Enertech | TXT072B3 |  | Ground-Source | WBAHP: Heat Pump Packaged Unit | Heat Pump | 460 | 3 |  |  | No Match | Single-Speed | 3667 | 693 | 1 | 65400 | 4360 | 15 | 13.4 | 57000 | 4515 | 3.7 | 3.1 | Non Federally-Regulated | 05/02/2012 |  | 01/09/2014
Florida Heat Pump | Geomaster, LLC | EC018-1CF/HZ/VT |  | Ground-Source | WBAHP: Heat Pump Packaged Unit | Heat Pump | 208 | 1 |  |  | No Match | Single-Speed |  |  |  | 19800 | 1404 | 14.1 | 13.4 | 13400 | 1191 | 3.3 | 3.1 | Non Federally-Regulated | 04/30/2009 |  | 04/20/2015
McQuay / Snyder General | Electro-Hydronics | UW260FK |  | Water-Source | WBAHP: Heat Pump Packaged Unit | Heat Pump | 208 | 3 |  |  | No Match | No Match |  |  |  | 26000 | 2450 | 10.6 | 7.5 | 31600 | 2500 | 3.7 | 2.5 | Non Federally-Regulated | 08/29/1986 |  | 05/11/1988
Florida Heat Pump | Bosch | ES024-1CF/HZ/VT |  | Ground-Water-Source | WBAHP: Heat Pump Packaged Unit | Heat Pump | 230 | 1 |  |  |  | Single-Speed |  |  |  | 27500 | 1303 | 21.1 | 16.2 | 25500 | 1823 | 4.1 | 3.6 | Non Federally-Regulated | 04/22/2015 |  | 05/01/2015
Mammoth | Hydrobank II | F030HHJ |  | Water-Source | WBAHP: Heat Pump Packaged Unit | Heat Pump | 230 | 3 |  |  | No Match | No Match |  |  |  | 31000 | 2818 | 11 | 10 | 39000 | 2929 | 3.9 |  | Federally-Regulated Commercial & Industrial Equipment | 11/14/2000 |  | 01/18/2001
Maritime Geothermal, Ltd. | Nordic | 0-45-HPCW |  | Ground-Water-Source | WBAH: Heating Only Packaged Un | Heat Pump | 208 | 1 |  |  | No Match | No Match | [7 empty] | 58702 | 3983 | 4.3 | 3.5 | Non Federally-Regulated | 03/31/1998 |  | 05/10/1998
American Air Filter | Enercon | HW49 |  | Water-Source | WBAHP: Heat Pump Packaged Unit | Heat Pump | 200 | 3 |  |  | No Match | No Match |  |  |  | 49000 | 4470 | 11 | 7.5 | 62000 | 5260 | 3.5 | 2.5 | Non Federally-Regulated | 06/11/1985 |  | 05/11/1988
Addison Products | Comfort-Aire | RWP-1033 |  | Water-Source | WBAHP: Heat Pump Packaged Unit | Heat Pump | 208 | 3 |  |  | No Match | No Match |  |  |  | 117000 | 11800 | 9.9 | 10.5 | 149000 | 11700 | 3.7 | 3.8 | Non Federally-Regulated | 07/31/1991 |  | 03/31/1998
Florida Heat Pump | Energy Miser | EMH31-2 |  | Water-Source | WBAHP: Heat Pump Packaged Unit | Heat Pump | 265 | 1 |  |  | No Match | No Match |  |  |  | 30000 | 2830 | 10.6 | 9.3 | 36000 | 3100 | 3.4 | 3.8 | Non Federally-Regulated | 07/31/1991 |  | 03/31/1998
Climate Control / Snyder General | Electro-Hydronics | CC90G7 |  | Water-Source | WBAHP: Heat Pump Packaged Unit | Heat Pump | 265 | 1 |  |  | No Match | No Match |  |  |  | 9000 | 855 | 10.5 | 7.5 | 11000 | 920 | 3.5 | 2.5 | Non Federally-Regulated | 06/11/1985 |  | 08/29/1986
Mammoth | Mammoth | D035HSXXX |  | Ground-Water-Source | WBAHP: Heat Pump Packaged Unit | Heat Pump | 230 | 1 |  |  | No Match | No Match |  |  |  | 37000 | 3660 | 10.1 |  | 41500 | 3575 | 3.4 |  | Non Federally-Regulated | 05/11/1988 |  | 03/15/1989
Enertech Global, LLC | Enertech | GCT072D |  | Ground-Water-Source | WBAHP: Heat Pump Packaged Unit | Heat Pump | 230 | 1 |  |  | No Match | Single-Speed | 2967 | 710 | 1 | 77200 | 3676 | 21 | 16.2 | 72600 | 4948 | 4.3 | 3.6 | Non Federally-Regulated | 09/03/2012 |  | 12/12/2012
Mammoth | Hydrobank II | D006CHF |  | Water-Source | WBAHP-O: Heat Pump Packaged Un | Heat Pump | 230 | 1 |  |  | No Match | No Match |  |  |  | 7400 | 672 | 11 | 10 | 10500 | 769 | 4 |  | Federally-Regulated Commercial & Industrial Equipment | 05/23/2000 |  | 01/18/2001
Command-Aire | Command-Aire | SWP-353 |  | Water-Source | WBAHP: Heat Pump Packaged Unit | Heat Pump | 208 | 3 |  |  | No Match | No Match |  |  |  | 36000 | 3450 | 10.4 | 9 | 50000 | 3900 | 3.8 | 3.2 | Non Federally-Regulated | 05/11/1988 |  | 03/15/1989
McQuay International | McQuay | CCW042E-G |  | Water-Source | WBAHP: Heat Pump Packaged Unit | Heat Pump | 230 | 1 |  |  | No Match | No Match |  |  |  | 39000 | 3000 | 13 | 9.3 | 47000 | 2930 | 4.7 | 3.8 | Federally-Regulated Commercial & Industrial Equipment | 03/31/1998 |  | 05/10/1998
Florida Heat Pump | Geomaster, LLC | EC030-3CS | EC030-1AH/AV | Ground-Source | WBAHP-CB: Heat Pump Split Syst | Heat Pump | 208 | 3 |  |  | No Match | Single-Speed |  |  |  | 30400 | 2126 | 14.3 | 13.4 | 20600 | 1831 | 3.3 | 3.1 | Non Federally-Regulated | 04/30/2009 |  | 04/20/2015
Florida Heat Pump | Florida Heat Pump | GT024-3CF/HZ/VT |  | Water-Source | WBAHP: Heat Pump Packaged Unit | Heat Pump | 230 | 3 |  |  | No Match | No Match |  |  |  | 23500 | 1766 | 13.3 | 10 | 27200 | 1811 | 4.4 |  | Federally-Regulated Commercial & Industrial Equipment | 07/16/2001 |  | 02/09/2009
ClimateMaster Inc. | Climate Master | GSS042BG | FK4CNF005 | Water-Source | WBAHP-CB: Heat Pump Split Syst | Heat Pump | 230 | 1 |  |  | No Match | Single-Speed |  |  |  | 39800 | 2823 | 14.1 | 12 | 48300 | 3014 | 4.7 | 4.2 | Federally-Regulated Commercial & Industrial Equipment | 09/15/2009 |  | 02/17/2011
Carrier Corp. | Carrier | 50KQ0124 |  | Water-Source | WBAHP: Heat Pump Packaged Unit | Heat Pump | 265 | 1 |  |  | No Match | No Match |  |  |  | 11400 | 1085 | 10.5 | 9 | 13000 | 1120 | 3.4 | 3.2 | Federally-Regulated Commercial & Industrial Equipment | 02/06/1988 |  | 05/11/1988
Waterfurnace International, Inc. | Waterfurnace International, Inc. | E036**1(P) |  | Ground-Water-Source | WBAHP: Heat Pump Packaged Unit | Heat Pump | 208 | 1 |  |  | No Match | No Match |  |  |  | 20000 | 847 | 23.6 | 9 | 13400 | 1006 | 3.9 |  | Non Federally-Regulated | 05/24/2001 |  | 07/18/2002
Florida Heat Pump | Florida Heat Pump | EM042-4CF/HZ/VT |  | Ground-Water-Source | WBAHP: Heat Pump Packaged Unit | Heat Pump | 460 | 3 |  |  | No Match | No Match |  |  |  | 41000 | 3037 | 13.5 | 9 | 30000 | 2929 | 3 |  | Non Federally-Regulated | 07/22/2002 |  | 03/12/2009
Florida Heat Pump | Energy Miser | HEH84-1 |  | Water-Source | WBAHP: Heat Pump Packaged Unit | Heat Pump | 208 | 1 |  |  | No Match | No Match |  |  |  | 84000 | 7240 | 11.6 | 10.5 | 107000 | 7650 | 4.2 | 3.8 | Non Federally-Regulated | 07/31/1991 |  | 03/31/1998
Carrier Corp. | Carrier | 50HQ,VQ0223 |  | Water-Source | WBAHP: Heat Pump Packaged Unit | Heat Pump | 230 | 1 |  |  | No Match | No Match |  |  |  | 22000 | 2100 | 10.4 | 7.5 | 24000 | 2100 | 3.3 | 2.5 | Non Federally-Regulated | 08/30/1983 |  | 05/11/1988
Florida Heat Pump | Geomaster, LLC | EC042-3CS | EC042-1AH/AV | Water-Source | WBAHP-CB: Heat Pump Split Syst | Heat Pump | 230 | 3 |  |  | No Match | Single-Speed |  |  |  | 41000 | 3203 | 12.8 | 12 | 52000 | 3628 | 4.2 | 4.2 | Federally-Regulated Commercial & Industrial Equipment | 04/30/2009 |  | 04/20/2015
Enertech Global, LLC | Enertech | GTC048 | MPD048 | Ground-Water-Source | WBAHP-CB: Heat Pump Split Syst | Heat Pump | 230 | 1 |  |  | No Match | Single-Speed |  |  |  | 57000 | 2969 | 19.2 | 16.2 | 49700 | 3835 | 3.8 | 3.6 | Non Federally-Regulated | 07/16/2009 |  | 08/23/2011
ClimateMaster Inc. | Climate Master Series | VP/HP036 F/H |  | Water-Source | WBAHP: Heat Pump Packaged Unit | Heat Pump | 208 | 3 |  |  | No Match | No Match |  |  |  | 35000 | 2692 | 13 | 10 | 43000 | 2930 | 4.3 |  | Federally-Regulated Commercial & Industrial Equipment | 02/02/1998 |  | 03/31/1998
Waterfurnace International, Inc. | Waterfurnace International, Inc. | VLV/VXV024*1 |  | Ground-Water-Source | WBAHP: Heat Pump Packaged Unit | Heat Pump | 230 | 1 |  |  | No Match | No Match |  |  |  | 25300 | 1794 | 14.1 | 9 | 16900 | 1707 | 2.9 |  | Non Federally-Regulated | 06/20/2003 |  | 03/12/2009
Friedrich Climate Master | Climate Master Series | 805-036-G******** |  | Water-Source | WBAHP: Heat Pump Packaged Unit | Heat Pump | 208 | 1 |  |  | No Match | No Match |  |  |  | 34500 | 3350 | 10.3 | 7.5 | 44000 | 3910 | 3.3 | 2.5 | Non Federally-Regulated | 08/29/1986 |  | 05/11/1988
McQuay / Snyder General | Electro-Hydronics | UC140G5 |  | Water-Source | WBAHP: Heat Pump Packaged Unit | Heat Pump | 208 | 1 |  |  | No Match | No Match |  |  |  | 13500 | 1300 | 10.4 | 7.5 | 17500 | 1350 | 3.8 | 2.5 | Non Federally-Regulated | 08/29/1986 |  | 05/11/1988
Florida Heat Pump | Florida Heat Pump | EM009-1CS | EM009-1AV | Water-Source | WBAHP-C: Heat Pump Split Syste | Heat Pump | 208 | 1 |  |  | No Match | No Match |  |  |  | 9300 | 756 | 12.3 | 10 | 12800 | 852 | 4.4 |  | Federally-Regulated Commercial & Industrial Equipment | 12/14/1998 |  | 10/05/1999
Climate Control / Snyder General | Trane | WPHA08XC* |  | Water-Source | WBAHP: Heat Pump Packaged Unit | Heat Pump | 230 | 1 |  |  | No Match | No Match |  |  |  | 6900 | 645 | 10 | 7.5 | 8800 | 680 | 3.8 | 2.5 | Non Federally-Regulated | 05/16/1984 |  | 08/29/1986
Florida Heat Pump | Florida Heat Pump | CW012-1 |  | Ground-Water-Source | WBAHP: Heat Pump Packaged Unit | Heat Pump | 208 | 1 |  |  | No Match | No Match |  |  |  | 11000 | 714 | 15.4 | 9 | 7400 | 677 | 3.2 |  | Non Federally-Regulated | 07/22/2002 |  | 03/12/2009
McQuay / Snyder General | Electro-Hydronics | UC260FP |  | Water-Source | WBAHP: Heat Pump Packaged Unit | Heat Pump | 460 | 3 |  |  | No Match | No Match |  |  |  | 26000 | 2450 | 10.6 | 7.5 | 31600 | 2500 | 3.7 | 2.5 | Non Federally-Regulated | 08/29/1986 |  | 05/11/1988
Waterfurnace International, Inc. | Geosmart Energy, Inc. | YS048**1*0 |  | Ground-Source | WBAHP: Heat Pump Packaged Unit | Heat Pump | 208 | 1 |  |  | No Match | Single-Speed |  |  |  | 49500 | 2946 | 16.8 | 13.4 | 36900 | 3277 | 3.3 | 3.1 | Non Federally-Regulated | 01/24/2011 |  | 05/01/2015
Waterfurnace International, Inc. | Waterfurnace International, Inc. | SXV030B3 |  | Ground-Water-Source | WBAHP: Heat Pump Packaged Unit | Heat Pump | 208 | 3 |  |  | No Match | No Match |  |  |  | 31200 | 2181 | 14.3 | 9 | 21600 | 1808 | 3.5 |  | Non Federally-Regulated | 08/21/1998 |  | 10/02/1998
Enertech Global, LLC | Roth Industries, Inc. | RCT048C |  | Ground-Source | WBAHP: Heat Pump Packaged Unit | Heat Pump | 208 | 1 |  |  | No Match | Single-Speed |  |  |  | 48300 | 2808 | 17.2 | 13.4 | 38600 | 2901 | 3.9 | 3.1 | Non Federally-Regulated | 12/12/2012 |  | 04/21/2014
Florida Heat Pump | Florida Heat Pump | EM028-3CF |  | Water-Source | WBAHP: Heat Pump Packaged Unit | Heat Pump | 230 | 1 |  |  | No Match | No Match |  |  |  | 28000 | 1971 | 14.2 | 9.3 | 33400 | 2175 | 4.5 | 3.8 | Federally-Regulated Commercial & Industrial Equipment | 03/31/1998 |  | 05/10/1998
Florida Heat Pump | Geomaster, LLC | ES036-3CF/HZ/VT |  | Ground-Source | WBAHP: Heat Pump Packaged Unit | Heat Pump | 208 | 3 |  |  | No Match | Single-Speed |  |  |  | 34000 | 1789 | 19 | 13.4 | 24000 | 2009 | 3.5 | 3.1 | Non Federally-Regulated | 02/09/2009 |  | 04/20/2015
ClimateMaster Inc. | Climate Master Series | 814-031-F******** |  | Water-Source | WBAHP: Heat Pump Packaged Unit | Heat Pump | 460 | 3 |  |  | No Match | No Match |  |  |  | 31000 | 2897 | 10.7 | 9 | 39500 | 3046 | 3.8 | 3.2 | Federally-Regulated Commercial & Industrial Equipment | 01/23/1988 |  | 05/11/1988
Waterfurnace International, Inc. | Waterfurnace International, Inc. | E035**1 |  | Ground-Water-Source | WBAHP: Heat Pump Packaged Unit | Heat Pump | 208 | 1 |  |  | No Match | No Match |  |  |  | 34400 | 2150 | 16 | 9 | 25000 | 2219 | 3.3 |  | Non Federally-Regulated | 05/21/2002 |  | 07/18/2002
McQuay International | McQuay | W-LDE/LDL/LME/LML-1-12 |  | Water-Source | WBAHP: Heat Pump Packaged Unit | Heat Pump | 575 | 3 |  |  | No Match | No Match |  |  |  | 116000 | 9747 | 11.9 | 9 | 139000 | 9933 | 4.1 | 3.8 | Federally-Regulated Commercial & Industrial Equipment | 09/21/2000 |  | 01/18/2001
Waterfurnace International, Inc. | Waterfurnace International, Inc. | P045**3 |  | Ground-Water-Source | WBAHP: Heat Pump Packaged Unit | Heat Pump | 230 | 3 |  |  | No Match | No Match |  |  |  | 50000 | 3571 | 14 | 9 | 33000 | 3119 | 3.1 |  | Non Federally-Regulated | 05/19/2000 |  | 07/18/2002
Waterfurnace International, Inc. | Geosmart Energy, Inc. | YS036**1*4 |  | Ground-Water-Source | WBAHP: Heat Pump Packaged Unit | Heat Pump | 208 | 1 |  |  | No Match | Single-Speed |  |  |  | 37700 | 1639 | 23 | 16.2 | 33000 | 2249 | 4.3 | 3.6 | Non Federally-Regulated | 01/24/2011 |  | 01/09/2014
ClimateMaster Inc. | Climate Master Series | VL009E********* |  | Water-Source | WBAHP: Heat Pump Packaged Unit | Heat Pump | 265 | 1 |  |  | No Match | No Match |  |  |  | 9800 | 850 | 11.5 | 9 | 12000 | 827 | 4.2 | 3.2 | Federally-Regulated Commercial & Industrial Equipment | 07/17/1991 |  | 07/27/1992
Snyder General Corp. | McQuay | CCW024A*N |  | Water-Source | WBAHP: Heat Pump Packaged Unit | Heat Pump | 265 | 1 |  |  | No Match | No Match |  |  |  | 23900 | 2298 | 10.4 | 9 | 29400 | 2329 | 3.7 | 3.2 | Non Federally-Regulated | 02/22/1990 |  | 07/31/1991
ClimateMaster Inc. | Climate Master Series | GRV/GRH036BH |  | Ground-Water-Source | WBAHP: Heat Pump Packaged Unit | Heat Pump | 208 | 3 |  |  | No Match | No Match |  |  |  | 34300 | 2578 | 13.3 | 9 | 26300 | 2408 | 3.2 |  | Non Federally-Regulated | 01/22/2003 |  | 03/12/2009
California Heat Pump | Trane | WPVB-0262 |  | Water-Source | WBAHP: Heat Pump Packaged Unit | Heat Pump | 208 | 1 |  |  | No Match | No Match |  |  |  | 24500 | 3050 | 8 | 7.5 | 30000 | 3200 | 2.7 | 2.5 | Non Federally-Regulated | 06/11/1985 |  | 05/11/1988
Trane U.S. Inc. | Command-Aire | GSHC0301B |  | Ground-Water-Source | WBAHP: Heat Pump Packaged Unit | Heat Pump | 208 | 1 |  |  | No Match | No Match |  |  |  | 29000 | 1933 | 15 | 9 | 21600 | 2182 | 2.9 |  | Non Federally-Regulated | 10/06/1999 |  | 04/10/2000
Enertech Global, LLC | Enertech | TVT040 |  | Ground-Water-Source | WBAHP: Heat Pump Packaged Unit | Heat Pump | 230 | 1 |  |  | No Match | Single-Speed |  |  |  | 41300 | 1995 | 20.7 | 16.2 | 36100 | 2575 | 4.1 | 3.6 | Non Federally-Regulated | 11/25/2009 |  | 11/30/2011
Florida Heat Pump | Energy Miser | LTCS 60-3 | LTAH 60-1 | Ground-Water-Source | WBAHP-CB: Heat Pump Split Syst | Heat Pump | 208 | 3 |  |  | No Match | No Match |  |  |  | 54000 | 4910 | 11 | 11 | 64000 | 5680 | 3.3 | 3.4 | Non Federally-Regulated | 07/31/1991 |  | 03/31/1998
ClimateMaster Inc. | Trane | WPVC0367 |  | Water-Source | WBAHP: Heat Pump Packaged Unit | Heat Pump | 265 | 1 |  |  | No Match | No Match |  |  |  | 36000 | 3200 | 11.3 | 9 | 42500 | 3200 | 3.9 | 3.2 | Non Federally-Regulated | 02/22/1990 |  | 07/31/1991
Florida Heat Pump | Florida Heat Pump | EM070-1CF/HZ/VT |  | Ground-Water-Source | WBAHP: Heat Pump Packaged Unit | Heat Pump | 208 | 1 |  |  | No Match | No Match |  |  |  | 72000 | 4897 | 14.7 | 9 | 53000 | 4852 | 3.2 |  | Non Federally-Regulated | 07/22/2002 |  | 03/12/2009
Waterfurnace International, Inc. | Waterfurnace International, Inc. | SXV019C0 |  | Water-Source | WBAHP: Heat Pump Packaged Unit | Heat Pump | 208 | 1 |  |  | No Match | No Match |  |  |  | 18600 | 1338 | 13.9 | 9.3 | 24200 | 1447 | 4.9 | 3.8 | Federally-Regulated Commercial & Industrial Equipment | 03/31/1998 |  | 05/10/1998
Waterfurnace International, Inc. | Extended Range | WXH/WXV059A*4*** |  | Ground-Water-Source | WBAHP: Heat Pump Packaged Unit | Heat Pump | 460 | 3 |  |  | No Match | No Match |  |  |  | 59000 | 6146 | 9.6 |  | 74000 | 6377 | 3.4 |  | Non Federally-Regulated | 03/15/1989 |  | 07/31/1991
Florida Heat Pump | Energy Miser | HEV124-3 |  | Water-Source | WBAHP: Heat Pump Packaged Unit | Heat Pump | 208 | 3 |  |  | No Match | No Match |  |  |  | 122000 | 11510 | 10.6 | 10.5 | 166000 | 12805 | 3.8 | 3.8 | Non Federally-Regulated | 07/31/1991 |  | 03/31/1998
American Air Filter | Enercon | DVW23 |  | Water-Source | WBAHP: Heat Pump Packaged Unit | Heat Pump | 265 | 1 |  |  | No Match | No Match |  |  |  | 22800 | 1990 | 11.5 | 7.5 | 27400 | 2130 | 3.8 | 2.5 | Non Federally-Regulated | 05/16/1984 |  | 06/11/1985
Waterfurnace International, Inc. | Waterfurnace International, Inc. | VLH/VXH042*1 |  | Water-Source | WBAHP: Heat Pump Packaged Unit | Heat Pump | 230 | 1 |  |  | No Match | No Match |  |  |  | 40000 | 3076 | 13 | 10 | 47400 | 3229 | 4.3 |  | Federally-Regulated Commercial & Industrial Equipment | 10/05/1999 |  | 02/17/2011
Florida Heat Pump | Geomaster, LLC | EC048-1CS | EC048-1AH/AV | Ground-Water-Source | WBAHP-CB: Heat Pump Split Syst | Heat Pump | 230 | 1 |  |  | No Match | Single-Speed |  |  |  | 56800 | 2812 | 20.2 | 16.2 | 45700 | 2812 | 4.1 | 3.6 | Non Federally-Regulated | 04/30/2009 |  | 04/20/2015
Addison Products | Addison Products | VGY048-1A |  | Water-Source | WBAHP-CB: Heat Pump Split Syst | Heat Pump | 208 | 1 |  |  | No Match | No Match |  |  |  | 54400 | 4689 | 11.6 | 9 | 61800 | 5029 | 3.6 | 3.5 | Non Federally-Regulated | 11/14/2000 |  | 07/18/2002
Command-Aire | Command-Aire | SWPH-543 |  | Water-Source | WBAHP: Heat Pump Packaged Unit | Heat Pump | 230 | 3 |  |  | No Match | No Match |  |  |  | 56000 | 5800 | 9.7 | 9 | 71000 | 5800 | 3.6 | 3.2 | Non Federally-Regulated | 05/11/1988 |  | 03/15/1989
Mammoth | Sol-A-Terra II | D035VSB |  | Ground-Water-Source | WBAHP: Heat Pump Packaged Unit | Heat Pump | 208 | 1 |  |  | No Match | No Match |  |  |  | 36200 | 3415 | 10.6 | 11 | 45500 | 3809 | 3.5 | 3.4 | Non Federally-Regulated | 07/31/1991 |  | 03/31/1998
Carrier Corp. | Carrier | 50VQD048 |  | Water-Source | WBAHP: Heat Pump Packaged Unit | Heat Pump | 208 | 1 |  |  | No Match | No Match |  |  |  | 47500 | 4318 | 11 | 10 | 57000 | 4394 | 3.8 |  | Federally-Regulated Commercial & Industrial Equipment | 12/14/1994 |  | 04/07/1996
Waterfurnace International, Inc. | Waterfurnace International, Inc. | ATH056D3 |  | Ground-Water-Source | WBAHP: Heat Pump Packaged Unit | Heat Pump | 208 | 3 |  |  | No Match | No Match |  |  |  | 58000 | 3790 | 15.3 | 9 | 44500 | 4075 | 3.2 |  | Non Federally-Regulated | 12/14/1998 |  | 10/06/1999
Florida Heat Pump | Florida Heat Pump | EM015-1CS | EM015-1AH/AV | Water-Source | Water/Brine to Air Heat Pump S | Heat Pump | 230 | 1 |  |  | No Match | No Match |  |  |  | 14500 | 1271 | 11.4 | 10 | 19700 | 1443 | 4 |  | Federally-Regulated Commercial & Industrial Equipment | 04/12/2000 |  | 03/12/2009
Waterfurnace International, Inc. | American Standard, Inc. | A1GC070***1**4 |  | Ground-Source | WBAHP: Heat Pump Packaged Unit | Heat Pump | 230 | 1 |  |  | No Match | Single-Speed | 3455 | 800 |  | 68500 | 4255 | 16.1 | 13.4 | 51600 | 4321 | 3.5 | 3.1 | Non Federally-Regulated | 08/23/2011 |  | 10/24/2014
McQuay International | McQuay | W-FDD/FDE/FME-1-019-E |  | Water-Source | WBAHP: Heat Pump Packaged Unit | Heat Pump | 230 | 1 |  |  | No Match | No Match |  |  |  | 19000 | 1637 | 11.6 | 10 | 23500 | 1765 | 3.9 |  | Federally-Regulated Commercial & Industrial Equipment | 11/14/2000 |  | 03/12/2009
Power-Save International, Inc. | S.O.E.S.I. | PSD-300 |  | Water-Source | WBAHP: Heat Pump Packaged Unit | Heat Pump | 230 | 1 |  |  | No Match | No Match |  |  |  | 38000 | 2461 | 15.4 | 9 | 40000 | 2484 | 4.7 | 3.2 | Non Federally-Regulated | 05/11/1988 |  | 03/15/1989
Command-Aire | Command-Aire | SWPH613E |  | Water-Source | WBAHP: Heat Pump Packaged Unit | Heat Pump | 208 | 3 |  |  | No Match | No Match |  |  |  | 62000 | 5640 | 11 | 7.5 | 78000 | 5710 | 4 | 2.5 | Non Federally-Regulated | 06/11/1985 |  | 01/23/1988
Waterfurnace International, Inc. | Geotility Geothermal Installations | ZS041**5*0 |  | Ground-Source | WBAHP: Heat Pump Packaged Unit | Heat Pump | 575 | 3 |  |  | No Match | Single-Speed |  |  |  | 41000 | 2595 | 15.8 | 13.4 | 29000 | 2576 | 3.3 | 3.1 | Non Federally-Regulated | 01/24/2011 |  | 04/19/2013
Heat Controller | Heat Controller | VWPG042-1B-XL* |  | Water-Source | WBAHP-CB: Heat Pump Split Syst | Heat Pump | 208 | 1 |  |  | No Match | No Match |  |  |  | 42000 | 2896 | 14.5 | 9 | 46000 | 3209 | 4.2 | 3.5 | Non Federally-Regulated | 12/14/1998 |  | 04/12/2000
Waterfurnace International, Inc. | Waterfurnace International, Inc. | ATH040D0 |  | Ground-Water-Source | WBAHP: Heat Pump Packaged Unit | Heat Pump | 230 | 1 |  |  | No Match | No Match |  |  |  | 41500 | 2441 | 17 | 9 | 29200 | 2516 | 3.4 |  | Non Federally-Regulated | 12/14/1998 |  | 10/06/1999
McQuay International | McQuay | CCW019E-G |  | Water-Source | WBAHP: Heat Pump Packaged Unit | Heat Pump | 208 | 1 |  |  | No Match | No Match |  |  |  | 18800 | 1392 | 13.5 | 10 | 22400 | 1526 | 4.3 |  | Federally-Regulated Commercial & Industrial Equipment | 12/14/1998 |  | 09/21/2000
Mammoth | Hydrobank II | K130HHT/VHT |  | Water-Source | WBAHP: Heat Pump Packaged Unit | Heat Pump | 575 | 3 |  |  | No Match | No Match |  |  |  | 124000 | 9538 | 13 | 9 | 159000 | 11650 | 4 | 3.8 | Federally-Regulated Commercial & Industrial Equipment | 02/02/1998 |  | 03/31/1998
Florida Heat Pump | Florida Heat Pump | AU049-1CF/HZ/VT |  | Water-Source | WBAHP: Heat Pump Packaged Unit | Heat Pump | 230 | 1 |  |  | No Match | Single-Speed |  |  |  | 48000 | 3556 | 12.6 | 12 | 58000 | 3540 | 4.8 | 4.2 | Federally-Regulated Commercial & Industrial Equipment | 06/23/2011 |  | 12/12/2012
Enertech Global, LLC | Enertech | THT024A |  | Ground-Water-Source | WBAHP: Heat Pump Packaged Unit | Heat Pump | 208 | 1 |  |  | No Match | Single-Speed |  |  |  | 24400 | 1232 | 19.8 | 16.2 | 24300 | 1737 | 4.1 | 3.6 | Non Federally-Regulated | 12/12/2012 |  | 05/11/2015
Climate Control / Snyder General | Electro-Hydronics | FW610G3 |  | Water-Source | WBAHP: Heat Pump Packaged Unit | Heat Pump | 230 | 1 |  |  | No Match | No Match |  |  |  | 61500 | 5850 | 10.5 | 7.5 | 69000 | 5790 | 3.5 | 2.5 | Non Federally-Regulated | 05/16/1984 |  | 06/11/1985
McQuay International | McQuay | FCV/FCW/VWH/VWW009B-A |  | Water-Source | WBAHP: Heat Pump Packaged Unit | Heat Pump | 115 | 1 |  |  | No Match | No Match |  |  |  | 8800 | 822 | 10.7 | 10 | 12000 | 901 | 3.9 |  | Federally-Regulated Commercial & Industrial Equipment | 02/02/1998 |  | 03/31/1998
Waterfurnace International, Inc. | Waterfurnace International, Inc. | SXV048C1 |  | Water-Source | WBAHP: Heat Pump Packaged Unit | Heat Pump | 230 | 1 |  |  | No Match | No Match |  |  |  | 49000 | 3629 | 13.5 | 9.3 | 60500 | 3772 | 4.7 | 3.8 | Federally-Regulated Commercial & Industrial Equipment | 03/31/1998 |  | 05/10/1998
Addison Products | Addison Products | DWPG017-1B-XL* |  | Ground-Water-Source | WBAHP: Heat Pump Packaged Unit | Heat Pump | 208 | 1 |  |  | No Match | No Match |  |  |  | 16300 | 5093 | 3.2 | 9 | 11500 | 1053 | 3.2 |  | Non Federally-Regulated | 05/15/1998 |  | 07/29/1998
Florida Heat Pump | Clean Energy Developments Corp. | PT049-1CF/HZ/VT |  | Ground-Water-Source | WBAHP: Heat Pump Packaged Unit | Heat Pump | 208 | 1 |  |  | No Match | Single-Speed |  |  |  | 56000 | 2333 | 24 | 16.2 | 45500 | 2333 | 4.8 | 3.6 | Non Federally-Regulated | 07/06/2011 |  | 09/03/2012
McQuay International | McQuay | HWH/HWW009C-G |  | Water-Source | WBAHP: Heat Pump Packaged Unit | Heat Pump | 230 | 1 |  |  | No Match | No Match |  |  |  | 8700 | 790 | 11 | 10 | 12000 | 901 | 3.9 |  | Federally-Regulated Commercial & Industrial Equipment | 11/17/1999 |  | 09/21/2000
Waterfurnace International, Inc. | Waterfurnace International, Inc. | VLV/VXV036*0 |  | Water-Source | WBAHP: Heat Pump Packaged Unit | Heat Pump | 230 | 1 |  |  | No Match | No Match |  |  |  | 34800 | 2697 | 12.9 | 10 | 42000 | 2861 | 4.3 |  | Federally-Regulated Commercial & Industrial Equipment | 11/14/2000 |  | 06/20/2003
Mammoth | Hydrobank II | D016VHA/HHA |  | Water-Source | WBAHP: Heat Pump Packaged Unit | Heat Pump | 230 | 1 |  |  | No Match | No Match |  |  |  | 16000 | 1250 | 12.8 | 9.3 | 22000 | 1465 | 4.4 | 3.8 | Federally-Regulated Commercial & Industrial Equipment | 03/31/1998 |  | 05/10/1998
Waterfurnace International, Inc. | Waterfurnace International, Inc. | SXH048B0 |  | Water-Source | WBAHP: Heat Pump Packaged Unit | Heat Pump | 208 | 1 |  |  | No Match | No Match |  |  |  | 49000 | 3629 | 13.5 | 10 | 60500 | 3772 | 4.7 |  | Federally-Regulated Commercial & Industrial Equipment | 02/02/1998 |  | 03/31/1998
Florida Heat Pump | Energy Miser | HLTH60-4 |  | Water-Source | WBAH-O: Heating Only Packaged | Heat Pump | 460 | 3 |  |  | No Match | No Match |  |  |  | 0 | 0 | 0 | 9 | 68000 | 5690 | 3.5 |  | Non Federally-Regulated | 03/07/1989 |  | 07/28/1992
McQuay International | McQuay | CCH/CCW/HWH/HWW120C-T |  | Water-Source | WBAHP: Heat Pump Packaged Unit | Heat Pump | 460 | 3 |  |  | No Match | No Match |  |  |  | 118500 | 10486 | 11.3 | 9 | 148000 | 10087 | 4.3 | 3.8 | Federally-Regulated Commercial & Industrial Equipment | 12/14/1998 |  | 11/17/1999
Florida Heat Pump | Florida Heat Pump | EM036-3CS | EM036-1AV | Water-Source | WBAHP-C: Heat Pump Split Syste | Heat Pump | 230 | 3 |  |  | No Match | No Match |  |  |  | 34500 | 2500 | 13.8 | 10 | 41000 | 2730 | 4.4 |  | Federally-Regulated Commercial & Industrial Equipment | 02/02/1998 |  | 03/31/1998
Waterfurnace International, Inc. | Waterfurnace International, Inc. | CC/CE/CS/CW09*9 |  | Ground-Water-Source | WBAHP: Heat Pump Packaged Unit | Heat Pump | 115 | 1 |  |  | No Match | No Match |  |  |  | 9600 | 581 | 16.5 | 9 | 6700 | 633 | 3.1 |  | Non Federally-Regulated | 11/14/2000 |  | 07/18/2002
ClimateMaster Inc. | Carrier Corp. | 50PSH/V/D070****2 |  | Water-Source | WBAHP: Heat Pump Packaged Unit | Heat Pump | 208 | 1 |  |  | No Match | Single-Speed | 4288 | 899 | 152 | 71000 | 4863 | 14.6 | 12 | 82100 | 5231 | 4.6 | 4.2 | Federally-Regulated Commercial & Industrial Equipment | 10/24/2014 |  | 04/22/2015
Mammoth | Hydrobank II | E025HHG |  | Water-Source | WBAHP: Heat Pump Packaged Unit | Heat Pump | 265 | 1 |  |  | No Match | No Match |  |  |  | 24600 | 1822 | 13.5 | 10 | 29300 | 1866 | 4.6 |  | Federally-Regulated Commercial & Industrial Equipment | 01/18/2001 |  | 01/24/2002
Snyder General Corp. | McQuay | VF260G5 |  | Water-Source | WBAHP: Heat Pump Packaged Unit | Heat Pump | 208 | 1 |  |  | No Match | No Match |  |  |  | 25000 | 2450 | 10.2 | 9 | 31600 | 2500 | 3.7 | 3.2 | Non Federally-Regulated | 02/22/1990 |  | 07/31/1991
Mammoth | Mammoth | F072H |  | Water-Source | WBAHP: Heat Pump Packaged Unit | Heat Pump | 230 | 3 |  |  | No Match | No Match |  |  |  | 67000 | 7200 | 9.3 | 7.5 | 85000 | 8600 | 2.9 | 2.2 | Non Federally-Regulated | 09/08/1982 |  | 05/16/1984
ClimateMaster Inc. | Climate Master | ABD/E024 | RHPL-HM2417 | Ground-Source | WBAHP-CB: Heat Pump Split Syst | Heat Pump | 230 | 1 |  |  | No Match | Single-Speed |  |  |  | 26400 | 1467 | 18 | 13.4 | 19500 | 1466 | 3.9 | 3.1 | Non Federally-Regulated | 11/25/2009 |  | 08/23/2011
Enertech Global, LLC | Enertech | GCT072D2 |  | Ground-Source | WBAHP: Heat Pump Packaged Unit | Heat Pump | 208 | 3 |  |  | No Match | Single-Speed | 3612 | 710 | 1 | 72600 | 4321 | 16.8 | 13.4 | 58000 | 4594 | 3.7 | 3.1 | Non Federally-Regulated | 09/03/2012 |  | 12/12/2012
ClimateMaster Inc. | Climate Master | TCH/V042AG |  | Ground-Source | WBAHP: Heat Pump Packaged Unit | Heat Pump | 208 | 1 |  |  | No Match | Single-Speed |  |  |  | 40500 | 2813 | 14.4 | 13.4 | 34300 | 3048 | 3.3 | 3.1 | Non Federally-Regulated | 07/07/2011 |  | 10/24/2014
Florida Heat Pump | Florida Heat Pump | TA071-1CS | DX071 | Water-Source | WBAHP-CB: Heat Pump Split Syst | Both Heat Pump and Electric Re | 208 | 1 |  |  | No Match | Dual-Speed | 4087 | 840 | 1 | 67500 | 4927 | 13.7 | 12 | 89300 | 5689 | 4.6 | 4.2 | Federally-Regulated Commercial & Industrial Equipment | 11/30/2011 |  | 03/02/2012
Addison Products | Addison Products | VGY048-3A |  | Water-Source | WBAHP-CB: Heat Pump Split Syst | Heat Pump | 230 | 3 |  |  | No Match | No Match |  |  |  | 54400 | 4689 | 11.6 | 9 | 61800 | 5029 | 3.6 | 3.5 | Non Federally-Regulated | 07/22/2002 |  | 03/12/2009
Waterfurnace International, Inc. | Waterfurnace International, Inc. | VLV/VXV048*4 |  | Ground-Water-Source | WBAHP: Heat Pump Packaged Unit | Heat Pump | 460 | 3 |  |  | No Match | No Match |  |  |  | 47500 | 3682 | 12.9 | 9 | 34500 | 3610 | 2.8 |  | Non Federally-Regulated | 06/20/2003 |  | 03/12/2009
Addison Products | Heat Controller | HWY030-1A |  | Water-Source | WBAHP: Heat Pump Packaged Unit | Heat Pump | 230 | 1 |  |  | No Match | No Match |  |  |  | 32000 | 2539 | 12.6 | 10 | 43000 | 2863 | 4.4 |  | Federally-Regulated Commercial & Industrial Equipment | 11/17/1999 |  | 04/12/2000
ClimateMaster Inc. | Carrier | 50HQA/HQD/VQA/VQD060 5 |  | Water-Source | WBAHP: Heat Pump Packaged Unit | Heat Pump | 230 | 3 |  |  | No Match | No Match |  |  |  | 62000 | 5535 | 11.2 | 10 | 75000 | 5782 | 3.8 |  | Federally-Regulated Commercial & Industrial Equipment | 10/05/1999 |  | 04/12/2000
Climate Control / Snyder General | Trane | WPHA19XC* |  | Water-Source | WBAHP: Heat Pump Packaged Unit | Heat Pump | 230 | 1 |  |  | No Match | No Match |  |  |  | 20000 | 1869 | 10.7 | 7.5 | 25600 | 2084 | 3.9 | 2.5 | Non Federally-Regulated | 05/16/1984 |  | 05/11/1988
Addison Products | Addison Products | WSH034-1AR |  | Water-Source | WBAHP: Heat Pump Packaged Unit | Heat Pump | 208 | 1 |  |  | No Match | No Match |  |  |  | 33500 | 2463 | 13.6 | 9.3 | 42500 | 2767 | 4.5 | 3.8 | Federally-Regulated Commercial & Industrial Equipment | 03/31/1998 |  | 05/10/1998
Inter-City Products Corp. | McQuay | CCH036C*T |  | Water-Source | WBAHP: Heat Pump Packaged Unit | Heat Pump | 460 | 3 |  |  | No Match | No Match |  |  |  | 35600 | 3017 | 11.8 | 9.3 | 43000 | 3243 | 3.9 | 3.8 | Non Federally-Regulated | 07/31/1991 |  | 03/31/1998
Climate Control / Snyder General | Electro-Hydronics | VF70F5 |  | Water-Source | WBAHP: Heat Pump Packaged Unit | Heat Pump | 208 | 1 |  |  | No Match | No Match |  |  |  | 6900 | 645 | 10.7 | 7.5 | 8800 | 700 | 3.7 | 2.5 | Non Federally-Regulated | 05/16/1984 |  | 08/29/1986
Waterfurnace International, Inc. | Waterfurnace International, Inc. | SXH042C4 |  | Ground-Source | WBAHP: Heat Pump Packaged Unit | Heat Pump | 460 | 3 |  |  | No Match | No Match |  |  |  | 44500 | 3201 | 13.9 |  | 31800 | 2824 | 3.3 |  | Non Federally-Regulated | 03/31/1998 |  | 05/10/1998
Mammoth | Hydrobank II | D024HHK |  | Water-Source | WBAHP: Heat Pump Packaged Unit | Heat Pump | 208 | 1 |  |  | No Match | No Match |  |  |  | 23600 | 2247 | 10.5 | 10 | 30800 | 2313 | 3.9 |  | Federally-Regulated Commercial & Industrial Equipment | 06/27/2003 |  | 03/12/2009
Bard Manufacturing Company, Inc. | Bard | QW361-C |  | Ground-Water-Source | WBAHP: Heat Pump Packaged Unit | Heat Pump | 460 | 3 |  |  | No Match | No Match |  |  |  | 33400 | 2113 | 15.8 | 9 | 23200 | 2124 | 3.2 |  | Non Federally-Regulated | 01/24/2002 |  | 07/18/2002
McQuay / Snyder General | Electro-Hydronics | CCH048A*F |  | Water-Source | WBAHP: Heat Pump Packaged Unit | Heat Pump | 230 | 3 |  |  | No Match | No Match |  |  |  | 48000 | 4485 | 10.7 | 9 | 55000 | 4605 | 3.5 | 3.2 | Non Federally-Regulated | 05/11/1988 |  | 03/15/1989
McQuay / Snyder General | Electro-Hydronics | LWP27AP |  | Water-Source | WBAHP: Heat Pump Packaged Unit | Heat Pump | 460 | 3 |  |  | No Match | No Match |  |  |  | 295200 | 25350 | 11.6 |  | 348000 | 28300 | 3.6 | 2.5 | Non Federally-Regulated | 08/29/1986 |  | 05/11/1988
McQuay / Snyder General | Electro-Hydronics | LHP10AK |  | Water-Source | WBAHP: Heat Pump Packaged Unit | Heat Pump | 208 | 3 |  |  | No Match | No Match |  |  |  | 107000 | 9000 | 11.9 | 9.2 | 120000 | 9200 | 3.8 | 2.5 | Non Federally-Regulated | 08/29/1986 |  | 05/11/1988
Florida Heat Pump | Florida Heat Pump | GT024-1CF/HZ/VT |  | Ground-Water-Source | WBAHP: Heat Pump Packaged Unit | Heat Pump | 208 | 1 |  |  | No Match | No Match |  |  |  | 24500 | 1788 | 13.7 | 9 | 18000 | 1648 | 3.2 |  | Non Federally-Regulated | 05/29/2001 |  | 07/18/2002
Mammoth | Hydrobank II | F030HHJ |  | Water-Source | WBAHP: Heat Pump Packaged Unit | Heat Pump | 208 | 3 |  |  | No Match | No Match |  |  |  | 30800 | 2678 | 11.5 | 10 | 38300 | 2953 | 3.8 |  | Federally-Regulated Commercial & Industrial Equipment | 05/23/2000 |  | 11/14/2000
Jacobsen Energy Ind., Inc. | Jacobsen Energy Ind., Inc. | 48***3**** |  | Water-Source | WBAHP: Heat Pump Packaged Unit | Heat Pump | 230 | 1 |  |  | No Match | No Match |  |  |  | 49000 | 4350 | 11.3 | 9 | 59000 | 4400 | 3.9 | 3.2 | Non Federally-Regulated | 05/11/1988 |  | 03/15/1989
ClimateMaster Inc. | Carrier Corp. | 50P1H/V030 |  | Water-Source | WBAHP: Heat Pump Packaged Unit | Heat Pump | 208 | 1 |  |  | No Match | Single-Speed |  |  |  | 28100 | 2097 | 13.4 | 12 | 35100 | 2236 | 4.6 | 4.2 | Federally-Regulated Commercial & Industrial Equipment | 10/24/2014 |  | 04/22/2015
USPower Climate Control | USPower Climate Control | GSDXC4200 | GSDXV4200 | Water-Source | WBAHP-C: Heat Pump Split Syste | Heat Pump | 230 | 1 |  |  | No Match | No Match |  |  |  | 42000 | 2545 | 16.5 | 9.3 | 42000 | 2593 | 4.7 | 3.8 | Federally-Regulated Commercial & Industrial Equipment | 03/31/1998 |  | 05/10/1998
Mammoth | Hydrobank II | E016CHE |  | Water-Source | WBAHP-O: Heat Pump Packaged Un | Heat Pump | 265 | 1 |  |  | No Match | No Match |  |  |  | 15200 | 1245 | 12.2 | 9.3 | 19200 | 1406 | 4 | 3.8 | Federally-Regulated Commercial & Industrial Equipment | 03/31/1998 |  | 05/10/1998
Enertech Global, LLC | Enertech | GXT072B2 |  | Ground-Source | WBAHP: Heat Pump Packaged Unit | Heat Pump | 208 | 3 |  |  | No Match | Single-Speed | 3667 | 693 | 1 | 65400 | 4360 | 15 | 13.4 | 57000 | 4515 | 3.7 | 3.1 | Non Federally-Regulated | 03/02/2012 |  | 01/09/2014
Enertech Global, LLC | Enertech | THT060A2 |  | Ground-Water-Source | WBAHP: Heat Pump Packaged Unit | Heat Pump | 230 | 3 |  |  | No Match | Single-Speed |  |  |  | 62800 | 2976 | 21.1 | 16.2 | 58600 | 3903 | 4.4 | 3.6 | Non Federally-Regulated | 03/02/2012 |  | 12/12/2012
Mammoth | Hydrobank II | G070HLG |  | Ground-Water-Source | WBAHP: Heat Pump Packaged Unit | Heat Pump | 460 | 3 |  |  | No Match | No Match |  |  |  | 67500 | 5000 | 13.5 | 9 | 51600 | 5039 | 3 |  | Non Federally-Regulated | 01/18/2001 |  | 11/19/2001
Heat Controller | Heat Controller | VWPG060-1B-XL* |  | Water-Source | WBAHP-CB: Heat Pump Split Syst | Heat Pump | 208 | 1 |  |  | No Match | No Match |  |  |  | 59000 | 4538 | 13 | 9 | 66000 | 4959 | 3.9 | 3.5 | Non Federally-Regulated | 12/14/1998 |  | 04/12/2000
Singer | Electro-Hydronics | FW600D6 |  | Water-Source | WBAHP: Heat Pump Packaged Unit | Heat Pump | 208 | 1 |  |  | No Match | No Match |  |  |  | 50000 | 5300 | 9.4 | 7.5 | 60000 | 5700 | 3.1 | 2.5 | Non Federally-Regulated | 09/08/1982 |  | 05/16/1984
Waterfurnace International, Inc. | Waterfurnace International, Inc. | SXV013A1 |  | Ground-Water-Source | WBAHP: Heat Pump Packaged Unit | Heat Pump | 208 | 1 |  |  | No Match | No Match |  |  |  | 13500 | 906 | 14.9 | 11 | 14100 | 961 | 4.3 | 3.5 | Non Federally-Regulated | 03/31/1998 |  | 05/10/1998
Florida Heat Pump | Energy Miser | HEV62-4 |  | Water-Source | WBAHP: Heat Pump Packaged Unit | Heat Pump | 460 | 3 |  |  | No Match | No Match |  |  |  | 62000 | 5740 | 10.8 | 9.3 | 84000 | 6480 | 3.8 | 3.8 | Non Federally-Regulated | 07/31/1991 |  | 03/31/1998
Geoflex Systems, Inc. | Geoflex Systems, Inc. | GF1S-V/H/D/M-024WAABP |  | Water-Source | WBAHP: Heat Pump Packaged Unit | Both Heat Pump and Electric Re | 230 | 1 |  |  | No Match | Single-Speed |  |  |  | 20300 | 1216 | 16.7 | 12 | 24300 | 1295 | 5.5 | 4.2 | Federally-Regulated Commercial & Industrial Equipment | 03/02/2012 |  | 01/09/2014
ClimateMaster Inc. | Trane | WPCC010B |  | Water-Source | WBAHP-O: Heat Pump Packaged Un | Heat Pump | 208 | 1 |  |  | No Match | No Match |  |  |  | 9000 | 900 | 10 | 9 | 11000 | 900 | 3.6 | 3.2 | Federally-Regulated Commercial & Industrial Equipment | 07/05/1988 |  | 07/27/1992
Trane U.S. Inc. | Trane | WPVF0421 |  | Water-Source | WBAHP: Heat Pump Packaged Unit | Heat Pump | 208 | 1 |  |  | No Match | No Match |  |  |  | 40500 | 2913 | 13.9 | 10 | 50000 | 3255 | 4.5 |  | Federally-Regulated Commercial & Industrial Equipment | 10/05/1999 |  | 04/12/2000
McQuay / Snyder General | Electro-Hydronics | UC420GD |  | Water-Source | WBAHP: Heat Pump Packaged Unit | Heat Pump | 230 | 3 |  |  | No Match | No Match |  |  |  | 42000 | 3850 | 10.9 | 7.5 | 52000 | 4100 | 3.7 | 2.5 | Non Federally-Regulated | 08/29/1986 |  | 05/11/1988
Mammoth | Hydrobank II | G108HHG/VHG |  | Water-Source | WBAHP: Heat Pump Packaged Unit | Heat Pump | 460 | 3 |  |  | No Match | No Match |  |  |  | 107000 | 9469 | 11.3 | 9 | 139000 | 10445 | 3.9 | 3.8 | Federally-Regulated Commercial & Industrial Equipment | 12/14/1998 |  | 10/05/1999
Addison Products | Addison Products | HPY018-8A |  | Water-Source | WBAHP: Heat Pump Packaged Unit | Heat Pump | 265 | 1 |  |  | No Match | No Match |  |  |  | 17600 | 1303 | 13.5 | 10 | 24200 | 1337 | 5.3 |  | Federally-Regulated Commercial & Industrial Equipment | 11/14/2000 |  | 03/22/2001
Climate Control / Snyder General | Electro-Hydronics | VE70F7 |  | Water-Source | WBAHP: Heat Pump Packaged Unit | Heat Pump | 265 | 1 |  |  | No Match | No Match |  |  |  | 6900 | 645 | 10.7 | 7.5 | 8800 | 700 | 3.7 | 2.5 | Non Federally-Regulated | 05/16/1984 |  | 08/29/1986
Singer | Electro-Hydronics | VF400CP |  | Water-Source | WBAHP: Heat Pump Packaged Unit | Heat Pump | 460 | 3 |  |  | No Match | No Match |  |  |  | 39000 | 4350 | 9 | 7.5 | 42000 | 4500 | 2.7 | 2.5 | Non Federally-Regulated | 01/05/1982 |  | 09/08/1982
Florida Heat Pump | Geomaster, LLC | EC051-1CF/HZ/VT |  | Water-Source | WBAHP: Heat Pump Packaged Unit | Heat Pump | 208 | 1 |  |  | No Match | Single-Speed |  |  |  | 47500 | 3442 | 13.8 | 12 | 53500 | 3335 | 4.7 | 4.2 | Federally-Regulated Commercial & Industrial Equipment | 04/23/2009 |  | 04/20/2015
Command-Aire | Command-Aire | RUWP-3044 |  | Water-Source | WBAHP: Heat Pump Packaged Unit | Heat Pump | 460 | 3 |  |  | No Match | No Match |  |  |  | 351000 | 38500 | 9.1 |  | 451000 | 38600 | 3.4 | 2.5 | Non Federally-Regulated | 06/11/1985 |  | 01/23/1988
Florida Heat Pump | Florida Heat Pump | GT048-3CF/HZ/VT |  | Ground-Water-Source | WBAHP: Heat Pump Packaged Unit | Heat Pump | 230 | 3 |  |  | No Match | No Match |  |  |  | 49000 | 3602 | 13.6 | 9 | 37000 | 3188 | 3.4 |  | Non Federally-Regulated | 05/29/2001 |  | 07/18/2002
Addison Products | Addison Products | WPH022-1J |  | Ground-Water-Source | WBAHP: Heat Pump Packaged Unit | Heat Pump | 230 | 1 |  |  | No Match | No Match |  |  |  | 23200 | 2017 | 11.5 | 11 | 28400 | 2378 | 3.5 | 3.5 | Non Federally-Regulated | 03/31/1998 |  | 05/10/1998
Florida Heat Pump | Geosystems, LLC | CFS-*060 |  | Ground-Source | WBAHP: Heat Pump Packaged Unit | Heat Pump | 208 | 1 |  |  | No Match | Single-Speed |  |  |  | 64000 | 3926 | 16.3 | 13.4 | 50000 | 3960 | 3.7 | 3.1 | Non Federally-Regulated | 09/03/2012 |  | 12/12/2012
Command-Aire | Command-Aire | GXUB0411 |  | Water-Source | WBAHP: Heat Pump Packaged Unit | Heat Pump | 208 | 1 |  |  | No Match | No Match |  |  |  | 38700 | 3424 | 11.3 | 10 | 50100 | 3495 | 4.2 |  | Federally-Regulated Commercial & Industrial Equipment | 08/07/1998 |  | 10/02/1998
Waterfurnace International, Inc. | Rybacki - Hart Enterprises | ZS041**4*1 |  | Ground-Water-Source | WBAHP: Heat Pump Packaged Unit | Heat Pump | 460 | 3 |  |  | No Match | Single-Speed |  |  |  | 44500 | 2023 | 22 | 16.2 | 36000 | 2638 | 4 | 3.6 | Non Federally-Regulated | 01/24/2011 |  | 04/19/2013
Addison Products | Addison Products | WPH028-1J |  | Water-Source | WBAHP: Heat Pump Packaged Unit | Heat Pump | 230 | 1 |  |  | No Match | No Match |  |  |  | 27600 | 2509 | 11 | 10 | 36400 | 2735 | 3.9 |  | Federally-Regulated Commercial & Industrial Equipment | 12/14/1998 |  | 11/14/2000
Waterfurnace International, Inc. | Waterfurnace International, Inc. | ATH066D0 |  | Ground-Water-Source | WBAHP: Heat Pump Packaged Unit | Heat Pump | 230 | 1 |  |  | No Match | No Match |  |  |  | 67000 | 5000 | 13.4 | 9 | 50000 | 4884 | 3 |  | Non Federally-Regulated | 01/30/1998 |  | 10/02/1998
Addison Products | Addison Products | WSH034-1AL |  | Water-Source | WBAHP: Heat Pump Packaged Unit | Heat Pump | 230 | 1 |  |  | No Match | No Match |  |  |  | 33500 | 2463 | 13.6 | 10 | 42500 | 2767 | 4.5 |  | Federally-Regulated Commercial & Industrial Equipment | 02/02/1998 |  | 03/31/1998
Waterfurnace International, Inc. | Spectra | SXH036A2 |  | Water-Source | WBAHP-CB: Heat Pump Split Syst | Heat Pump | 265 | 1 |  |  | No Match | No Match |  |  |  | 37600 | 2870 | 13.1 | 9 | 40500 | 3043 | 3.9 | 3.5 | Non Federally-Regulated | 06/02/1993 |  | 06/03/1993
Waterfurnace International, Inc. | WFI Industries, Ltd. | VLV/VXV042*0 |  | Ground-Water-Source | WBAHP: Heat Pump Packaged Unit | Heat Pump | 208 | 1 |  |  | No Match | No Match |  |  |  | 41500 | 3143 | 13.2 | 9 | 27900 | 2919 | 2.8 |  | Non Federally-Regulated | 06/20/2003 |  | 03/12/2009
Climate Control / Snyder General | Electro-Hydronics | LHP20BD |  | Water-Source | WBAHP: Heat Pump Packaged Unit | Heat Pump | 230 | 3 |  |  | No Match | No Match |  |  |  | 214000 | 18000 | 11.9 | 7.5 | 240000 | 18400 | 3.8 | 2.2 | Non Federally-Regulated | 05/16/1984 |  | 06/11/1985
ClimateMaster Inc. | Climate Master Series | VP/HP030 F/H |  | Water-Source | WBAHP: Heat Pump Packaged Unit | Heat Pump | 208 | 3 |  |  | No Match | No Match |  |  |  | 29000 | 2230 | 13 | 10 | 36000 | 2397 | 4.4 |  | Federally-Regulated Commercial & Industrial Equipment | 02/02/1998 |  | 03/31/1998
Florida Heat Pump | Florida Heat Pump | EM072-1HZ/VT |  | Water-Source | WBAHP-CB: Heat Pump Split Syst | Heat Pump | 230 | 1 |  |  | No Match | No Match |  |  |  | 75000 | 5769 | 13 | 9 | 76000 | 5566 | 4 | 3.5 | Non Federally-Regulated | 07/22/2002 |  | 03/12/2009
Mammoth | Mammoth | E014HSB |  | Ground-Water-Source | WBAHP: Heat Pump Packaged Unit | Heat Pump | 265 | 1 |  |  | No Match | No Match |  |  |  | 13200 | 1080 | 12.2 |  | 16500 | 1205 | 4 |  | Non Federally-Regulated | 05/11/1988 |  | 03/15/1989
McQuay / Snyder General | Electro-Hydronics | CC330F5 |  | Water-Source | WBAHP: Heat Pump Packaged Unit | Heat Pump | 208 | 1 |  |  | No Match | No Match |  |  |  | 33000 | 3050 | 10.8 | 7.5 | 39000 | 3090 | 3.7 | 2.5 | Non Federally-Regulated | 08/29/1986 |  | 05/11/1988
ClimateMaster Inc. | Carrier Corp. | 50YDS026 | FV4***003 | Ground-Source | WBAHP-CB: Heat Pump Split Syst | Heat Pump | 230 | 1 |  |  | No Match | Single-Speed |  |  |  | 26400 | 1467 | 18 | 13.4 | 19500 | 1465 | 3.9 | 3.1 | Non Federally-Regulated | 01/24/2011 |  | 03/02/2012
Mammoth | Hydrobank II | D031HLG |  | Ground-Water-Source | WBAHP: Heat Pump Packaged Unit | Heat Pump | 230 | 1 |  |  | No Match | No Match |  |  |  | 30000 | 2290 | 13.1 | 9 | 23800 | 2249 | 3.1 |  | Non Federally-Regulated | 07/22/2002 |  | 03/12/2009
Addison Products | Addison Products | HWPG024-1B** |  | Ground-Water-Source | WBAHP: Heat Pump Packaged Unit | Heat Pump | 230 | 1 |  |  | No Match | No Match |  |  |  | 22000 | 1560 | 14.1 | 9 | 16000 | 1512 | 3.1 |  | Non Federally-Regulated | 12/14/1998 |  | 04/10/2000
Mammoth | Hydrobank II | G045HLG |  | Ground-Water-Source | WBAHP: Heat Pump Packaged Unit | Heat Pump | 460 | 3 |  |  | No Match | No Match |  |  |  | 45000 | 3214 | 14 | 9 | 33500 | 3067 | 3.2 |  | Non Federally-Regulated | 07/22/2002 |  | 03/12/2009
Waterfurnace International, Inc. | Eagle Mountain | ZS041**3*0 |  | Water-Source | WBAHP: Heat Pump Packaged Unit | Heat Pump | 230 | 3 |  |  | No Match | Single-Speed |  |  |  | 40000 | 2899 | 13.8 | 12 | 45000 | 3067 | 4.3 | 4.2 | Federally-Regulated Commercial & Industrial Equipment | 01/24/2011 |  | 04/19/2013
Waterfurnace International, Inc. | American Standard, Inc. | A2GY072***1* |  | Ground-Source | WBAHP: Heat Pump Packaged Unit | Heat Pump | 230 | 1 |  |  | No Match | Dual-Speed | 4160 | 926 |  | 70400 | 4693 | 15 | 13.4 | 50000 | 4070 | 3.6 | 3.1 | Non Federally-Regulated | 08/23/2011 |  | 11/30/2011
ClimateMaster Inc. | Climate Master Series | CS/CL009G |  | Ground-Water-Source | WBAHP: Heat Pump Packaged Unit | Heat Pump | 230 | 1 |  |  | No Match | No Match |  |  |  | 9200 | 652 | 14.1 | 9 | 6900 | 594 | 3.4 |  | Non Federally-Regulated | 01/18/2001 |  | 07/18/2002
Waterfurnace International, Inc. | Waterfurnace International, Inc. | NSZ060A1 | NRAC060* | Ground-Water-Source | WBAHP-CB: Heat Pump Split Syst | Heat Pump | 230 | 1 |  |  | No Match | Single-Speed |  |  |  | 62300 | 2953 | 21.1 | 16.2 | 52900 | 3784 | 4.1 | 3.6 | Non Federally-Regulated | 04/30/2009 |  | 03/02/2012
Command-Aire | Command-Aire | SWPH351E |  | Water-Source | WBAHP: Heat Pump Packaged Unit | Heat Pump | 230 | 1 |  |  | No Match | No Match |  |  |  | 36000 | 3270 | 11 | 7.5 | 49000 | 3500 | 4 | 2.5 | Non Federally-Regulated | 05/16/1984 |  | 06/11/1985
McQuay International | McQuay | CCW024E-F |  | Water-Source | WBAHP: Heat Pump Packaged Unit | Heat Pump | 230 | 3 |  |  | No Match | No Match |  |  |  | 25400 | 1840 | 13.8 | 10 | 29800 | 2130 | 4.1 |  | Federally-Regulated Commercial & Industrial Equipment | 12/14/1998 |  | 09/21/2000
Waterfurnace International, Inc. | Waterfurnace International, Inc. | P040**1 |  | Ground-Water-Source | WBAHP: Heat Pump Packaged Unit | Heat Pump | 208 | 1 |  |  | No Match | No Match |  |  |  | 41500 | 2441 | 17 | 9 | 29200 | 2516 | 3.4 |  | Non Federally-Regulated | 05/19/2000 |  | 07/18/2002
Climate Control / Snyder General | Electro-Hydronics | UW350F7 |  | Water-Source | WBAHP: Heat Pump Packaged Unit | Heat Pump | 265 | 1 |  |  | No Match | No Match |  |  |  | 35600 | 3360 | 10.6 | 7.5 | 43000 | 3500 | 3.6 | 2.5 | Non Federally-Regulated | 06/11/1985 |  | 08/29/1986
Florida Heat Pump | Geomaster, LLC | EV018-1CF/HZ/VT |  | Ground-Water-Source | WBAHP: Heat Pump Packaged Unit | Heat Pump | 208 | 1 |  |  | No Match | Single-Speed |  |  |  | 22000 | 866 | 25.4 | 16.2 | 19000 | 866 | 4.3 | 3.6 | Non Federally-Regulated | 04/30/2009 |  | 08/23/2011
Florida Heat Pump | Florida Heat Pump | EM041-5VT/HZ/CF |  | Water-Source | WBAHP: Heat Pump Packaged Unit | Heat Pump | 575 | 3 |  |  | No Match | No Match |  |  |  | 39500 | 2992 | 13.2 | 10 | 50000 | 3488 | 4.2 |  | Federally-Regulated Commercial & Industrial Equipment | 10/05/1999 |  | 04/12/2000
Climate Control / Snyder General | Electro-Hydronics | CW400F5 |  | Water-Source | WBAHP: Heat Pump Packaged Unit | Heat Pump | 208 | 1 |  |  | No Match | No Match |  |  |  | 39600 | 3960 | 10 | 7.5 | 45000 | 3880 | 3.4 | 2.5 | Non Federally-Regulated | 06/11/1985 |  | 08/29/1986
Waterfurnace International, Inc. | Johnson Controls | RGSV/RGSH036**4*4 |  | Ground-Water-Source | WBAHP: Heat Pump Packaged Unit | Heat Pump | 460 | 3 |  |  | No Match | Single-Speed |  |  |  | 37700 | 1639 | 23 | 16.2 | 33000 | 2249 | 4.3 | 3.6 | Non Federally-Regulated | 06/14/2011 |  | 03/02/2012
McQuay International | McQuay | FCV/FCW/VWH/VWW015B-G |  | Water-Source | WBAHP: Heat Pump Packaged Unit | Heat Pump | 208 | 1 |  |  | No Match | No Match |  |  |  | 13100 | 1065 | 12.3 | 9.3 | 17200 | 1229 | 4.1 | 3.8 | Federally-Regulated Commercial & Industrial Equipment | 03/31/1998 |  | 05/10/1998
Solar Oriented Environmental Systems | S.O.E.S.I. | PSD-500 |  | Water-Source | WBAHP: Heat Pump Packaged Unit | Heat Pump | 230 | 1 |  |  | No Match | No Match |  |  |  | 66000 | 5175 | 12.7 | 9.2 | 74000 | 4968 | 4.3 | 2.5 | Non Federally-Regulated | 05/16/1984 |  | 05/11/1988
American Air Filter | Enercon | EVW-90 |  | Water-Source | WBAHP: Heat Pump Packaged Unit | Heat Pump | 200 | 3 |  |  | No Match | No Match |  |  |  | 90000 | 8571 | 10.5 | 9.2 | 114000 | 9027 | 3.7 | 2.5 | Non Federally-Regulated | 02/22/1990 |  | 07/31/1991
Florida Heat Pump | Florida Heat Pump | EM120-1VT |  | Ground-Water-Source | WBAHP: Heat Pump Packaged Unit | Heat Pump | 230 | 1 |  |  | No Match | No Match |  |  |  | 124000 | 8611 | 14.4 | 9 | 94000 | 8345 | 3.3 |  | Non Federally-Regulated | 07/22/2002 |  | 03/12/2009
Carrier Corp. - Syracuse | Carrier | 50HQ,VQ1206 |  | Water-Source | WBAHP: Heat Pump Packaged Unit | Heat Pump | 460 | 3 |  |  | No Match | No Match |  |  |  | 121000 | 12100 | 10 | 10.5 | 126000 | 11200 | 3.3 | 3.8 | Non Federally-Regulated | 07/31/1991 |  | 03/31/1998
Florida Heat Pump | Florida Heat Pump | GT030-1VT/HZ/CF |  | Ground-Water-Source | WBAHP: Heat Pump Packaged Unit | Heat Pump | 230 | 1 |  |  | No Match | No Match |  |  |  | 31200 | 2080 | 15 | 9 | 20600 | 1886 | 3.2 |  | Non Federally-Regulated | 12/14/1998 |  | 04/10/2000
Florida Heat Pump | Florida Heat Pump | CE025-1CS | DX025CC/UC | Water-Source | WBAHP-C: Heat Pump Split Syste | Heat Pump | 208 | 1 |  |  | No Match | Dual-Speed |  |  |  | 25000 | 1712 | 14.6 | 12 | 31500 | 1964 | 4.7 | 4.2 | Federally-Regulated Commercial & Industrial Equipment | 01/10/2012 |  | 03/02/2012
Waterfurnace International, Inc. | American Standard, Inc. | A1GC036***1**4 |  | Ground-Source | WBAHP: Heat Pump Packaged Unit | Heat Pump | 208 | 1 |  |  | No Match | Single-Speed |  |  |  | 34500 | 1994 | 17.3 | 13.4 | 26000 | 2177 | 3.5 | 3.1 | Non Federally-Regulated | 08/23/2011 |  | 03/02/2012
ClimateMaster Inc. | Climate Master Series | V113-32********** |  | Water-Source | WBAHP: Heat Pump Packaged Unit | Heat Pump | 208 | 3 |  |  | No Match | No Match |  |  |  | 113000 | 10660 | 10.6 | 9.2 | 130000 | 10300 | 3.7 | 2.5 | Non Federally-Regulated | 02/22/1990 |  | 07/31/1991
American Air Filter | Enercon | DHW41 |  | Water-Source | WBAHP: Heat Pump Packaged Unit | Heat Pump | 208 | 1 |  |  | No Match | No Match |  |  |  | 41000 | 3540 | 11.6 | 7.5 | 46000 | 3590 | 3.8 | 2.5 | Non Federally-Regulated | 05/16/1984 |  | 06/11/1985
Waterfurnace International, Inc. | Spectra | SXH030A2 |  | Water-Source | WBAHP-CB: Heat Pump Split Syst | Heat Pump | 265 | 1 |  |  | No Match | No Match |  |  |  | 31800 | 2338 | 13.6 | 9 | 33400 | 2330 | 4.2 | 3.5 | Non Federally-Regulated | 06/02/1993 |  | 06/03/1993
Waterfurnace International, Inc. | Spectra | SXV068A1 |  | Water-Source | WBAHP-CB: Heat Pump Split Syst | Heat Pump | 208 | 1 |  |  | No Match | No Match |  |  |  | 70000 | 5983 | 11.7 | 9.2 | 80000 | 6335 | 3.7 | 3.5 | Non Federally-Regulated | 06/02/1993 |  | 06/03/1993
Climate Control / Snyder General | Electro-Hydronics | UW400FD |  | Water-Source | WBAHP: Heat Pump Packaged Unit | Heat Pump | 230 | 3 |  |  | No Match | No Match |  |  |  | 39600 | 3960 | 10 | 7.5 | 45000 | 3880 | 3.4 | 2.5 | Non Federally-Regulated | 06/11/1985 |  | 08/29/1986
Waterfurnace International, Inc. | Waterfurnace International, Inc. | SXH016*1 |  | Water-Source | WBAHP: Heat Pump Packaged Unit | Heat Pump | 230 | 1 |  |  | No Match | No Match |  |  |  | 16000 | 1185 | 13.5 | 10 | 20400 | 1195 | 5 |  | Federally-Regulated Commercial & Industrial Equipment | 10/05/1999 |  | 04/12/2000
California Heat Pump | California Heat Pump | CHP-42V*-32-** |  | Water-Source | WBAHP: Heat Pump Packaged Unit | Heat Pump | 230 | 3 |  |  | No Match | No Match |  |  |  | 42000 | 4800 | 8.8 | 7.5 | 48000 | 4700 | 3 | 2.5 | Non Federally-Regulated | 08/30/1983 |  | 05/16/1984
Waterfurnace International, Inc. | Waterfurnace International, Inc. | ATH045D1 |  | Ground-Water-Source | WBAHP: Heat Pump Packaged Unit | Heat Pump | 230 | 1 |  |  | No Match | No Match |  |  |  | 50000 | 3571 | 14 | 9 | 33000 | 3119 | 3.1 |  | Non Federally-Regulated | 01/30/1998 |  | 03/31/1998
American Air Filter | Enercon | VW186 |  | Water-Source | WBAHP: Heat Pump Packaged Unit | Heat Pump | 200 | 3 |  |  | No Match | No Match |  |  |  | 186000 | 21200 | 8.8 |  | 225000 | 21300 | 3.1 | 2.5 | Non Federally-Regulated | 06/11/1985 |  | 05/11/1988
Addison Products | Addison Products | HGY024-8A |  | Water-Source | WBAHP-CB: Heat Pump Split Syst | Heat Pump | 265 | 1 |  |  | No Match | No Match |  |  |  | 25500 | 1992 | 12.8 | 9 | 28200 | 2233 | 3.7 | 3.5 | Non Federally-Regulated | 11/14/2000 |  | 07/18/2002
Tetco | Tetco | ESII5.5 |  | Ground-Water-Source | WBAHP: Heat Pump Packaged Unit | Heat Pump | 230 | 1 |  |  | No Match | No Match |  |  |  | 58000 | 4461 | 13 | 9 | 52000 | 5080 | 3 |  | Non Federally-Regulated | 01/30/1998 |  | 10/02/1998
Mammoth | Mammoth | E009HHDXXX |  | Water-Source | WBAHP: Heat Pump Packaged Unit | Heat Pump | 265 | 1 |  |  | No Match | No Match |  |  |  | 8400 | 810 | 10.4 | 9 | 12000 | 900 | 3.9 | 3.2 | Non Federally-Regulated | 05/11/1988 |  | 03/15/1989
Waterfurnace International, Inc. | Waterfurnace International, Inc. | SXH010A0 |  | Water-Source | WBAHP: Heat Pump Packaged Unit | Heat Pump | 208 | 1 |  |  | No Match | No Match |  |  |  | 9800 | 653 | 15 | 9.3 | 12600 | 710 | 5.2 | 3.8 | Federally-Regulated Commercial & Industrial Equipment | 03/31/1998 |  | 05/10/1998
Trane U.S. Inc. | Trane | GEHB1803********************** |  | Ground-Water-Source | WBAHP: Heat Pump Packaged Unit | Heat Pump | 208 | 3 |  |  | Ozone-Depleting | No Match | 8460 | 4166 |  | 170700 | 12551 | 13.6 | 13.4 | 122900 | 11620 | 3.1 | 3.1 | Non Federally-Regulated | 06/27/2007 |  | 03/12/2009
McQuay International | McQuay | LHP/LWP7D-W |  | Water-Source | WBAHP: Heat Pump Packaged Unit | Heat Pump | 575 | 3 |  |  | No Match | No Match |  |  |  | 70000 | 6194 | 11.3 | 9 | 83000 | 6401 | 3.8 | 3.8 | Federally-Regulated Commercial & Industrial Equipment | 12/14/1998 |  | 10/05/1999
Climate Control / Snyder General | Electro-Hydronics | CC610F5 |  | Water-Source | WBAHP: Heat Pump Packaged Unit | Heat Pump | 208 | 1 |  |  | No Match | No Match |  |  |  | 61500 | 5850 | 10.5 | 7.5 | 77000 | 5785 | 3.9 | 2.5 | Non Federally-Regulated | 06/11/1985 |  | 08/29/1986
Waterfurnace International, Inc. | Geotility Geothermal Installations | QT064**1 |  | Ground-Source | WBAHP: Heat Pump Packaged Unit | Heat Pump | 208 | 1 |  |  | No Match | Dual-Speed |  |  |  | 59400 | 3934 | 15.1 | 13.4 | 41300 | 3560 | 3.4 | 3.1 | Non Federally-Regulated | 01/24/2011 |  | 04/19/2013
Snyder General Corp. | McQuay | FCW007A*G |  | Water-Source | WBAHP: Heat Pump Packaged Unit | Heat Pump | 208 | 1 |  |  | No Match | No Match |  |  |  | 7000 | 631 | 11.1 | 9 | 8800 | 697 | 3.7 | 3.2 | Non Federally-Regulated | 02/22/1990 |  | 07/31/1991
Florida Heat Pump | Florida Heat Pump | EM018-2CF/HZ/VT |  | Water-Source | WBAHP-CB: Heat Pump Split Syst | Heat Pump | 265 | 1 |  |  | No Match | No Match |  |  |  | 20000 | 1666 | 12 | 9 | 25000 | 1979 | 3.7 | 3.5 | Non Federally-Regulated | 05/23/2001 |  | 07/18/2002
Waterfurnace International, Inc. | Rybacki - Hart Enterprises | GCC/GCW/GCS/GCE18*2 |  | Ground-Water-Source | WBAHP-O: Heat Pump Packaged Un | Heat Pump | 265 | 1 |  |  | No Match | Single-Speed |  |  |  | 19000 | 969 | 19.6 | 16.2 | 17000 | 1347 | 3.7 | 3.6 | Non Federally-Regulated | 01/24/2011 |  | 04/19/2013
Waterfurnace International, Inc. | Rybacki - Hart Enterprises | ZS042**3*1 |  | Water-Source | WBAHP: Heat Pump Packaged Unit | Heat Pump | 230 | 3 |  |  | No Match | Single-Speed |  |  |  | 40800 | 2615 | 15.6 | 12 | 45400 | 2661 | 5 | 4.2 | Federally-Regulated Commercial & Industrial Equipment | 01/24/2011 |  | 04/19/2013
Waterfurnace International, Inc. | Waterfurnace International, Inc. | SXV042B1 |  | Water-Source | WBAHP-CB: Heat Pump Split Syst | Heat Pump | 208 | 1 |  |  | No Match | No Match |  |  |  | 44000 | 3358 | 13.1 | 9 | 46000 | 3370 | 4 | 3.5 | Non Federally-Regulated | 02/02/1998 |  | 10/02/1998
Addison Products | Addison Products | HWPG020-1B** |  | Ground-Water-Source | WBAHP: Heat Pump Packaged Unit | Heat Pump | 230 | 1 |  |  | No Match | No Match |  |  |  | 19000 | 1292 | 14.7 | 9 | 13400 | 1189 | 3.3 |  | Non Federally-Regulated | 12/14/1998 |  | 04/10/2000
ClimateMaster Inc. | Climate Master Series | HL006E********* |  | Water-Source | WBAHP: Heat Pump Packaged Unit | Heat Pump | 265 | 1 |  |  | No Match | No Match |  |  |  | 7400 | 625 | 11.8 | 9 | 8800 | 660 | 4 | 3.2 | Federally-Regulated Commercial & Industrial Equipment | 07/17/1991 |  | 07/27/1992
Florida Heat Pump | Energy Miser | HE80CF-1 |  | Water-Source | WBAHP: Heat Pump Packaged Unit | Heat Pump | 230 | 1 |  |  | No Match | No Match |  |  |  | 80000 | 7840 | 10.2 | 9.2 | 116000 | 8495 | 4 | 2.5 | Non Federally-Regulated | 06/11/1985 |  | 05/11/1988
Addison Products | Heat Controller | HWPG017-1B-XL |  | Ground-Water-Source | WBAHP: Heat Pump Packaged Unit | Heat Pump | 230 | 1 |  |  | No Match | No Match |  |  |  | 16300 | 1124 | 14.5 | 9 | 11500 | 1086 | 3.1 |  | Non Federally-Regulated | 10/06/1999 |  | 04/10/2000
Geoflex Systems, Inc. | Geoflex Systems, Inc. | GF1S-V/H/D/M-042WABBP |  | Ground-Source | WBAHP: Heat Pump Packaged Unit | Both Heat Pump and Electric Re | 265 | 1 |  |  | No Match | Single-Speed |  |  |  | 39800 | 2095 | 19 | 13.4 | 29000 | 2237 | 3.8 | 3.1 | Non Federally-Regulated | 03/02/2012 |  | 01/09/2014
Waterfurnace International, Inc. | Waterfurnace International, Inc. | SXV010B0 |  | Water-Source | WBAHP: Heat Pump Packaged Unit | Heat Pump | 230 | 1 |  |  | No Match | No Match |  |  |  | 9800 | 653 | 15 | 10 | 12600 | 710 | 5.2 |  | Federally-Regulated Commercial & Industrial Equipment | 12/14/1998 |  | 10/05/1999
Waterfurnace International, Inc. | Waterfurnace International, Inc. | SXV036C0 |  | Ground-Water-Source | WBAHP: Heat Pump Packaged Unit | Heat Pump | 208 | 1 |  |  | No Match | No Match |  |  |  | 36400 | 2676 | 13.6 | 9 | 26000 | 2381 | 3.2 |  | Non Federally-Regulated | 01/30/1998 |  | 10/02/1998
Waterfurnace International, Inc. | Waterfurnace International, Inc. | VLV058A1 |  | Water-Source | WBAHP: Heat Pump Packaged Unit | Heat Pump | 230 | 1 |  |  | No Match | No Match |  |  |  | 56500 | 4520 | 12.5 | 10 | 72000 | 5024 | 4.2 |  | Federally-Regulated Commercial & Industrial Equipment | 07/29/1998 |  | 10/02/1998
Florida Heat Pump | Florida Heat Pump | CW009-1 |  | Water-Source | WBAHP-O: Heat Pump Packaged Un | Heat Pump | 208 | 1 |  |  | No Match | No Match |  |  |  | 8400 | 531 | 15.8 | 9.3 | 8600 | 494 | 5.1 | 3.8 | Federally-Regulated Commercial & Industrial Equipment | 03/31/1998 |  | 05/10/1998
Mammoth | Geox | ZD009HHDXXX |  | Water-Source | WBAHP: Heat Pump Packaged Unit | Heat Pump | 230 | 1 |  |  | No Match | No Match |  |  |  | 8400 | 810 | 10.4 | 9 | 12000 | 900 | 3.9 | 3.2 | Non Federally-Regulated | 05/11/1988 |  | 03/15/1989
Enertech Global, LLC | Roth Industries, Inc. | RXT024B |  | Ground-Water-Source | WBAHP: Heat Pump Packaged Unit | Heat Pump | 230 | 1 |  |  | No Match | Single-Speed |  |  |  | 28700 | 1011 | 28.4 | 16.2 | 26500 | 1412 | 5.5 | 3.6 | Non Federally-Regulated | 06/14/2011 |  | 04/19/2013
Econar | Econar | GH182 |  | Ground-Source | WBAHP: Heat Pump Packaged Unit | Heat Pump | 208 | 1 |  |  | No Match | No Match |  |  |  | 16700 | 1274 | 13.1 |  | 16500 | 1465 | 3.3 |  | Non Federally-Regulated | 03/31/1998 |  | 05/10/1998
Waterfurnace International, Inc. | Triple Function | TFV012A*1*** |  | Ground-Water-Source | WBAHP: Heat Pump Packaged Unit | Heat Pump | 230 | 1 |  |  | No Match | No Match |  |  |  | 12800 | 1255 | 10.2 |  | 16000 | 1421 | 3.3 |  | Non Federally-Regulated | 03/15/1989 |  | 07/31/1991
ClimateMaster Inc. | Climate Master Series | VS/VL/HS/HL 009 |  | Water-Source | WBAHP: Heat Pump Packaged Unit | Heat Pump | 265 | 1 |  |  | No Match | No Match |  |  |  | 9800 | 844 | 11.6 | 10 | 12000 | 837 | 4.2 |  | Federally-Regulated Commercial & Industrial Equipment | 12/14/1998 |  | 10/05/1999
Waterfurnace International, Inc. | Waterfurnace International, Inc. | SXH058C3 |  | Ground-Water-Source | WBAHP: Heat Pump Packaged Unit | Heat Pump | 230 | 3 |  |  | No Match | No Match |  |  |  | 56500 | 4216 | 13.4 | 9 | 45500 | 4301 | 3.1 |  | Non Federally-Regulated | 12/14/1998 |  | 10/06/1999
Command-Aire | Command-Aire | SWPH281E |  | Water-Source | WBAHP: Heat Pump Packaged Unit | Heat Pump | 208 | 1 |  |  | No Match | No Match |  |  |  | 30000 | 2720 | 11 | 9 | 42000 | 3000 | 4 | 3.2 | Federally-Regulated Commercial & Industrial Equipment | 01/23/1988 |  | 05/11/1988
Geosystems, LLC | Geosystems, LLC | RGS-V036 |  | Ground-Source | WBAHP: Heat Pump Packaged Unit | Heat Pump | 208 | 1 |  |  | No Match | Single-Speed |  |  |  | 36700 | 2146 | 17.1 | 13.4 | 27300 | 2222 | 3.6 | 3.1 | Non Federally-Regulated | 12/12/2012 |  | 04/19/2013
Inter-City Products Corp. | McQuay | LHP20BD |  | Water-Source | WBAHP: Heat Pump Packaged Unit | Heat Pump | 230 | 3 |  |  | No Match | No Match |  |  |  | 214000 | 18000 | 11.9 |  | 240000 | 18400 | 3.8 | 3.8 | Non Federally-Regulated | 07/31/1991 |  | 03/31/1998
Florida Heat Pump | Florida Heat Pump | TA071-1CS | DX071 | Ground-Water-Source | WBAHP-CB: Heat Pump Split Syst | Both Heat Pump and Electric Re | 230 | 1 |  |  | No Match | Dual-Speed | 3100 | 840 | 1 | 75000 | 3927 | 19.1 | 16.2 | 69500 | 4968 | 4.1 | 3.6 | Non Federally-Regulated | 03/02/2012 |  | 05/01/2015
McQuay International | McQuay | W-CDL/CDS/CMS-1-009-J |  | Water-Source | WBAHP: Heat Pump Packaged Unit | Heat Pump | 265 | 1 |  |  | No Match | No Match |  |  |  | 8700 | 790 | 11 | 10 | 12000 | 901 | 3.9 |  | Federally-Regulated Commercial & Industrial Equipment | 09/21/2000 |  | 01/24/2002
Florida Heat Pump | Florida Heat Pump | CW015-0 |  | Water-Source | WBAHP-O: Heat Pump Packaged Un | Heat Pump | 115 | 1 |  |  | No Match | No Match |  |  |  | 15000 | 1000 | 15 | 10 | 15200 | 989 | 4.5 |  | Federally-Regulated Commercial & Industrial Equipment | 12/14/1998 |  | 02/17/2011
Hydro Delta Corp. | Hydro Delta Corp. | 03-026-WTAY-HE |  | Water-Source | WBAH-O: Heating Only Packaged | Heat Pump | 208 | 1 |  |  | No Match | No Match |  |  |  | 0 | 0 | 0 | 9 | 28400 | 2311 | 3.6 | 3.5 | Non Federally-Regulated | 10/05/1999 |  | 04/12/2000
Florida Heat Pump | Geomaster, LLC | ES049-1CS | ES049-1AV/AH | Ground-Source | WBAHP-CB: Heat Pump Split Syst | Heat Pump | 230 | 1 |  |  | No Match | Dual-Speed |  |  |  | 48000 | 3158 | 15.2 | 13.4 | 37000 | 3100 | 3.5 | 3.1 | Non Federally-Regulated | 06/15/2009 |  | 03/02/2012
Command-Aire | Command-Aire | SWP-281 |  | Water-Source | WBAHP: Heat Pump Packaged Unit | Heat Pump | 230 | 1 |  |  | No Match | No Match |  |  |  | 29000 | 3050 | 9.5 | 9 | 38000 | 3150 | 3.5 | 3.2 | Non Federally-Regulated | 02/22/1990 |  | 07/31/1991
American Air Filter | Enercon | HW26 |  | Water-Source | WBAHP: Heat Pump Packaged Unit | Heat Pump | 208 | 1 |  |  | No Match | No Match |  |  |  | 26000 | 3000 | 8.7 | 7.5 | 33500 | 3400 | 2.9 | 2.5 | Non Federally-Regulated | 01/05/1982 |  | 05/16/1984
Climate Control / Snyder General | Electro-Hydronics | CW610GP |  | Water-Source | WBAHP: Heat Pump Packaged Unit | Heat Pump | 460 | 3 |  |  | No Match | No Match |  |  |  | 61500 | 5850 | 10.5 | 7.5 | 77000 | 5785 | 3.9 | 2.5 | Non Federally-Regulated | 06/11/1985 |  | 08/29/1986
American Air Filter | Enercon | CCW-19 |  | Water-Source | WBAHP-O: Heat Pump Packaged Un | Heat Pump | 208 | 1 |  |  | No Match | No Match |  |  |  | 18200 | 1610 | 11.3 | 9 | 22800 | 1830 | 3.7 | 3.2 | Non Federally-Regulated | 02/22/1990 |  | 07/31/1991
Florida Heat Pump | Energy Miser | HECS42-3 | HEAH42-3 | Water-Source | WBAHP-C: Heat Pump Split Syste | Heat Pump | 208 | 3 |  |  | No Match | No Match |  |  |  | 41500 | 3770 | 11 | 9.3 | 51000 | 3830 | 3.9 | 3.8 | Non Federally-Regulated | 07/31/1991 |  | 03/31/1998
Command-Aire | Command-Aire | SWP-414 |  | Water-Source | WBAHP: Heat Pump Packaged Unit | Heat Pump | 460 | 3 |  |  | No Match | No Match |  |  |  | 42000 | 4250 |  | 7.5 | 56000 | 4400 | 3.7 | 2.5 | Non Federally-Regulated | 09/08/1982 |  | 08/30/1983
Addison Products | Addison Products | VWPG048-1B-XL* |  | Ground-Water-Source | WBAHP: Heat Pump Packaged Unit | Heat Pump | 230 | 1 |  |  | No Match | No Match |  |  |  | 49500 | 3485 | 14.2 | 11 | 53500 | 3824 | 4.1 | 3.5 | Non Federally-Regulated | 03/31/1998 |  | 05/10/1998
Florida Heat Pump | Florida Heat Pump | EM041-5HZ |  | Water-Source | WBAHP: Heat Pump Packaged Unit | Heat Pump | 575 | 3 |  |  | No Match | No Match |  |  |  | 39500 | 2992 | 13.2 | 9.3 | 50000 | 3488 | 4.2 | 3.8 | Federally-Regulated Commercial & Industrial Equipment | 03/31/1998 |  | 05/10/1998
Geoflex Systems, Inc. | Geoflex Systems, Inc. | GF1S-V/H/D/M-036WAABE |  | Water-Source | WBAHP: Heat Pump Packaged Unit | Both Heat Pump and Electric Re | 208 | 1 |  |  | No Match | Single-Speed |  |  |  | 32900 | 1924 | 17.1 | 12 | 38000 | 1989 | 5.6 | 4.2 | Federally-Regulated Commercial & Industrial Equipment | 11/30/2011 |  | 03/02/2012
Econar | Econar | GV420 |  | Ground-Water-Source | WBAHP: Heat Pump Packaged Unit | Heat Pump | 208 | 1 |  |  | No Match | No Match |  |  |  | 35400 | 2744 | 12.9 | 11 | 50500 | 4000 | 3.7 | 3.5 | Non Federally-Regulated | 03/31/1998 |  | 05/10/1998
Florida Heat Pump | Energy Miser | LTV10-2 |  | Ground-Water-Source | WBAHP: Heat Pump Packaged Unit | Heat Pump | 265 | 1 |  |  | No Match | No Match |  |  |  | 9800 | 942 | 10.4 | 11 | 12000 | 1035 | 3.4 | 3.4 | Non Federally-Regulated | 07/31/1991 |  | 03/31/1998
Friedrich Climate Master | Climate Master Series | 804-012-G******** |  | Water-Source | WBAHP: Heat Pump Packaged Unit | Heat Pump | 230 | 1 |  |  | No Match | No Match |  |  |  | 12500 | 1225 | 10.2 | 7.5 | 15700 | 1325 | 3.5 | 2.5 | Non Federally-Regulated | 08/29/1986 |  | 05/11/1988
Geoflex Systems, Inc. | Geoflex Systems, Inc. | GS1S-V/H/D/M-024WAABE |  | Ground-Water-Source | WBAHP: Heat Pump Packaged Unit | Both Heat Pump and Electric Re | 208 | 1 |  |  | No Match | Single-Speed |  |  |  | 22900 | 798 | 28.7 | 16.2 | 19900 | 1166 | 5 | 3.6 | Non Federally-Regulated | 03/02/2012 |  | 01/09/2014
Waterfurnace International, Inc. | Geotility Geothermal Installations | GS012**0*0 |  | Ground-Source | WBAHP: Heat Pump Packaged Unit | Heat Pump | 230 | 1 |  |  | No Match | Single-Speed |  |  |  | 12500 | 694 | 18 | 13.4 | 9500 | 773 | 3.6 | 3.1 | Non Federally-Regulated | 01/24/2011 |  | 04/19/2013
ClimateMaster Inc. | Climate Master Series | GRV/GRH018AE |  | Ground-Water-Source | WBAHP: Heat Pump Packaged Unit | Heat Pump | 265 | 1 |  |  | No Match | No Match |  |  |  | 18700 | 1472 | 12.7 | 9 | 12100 | 1107 | 3.2 |  | Non Federally-Regulated | 01/22/2003 |  | 03/12/2009
Enertech Global, LLC | Enertech | GXT048C |  | Ground-Source | WBAHP: Heat Pump Packaged Unit | Heat Pump | 230 | 1 |  |  | No Match | Single-Speed |  |  |  | 49900 | 2697 | 18.5 | 13.4 | 39500 | 2756 | 4.2 | 3.1 | Non Federally-Regulated | 11/30/2011 |  | 05/02/2012
Florida Heat Pump | Florida Heat Pump | EM024-1CS | EM024-1AH/AV | Ground-Water-Source | WBAHP-CB: Heat Pump Split Syst | Heat Pump | 230 | 1 |  |  | No Match | No Match |  |  |  | 25000 | 1773 | 14.1 | 9 | 18000 | 1506 | 3.5 |  | Non Federally-Regulated | 05/29/2001 |  | 07/18/2002
Florida Heat Pump | Florida Heat Pump | CW018-1 |  | Water-Source | WBAHP-CB: Heat Pump Split Syst | Heat Pump | 208 | 1 |  |  | No Match | No Match |  |  |  | 18000 | 1200 | 15 | 9 | 17000 | 1245 | 4 | 3.5 | Non Federally-Regulated | 07/16/2001 |  | 07/18/2002
McQuay International | McQuay | WCCH/WCCW-060-E |  | Ground-Water-Source | WBAHP: Heat Pump Packaged Unit | Heat Pump | 230 | 1 |  |  | No Match | No Match |  |  |  | 62400 | 4273 | 14.6 | 9 | 52800 | 5525 | 2.8 |  | Non Federally-Regulated | 11/19/2002 |  | 03/12/2009
McQuay / Snyder General | Electro-Hydronics | LHV27AD |  | Water-Source | WBAHP: Heat Pump Packaged Unit | Heat Pump | 230 | 3 |  |  | No Match | No Match |  |  |  | 295200 | 25350 | 11.6 |  | 348000 | 28300 | 3.6 | 2.5 | Non Federally-Regulated | 08/29/1986 |  | 05/11/1988
Carrier Corp. | Carrier | 50KQ0153 |  | Water-Source | WBAHP: Heat Pump Packaged Unit | Heat Pump | 208 | 1 |  |  | No Match | No Match |  |  |  | 14700 | 1300 | 11.3 | 9 | 16600 | 1315 | 3.7 | 3.2 | Non Federally-Regulated | 05/11/1988 |  | 03/15/1989
Carrier Corp. | Carrier | 50VQA019 |  | Water-Source | WBAHP: Heat Pump Packaged Unit | Heat Pump | 208 | 1 |  |  | No Match | No Match |  |  |  | 20600 | 1715 | 12 | 10 | 23600 | 1773 | 3.9 |  | Federally-Regulated Commercial & Industrial Equipment | 12/14/1994 |  | 04/07/1996
ClimateMaster Inc. | Carrier Corp. | 50YPS064 | FV4***006 | Water-Source | WBAHP-CB: Heat Pump Split Syst | Heat Pump | 230 | 1 |  |  | No Match | Single-Speed |  |  |  | 56900 | 3924 | 14.5 | 12 | 74000 | 4614 | 4.7 | 4.2 | Federally-Regulated Commercial & Industrial Equipment | 01/24/2011 |  | 08/23/2011
Addison Products | Addison Products | HGY012-8A |  | Water-Source | WBAHP-CB: Heat Pump Split Syst | Heat Pump | 265 | 1 |  |  | No Match | No Match |  |  |  | 11900 | 991 | 12 | 9 | 13500 | 1069 | 3.7 | 3.5 | Non Federally-Regulated | 11/14/2000 |  | 07/18/2002
McQuay / Snyder General | Electro-Hydronics | FC330F7 |  | Water-Source | WBAHP: Heat Pump Packaged Unit | Heat Pump | 265 | 1 |  |  | No Match | No Match |  |  |  | 33000 | 3050 | 10.8 | 7.5 | 39000 | 3090 | 3.7 | 2.5 | Non Federally-Regulated | 08/29/1986 |  | 05/11/1988
Florida Heat Pump | Geomaster, LLC | ES042-1CF/HZ/VT |  | Water-Source | WBAHP: Heat Pump Packaged Unit | Heat Pump | 230 | 1 |  |  | No Match | Single-Speed |  |  |  | 43000 | 3007 | 14.3 | 12 | 47000 | 2930 | 4.7 | 4.2 | Federally-Regulated Commercial & Industrial Equipment | 02/09/2009 |  | 04/20/2015
Waterfurnace International, Inc. | Waterfurnace International, Inc. | SXS036A | SBC036B | Ground-Water-Source | WBAHP-CB: Heat Pump Split Syst | Heat Pump | 230 | 1 |  |  | No Match | No Match |  |  |  | 34800 | 2718 | 12.8 | 11 | 38800 | 2992 | 3.8 | 3.5 | Non Federally-Regulated | 03/31/1998 |  | 05/10/1998
Command-Aire | Command-Aire | SWPH353E |  | Water-Source | WBAHP: Heat Pump Packaged Unit | Heat Pump | 208 | 3 |  |  | No Match | No Match |  |  |  | 36000 | 3270 | 11 | 7.5 | 48000 | 3500 | 4 | 2.5 | Non Federally-Regulated | 06/11/1985 |  | 01/23/1988
Florida Heat Pump | Florida Heat Pump | GO030-1CF/HZ/VT |  | Water-Source | WBAHP: Heat Pump Packaged Unit | Heat Pump | 230 | 3 |  |  | No Match | No Match |  |  |  | 27800 | 1841 | 15.1 | 10 | 34000 | 1778 | 5.6 |  | Federally-Regulated Commercial & Industrial Equipment | 05/29/2001 |  | 07/16/2001
ClimateMaster Inc. | Carrier Corp. | 50PCH/V060 |  | Ground-Water-Source | WBAHP: Heat Pump Packaged Unit | Heat Pump | 230 | 1 |  |  | No Match | Single-Speed | 2651 | 924 | 292 | 66600 | 3347 | 19.9 | 16.2 | 60000 | 4509 | 3.9 | 3.6 | Non Federally-Regulated | 10/24/2014 |  | 04/22/2015
Climate Control / Snyder General | Electro-Hydronics | UC610F5 |  | Water-Source | WBAHP: Heat Pump Packaged Unit | Heat Pump | 208 | 1 |  |  | No Match | No Match |  |  |  | 61500 | 5850 | 10.5 | 7.5 | 69000 | 5790 | 3.5 | 2.5 | Non Federally-Regulated | 05/16/1984 |  | 06/11/1985
Mammoth | Hydrobank II | E006HHJ |  | Water-Source | WBAHP: Heat Pump Packaged Unit | Heat Pump | 265 | 1 |  |  | No Match | No Match |  |  |  | 7000 | 636 | 11 | 10 | 9600 | 721 | 3.9 |  | Federally-Regulated Commercial & Industrial Equipment | 05/23/2000 |  | 11/14/2000
McQuay / Snyder General | Electro-Hydronics | CC260FK |  | Water-Source | WBAHP: Heat Pump Packaged Unit | Heat Pump | 208 | 3 |  |  | No Match | No Match |  |  |  | 26000 | 2450 | 10.6 | 7.5 | 31600 | 2500 | 3.7 | 2.5 | Non Federally-Regulated | 08/29/1986 |  | 05/11/1988
Waterfurnace International, Inc. | Waterfurnace International, Inc. | NSZ030A1 | NRAC026* | Ground-Source | WBAHP-CB: Heat Pump Split Syst | Heat Pump | 230 | 1 |  |  | No Match | Single-Speed |  |  |  | 26800 | 1354 | 19.8 | 13.4 | 19700 | 1444 | 4 | 3.1 | Non Federally-Regulated | 04/30/2009 |  | 10/24/2014
Mammoth | Mammoth | D035VSXXX |  | Ground-Water-Source | WBAHP: Heat Pump Packaged Unit | Heat Pump | 230 | 1 |  |  | No Match | No Match |  |  |  | 37000 | 3660 | 10.1 |  | 41500 | 3575 | 3.4 |  | Non Federally-Regulated | 05/11/1988 |  | 03/15/1989
Carrier Corp. | Carrier | 50QEH0183 |  | Water-Source | WBAHP: Heat Pump Packaged Unit | Heat Pump | 208 | 1 |  |  | No Match | No Match |  |  |  | 18100 | 1550 | 11.7 | 9 | 21800 | 1681 | 3.8 | 3.2 | Non Federally-Regulated | 02/22/1990 |  | 07/31/1991
McQuay International | McQuay | W-CDD/CDE/CME-1-012-E |  | Water-Source | WBAHP: Heat Pump Packaged Unit | Heat Pump | 230 | 1 |  |  | No Match | No Match |  |  |  | 11700 | 1063 | 11 | 10 | 142000 | 10668 | 3.9 |  | Federally-Regulated Commercial & Industrial Equipment | 11/14/2000 |  | 03/12/2009
Waterfurnace International, Inc. | Waterfurnace International, Inc. | NSZ036A1 | NRAC036* | Water-Source | WBAHP-CB: Heat Pump Split Syst | Heat Pump | 230 | 1 |  |  | No Match | Single-Speed |  |  |  | 31400 | 1784 | 17.6 | 12 | 37600 | 2005 | 5.5 | 4.2 | Federally-Regulated Commercial & Industrial Equipment | 04/30/2009 |  | 10/24/2014
Trane U.S. Inc. | Command-Aire | SPRD0091 |  | Water-Source | WBAHP-O: Heat Pump Packaged Un | Heat Pump | 208 | 1 |  |  | No Match | No Match |  |  |  | 9000 | 810 | 11.1 | 10 | 12200 | 871 | 4.1 |  | Federally-Regulated Commercial & Industrial Equipment | 10/05/1999 |  | 04/12/2000
McQuay International | McQuay | W-CMG-1-024-K |  | Water-Source | WBAHP: Heat Pump Packaged Unit | Heat Pump | 460 | 3 |  |  | No Match | No Match |  |  |  | 25400 | 1840 | 13.8 | 10 | 29800 | 2129 | 4.1 |  | Federally-Regulated Commercial & Industrial Equipment | 09/21/2000 |  | 03/12/2009
Waterfurnace International, Inc. | Waterfurnace International, Inc. | SXV048C0 |  | Water-Source | WBAHP: Heat Pump Packaged Unit | Heat Pump | 230 | 1 |  |  | No Match | No Match |  |  |  | 49000 | 3629 | 13.5 | 10 | 60500 | 3772 | 4.7 |  | Federally-Regulated Commercial & Industrial Equipment | 02/02/1998 |  | 03/31/1998
Trane U.S. Inc. | Trane | GEHA024 |  | Ground-Water-Source | WBAHP: Heat Pump Packaged Unit | Heat Pump | 208 | 1 |  |  | No Match | No Match |  |  |  | 25740 | 1828 | 14.1 | 9 | 17800 | 1590 | 3.3 |  | Non Federally-Regulated | 07/22/2002 |  | 09/25/2002
Florida Heat Pump | Florida Heat Pump | EM018-1CS | EM018-1AV | Water-Source | WBAHP-C: Heat Pump Split Syste | Heat Pump | 230 | 1 |  |  | No Match | No Match |  |  |  | 18200 | 1368 | 13.3 | 10 | 24500 | 1527 | 4.7 |  | Federally-Regulated Commercial & Industrial Equipment | 02/02/1998 |  | 03/31/1998
Addison Products | Addison Products | VPY060-3A |  | Water-Source | WBAHP-CB: Heat Pump Split Syst | Heat Pump | 230 | 3 |  |  | No Match | No Match |  |  |  | 68000 | 5354 | 12.7 | 9 | 77200 | 6113 | 3.7 | 3.5 | Non Federally-Regulated | 11/14/2000 |  | 07/18/2002
ClimateMaster Inc. | Trane | WPHC0366 |  | Water-Source | WBAHP: Heat Pump Packaged Unit | Heat Pump | 208 | 3 |  |  | No Match | No Match |  |  |  | 36007 | 3200 | 11.3 | 9 | 42300 | 3806 | 3.9 | 3.2 | Federally-Regulated Commercial & Industrial Equipment | 07/05/1988 |  | 02/22/1990
ClimateMaster Inc. | Trane | WPVC0192 |  | Water-Source | WBAHP: Heat Pump Packaged Unit | Heat Pump | 208 | 1 |  |  | No Match | No Match |  |  |  | 19000 | 1750 | 10.9 | 9 | 23000 | 1875 | 3.6 | 3.2 | Non Federally-Regulated | 02/22/1990 |  | 07/31/1991
Addison Products | Addison Products | HWY036-8A |  | Water-Source | WBAHP: Heat Pump Packaged Unit | Heat Pump | 265 | 1 |  |  | No Match | No Match |  |  |  | 34400 | 2474 | 13.9 | 10 | 42700 | 2606 | 4.8 |  | Federally-Regulated Commercial & Industrial Equipment | 11/17/1999 |  | 11/14/2000
Florida Heat Pump | Florida Heat Pump | EM072-3VT |  | Water-Source | WBAHP: Heat Pump Packaged Unit | Heat Pump | 230 | 3 |  |  | No Match | No Match |  |  |  | 71000 | 5107 | 13.9 | 10.5 | 76000 | 4842 | 4.6 | 3.8 | Federally-Regulated Commercial & Industrial Equipment | 03/31/1998 |  | 05/10/1998
Waterfurnace International, Inc. | Waterfurnace International, Inc. | CW*018A0 |  | Ground-Water-Source | WBAHP: Heat Pump Packaged Unit | Heat Pump | 208 | 1 |  |  | No Match | No Match |  |  |  | 18100 | 1360 | 13.3 | 9 | 14600 | 1337 | 3.2 |  | Non Federally-Regulated | 12/14/1998 |  | 10/06/1999
McQuay International | McQuay | LHP.LWP10D-D |  | Water-Source | WBAHP: Heat Pump Packaged Unit | Heat Pump | 208 | 3 |  |  | No Match | No Match |  |  |  | 107000 | 8991 | 11.9 | 9 | 120000 | 9254 | 3.8 | 3.8 | Federally-Regulated Commercial & Industrial Equipment | 02/02/1998 |  | 03/31/1998
McQuay International | McQuay | CCH/CCW/HWH/HWW036C-T |  | Water-Source | WBAHP: Heat Pump Packaged Unit | Heat Pump | 460 | 3 |  |  | No Match | No Match |  |  |  | 36000 | 2975 | 12.1 | 10 | 42500 | 3037 | 4.1 |  | Federally-Regulated Commercial & Industrial Equipment | 12/14/1998 |  | 11/17/1999
Waterfurnace International, Inc. | Waterfurnace International, Inc. | NSZ042A1 | NRAC048* | Ground-Water-Source | WBAHP-CB: Heat Pump Split Syst | Heat Pump | 208 | 1 |  |  | No Match | Single-Speed |  |  |  | 42900 | 1696 | 25.3 | 16.2 | 33000 | 2151 | 4.5 | 3.6 | Non Federally-Regulated | 04/30/2009 |  | 10/24/2014
Florida Heat Pump | Florida Heat Pump | EM042-3HZ |  | Water-Source | WBAHP: Heat Pump Packaged Unit | Heat Pump | 230 | 3 |  |  | No Match | No Match |  |  |  | 42000 | 3181 | 13.2 | 9.3 | 51000 | 3475 | 4.3 | 3.8 | Federally-Regulated Commercial & Industrial Equipment | 03/31/1998 |  | 05/10/1998
Addison Products | Addison Products | WRH032-1JA | HRH032-1J/1JB | Water-Source | WBAHP-C: Heat Pump Split Syste | Heat Pump | 208 | 1 |  |  | No Match | No Match |  |  |  | 30200 | 2745 | 11 | 9.3 | 37600 | 2899 | 3.8 | 3.8 | Federally-Regulated Commercial & Industrial Equipment | 03/31/1998 |  | 05/10/1998
Snyder General Corp. | McQuay | CW750GP |  | Water-Source | WBAHP: Heat Pump Packaged Unit | Heat Pump | 460 | 3 |  |  | No Match | No Match |  |  |  | 74000 | 7000 | 10.6 | 9.2 | 92000 | 7500 | 3.6 | 2.5 | Non Federally-Regulated | 02/22/1990 |  | 07/31/1991
Carrier Corp. | Carrier | 50KQ0124 |  | Water-Source | WBAHP: Heat Pump Packaged Unit | Heat Pump | 265 | 1 |  |  | No Match | No Match |  |  |  | 11400 | 1085 | 10.5 | 9 | 13000 | 1120 | 3.4 | 3.2 | Non Federally-Regulated | 02/22/1990 |  | 07/31/1991
California Heat Pump | Climate Master Series | 816-010 |  | Water-Source | WBAHP: Heat Pump Packaged Unit | Heat Pump | 265 | 1 |  |  | No Match | No Match |  |  |  | 9000 | 850 | 10.6 | 9 | 11300 | 870 | 3.8 | 3.2 | Non Federally-Regulated | 05/11/1988 |  | 03/15/1989
Waterfurnace International, Inc. | Geosmart Energy, Inc. | YS030**1*0 |  | Ground-Source | WBAHP: Heat Pump Packaged Unit | Heat Pump | 208 | 1 |  |  | No Match | Single-Speed |  |  |  | 29000 | 1706 | 17 | 13.4 | 22800 | 1909 | 3.5 | 3.1 | Non Federally-Regulated | 01/24/2011 |  | 05/01/2015
Addison Products | Addison Products | DWPG036-3B-XL* |  | Ground-Water-Source | WBAHP: Heat Pump Packaged Unit | Heat Pump | 230 | 3 |  |  | No Match | No Match |  |  |  | 36000 | 2627 | 13.7 | 11 | 37800 | 2701 | 4.1 | 3.5 | Non Federally-Regulated | 03/31/1998 |  | 05/10/1998
Florida Heat Pump | Florida Heat Pump | TA035-1CS | DX035CC/UC | Ground-Water-Source | WBAHP-C: Heat Pump Split Syste | Heat Pump | 208 | 1 |  |  | No Match | Dual-Speed |  |  |  | 42400 | 1643 | 25.8 | 16.2 | 32200 | 1966 | 4.8 | 3.6 | Non Federally-Regulated | 01/10/2012 |  | 03/02/2012
Waterfurnace International, Inc. | Waterfurnace International, Inc. | SXV010C0 |  | Ground-Water-Source | WBAHP: Heat Pump Packaged Unit | Heat Pump | 230 | 1 |  |  | No Match | No Match |  |  |  | 9900 | 642 | 15.4 | 9 | 7400 | 657 | 3.3 |  | Non Federally-Regulated | 01/30/1998 |  | 10/02/1998
Addison Products | Addison Products | HPY120-3A |  | Water-Source | WBAHP-CB: Heat Pump Split Syst | Heat Pump | 208 | 3 |  |  | No Match | No Match |  |  |  | 110400 | 8492 | 13 | 9 | 137100 | 11477 | 3.5 | 3.5 | Non Federally-Regulated | 07/22/2002 |  | 03/12/2009
Waterfurnace International, Inc. | Waterfurnace International, Inc. | SXH024C0 |  | Water-Source | WBAHP: Heat Pump Packaged Unit | Heat Pump | 208 | 1 |  |  | No Match | No Match |  |  |  | 25500 | 1688 | 15.1 | 9.3 | 30700 | 1697 | 5.3 | 3.8 | Federally-Regulated Commercial & Industrial Equipment | 03/31/1998 |  | 05/10/1998
Florida Heat Pump | Florida Heat Pump | GT042-5VT/HZ/CF |  | Ground-Water-Source | WBAHP: Heat Pump Packaged Unit | Heat Pump | 575 | 3 |  |  | No Match | No Match |  |  |  | 42500 | 3148 | 13.5 | 9 | 31600 | 2806 | 3.3 |  | Non Federally-Regulated | 12/14/1998 |  | 04/10/2000
ClimateMaster Inc. | Climate Master | ACA/B048 |  | Water-Source | WBAHP: Heat Pump Packaged Unit | Heat Pump | 230 | 1 |  |  | No Match | Single-Speed |  |  |  | 45700 | 3385 | 13.5 | 12 | 53600 | 3273 | 4.8 | 4.2 | Federally-Regulated Commercial & Industrial Equipment | 03/02/2012 |  | 06/09/2015
McQuay International | McQuay | W-CMG-1-060-E |  | Ground-Water-Source | WBAHP: Heat Pump Packaged Unit | Heat Pump | 208 | 1 |  |  | No Match | No Match |  |  |  | 57000 | 4523 | 12.6 | 9 | 42500 | 4447 | 2.8 |  | Non Federally-Regulated | 09/21/2000 |  | 07/18/2002
Command-Aire | Command-Aire | SWPH-1544 |  | Water-Source | WBAHP: Heat Pump Packaged Unit | Heat Pump | 460 | 3 |  |  | No Match | No Match |  |  |  | 169000 | 18500 | 9.1 |  | 235000 | 18900 | 3.7 |  | Non Federally-Regulated | 05/11/1988 |  | 03/15/1989
Waterfurnace International, Inc. | Johnson Controls | RJSV/RJSH036**0*0 |  | Ground-Water-Source | WBAHP: Heat Pump Packaged Unit | Heat Pump | 208 | 1 |  |  | No Match | Single-Speed |  |  |  | 36300 | 1412 | 25.7 | 16.2 | 30300 | 1889 | 4.7 | 3.6 | Non Federally-Regulated | 01/24/2011 |  | 10/24/2014
Mammoth | Mammoth | F034H |  | Water-Source | WBAHP: Heat Pump Packaged Unit | Heat Pump | 208 | 3 |  |  | No Match | No Match |  |  |  | 33000 | 3600 | 9.2 | 7.5 | 40000 | 3650 | 3.2 | 2.5 | Non Federally-Regulated | 01/05/1982 |  | 05/16/1984
American Air Filter | Enercon | HW61 |  | Water-Source | WBAHP: Heat Pump Packaged Unit | Heat Pump | 230 | 1 |  |  | No Match | No Match |  |  |  | 61000 | 5730 | 10.6 | 7.5 | 74000 | 6100 | 3.6 | 2.5 | Non Federally-Regulated | 06/11/1985 |  | 05/11/1988
Florida Heat Pump | Florida Heat Pump | EM042-4HZ |  | Water-Source | WBAHP: Heat Pump Packaged Unit | Heat Pump | 460 | 3 |  |  | No Match | No Match |  |  |  | 42000 | 3181 | 13.2 | 10 | 51000 | 3475 | 4.3 |  | Federally-Regulated Commercial & Industrial Equipment | 12/14/1998 |  | 10/05/1999
McQuay / Snyder General | Electro-Hydronics | VE260GD |  | Water-Source | WBAHP: Heat Pump Packaged Unit | Heat Pump | 230 | 3 |  |  | No Match | No Match |  |  |  | 25000 | 2450 | 10.2 | 7.5 | 31600 | 2500 | 3.7 | 2.5 | Non Federally-Regulated | 08/29/1986 |  | 05/11/1988
Enertech Global, LLC | Enertech | H120 |  | Ground-Water-Source | WBAHP: Heat Pump Packaged Unit | Heat Pump | 208 | 1 |  |  | No Match | Single-Speed | 6740 | 800 | 1 | 131200 | 7540 | 17.4 | 16.2 | 113700 | 8331 | 4 | 3.6 | Non Federally-Regulated | 01/10/2012 |  | 04/19/2013
ClimateMaster Inc. | Climate Master Series | VP/HP042 |  | Ground-Water-Source | WBAHP: Heat Pump Packaged Unit | Heat Pump | 230 | 1 |  |  | No Match | No Match |  |  |  | 42000 | 3181 | 13.2 | 9 | 31000 | 2839 | 3.2 |  | Non Federally-Regulated | 01/30/1998 |  | 10/02/1998
Florida Heat Pump | Florida Heat Pump | EM028-2CF |  | Water-Source | WBAHP: Heat Pump Packaged Unit | Heat Pump | 265 | 1 |  |  | No Match | No Match |  |  |  | 28000 | 1971 | 14.2 | 10 | 33400 | 2175 | 4.5 |  | Federally-Regulated Commercial & Industrial Equipment | 02/02/1998 |  | 03/31/1998
McQuay / Snyder General | Electro-Hydronics | LHP7.5AK |  | Water-Source | WBAHP: Heat Pump Packaged Unit | Heat Pump | 208 | 3 |  |  | No Match | No Match |  |  |  | 76000 | 7100 | 10.7 | 9.2 | 95000 | 7500 | 3.7 |  | Non Federally-Regulated | 05/11/1988 |  | 03/15/1989
Addison Products | Addison Products | WSH036-1AL |  | Water-Source | WBAHP: Heat Pump Packaged Unit | Heat Pump | 230 | 1 |  |  | No Match | No Match |  |  |  | 35000 | 2868 | 12.2 | 10 | 44000 | 3070 | 4.2 |  | Federally-Regulated Commercial & Industrial Equipment | 02/02/1998 |  | 03/31/1998
Climate Control / Snyder General | Electro-Hydronics | VE70F3 |  | Water-Source | WBAHP: Heat Pump Packaged Unit | Heat Pump | 230 | 1 |  |  | No Match | No Match |  |  |  | 6900 | 645 | 10.7 | 7.5 | 8800 | 700 | 3.7 | 2.5 | Non Federally-Regulated | 05/16/1984 |  | 08/29/1986
Mammoth | Hydrobank II | G062VHJ |  | Water-Source | WBAHP: Heat Pump Packaged Unit | Heat Pump | 460 | 3 |  |  | No Match | No Match |  |  |  | 61000 | 5398 | 11.3 | 10 | 84500 | 6515 | 3.8 |  | Federally-Regulated Commercial & Industrial Equipment | 05/23/2000 |  | 01/18/2001
Waterfurnace International, Inc. | Waterfurnace International, Inc. | ATH057D1(P) |  | Ground-Water-Source | WBAHP: Heat Pump Packaged Unit | Heat Pump | 230 | 1 |  |  | No Match | No Match |  |  |  | 36000 | 1914 | 18.8 | 9 | 26000 | 2116 | 3.6 |  | Non Federally-Regulated | 01/30/1998 |  | 05/10/1998
Snyder General Corp. | McQuay | RC120A3 |  | Water-Source | WBAHP: Heat Pump Packaged Unit | Heat Pump | 230 | 1 |  |  | No Match | No Match |  |  |  | 11200 | 1179 | 9.5 | 9 | 14000 | 1207 | 3.4 | 3.2 | Non Federally-Regulated | 02/22/1990 |  | 07/31/1991
Waterfurnace International, Inc. | Waterfurnace International, Inc. | SXH036C0 |  | Ground-Water-Source | WBAHP: Heat Pump Packaged Unit | Heat Pump | 230 | 1 |  |  | No Match | No Match |  |  |  | 37600 | 2870 | 13.1 | 11 | 40500 | 2967 | 4 | 3.5 | Non Federally-Regulated | 03/31/1998 |  | 05/10/1998
McQuay International | McQuay | W-CDD/CDE/CMG-1-030-K |  | Ground-Water-Source | WBAHP: Heat Pump Packaged Unit | Heat Pump | 460 | 3 |  |  | No Match | No Match |  |  |  | 31600 | 2194 | 14.4 | 9 | 21500 | 2099 | 3 |  | Non Federally-Regulated | 10/06/1999 |  | 04/10/2000
Addison Products | Addison Products | HGY007-0A |  | Water-Source | WBAHP-CB: Heat Pump Split Syst | Heat Pump | 230 | 1 |  |  | No Match | No Match |  |  |  | 9300 | 683 | 13.6 | 9 | 10900 | 778 | 4.1 | 3.5 | Non Federally-Regulated | 01/17/2001 |  | 07/16/2001
California Heat Pump | Trane | WPCB-0097 |  | Water-Source | WBAHP: Heat Pump Packaged Unit | Heat Pump | 265 | 1 |  |  | No Match | No Match |  |  |  | 9000 | 900 | 10 | 7.5 | 10300 | 900 | 3.4 | 2.5 | Non Federally-Regulated | 08/29/1986 |  | 05/11/1988
Florida Heat Pump | Energy Miser | HECS34-4 | HEAH34-4 | Water-Source | WBAHP-C: Heat Pump Split Syste | Heat Pump | 460 | 3 |  |  | No Match | No Match |  |  |  | 32600 | 2785 | 11.7 | 9 | 43000 | 3150 | 4 | 3.2 | Non Federally-Regulated | 02/22/1990 |  | 07/31/1991
Waterfurnace International, Inc. | Johnson Controls | RKV/RKH049**0*4 |  | Ground-Water-Source | WBAHP: Heat Pump Packaged Unit | Heat Pump | 208 | 1 |  |  | No Match | Single-Speed |  |  |  | 56200 | 2294 | 24.5 | 16.2 | 46300 | 2950 | 4.6 | 3.6 | Non Federally-Regulated | 09/03/2012 |  | 01/09/2014
Waterfurnace International, Inc. | Eagle Mountain | ZS048**5*0 |  | Water-Source | WBAHP: Heat Pump Packaged Unit | Heat Pump | 575 | 3 |  |  | No Match | Single-Speed |  |  |  | 47700 | 3245 | 14.7 | 12 | 56000 | 3730 | 4.4 | 4.2 | Federally-Regulated Commercial & Industrial Equipment | 01/24/2011 |  | 04/19/2013
Enertech Global, LLC | Enertech | GXT036C |  | Ground-Water-Source | WBAHP: Heat Pump Packaged Unit | Heat Pump | 230 | 1 |  |  | No Match | Single-Speed |  |  |  | 40900 | 1748 | 23.4 | 16.2 | 35700 | 2135 | 4.9 | 3.6 | Non Federally-Regulated | 12/12/2012 |  | 04/21/2014
Snyder General Corp. | American Air Filter | FVW-36 |  | Water-Source | WBAHP: Heat Pump Packaged Unit | Heat Pump | 200 | 3 |  |  | No Match | No Match |  |  |  | 35600 | 3266 | 10.9 | 9 | 43000 | 3407 | 3.7 | 3.2 | Federally-Regulated Commercial & Industrial Equipment | 02/04/1988 |  | 07/27/1992
Florida Heat Pump | Florida Heat Pump | CE035-1CS | DX035 | Ground-Source | WBAHP-CB: Heat Pump Split Syst | Heat Pump | 230 | 1 |  |  | No Match | Variable-Speed |  |  |  | 38500 | 2200 | 17.5 | 13.4 | 25500 | 2135 | 3.5 | 3.1 | Non Federally-Regulated | 01/10/2012 |  | 03/02/2012
Climate Control / Snyder General | Electro-Hydronics | LHP20BK |  | Water-Source | WBAHP: Heat Pump Packaged Unit | Heat Pump | 208 | 3 |  |  | No Match | No Match |  |  |  | 214000 | 18000 | 11.9 |  | 240000 | 18400 | 3.8 | 2.5 | Non Federally-Regulated | 06/11/1985 |  | 08/29/1986
Florida Heat Pump | Florida Heat Pump | GT030-1CF/HZ/VT |  | Ground-Water-Source | WBAHP: Heat Pump Packaged Unit | Heat Pump | 230 | 1 |  |  | No Match | No Match |  |  |  | 29000 | 1812 | 16 | 9 | 20000 | 1627 | 3.6 |  | Non Federally-Regulated | 05/29/2001 |  | 07/18/2002
ClimateMaster Inc. | Climate Master Series | V100-12 |  | Water-Source | WBAHP: Heat Pump Packaged Unit | Heat Pump | 230 | 1 |  |  | No Match | No Match |  |  |  | 101000 | 8782 | 11.5 | 10.5 | 109000 | 8406 | 3.8 | 3.8 | Federally-Regulated Commercial & Industrial Equipment | 03/31/1998 |  | 05/10/1998
Waterfurnace International, Inc. | Geotility Geothermal Installations | ZS070**4*4 |  | Water-Source | WBAHP: Heat Pump Packaged Unit | Heat Pump | 460 | 3 |  |  | No Match | Single-Speed |  |  |  | 63000 | 4406 | 14.3 | 12 | 79000 | 4926 | 4.7 | 4.2 | Federally-Regulated Commercial & Industrial Equipment | 03/02/2012 |  | 04/19/2013
McQuay International | McQuay | FCV/FCW/VWH/VWW048B-G |  | Water-Source | WBAHP: Heat Pump Packaged Unit | Heat Pump | 230 | 1 |  |  | No Match | No Match |  |  |  | 46000 | 3833 | 12 | 10 | 56000 | 3816 | 4.3 |  | Federally-Regulated Commercial & Industrial Equipment | 12/14/1998 |  | 11/17/1999
ClimateMaster Inc. | Carrier Corp. | 50PRH/V030 3 |  | Ground-Source | WBAHP: Heat Pump Packaged Unit | Heat Pump | 208 | 1 |  |  | No Match | Single-Speed |  |  |  | 28900 | 1914 | 15.1 | 13.4 | 23400 | 2017 | 3.4 | 3.1 | Non Federally-Regulated | 01/24/2011 |  | 08/23/2011
Florida Heat Pump | Florida Heat Pump | CW018-1 |  | Water-Source | WBAHP-CB: Heat Pump Split Syst | Heat Pump | 208 | 1 |  |  | No Match | No Match |  |  |  | 18000 | 1200 | 15 | 9 | 17000 | 1245 | 4 | 3.5 | Non Federally-Regulated | 07/22/2002 |  | 03/12/2009
McQuay / Snyder General | Electro-Hydronics | VF70F7 |  | Water-Source | WBAHP: Heat Pump Packaged Unit | Heat Pump | 265 | 1 |  |  | No Match | No Match |  |  |  | 6900 | 645 | 10.7 | 7.5 | 8800 | 700 | 3.7 | 2.5 | Non Federally-Regulated | 08/29/1986 |  | 05/11/1988
The Whalen Company | Whalen | VI-A-400-2 |  | Water-Source | WBAHP-O: Heat Pump Packaged Un | Heat Pump | 265 | 1 |  |  | No Match | No Match |  |  |  | 12600 | 1299 | 9.7 | 9 | 15600 | 1345 | 3.4 | 3.2 | Federally-Regulated Commercial & Industrial Equipment | 04/25/1988 |  | 05/11/1988
Singer | Electro-Hydronics | FW380D6 |  | Water-Source | WBAHP: Heat Pump Packaged Unit | Heat Pump | 230 | 1 |  |  | No Match | No Match |  |  |  | 33000 | 3500 | 9.4 | 7.5 | 35400 | 3550 | 2.9 | 2.5 | Non Federally-Regulated | 09/08/1982 |  | 05/16/1984
Waterfurnace International, Inc. | Waterfurnace International, Inc. | P013**2 |  | Water-Source | WBAHP: Heat Pump Packaged Unit | Heat Pump | 265 | 1 |  |  | No Match | No Match |  |  |  | 12700 | 858 | 14.8 | 10 | 15100 | 921 | 4.8 |  | Federally-Regulated Commercial & Industrial Equipment | 05/19/2000 |  | 06/20/2003
Enertech Global, LLC | Enertech | GST072A2 | MPD072 | Ground-Source | WBAHP-CB: Heat Pump Split Syst | Heat Pump | 208 | 3 |  |  | No Match | Single-Speed | 3552 | 693 | 1 | 69200 | 4245 | 16.3 | 13.4 | 52400 | 4266 | 3.6 | 3.1 | Non Federally-Regulated | 09/03/2012 |  | 12/12/2012
Waterfurnace International, Inc. | Triple Function | TFV014A*1*** |  | Water-Source | WBAHP-CB: Heat Pump Split Syst | Heat Pump | 230 | 1 |  |  | No Match | No Match |  |  |  | 14300 | 1416 | 10.1 | 9 | 17500 | 1602 | 3.2 |  | Non Federally-Regulated | 09/13/1989 |  | 07/27/1992
Florida Heat Pump | Florida Heat Pump | EM007-2CS | EM007-2AV/AH | Water-Source | WBAHP-C: Heat Pump Split Syste | Heat Pump | 265 | 1 |  |  | No Match | No Match |  |  |  | 7300 | 603 | 12.1 | 10 | 9800 | 652 | 4.4 |  | Federally-Regulated Commercial & Industrial Equipment | 10/05/1999 |  | 04/12/2000
Florida Heat Pump | Florida Heat Pump | EM060-1CS | EM060-1AH/AV | Ground-Water-Source | WBAHP-CB: Heat Pump Split Syst | Heat Pump | 230 | 1 |  |  | No Match | No Match |  |  |  | 62000 | 4769 | 13 | 9 | 51000 | 4528 | 3.3 |  | Non Federally-Regulated | 07/22/2002 |  | 03/12/2009
Command-Aire | Command-Aire | SWPH-137 |  | Water-Source | WBAHP: Heat Pump Packaged Unit | Heat Pump | 265 | 1 |  |  | No Match | No Match |  |  |  | 13500 | 1400 | 9.6 | 9 | 18800 | 1575 | 3.5 | 3.2 | Non Federally-Regulated | 02/22/1990 |  | 07/31/1991
McQuay International | McQuay | W-LDE/LDL/LME/LML1070L |  | Water-Source | WBAHP: Heat Pump Packaged Unit | Heat Pump | 575 | 3 |  |  | No Match | No Match |  |  |  | 70000 | 6194 | 11.3 | 9 | 83000 | 6235 | 3.9 | 3.8 | Federally-Regulated Commercial & Industrial Equipment | 01/18/2001 |  | 03/12/2009
Florida Heat Pump | Florida Heat Pump | EM009-1CF |  | Water-Source | WBAHP: Heat Pump Packaged Unit | Heat Pump | 208 | 1 |  |  | No Match | No Match |  |  |  | 9500 | 760 | 12.5 | 10 | 13000 | 846 | 4.5 |  | Federally-Regulated Commercial & Industrial Equipment | 02/02/1998 |  | 03/31/1998
Trane U.S. Inc. | Trane | GEVB006 |  | Ground-Water-Source | WBAHP: Heat Pump Packaged Unit | Heat Pump | 208 | 1 |  |  | No Match | No Match |  |  |  | 6980 | 484 | 14.4 | 9 | 4690 | 443 | 3.1 |  | Non Federally-Regulated | 07/22/2002 |  | 03/12/2009
Enertech Global, LLC | Enertech | GCT072D |  | Ground-Source | WBAHP: Heat Pump Packaged Unit | Heat Pump | 230 | 1 |  |  | No Match | Single-Speed | 3612 | 710 | 1 | 72600 | 4321 | 16.8 | 13.4 | 58000 | 4594 | 3.7 | 3.1 | Non Federally-Regulated | 09/03/2012 |  | 12/12/2012
Enertech Global, LLC | Roth Industries, Inc. | RXT072D2 |  | Ground-Source | WBAHP: Heat Pump Packaged Unit | Heat Pump | 230 | 3 |  |  | No Match | Single-Speed | 3498 | 710 | 1 | 71100 | 4207 | 16.9 | 13.4 | 55900 | 4551 | 3.6 | 3.1 | Non Federally-Regulated | 12/12/2012 |  | 04/21/2014
Addison Products | Addison Products | DWPG054-1B-XL* |  | Ground-Water-Source | WBAHP: Heat Pump Packaged Unit | Heat Pump | 208 | 1 |  |  | No Match | No Match |  |  |  | 53000 | 3868 | 13.7 | 9 | 40000 | 3907 | 3 |  | Non Federally-Regulated | 12/14/1998 |  | 04/10/2000
Addison Products | Addison Products | WSH019-1AR |  | Water-Source | WBAHP: Heat Pump Packaged Unit | Heat Pump | 208 | 1 |  |  | No Match | No Match |  |  |  | 18200 | 1300 | 14 | 10 | 22200 | 1301 | 5 |  | Federally-Regulated Commercial & Industrial Equipment | 02/02/1998 |  | 03/31/1998
Waterfurnace International, Inc. | Waterfurnace International, Inc. | SXH042C1 |  | Water-Source | WBAHP: Heat Pump Packaged Unit | Heat Pump | 230 | 1 |  |  | No Match | No Match |  |  |  | 42000 | 3000 | 14 | 9.3 | 54500 | 3131 | 5.1 | 3.8 | Federally-Regulated Commercial & Industrial Equipment | 03/31/1998 |  | 05/10/1998
McQuay / Snyder General | Electro-Hydronics | FC260G5 |  | Water-Source | WBAHP: Heat Pump Packaged Unit | Heat Pump | 208 | 1 |  |  | No Match | No Match |  |  |  | 26000 | 2450 | 10.6 | 9 | 31000 | 2524 | 3.6 | 3.2 | Non Federally-Regulated | 05/11/1988 |  | 03/15/1989
Waterfurnace International, Inc. | Waterfurnace International, Inc. | SXH030B3 |  | Ground-Water-Source | WBAHP: Heat Pump Packaged Unit | Heat Pump | 208 | 3 |  |  | No Match | No Match |  |  |  | 31200 | 2181 | 14.3 | 9 | 21600 | 1808 | 3.5 |  | Non Federally-Regulated | 08/21/1998 |  | 10/02/1998
Waterfurnace International, Inc. | WFI Industries, Ltd. | VLV/VXV018*0 |  | Water-Source | WBAHP: Heat Pump Packaged Unit | Heat Pump | 208 | 1 |  |  | No Match | No Match |  |  |  | 17100 | 1266 | 13.5 | 10 | 23200 | 1416 | 4.8 |  | Federally-Regulated Commercial & Industrial Equipment | 06/20/2003 |  | 02/17/2011
Florida Heat Pump | Florida Heat Pump | EM012-1CF/HZ/VT |  | Ground-Water-Source | WBAHP: Heat Pump Packaged Unit | Heat Pump | 230 | 1 |  |  | No Match | No Match |  |  |  | 12000 | 1000 | 12 | 9 | 9000 | 909 | 2.9 |  | Non Federally-Regulated | 05/29/2001 |  | 07/18/2002
Carrier Corp. | Carrier | 50HQ,VQ0426 |  | Water-Source | WBAHP: Heat Pump Packaged Unit | Heat Pump | 460 | 3 |  |  | No Match | No Match |  |  |  | 41000 | 4900 | 8.4 | 9 | 45000 | 5000 | 2.6 | 3.2 | Non Federally-Regulated | 05/11/1988 |  | 03/15/1989
Mammoth | Hydrobank II | G043HHJ |  | Water-Source | WBAHP: Heat Pump Packaged Unit | Heat Pump | 460 | 3 |  |  | No Match | No Match |  |  |  | 41500 | 3547 | 11.7 | 10 | 54300 | 4186 | 3.8 |  | Federally-Regulated Commercial & Industrial Equipment | 03/22/2001 |  | 07/16/2001
Florida Heat Pump | Florida Heat Pump | AP025-2CF/HZ/VT |  | Ground-Source | WBAHP: Heat Pump Packaged Unit | Heat Pump | 265 | 1 |  |  | No Match | Dual-Speed |  |  |  | 28500 | 1484 | 19.2 | 13.4 | 20400 | 1458 | 4.1 | 3.1 | Non Federally-Regulated | 11/30/2011 |  | 04/20/2015
Mammoth | Hydrobank II | D036HHB/VHB |  | Water-Source | WBAHP: Heat Pump Packaged Unit | Heat Pump | 208 | 1 |  |  | No Match | No Match |  |  |  | 35800 | 3314 | 10.8 | 10 | 47000 | 3624 | 3.8 |  | Federally-Regulated Commercial & Industrial Equipment | 07/29/1998 |  | 10/02/1998
Florida Heat Pump | Florida Heat Pump | EM072-3CS | EM072-3AH/AV | Ground-Water-Source | WBAHP-CB: Heat Pump Split Syst | Heat Pump | 208 | 3 |  |  | No Match | No Match |  |  |  | 70500 | 5145 | 13.7 | 9 | 49000 | 4486 | 3.2 |  | Non Federally-Regulated | 07/22/2002 |  | 03/12/2009
ClimateMaster Inc. | Climate Master Series | GRV/GRH009AE |  | Ground-Water-Source | WBAHP: Heat Pump Packaged Unit | Heat Pump | 265 | 1 |  |  | No Match | No Match |  |  |  | 8000 | 625 | 12.8 | 9 | 6400 | 585 | 3.2 |  | Non Federally-Regulated | 04/10/2000 |  | 07/18/2002
Waterfurnace International, Inc. | Waterfurnace International, Inc. | P034**1 |  | Water-Source | WBAHP: Heat Pump Packaged Unit | Heat Pump | 230 | 1 |  |  | No Match | No Match |  |  |  | 33300 | 2068 | 16.1 | 10 | 40000 | 2547 | 4.6 |  | Federally-Regulated Commercial & Industrial Equipment | 05/19/2000 |  | 02/17/2011
Trane U.S. Inc. | Trane | EXHE0604 |  | Ground-Source | WBAHP: Heat Pump Packaged Unit | Heat Pump | 460 | 1 |  |  | No Match | Single-Speed |  |  |  | 61700 | 3717 | 16.6 | 13.4 | 49500 | 3818 | 3.8 | 3.1 | Non Federally-Regulated | 06/14/2011 |  | 08/15/2014
Waterfurnace International, Inc. | Eagle Mountain | ZS024**0*4 |  | Water-Source | WBAHP: Heat Pump Packaged Unit | Heat Pump | 208 | 1 |  |  | No Match | Single-Speed |  |  |  | 23900 | 1583 | 15.1 | 12 | 27000 | 1583 | 5 | 4.2 | Federally-Regulated Commercial & Industrial Equipment | 06/14/2011 |  | 04/19/2013
Waterfurnace International, Inc. | Waterfurnace International, Inc. | VLH/VXH036*2 |  | Water-Source | WBAHP: Heat Pump Packaged Unit | Heat Pump | 265 | 1 |  |  | No Match | No Match |  |  |  | 34400 | 2796 | 12.3 | 10 | 43000 | 3230 | 3.9 |  | Federally-Regulated Commercial & Industrial Equipment | 11/19/2002 |  | 03/12/2009
Mammoth | Hydrobank II | F216VHA |  | Water-Source | WBAHP: Heat Pump Packaged Unit | Heat Pump | 230 | 3 |  |  | No Match | No Match |  |  |  | 212000 | 19272 | 11 |  | 268000 | 21223 | 3.7 | 3.8 | Non Federally-Regulated | 07/31/1991 |  | 03/31/1998
Waterfurnace International, Inc. | WFI Industries, Ltd. | USV/USH060**3*4 |  | Ground-Source | WBAHP: Heat Pump Packaged Unit | Heat Pump | 208 | 3 |  |  | No Match | Single-Speed |  |  |  | 60900 | 3402 | 17.9 | 13.4 | 47100 | 3834 | 3.6 | 3.1 | Non Federally-Regulated | 03/02/2012 |  | 05/01/2015
Florida Heat Pump | Energy Miser | HLTH60-3 |  | Water-Source | WBAH-O: Heating Only Packaged | Heat Pump | 208 | 3 |  |  | No Match | No Match |  |  |  | 0 | 0 | 0 | 9 | 68000 | 5690 | 3.5 |  | Non Federally-Regulated | 03/07/1989 |  | 07/28/1992
Command-Aire | Command-Aire | SWPH-1033 |  | Water-Source | WBAHP: Heat Pump Packaged Unit | Heat Pump | 208 | 3 |  |  | No Match | No Match |  |  |  | 115000 | 11900 | 9.7 | 9.2 | 156000 | 12100 | 3.8 |  | Federally-Regulated Commercial & Industrial Equipment | 01/23/1988 |  | 05/11/1988
The Whalen Company | Whalen | VI-A-801-1 |  | Water-Source | WBAHP-O: Heat Pump Packaged Un | Heat Pump | 230 | 1 |  |  | No Match | No Match |  |  |  | 24200 | 2104 | 11.5 | 10 | 31000 | 2271 | 4 |  | Federally-Regulated Commercial & Industrial Equipment | 12/14/1998 |  | 05/19/2000
Trane U.S. Inc. | Trane | GEHB012 |  | Ground-Water-Source | WBAHP: Heat Pump Packaged Unit | Heat Pump | 208 | 1 |  |  | No Match | No Match |  |  |  | 12400 | 873 | 14.2 | 9 | 8700 | 796 | 3.2 |  | Non Federally-Regulated | 07/22/2002 |  | 03/12/2009
Waterfurnace International, Inc. | Waterfurnace International, Inc. | SXV068C0 |  | Ground-Water-Source | WBAHP: Heat Pump Packaged Unit | Heat Pump | 208 | 1 |  |  | No Match | No Match |  |  |  | 66000 | 5500 | 12 | 9 | 52000 | 5080 | 3 |  | Non Federally-Regulated | 01/30/1998 |  | 10/02/1998
Waterfurnace International, Inc. | Premier | ATV/ATH045A |  | Ground-Water-Source | WBAHP: Heat Pump Packaged Unit | Heat Pump | 230 | 3 |  |  | No Match | No Match |  |  |  | 49000 | 3657 | 13.4 | 11 | 53000 | 3882 | 4 | 3.4 | Non Federally-Regulated | 07/31/1991 |  | 03/31/1998
Command-Aire | Command-Aire | SWPH-1244 |  | Water-Source | WBAHP: Heat Pump Packaged Unit | Heat Pump | 460 | 3 |  |  | No Match | No Match |  |  |  | 140000 | 15400 | 9.1 | 9.6 | 199000 | 14600 | 4 | 2.9 | Federally-Regulated Commercial & Industrial Equipment | 03/31/1998 |  | 05/10/1998
Waterfurnace International, Inc. | Waterfurnace International, Inc. | ATV028*0 |  | Ground-Water-Source | WBAHP: Heat Pump Packaged Unit | Heat Pump | 230 | 1 |  |  | No Match | No Match |  |  |  | 29000 | 1812 | 16 | 9 | 21000 | 1757 | 3.5 |  | Non Federally-Regulated | 10/06/1999 |  | 05/19/2000
Singer | Electro-Hydronics | FC330CP |  | Water-Source | WBAHP: Heat Pump Packaged Unit | Heat Pump | 460 | 3 |  |  | No Match | No Match |  |  |  | 33000 | 3500 | 9.4 | 7.5 | 35500 | 3550 | 2.9 | 2.5 | Non Federally-Regulated | 01/05/1982 |  | 09/08/1982
Mammoth | Hydrobank II | F130VHG |  | Water-Source | WBAHP: Heat Pump Packaged Unit | Heat Pump | 208 | 3 |  |  | No Match | No Match |  |  |  | 123000 | 9461 | 13 | 9 | 158000 | 11573 | 4 | 3.8 | Federally-Regulated Commercial & Industrial Equipment | 05/23/2000 |  | 01/18/2001
Command-Aire | Command-Aire | SWP-2033 |  | Water-Source | WBAHP: Heat Pump Packaged Unit | Heat Pump | 208 | 3 |  |  | No Match | No Match |  |  |  | 240000 | 24700 | 9.7 | 9 | 336000 | 27900 | 3.5 |  | Federally-Regulated Commercial & Industrial Equipment | 01/23/1988 |  | 05/11/1988
ClimateMaster Inc. | Carrier Corp. | 50YPS064 | FV4***006 | Ground-Water-Source | WBAHP-CB: Heat Pump Split Syst | Heat Pump | 208 | 1 |  |  | No Match | Single-Speed |  |  |  | 63800 | 3323 | 19.2 | 16.2 | 58800 | 4008 | 4.3 | 3.6 | Non Federally-Regulated | 01/24/2011 |  | 08/23/2011
Florida Heat Pump | Energy Miser | HE12ACF-1 |  | Water-Source | WBAHP: Heat Pump Packaged Unit | Heat Pump | 230 | 1 |  |  | No Match | No Match |  |  |  | 11500 | 1045 | 11 | 9 | 14500 | 1120 | 3.8 | 3.2 | Non Federally-Regulated | 05/11/1988 |  | 03/15/1989
Econar | Econar | GV181 |  | Ground-Water-Source | WBAHP: Heat Pump Packaged Unit | Heat Pump | 208 | 1 |  |  | No Match | No Match |  |  |  | 18400 | 1333 | 13.8 | 11 | 21700 | 1718 | 3.7 | 3.5 | Non Federally-Regulated | 03/31/1998 |  | 05/10/1998
ClimateMaster Inc. | Climate Master Series | 802092H******** |  | Water-Source | WBAHP: Heat Pump Packaged Unit | Heat Pump | 230 | 3 |  |  | No Match | No Match |  |  |  | 94000 | 9690 | 9.7 | 9.2 | 116000 | 11300 | 3 | 2.5 | Non Federally-Regulated | 02/22/1990 |  | 07/31/1991
Waterfurnace International, Inc. | Waterfurnace International, Inc. | SXV058B1 |  | Water-Source | WBAHP: Heat Pump Packaged Unit | Heat Pump | 230 | 1 |  |  | No Match | No Match |  |  |  | 55000 | 4074 | 13.5 | 10 | 69000 | 4493 | 4.5 |  | Federally-Regulated Commercial & Industrial Equipment | 02/02/1998 |  | 03/31/1998
Enertech Global, LLC | Enertech | HHT060A2 |  | Ground-Water-Source | WBAHP: Heat Pump Packaged Unit | Heat Pump | 208 | 3 |  |  | No Match | Single-Speed |  |  |  | 60700 | 3178 | 19.1 | 16.2 | 56800 | 4162 | 4 | 3.6 | Non Federally-Regulated | 12/12/2012 |  | 05/11/2015
American Air Filter | Enercon | EHW 41 |  | Water-Source | WBAHP: Heat Pump Packaged Unit | Heat Pump | 460 | 3 |  |  | No Match | No Match |  |  |  | 42000 | 3652 | 11.5 | 9 | 48000 | 3916 | 3.6 | 3.2 | Non Federally-Regulated | 02/22/1990 |  | 07/31/1991
Inter-City Products Corp. | McQuay | FCW019A*N |  | Water-Source | WBAHP: Heat Pump Packaged Unit | Heat Pump | 265 | 1 |  |  | No Match | No Match |  |  |  | 18200 | 1640 | 11.1 | 9.3 | 23200 | 1796 | 3.8 | 3.8 | Non Federally-Regulated | 07/31/1991 |  | 03/31/1998
Singer | Electro-Hydronics | VF140D5 |  | Water-Source | WBAHP: Heat Pump Packaged Unit | Heat Pump | 208 | 1 |  |  | No Match | No Match |  |  |  | 14000 | 1700 | 8.2 | 7.5 | 16500 | 1600 | 3 | 2.5 | Non Federally-Regulated | 09/08/1982 |  | 05/16/1984
ClimateMaster Inc. | Trane | WPVC0422 |  | Water-Source | WBAHP: Heat Pump Packaged Unit | Heat Pump | 208 | 1 |  |  | No Match | No Match |  |  |  | 41500 | 3520 | 11.8 | 9 | 44500 | 3340 | 3.9 | 3.2 | Non Federally-Regulated | 02/22/1990 |  | 07/31/1991
Enertech Global, LLC | Enertech | HHT060A2 |  | Ground-Source | WBAHP: Heat Pump Packaged Unit | Heat Pump | 208 | 3 |  |  | No Match | Single-Speed |  |  |  | 59600 | 3590 | 16.6 | 13.4 | 46800 | 3609 | 3.8 | 3.1 | Non Federally-Regulated | 03/02/2012 |  | 12/12/2012
Waterfurnace International, Inc. | Waterfurnace International, Inc. | P066**0 |  | Ground-Water-Source | WBAHP: Heat Pump Packaged Unit | Heat Pump | 208 | 1 |  |  | No Match | No Match |  |  |  | 67000 | 5000 | 13.4 | 9 | 50000 | 4883 | 3 |  | Non Federally-Regulated | 07/22/2002 |  | 03/12/2009
Mammoth | Hydrobank II | E006HHA/VHA |  | Water-Source | WBAHP: Heat Pump Packaged Unit | Heat Pump | 265 | 1 |  |  | No Match | No Match |  |  |  | 7000 | 636 | 11 | 10 | 9600 | 721 | 3.9 |  | Federally-Regulated Commercial & Industrial Equipment | 02/02/1998 |  | 03/31/1998
Command-Aire | Command-Aire | SWP-543 |  | Water-Source | WBAHP: Heat Pump Packaged Unit | Heat Pump | 208 | 3 |  |  | No Match | No Match |  |  |  | 56000 | 5800 | 9.7 | 9 | 71000 | 5800 | 3.6 | 3.2 | Federally-Regulated Commercial & Industrial Equipment | 01/23/1988 |  | 05/11/1988
Trane U.S. Inc. | Trane | GEHB015 |  | Ground-Water-Source | WBAHP: Heat Pump Packaged Unit | Heat Pump | 208 | 1 |  |  | No Match | No Match |  |  |  | 14200 | 887 | 16 | 9 | 10200 | 866 | 3.5 |  | Non Federally-Regulated | 07/22/2002 |  | 03/12/2009
Waterfurnace International, Inc. | Waterfurnace International, Inc. | SXV058*0 |  | Water-Source | WBAHP: Heat Pump Packaged Unit | Heat Pump | 230 | 1 |  |  | No Match | No Match |  |  |  | 55000 | 4044 | 13.6 | 10 | 69000 | 4492 | 4.5 |  | Federally-Regulated Commercial & Industrial Equipment | 10/05/1999 |  | 05/19/2000
Command-Aire | Command-Aire | GSUF0301B |  | Ground-Water-Source | WBAHP: Heat Pump Packaged Unit | Heat Pump | 208 | 1 |  |  | No Match | No Match |  |  |  | 30200 | 1766 | 17.1 | 9 | 22000 | 2079 | 3.1 |  | Non Federally-Regulated | 12/14/1998 |  | 04/10/2000
Carrier Corp. | Carrier | 50HQA030 |  | Water-Source | WBAHP: Heat Pump Packaged Unit | Heat Pump | 208 | 1 |  |  | No Match | No Match |  |  |  | 29000 | 2478 | 11.7 | 10 | 39000 | 2657 | 4.3 |  | Federally-Regulated Commercial & Industrial Equipment | 12/14/1994 |  | 04/07/1996
Carrier Corp. - Syracuse | Carrier | 50VQG/HQG042 |  | Ground-Source | WBAHP: Heat Pump Packaged Unit | Heat Pump | 208 | 1 |  |  | No Match | No Match |  |  |  | 43000 | 3805 | 11.3 |  | 31400 | 3286 | 2.8 |  | Non Federally-Regulated | 03/31/1998 |  | 05/10/1998
Addison Products | Addison Products | VGY048-1A |  | Ground-Water-Source | WBAHP: Heat Pump Packaged Unit | Heat Pump | 208 | 1 |  |  | No Match | No Match |  |  |  | 53900 | 4052 | 13.3 | 9 | 36800 | 3478 | 3.1 |  | Non Federally-Regulated | 11/14/2000 |  | 07/18/2002
Waterfurnace International, Inc. | Rybacki - Hart Enterprises | ZS015**2*0 |  | Water-Source | WBAHP: Heat Pump Packaged Unit | Heat Pump | 265 | 1 |  |  | No Match | Single-Speed |  |  |  | 14000 | 933 | 15 | 11.2 | 16500 | 1007 | 4.8 | 4.2 | Federally-Regulated Commercial & Industrial Equipment | 01/24/2011 |  | 04/19/2013
Waterfurnace International, Inc. | Waterfurnace International, Inc. | NSV/NSH048F1*4 |  | Water-Source | WBAHP: Heat Pump Packaged Unit | Heat Pump | 208 | 1 |  |  | No Match | Single-Speed |  |  |  | 47300 | 2557 | 18.5 | 12 | 53100 | 2882 | 5.4 | 4.2 | Federally-Regulated Commercial & Industrial Equipment | 05/02/2012 |  | 04/19/2013
American Air Filter | Enercon | FVW-09 |  | Water-Source | WBAHP: Heat Pump Packaged Unit | Heat Pump | 230 | 1 |  |  | No Match | No Match |  |  |  | 8500 | 817 | 10.4 | 9 | 12200 | 917 | 3.9 | 3.2 | Non Federally-Regulated | 05/11/1988 |  | 03/15/1989
Waterfurnace International, Inc. | Spectra | SXV068A0 |  | Water-Source | WBAHP: Heat Pump Packaged Unit | Heat Pump | 208 | 1 |  |  | No Match | No Match |  |  |  | 65000 | 5417 | 12 | 9.2 | 84000 | 5469 | 4.5 |  | Federally-Regulated Commercial & Industrial Equipment | 06/02/1993 |  | 06/03/1993
McQuay / Snyder General | Electro-Hydronics | FW350GD |  | Water-Source | WBAHP: Heat Pump Packaged Unit | Heat Pump | 230 | 3 |  |  | No Match | No Match |  |  |  | 35600 | 3360 | 10.6 | 9 | 43000 | 3500 | 3.6 | 3.2 | Non Federally-Regulated | 05/11/1988 |  | 03/15/1989
Command-Aire | Command-Aire | SWPH-3533 |  | Water-Source | WBAHP: Heat Pump Packaged Unit | Heat Pump | 208 | 3 |  |  | No Match | No Match |  |  |  | 438000 | 47400 | 9.2 |  | 608000 | 49700 | 3.6 | 2.5 | Non Federally-Regulated | 06/11/1985 |  | 01/23/1988
ClimateMaster Inc. | Climate Master Series | 804-019-E******** |  | Water-Source | WBAHP: Heat Pump Packaged Unit | Heat Pump | 265 | 1 |  |  | No Match | No Match |  |  |  | 19000 | 1775 | 10.7 | 9 | 24000 | 1760 | 3.6 | 3.2 | Non Federally-Regulated | 05/11/1988 |  | 03/15/1989
Florida Heat Pump | Energy Miser | HEH52-4 |  | Water-Source | WBAHP: Heat Pump Packaged Unit | Heat Pump | 460 | 3 |  |  | No Match | No Match |  |  |  | 51000 | 4360 | 11.7 | 9.3 | 65000 | 4760 | 4 | 3.8 | Non Federally-Regulated | 07/31/1991 |  | 03/31/1998
ClimateMaster Inc. | Climate Master Series | GSV/GSH030AG |  | Ground-Water-Source | WBAHP: Heat Pump Packaged Unit | Heat Pump | 230 | 1 |  |  | No Match | No Match |  |  |  | 32000 | 1987 | 16.1 | 9 | 23000 | 2042 | 3.3 |  | Non Federally-Regulated | 07/22/2002 |  | 03/12/2009
Thermal Energy Systems | Thermaflo II | 36***3**** |  | Water-Source | WBAHP: Heat Pump Packaged Unit | Heat Pump | 230 | 1 |  |  | No Match | No Match |  |  |  | 36500 | 3100 | 11.8 | 9 | 43800 | 3425 | 3.7 | 3.2 | Federally-Regulated Commercial & Industrial Equipment | 01/23/1988 |  | 02/22/1990
Geoflex Systems, Inc. | Geoflex Systems, Inc. | GS1S-V/H/D/M-024WAABP |  | Ground-Water-Source | WBAHP: Heat Pump Packaged Unit | Both Heat Pump and Electric Re | 230 | 1 |  |  | No Match | Single-Speed |  |  |  | 22900 | 798 | 28.7 | 16.2 | 19900 | 1166 | 5 | 3.6 | Non Federally-Regulated | 11/30/2011 |  | 03/02/2012
Florida Heat Pump | Energy Miser | HE9CF-2 |  | Water-Source | WBAHP: Heat Pump Packaged Unit | Heat Pump | 265 | 1 |  |  | No Match | No Match |  |  |  | 9000 | 820 | 11 | 7.5 | 12400 | 910 | 4 | 2.5 | Non Federally-Regulated | 06/11/1985 |  | 05/11/1988
American Air Filter | Enercon | GHW-49 |  | Water-Source | WBAHP: Heat Pump Packaged Unit | Heat Pump | 230 | 3 |  |  | No Match | No Match |  |  |  | 48500 | 4708 | 10.3 | 9 | 65000 | 5145 | 3.7 | 3.2 | Non Federally-Regulated | 02/22/1990 |  | 07/31/1991
Florida Heat Pump | Energy Miser | HECS15-1 | HEAH15-1 | Water-Source | WBAHP-C: Heat Pump Split Syste | Heat Pump | 208 | 1 |  |  | No Match | No Match |  |  |  | 14100 | 1320 | 10.7 | 9 | 19000 | 13940 | 4 | 3.2 | Non Federally-Regulated | 02/22/1990 |  | 07/31/1991
Waterfurnace International, Inc. | Waterfurnace International, Inc. | SXH080A3 |  | Water-Source | WBAHP: Heat Pump Packaged Unit | Heat Pump | 230 | 3 |  |  | No Match | No Match |  |  |  | 79500 | 5888 | 13.5 | 9 | 98000 | 6111 | 4.7 | 3.8 | Federally-Regulated Commercial & Industrial Equipment | 02/02/1998 |  | 03/31/1998
Addison Products | Addison Products | VGY036-8A |  | Ground-Water-Source | WBAHP: Heat Pump Packaged Unit | Heat Pump | 265 | 1 |  |  | No Match | No Match |  |  |  | 38100 | 2627 | 14.5 | 9 | 23600 | 2095 | 3.3 |  | Non Federally-Regulated | 01/18/2001 |  | 07/18/2002
Mammoth | Hydrobank II | D054HHE/VHE |  | Water-Source | WBAHP: Heat Pump Packaged Unit | Heat Pump | 208 | 1 |  |  | No Match | No Match |  |  |  | 54000 | 3802 | 14.2 | 10 | 67500 | 4300 | 4.6 |  | Federally-Regulated Commercial & Industrial Equipment | 07/29/1998 |  | 10/02/1998
California Heat Pump | Aqua-Matic | 13V*-13-** |  | Water-Source | WBAHP: Heat Pump Packaged Unit | Heat Pump | 265 | 1 |  |  | No Match | No Match |  |  |  | 12500 | 1525 | 8.2 | 7.5 | 15200 | 1550 | 2.9 | 2.5 | Non Federally-Regulated | 06/11/1985 |  | 05/11/1988
Addison Products | Addison Products | VWPG060-3B-XL* |  | Ground-Water-Source | WBAHP: Heat Pump Packaged Unit | Heat Pump | 230 | 3 |  |  | No Match | No Match |  |  |  | 58000 | 4461 | 13 | 9 | 44000 | 4446 | 2.9 |  | Non Federally-Regulated | 05/10/1998 |  | 10/02/1998
Command-Aire | Command-Aire | SWP-1233 |  | Water-Source | WBAHP: Heat Pump Packaged Unit | Heat Pump | 208 | 3 |  |  | No Match | No Match |  |  |  | 140000 | 15400 | 9.1 | 7.5 | 199000 | 14600 | 4 | 2.2 | Non Federally-Regulated | 01/05/1982 |  | 06/11/1985
Trane U.S. Inc. | Trane | GETE015 |  | Ground-Water-Source | WBAHP-O: Heat Pump Packaged Un | Heat Pump | 208 | 1 |  |  | No Match | Single-Speed |  |  |  | 16600 | 814 | 20.4 | 16.2 | 14800 | 1085 | 4 | 3.6 | Non Federally-Regulated | 11/25/2009 |  | 01/09/2014
McQuay / Snyder General | Electro-Hydronics | FC330G7 |  | Water-Source | WBAHP: Heat Pump Packaged Unit | Heat Pump | 265 | 1 |  |  | No Match | No Match |  |  |  | 33000 | 3050 | 10.8 | 7.5 | 39000 | 3090 | 3.7 | 2.5 | Non Federally-Regulated | 08/29/1986 |  | 05/11/1988
Florida Heat Pump | Florida Heat Pump | GT062-1VT/HZ/CF |  | Ground-Water-Source | WBAHP: Heat Pump Packaged Unit | Heat Pump | 208 | 1 |  |  | No Match | No Match |  |  |  | 60500 | 4653 | 13 | 9 | 50000 | 4884 | 3 |  | Non Federally-Regulated | 12/14/1998 |  | 04/10/2000
Addison Products | Heat Controller | WPH22-1J |  | Water-Source | WBAHP-CB: Heat Pump Split Syst | Heat Pump | 230 | 1 |  |  | No Match | No Match |  |  |  | 23200 | 2017 | 11.5 | 9 | 28400 | 2377 | 3.5 | 3.5 | Non Federally-Regulated | 10/05/1999 |  | 04/12/2000
Waterfurnace International, Inc. | Waterfurnace International, Inc. | ATV066D1 |  | Ground-Source | WBAHP: Heat Pump Packaged Unit | Heat Pump | 208 | 1 |  |  | No Match | No Match |  |  |  | 67000 | 5000 | 13.4 |  | 50000 | 4884 | 3 |  | Non Federally-Regulated | 03/31/1998 |  | 05/10/1998
ClimateMaster Inc. | Climate Master Series | VE/HE/DE030 |  | Ground-Water-Source | WBAHP: Heat Pump Packaged Unit | Heat Pump | 208 | 3 |  |  | No Match | No Match |  |  |  | 29400 | 2645 | 11.1 | 11 | 37400 | 3130 | 3.5 | 3.4 | Non Federally-Regulated | 07/31/1991 |  | 03/31/1998
McQuay / Snyder General | Electro-Hydronics | FC610G3 |  | Water-Source | WBAHP: Heat Pump Packaged Unit | Heat Pump | 230 | 1 |  |  | No Match | No Match |  |  |  | 61500 | 5850 | 10.5 | 7.5 | 77000 | 5785 | 3.9 | 2.5 | Non Federally-Regulated | 08/29/1986 |  | 05/11/1988
Power-Save International, Inc. | S.O.E.S.I. | PSD-250 |  | Water-Source | WBAHP: Heat Pump Packaged Unit | Heat Pump | 230 | 1 |  |  | No Match | No Match |  |  |  | 30000 | 2185 | 13.7 | 9 | 33000 | 2140 | 4.5 | 3.2 | Non Federally-Regulated | 05/11/1988 |  | 03/15/1989
Waterfurnace International, Inc. | Rybacki - Hart Enterprises | ZS036**3*0 |  | Water-Source | WBAHP: Heat Pump Packaged Unit | Heat Pump | 230 | 3 |  |  | No Match | Single-Speed |  |  |  | 33300 | 2313 | 14.4 | 12 | 40600 | 2644 | 4.5 | 4.2 | Federally-Regulated Commercial & Industrial Equipment | 01/24/2011 |  | 04/19/2013
Mammoth | Hydrobank II | G036HHJ |  | Water-Source | WBAHP: Heat Pump Packaged Unit | Heat Pump | 460 | 3 |  |  | No Match | No Match |  |  |  | 35500 | 3287 | 10.8 | 10 | 47000 | 3530 | 3.9 |  | Federally-Regulated Commercial & Industrial Equipment | 11/14/2000 |  | 01/18/2001
California Heat Pump | California Heat Pump | 19H**-12-** |  | Water-Source | WBAHP: Heat Pump Packaged Unit | Heat Pump | 208 | 1 |  |  | No Match | No Match |  |  |  | 18500 | 1762 | 10.5 | 7.5 | 22000 | 1742 | 3.7 | 2.5 | Non Federally-Regulated | 06/11/1985 |  | 05/11/1988
California Heat Pump | Aqua-Matic | 35H**-12-** |  | Water-Source | WBAHP: Heat Pump Packaged Unit | Heat Pump | 230 | 1 |  |  | No Match | No Match |  |  |  | 35000 | 3180 | 11 | 7.5 | 42000 | 3240 | 3.8 | 2.5 | Non Federally-Regulated | 06/11/1985 |  | 05/11/1988
Addison Products | Addison Products | HGY007-1A |  | Ground-Water-Source | WBAHP: Heat Pump Packaged Unit | Heat Pump | 208 | 1 |  |  | No Match | No Match |  |  |  | 8900 | 613 | 14.5 | 9 | 6700 | 594 | 3.3 |  | Non Federally-Regulated | 07/22/2002 |  | 03/12/2009
Waterfurnace International, Inc. | Waterfurnace International, Inc. | SXV010A1 |  | Water-Source | WBAHP: Heat Pump Packaged Unit | Heat Pump | 208 | 1 |  |  | No Match | No Match |  |  |  | 9800 | 653 | 15 | 10 | 12600 | 710 | 5.2 |  | Federally-Regulated Commercial & Industrial Equipment | 02/02/1998 |  | 03/31/1998
Addison Products | Addison Products | WSH028-3AR |  | Water-Source | WBAHP: Heat Pump Packaged Unit | Heat Pump | 208 | 3 |  |  | No Match | No Match |  |  |  | 27000 | 2177 | 12.4 | 10 | 34600 | 2304 | 4.4 |  | Federally-Regulated Commercial & Industrial Equipment | 02/02/1998 |  | 03/31/1998
Heat Controller | Heat Controller | DWPG066-1B-XL* |  | Water-Source | WBAHP-CB: Heat Pump Split Syst | Heat Pump | 208 | 1 |  |  | No Match | No Match |  |  |  | 67000 | 5153 | 13 | 9 | 75000 | 5940 | 3.7 | 3.5 | Non Federally-Regulated | 02/02/1998 |  | 10/02/1998
Mammoth | Hydrobank II | D016HHH |  | Water-Source | WBAHP: Heat Pump Packaged Unit | Heat Pump | 230 | 1 |  |  | No Match | No Match |  |  |  | 16000 | 1454 | 11 | 10 | 20000 | 1502 | 3.9 |  | Federally-Regulated Commercial & Industrial Equipment | 01/18/2001 |  | 11/19/2001
Econar | Econar | GV670 |  | Ground-Water-Source | WBAHP: Heat Pump Packaged Unit | Heat Pump | 208 | 1 |  |  | No Match | No Match |  |  |  | 63500 | 6047 | 10.5 | 9 | 64000 | 6252 | 3 |  | Non Federally-Regulated | 01/30/1998 |  | 07/29/1998
Waterfurnace International, Inc. | Waterfurnace International, Inc. | SXH036B2 |  | Ground-Water-Source | WBAHP: Heat Pump Packaged Unit | Heat Pump | 265 | 1 |  |  | No Match | No Match |  |  |  | 36400 | 2676 | 13.6 | 9 | 26000 | 2381 | 3.2 |  | Non Federally-Regulated | 12/14/1998 |  | 10/06/1999
California Heat Pump | California Heat Pump | CHP-61V*B-12-** |  | Water-Source | WBAHP: Heat Pump Packaged Unit | Heat Pump | 208 | 1 |  |  | No Match | No Match |  |  |  | 61000 | 6120 | 10 | 7.5 | 77000 | 6450 | 3.5 | 2.5 | Non Federally-Regulated | 05/16/1984 |  | 06/11/1985
Waterfurnace International, Inc. | Waterfurnace International, Inc. | SXV080A4 |  | Ground-Water-Source | WBAHP: Heat Pump Packaged Unit | Heat Pump | 460 | 3 |  |  | No Match | No Match |  |  |  | 88000 | 5677 | 15.5 | 9 | 57000 | 5220 | 3.2 |  | Non Federally-Regulated | 08/21/1998 |  | 10/02/1998
Command-Aire | Command-Aire | RWP-833 |  | Water-Source | WBAHP: Heat Pump Packaged Unit | Heat Pump | 230 | 3 |  |  | No Match | No Match |  |  |  | 91800 | 9120 | 10.1 | 9.2 | 116000 | 9520 | 3.6 | 2.5 | Non Federally-Regulated | 05/16/1984 |  | 05/11/1988
Waterfurnace International, Inc. | Rybacki - Hart Enterprises | ZS041**0*4 |  | Ground-Water-Source | WBAHP: Heat Pump Packaged Unit | Heat Pump | 230 | 1 |  |  | No Match | Single-Speed |  |  |  | 44500 | 2023 | 22 | 16.2 | 36000 | 2638 | 4 | 3.6 | Non Federally-Regulated | 06/14/2011 |  | 04/19/2013
Hydro Delta Corp. | Hydro Delta Corp. | 03-026-WTARW-HM |  | Water-Source | WBAHP-CB: Heat Pump Split Syst | Heat Pump | 230 | 1 |  |  | No Match | No Match |  |  |  | 25000 | 2083 | 12 | 9 | 29000 | 2296 | 3.7 | 3.5 | Non Federally-Regulated | 02/02/1998 |  | 10/02/1998
Waterfurnace International, Inc. | Eagle Mountain | ZS023**3*0 |  | Water-Source | WBAHP: Heat Pump Packaged Unit | Heat Pump | 230 | 3 |  |  | No Match | Single-Speed |  |  |  | 23000 | 1586 | 14.5 | 12 | 26000 | 1693 | 4.5 | 4.2 | Federally-Regulated Commercial & Industrial Equipment | 01/24/2011 |  | 04/19/2013
Florida Heat Pump | Florida Heat Pump | GT018-1CF/HZ/VT |  | Water-Source | WBAHP-CB: Heat Pump Split Syst | Heat Pump | 208 | 1 |  |  | No Match | No Match |  |  |  | 16600 | 1084 | 15.3 | 9 | 17800 | 1185 | 4.4 | 3.5 | Non Federally-Regulated | 04/12/2000 |  | 07/18/2002
Command-Aire | Command-Aire | SWP413E |  | Water-Source | WBAHP: Heat Pump Packaged Unit | Heat Pump | 230 | 3 |  |  | No Match | No Match |  |  |  | 42000 | 3810 | 11 | 9 | 53000 | 3880 | 4 | 3.2 | Non Federally-Regulated | 05/11/1988 |  | 03/15/1989
Florida Heat Pump | Florida Heat Pump | CE025-1CS | DX025CC/UC | Water-Source | WBAHP-C: Heat Pump Split Syste | Heat Pump | 208 | 1 |  |  | No Match | Dual-Speed |  |  |  | 25000 | 1712 | 14.6 | 12 | 31500 | 1964 | 4.7 | 4.2 | Federally-Regulated Commercial & Industrial Equipment | 03/02/2012 |  | 05/01/2015
McQuay International | McQuay | FCV/FCW030B-G |  | Water-Source | WBAHP: Heat Pump Packaged Unit | Heat Pump | 208 | 1 |  |  | No Match | No Match |  |  |  | 29600 | 2487 | 11.9 | 10 | 39000 | 2929 | 3.9 |  | Federally-Regulated Commercial & Industrial Equipment | 11/17/1999 |  | 09/21/2000
Enertech Global, LLC | Enertech | HST072A | MPD072 | Ground-Source | WBAHP-CB: Heat Pump Split Syst | Heat Pump | 230 | 1 |  |  | No Match | Single-Speed | 3571 | 693 | 1 | 67800 | 4264 | 15.9 | 13.4 | 51200 | 4413 | 3.4 | 3.1 | Non Federally-Regulated | 12/12/2012 |  | 04/29/2015
Waterfurnace International, Inc. | Waterfurnace International, Inc. | SXH016B0 |  | Water-Source | WBAHP: Heat Pump Packaged Unit | Heat Pump | 208 | 1 |  |  | No Match | No Match |  |  |  | 16000 | 1185 | 13.5 | 10 | 20400 | 1195 | 5 |  | Federally-Regulated Commercial & Industrial Equipment | 12/14/1998 |  | 10/05/1999
Command-Aire | Command-Aire | SWPXR413E |  | Water-Source | WBAHP: Heat Pump Packaged Unit | Heat Pump | 230 | 3 |  |  | No Match | No Match |  |  |  | 42000 | 3780 | 11.1 | 9 | 53000 | 3880 | 4 | 3.2 | Non Federally-Regulated | 05/11/1988 |  | 03/15/1989
ClimateMaster Inc. | Carrier | 50KQA/D015 |  | Water-Source | WBAHP-O: Heat Pump Packaged Un | Heat Pump | 208 | 1 |  |  | No Match | No Match |  |  |  | 15000 | 1200 | 12.5 | 10 | 17100 | 1222 | 4.1 |  | Federally-Regulated Commercial & Industrial Equipment | 02/02/1998 |  | 03/31/1998
Florida Heat Pump | Florida Heat Pump | GT018-1VT/HZ/CF |  | Ground-Water-Source | WBAHP: Heat Pump Packaged Unit | Heat Pump | 208 | 1 |  |  | No Match | No Match |  |  |  | 16500 | 1018 | 16.2 | 9 | 11500 | 1021 | 3.3 |  | Non Federally-Regulated | 01/30/1998 |  | 03/31/1998
Singer | Electro-Hydronics | CC190C7 |  | Water-Source | WBAHP: Heat Pump Packaged Unit | Heat Pump | 265 | 1 |  |  | No Match | No Match |  |  |  | 18000 | 2175 | 8.3 | 7.5 | 21000 | 2400 | 2.6 | 2.5 | Non Federally-Regulated | 01/05/1982 |  | 05/16/1984
Mammoth | Hydrobank II | D043HHF |  | Water-Source | WBAHP: Heat Pump Packaged Unit | Heat Pump | 208 | 1 |  |  | No Match | No Match |  |  |  | 41500 | 3773 | 11 | 9 | 51500 | 4191 | 3.6 | 3.2 | Federally-Regulated Commercial & Industrial Equipment | 12/21/1990 |  | 07/27/1992
Waterfurnace International, Inc. | Waterfurnace International, Inc. | VL/VX080T*3 |  | Ground-Water-Source | WBAHP: Heat Pump Packaged Unit | Heat Pump | 230 | 3 |  |  | No Match | No Match |  |  |  | 88000 | 5677 | 15.5 | 9 | 57000 | 5219 | 3.2 |  | Non Federally-Regulated | 07/22/2002 |  | 03/12/2009
Snyder General Corp. | American Air Filter | GVW-300 |  | Water-Source | WBAHP: Heat Pump Packaged Unit | Heat Pump | 460 | 3 |  |  | No Match | No Match |  |  |  | 295200 | 25400 | 11.6 |  | 348000 | 28300 | 3.6 | 3.8 | Non Federally-Regulated | 07/31/1991 |  | 03/31/1998
Waterfurnace International, Inc. | Eagle Mountain | ZS041**0*1 |  | Water-Source | WBAHP: Heat Pump Packaged Unit | Heat Pump | 208 | 1 |  |  | No Match | Single-Speed |  |  |  | 40000 | 2759 | 14.5 | 12 | 45000 | 2931 | 4.5 | 4.2 | Federally-Regulated Commercial & Industrial Equipment | 01/24/2011 |  | 04/19/2013
Mammoth | Hydrobank II | F084HHF |  | Water-Source | WBAHP: Heat Pump Packaged Unit | Heat Pump | 230 | 3 |  |  | No Match | No Match |  |  |  | 84000 | 7636 | 11 | 10.5 | 104000 | 8464 | 3.6 | 3.8 | Non Federally-Regulated | 07/31/1991 |  | 03/31/1998
Climate Control / Snyder General | Trane | WPVA33XC* |  | Water-Source | WBAHP: Heat Pump Packaged Unit | Heat Pump | 230 | 1 |  |  | No Match | No Match |  |  |  | 33000 | 3056 | 10.8 | 7.5 | 39000 | 3089 | 3.7 | 2.5 | Non Federally-Regulated | 05/16/1984 |  | 05/11/1988
Addison Products | Addison Products | WSH034-4AR |  | Water-Source | WBAHP: Heat Pump Packaged Unit | Heat Pump | 460 | 3 |  |  | No Match | No Match |  |  |  | 33500 | 2463 | 13.6 | 10 | 42500 | 2767 | 4.5 |  | Federally-Regulated Commercial & Industrial Equipment | 02/02/1998 |  | 03/31/1998
Waterfurnace International, Inc. | Waterfurnace International, Inc. | NSZ060A3 | NRAC060* | Ground-Water-Source | WBAHP-CB: Heat Pump Split Syst | Heat Pump | 208 | 3 |  |  | No Match | Single-Speed |  |  |  | 62300 | 2953 | 21.1 | 16.2 | 52900 | 3781 | 4.1 | 3.6 | Non Federally-Regulated | 08/23/2011 |  | 03/02/2012
Trane U.S. Inc. | Trane | GETE015 |  | Water-Source | WBAHP-O: Heat Pump Packaged Un | Heat Pump | 208 | 1 |  |  | No Match | Single-Speed |  |  |  | 15200 | 1101 | 13.8 | 11.2 | 17700 | 1128 | 4.6 | 4.2 | Federally-Regulated Commercial & Industrial Equipment | 11/25/2009 |  | 01/25/2011
Waterfurnace International, Inc. | Waterfurnace International, Inc. | P070**0 |  | Ground-Water-Source | WBAHP: Heat Pump Packaged Unit | Heat Pump | 208 | 1 |  |  | No Match | No Match |  |  |  | 71000 | 6698 | 10.6 | 9 | 52000 | 5441 | 2.8 |  | Non Federally-Regulated | 05/19/2000 |  | 07/18/2002
Florida Heat Pump | Florida Heat Pump | EM042-4HZ |  | Water-Source | WBAHP: Heat Pump Packaged Unit | Heat Pump | 460 | 3 |  |  | No Match | No Match |  |  |  | 42000 | 3181 | 13.2 | 10 | 51000 | 3475 | 4.3 |  | Federally-Regulated Commercial & Industrial Equipment | 02/02/1998 |  | 03/31/1998
Bard Manufacturing Company, Inc. | Bard | WPVD62 |  | Water-Source | WBAHP: Heat Pump Packaged Unit | Heat Pump | 208 | 1 |  |  | No Match | No Match |  |  |  | 57000 | 5500 | 10.4 | 9 | 70000 | 5800 | 3.5 | 3.2 | Non Federally-Regulated | 02/22/1990 |  | 07/31/1991
Waterfurnace International, Inc. | Eagle Mountain | ZS036**4*1 |  | Ground-Water-Source | WBAHP: Heat Pump Packaged Unit | Heat Pump | 460 | 3 |  |  | No Match | Single-Speed |  |  |  | 37700 | 1639 | 23 | 16.2 | 33000 | 2249 | 4.3 | 3.6 | Non Federally-Regulated | 01/24/2011 |  | 03/02/2012
Geoflex Systems, Inc. | Geoflex Systems, Inc. | GF1T-V/H/D/M-038WAEBP |  | Ground-Water-Source | WBAHP: Heat Pump Packaged Unit | Both Heat Pump and Electric Re | 575 | 3 |  |  | No Match | Dual-Speed |  |  |  | 39100 | 1693 | 23.1 | 16.2 | 36800 | 2247 | 4.8 | 3.6 | Non Federally-Regulated | 11/30/2011 |  | 01/09/2014
Addison Products | Addison Products | VGY060-1A |  | Ground-Water-Source | WBAHP: Heat Pump Packaged Unit | Heat Pump | 230 | 1 |  |  | No Match | No Match |  |  |  | 66200 | 4832 | 13.7 | 9 | 50000 | 4725 | 3.1 |  | Non Federally-Regulated | 07/22/2002 |  | 03/12/2009
Climate Control / Snyder General | Trane | WPVA40XG* |  | Water-Source | WBAHP: Heat Pump Packaged Unit | Heat Pump | 460 | 3 |  |  | No Match | No Match |  |  |  | 42000 | 3853 | 10.9 | 7.5 | 52000 | 4119 | 3.7 | 2.5 | Non Federally-Regulated | 05/16/1984 |  | 05/11/1988
Mammoth | Hydrobank II | F086VLK |  | Ground-Water-Source | WBAHP: Heat Pump Packaged Unit | Heat Pump | 208 | 3 |  |  | No Match | No Match |  |  |  | 85500 | 6333 | 13.5 | 9 | 63500 | 6001 | 3.1 |  | Non Federally-Regulated | 07/22/2002 |  | 03/12/2009
Thermal Energy Systems | Thermaflo II | 36***1**** |  | Water-Source | WBAHP: Heat Pump Packaged Unit | Heat Pump | 208 | 1 |  |  | No Match | No Match |  |  |  | 36500 | 3100 | 11.8 | 9 | 43800 | 3425 | 3.7 | 3.2 | Non Federally-Regulated | 02/22/1990 |  | 07/31/1991
Waterfurnace International, Inc. | Waterfurnace International, Inc. | SXH058B1 |  | Water-Source | WBAHP: Heat Pump Packaged Unit | Heat Pump | 230 | 1 |  |  | No Match | No Match |  |  |  | 55000 | 4074 | 13.5 | 9.3 | 69000 | 4493 | 4.5 | 3.8 | Federally-Regulated Commercial & Industrial Equipment | 03/31/1998 |  | 05/10/1998
Climate Control / Snyder General | Electro-Hydronics | CC610FD |  | Water-Source | WBAHP: Heat Pump Packaged Unit | Heat Pump | 230 | 3 |  |  | No Match | No Match |  |  |  | 61500 | 5850 | 10.5 | 7.5 | 69000 | 5790 | 3.5 | 2.5 | Non Federally-Regulated | 05/16/1984 |  | 06/11/1985
Florida Heat Pump | Geomaster, LLC | EC018-2CS | EC018-2AH/AV | Water-Source | WBAHP-CB: Heat Pump Split Syst | Heat Pump | 265 | 1 |  |  | No Match | Single-Speed |  |  |  | 18000 | 1463 | 12.3 | 12 | 23500 | 1639 | 4.2 | 4.2 | Federally-Regulated Commercial & Industrial Equipment | 04/23/2009 |  | 04/20/2015
Florida Heat Pump | Energy Miser | HLT 60 CF -4 |  | Water-Source | WBAH-O: Heating Only Packaged | Heat Pump | 460 | 3 |  |  | No Match | No Match |  |  |  | 0 | 0 | 0 | 9 | 68000 | 5690 | 3.5 |  | Non Federally-Regulated | 03/07/1989 |  | 07/28/1992
Florida Heat Pump | Geomaster, LLC | EC070-1CS | EC070-1AH/AV | Water-Source | WBAHP-CB: Heat Pump Split Syst | Heat Pump | 208 | 1 |  |  | No Match | Single-Speed | 4418 | 803 | 1 | 66500 | 5038 | 13.2 | 12 | 78400 | 5221 | 4.4 | 4.2 | Federally-Regulated Commercial & Industrial Equipment | 04/23/2009 |  | 04/20/2015
American Air Filter | Enercon | VW62 |  | Water-Source | WBAHP: Heat Pump Packaged Unit | Heat Pump | 208 | 3 |  |  | No Match | No Match |  |  |  | 62000 | 7100 | 8.7 | 7.5 | 68000 | 6400 | 3.1 | 2.5 | Non Federally-Regulated | 01/05/1982 |  | 05/16/1984
Waterfurnace International, Inc. | Waterfurnace International, Inc. | SXV013B0 |  | Water-Source | WBAHP: Heat Pump Packaged Unit | Heat Pump | 208 | 1 |  |  | No Match | No Match |  |  |  | 12700 | 858 | 14.8 | 10 | 15100 | 921 | 4.8 |  | Federally-Regulated Commercial & Industrial Equipment | 12/14/1998 |  | 10/05/1999
Enertech Global, LLC | Enertech | GCT048C |  | Ground-Source | WBAHP: Heat Pump Packaged Unit | Heat Pump | 230 | 1 |  |  | No Match | Single-Speed |  |  |  | 50900 | 2797 | 18.2 | 13.4 | 39700 | 2838 | 4.1 | 3.1 | Non Federally-Regulated | 05/02/2012 |  | 12/12/2012
Carrier Corp. | Carrier | 50VQA030 |  | Water-Source | WBAHP: Heat Pump Packaged Unit | Heat Pump | 208 | 1 |  |  | No Match | No Match |  |  |  | 29000 | 2478 | 11.7 | 10 | 39000 | 2657 | 4.3 |  | Federally-Regulated Commercial & Industrial Equipment | 12/14/1994 |  | 04/07/1996
Florida Heat Pump | Florida Heat Pump | EM009-0CS | EM009-0AV | Water-Source | WBAHP-C: Heat Pump Split Syste | Heat Pump | 115 | 1 |  |  | No Match | No Match |  |  |  | 9300 | 756 | 12.3 | 9.3 | 12800 | 852 | 4.4 | 3.8 | Federally-Regulated Commercial & Industrial Equipment | 03/31/1998 |  | 05/10/1998
Enertech Global, LLC | Enertech | THT060A2 |  | Ground-Source | WBAHP: Heat Pump Packaged Unit | Heat Pump | 208 | 3 |  |  | No Match | Single-Speed |  |  |  | 59600 | 3590 | 16.6 | 13.4 | 46800 | 3609 | 3.8 | 3.1 | Non Federally-Regulated | 03/02/2012 |  | 12/12/2012
Trane U.S. Inc. | Trane | GEHA060 |  | Ground-Water-Source | WBAHP: Heat Pump Packaged Unit | Heat Pump | 208 | 1 |  |  | No Match | No Match |  |  |  | 57915 | 4127 | 14 | 9 | 43300 | 4053 | 3.1 |  | Non Federally-Regulated | 07/22/2002 |  | 09/25/2002
Waterfurnace International, Inc. | Waterfurnace International, Inc. | VLH036A2 |  | Water-Source | WBAHP: Heat Pump Packaged Unit | Heat Pump | 265 | 1 |  |  | No Match | No Match |  |  |  | 34400 | 2796 | 12.3 | 10 | 43000 | 3231 | 3.9 |  | Federally-Regulated Commercial & Industrial Equipment | 07/29/1998 |  | 10/02/1998
Carrier Corp. | Carrier | 50QXV0363 |  | Water-Source | WBAHP: Heat Pump Packaged Unit | Heat Pump | 230 | 1 |  |  | No Match | No Match |  |  |  | 35200 | 3162 | 11.1 | 9 | 41500 | 3151 | 3.9 | 3.2 | Non Federally-Regulated | 03/15/1989 |  | 02/22/1990
ClimateMaster Inc. | Climate Master Series | 814-009-E******** |  | Water-Source | WBAHP: Heat Pump Packaged Unit | Heat Pump | 265 | 1 |  |  | No Match | No Match |  |  |  | 8700 | 765 | 11.4 | 9 | 9600 | 800 | 3.5 | 3.2 | Non Federally-Regulated | 05/11/1988 |  | 03/15/1989
McQuay International | McQuay | FCV/FCW012B-N |  | Water-Source | WBAHP: Heat Pump Packaged Unit | Heat Pump | 265 | 1 |  |  | No Match | No Match |  |  |  | 11600 | 1035 | 11.2 | 10 | 14000 | 1079 | 3.8 |  | Federally-Regulated Commercial & Industrial Equipment | 11/17/1999 |  | 09/21/2000
Florida Heat Pump | Bosch | CP024-1HZ/VT |  | Water-Source | WBAHP: Heat Pump Packaged Unit | Heat Pump | 208 | 1 |  |  |  | Single-Speed |  |  |  | 24500 | 1346 | 18.2 | 12 | 28500 | 1465 | 5.7 | 4.2 | Federally-Regulated Commercial & Industrial Equipment | 04/22/2015 |  | 05/01/2015
Command-Aire | Command-Aire | RWP-501 |  | Water-Source | WBAHP: Heat Pump Packaged Unit | Heat Pump | 208 | 1 |  |  | No Match | No Match |  |  |  | 58600 | 5925 | 9.9 | 9 | 74700 | 5890 | 3.7 | 3.2 | Non Federally-Regulated | 02/22/1990 |  | 07/31/1991
ClimateMaster Inc. | Climate Master Series | GSV/GSH036 |  | Water-Source | WBAHP: Heat Pump Packaged Unit | Heat Pump | 230 | 1 |  |  | No Match | No Match |  |  |  | 34600 | 2306 | 15 | 10 | 42900 | 2674 | 4.7 |  | Federally-Regulated Commercial & Industrial Equipment | 10/05/1999 |  | 04/12/2000
Waterfurnace International, Inc. | Waterfurnace International, Inc. | SXH058C3 |  | Ground-Water-Source | WBAHP: Heat Pump Packaged Unit | Heat Pump | 230 | 3 |  |  | No Match | No Match |  |  |  | 58500 | 4365 | 13.4 | 11 | 67500 | 4945 | 4 | 3.5 | Non Federally-Regulated | 03/31/1998 |  | 05/10/1998
McQuay / Snyder General | Electro-Hydronics | CW1000FP |  | Water-Source | WBAHP: Heat Pump Packaged Unit | Heat Pump | 460 | 3 |  |  | No Match | No Match |  |  |  | 97500 | 10156 | 9.6 | 9.2 | 136000 | 10400 | 3.8 |  | Non Federally-Regulated | 05/11/1988 |  | 03/15/1989
Command-Aire | Command-Aire | SWPH-414 |  | Water-Source | WBAHP: Heat Pump Packaged Unit | Heat Pump | 460 | 3 |  |  | No Match | No Match |  |  |  | 42000 | 4250 | 9.5 | 7.5 | 56000 | 4400 | 3.7 | 2.5 | Non Federally-Regulated | 01/05/1982 |  | 09/08/1982
Command-Aire | Command-Aire | SWP-091 |  | Water-Source | WBAHP: Heat Pump Packaged Unit | Heat Pump | 208 | 1 |  |  | No Match | No Match |  |  |  | 10600 | 1175 | 9 | 9 | 14000 | 1225 | 3.3 | 3.2 | Federally-Regulated Commercial & Industrial Equipment | 01/23/1988 |  | 05/11/1988
ClimateMaster Inc. | Climate Master Series | VL015E********* |  | Water-Source | WBAHP: Heat Pump Packaged Unit | Heat Pump | 265 | 1 |  |  | No Match | No Match |  |  |  | 14100 | 1350 | 10.4 | 9 | 18800 | 1395 | 4 | 3.2 | Federally-Regulated Commercial & Industrial Equipment | 07/17/1991 |  | 07/27/1992
Waterfurnace International, Inc. | Eagle Mountain | YS048**1*4 |  | Water-Source | WBAHP: Heat Pump Packaged Unit | Heat Pump | 230 | 1 |  |  | No Match | Single-Speed |  |  |  | 47700 | 3077 | 15.5 | 12 | 56000 | 3419 | 4.8 | 4.2 | Federally-Regulated Commercial & Industrial Equipment | 01/24/2011 |  | 04/19/2013
Florida Heat Pump | Florida Heat Pump | EM048-3CF |  | Water-Source | WBAHP: Heat Pump Packaged Unit | Heat Pump | 230 | 3 |  |  | No Match | No Match |  |  |  | 49000 | 3920 | 12.5 | 9.3 | 58000 | 3863 | 4.4 | 3.8 | Federally-Regulated Commercial & Industrial Equipment | 03/31/1998 |  | 05/10/1998
McQuay International | McQuay | W-CDD/CDE/CMG-1-042-F |  | Ground-Water-Source | WBAHP: Heat Pump Packaged Unit | Heat Pump | 208 | 3 |  |  | No Match | No Match |  |  |  | 41000 | 3059 | 13.4 | 9 | 27600 | 2788 | 2.9 |  | Non Federally-Regulated | 10/06/1999 |  | 04/10/2000
Addison Products | Comfort-Aire | SWPH-1544 |  | Water-Source | WBAHP: Heat Pump Packaged Unit | Heat Pump | 460 | 3 |  |  | No Match | No Match |  |  |  | 169000 | 18500 | 9.1 |  | 235000 | 18900 | 3.6 | 3.8 | Non Federally-Regulated | 07/31/1991 |  | 03/31/1998
Florida Heat Pump | Florida Heat Pump | EM096-1CS | EM096-1AH/AV | Ground-Water-Source | WBAHP-CB: Heat Pump Split Syst | Heat Pump | 208 | 1 |  |  | No Match | No Match |  |  |  | 95000 | 7196 | 13.2 | 9 | 65500 | 6190 | 3.1 |  | Non Federally-Regulated | 04/10/2000 |  | 07/18/2002
Snyder General Corp. | McQuay | LWP20BP |  | Water-Source | WBAHP: Heat Pump Packaged Unit | Heat Pump | 460 | 3 |  |  | No Match | No Match |  |  |  | 214000 | 18000 | 11.9 |  | 240000 | 18400 | 3.8 | 2.5 | Non Federally-Regulated | 02/22/1990 |  | 07/31/1991
Florida Heat Pump | Florida Heat Pump | GT022-1VT/HZ/CF |  | Water-Source | WBAHP-CB: Heat Pump Split Syst | Heat Pump | 208 | 1 |  |  | No Match | No Match |  |  |  | 21600 | 1785 | 12.1 | 9 | 22200 | 1858 | 3.5 | 3.5 | Non Federally-Regulated | 10/05/1999 |  | 04/12/2000
Addison Products | Comfort-Aire | SWPH-1533 |  | Water-Source | WBAHP: Heat Pump Packaged Unit | Heat Pump | 208 | 3 |  |  | No Match | No Match |  |  |  | 169000 | 18500 | 9.1 |  | 235000 | 18900 | 3.6 | 3.8 | Non Federally-Regulated | 07/31/1991 |  | 03/31/1998
Florida Heat Pump | Florida Heat Pump | GT018-1CS | GT018-1AV/AH | Ground-Water-Source | WBAHP-CB: Heat Pump Split Syst | Heat Pump | 208 | 1 |  |  | No Match | No Match |  |  |  | 16200 | 1012 | 16 | 9 | 11300 | 1034 | 3.2 |  | Non Federally-Regulated | 10/06/1999 |  | 04/10/2000
Florida Heat Pump | Florida Heat Pump | EM007-0HZ |  | Water-Source | WBAHP: Heat Pump Packaged Unit | Heat Pump | 115 | 1 |  |  | No Match | No Match |  |  |  | 7500 | 609 | 12.3 | 10 | 10000 | 651 | 4.5 |  | Federally-Regulated Commercial & Industrial Equipment | 02/02/1998 |  | 03/31/1998
McQuay / Snyder General | Electro-Hydronics | VE90G3 |  | Water-Source | WBAHP: Heat Pump Packaged Unit | Heat Pump | 230 | 1 |  |  | No Match | No Match |  |  |  | 9000 | 855 | 10.5 | 7.5 | 11000 | 920 | 3.5 | 2.5 | Non Federally-Regulated | 08/29/1986 |  | 05/11/1988
Enertech Global, LLC | Enertech | GXT036C3 |  | Ground-Water-Source | WBAHP: Heat Pump Packaged Unit | Heat Pump | 460 | 3 |  |  | No Match | Single-Speed |  |  |  | 42600 | 1658 | 25.7 | 16.2 | 36000 | 2029 | 5.2 | 3.6 | Non Federally-Regulated | 05/02/2012 |  | 12/12/2012
Waterfurnace International, Inc. | Waterfurnace International, Inc. | SXV042C4 |  | Ground-Water-Source | WBAHP: Heat Pump Packaged Unit | Heat Pump | 460 | 3 |  |  | No Match | No Match |  |  |  | 44500 | 3201 | 13.9 | 9 | 31800 | 2824 | 3.3 |  | Non Federally-Regulated | 01/30/1998 |  | 03/31/1998
ClimateMaster Inc. | Climate Master Series | GSV/GSH024AG |  | Ground-Water-Source | WBAHP: Heat Pump Packaged Unit | Heat Pump | 230 | 1 |  |  | No Match | No Match |  |  |  | 26100 | 1631 | 16 | 9 | 19800 | 1757 | 3.3 |  | Non Federally-Regulated | 07/22/2002 |  | 03/12/2009
Mammoth | Hydrobank II | D030VHJ |  | Water-Source | WBAHP: Heat Pump Packaged Unit | Heat Pump | 208 | 1 |  |  | No Match | No Match |  |  |  | 30800 | 2678 | 11.5 | 10 | 38300 | 2953 | 3.8 |  | Federally-Regulated Commercial & Industrial Equipment | 05/23/2000 |  | 11/14/2000
Carrier Corp. | Carrier | 50QXH0093 |  | Water-Source | WBAHP: Heat Pump Packaged Unit | Heat Pump | 230 | 1 |  |  | No Match | No Match |  |  |  | 8900 | 764 | 11.6 | 9 | 11900 | 807 | 4.3 | 3.2 | Non Federally-Regulated | 03/15/1989 |  | 02/22/1990
ClimateMaster Inc. | Climate Master Series | 814-036-H******** |  | Water-Source | WBAHP: Heat Pump Packaged Unit | Heat Pump | 208 | 3 |  |  | No Match | No Match |  |  |  | 36000 | 3190 | 11.3 | 9 | 42500 | 3190 | 3.9 | 3.2 | Non Federally-Regulated | 05/11/1988 |  | 03/15/1989
Enertech Global, LLC | Enertech | GXT036C |  | Ground-Source | WBAHP: Heat Pump Packaged Unit | Heat Pump | 208 | 1 |  |  | No Match | Single-Speed |  |  |  | 39300 | 1985 | 19.8 | 13.4 | 28600 | 1905 | 4.4 | 3.1 | Non Federally-Regulated | 11/30/2011 |  | 12/12/2012
Climate Control / Snyder General | Electro-Hydronics | UW630GD |  | Water-Source | WBAHP: Heat Pump Packaged Unit | Heat Pump | 230 | 3 |  |  | No Match | No Match |  |  |  | 63000 | 6430 | 9.8 | 7.5 | 79000 | 6430 | 3.6 | 2.5 | Non Federally-Regulated | 06/11/1985 |  | 08/29/1986
Florida Heat Pump | Florida Heat Pump | EM018-1CS | EM018-1AH/AV | Water-Source | WBAH: Heating Only Packaged Un | Heat Pump | 208 | 1 |  |  | No Match | No Match |  |  |  | 20000 | 1694 | 11.8 | 9 | 24500 | 1994 | 3.6 | 3.5 | Non Federally-Regulated | 07/22/2002 |  | 03/12/2009
USPower Climate Control | USPower Climate Control | GSDXC3000 | GSDXV3000 | Water-Source | WBAHP-C: Heat Pump Split Syste | Heat Pump | 230 | 1 |  |  | No Match | No Match |  |  |  | 30000 | 1818 | 16.5 | 9 | 30000 | 1852 | 4.7 | 3.2 | Federally-Regulated Commercial & Industrial Equipment | 03/20/1991 |  | 07/31/1991
Mammoth | Hydrobank II | G031HHG |  | Water-Source | WBAHP: Heat Pump Packaged Unit | Heat Pump | 460 | 3 |  |  | No Match | No Match |  |  |  | 29600 | 2487 | 11.9 | 10 | 37000 | 2581 | 4.2 |  | Federally-Regulated Commercial & Industrial Equipment | 01/18/2001 |  | 03/12/2009
Florida Heat Pump | Florida Heat Pump | EM012-0CF/HZ/VT |  | Ground-Water-Source | WBAHP: Heat Pump Packaged Unit | Heat Pump | 115 | 1 |  |  | No Match | No Match |  |  |  | 12000 | 1000 | 12 | 9 | 9000 | 909 | 2.9 |  | Non Federally-Regulated | 07/22/2002 |  | 03/12/2009
Florida Heat Pump | Energy Miser | HEV52-1 |  | Water-Source | WBAHP: Heat Pump Packaged Unit | Heat Pump | 208 | 1 |  |  | No Match | No Match |  |  |  | 51000 | 4360 | 11.7 | 9.3 | 65000 | 4760 | 4 | 3.8 | Non Federally-Regulated | 07/31/1991 |  | 03/31/1998
Climate Control / Snyder General | Trane | WPHA40XG* |  | Water-Source | WBAHP: Heat Pump Packaged Unit | Heat Pump | 460 | 3 |  |  | No Match | No Match |  |  |  | 42000 | 3850 | 10.9 | 7.5 | 52000 | 4100 | 3.7 | 2.5 | Non Federally-Regulated | 05/16/1984 |  | 05/11/1988
Friedrich Climate Master | Friedrich Climate Master | 80107B********A |  | Water-Source | WBAHP: Heat Pump Packaged Unit | Heat Pump | 208 | 1 |  |  | No Match | No Match |  |  |  | 6900 | 580 |  | 7.5 | 8300 | 595 | 4.1 | 2.5 | Non Federally-Regulated | 08/29/1986 |  | 05/11/1988
McQuay / Snyder General | Electro-Hydronics | UC330G3 |  | Water-Source | WBAHP: Heat Pump Packaged Unit | Heat Pump | 230 | 1 |  |  | No Match | No Match |  |  |  | 33000 | 3050 | 10.8 | 7.5 | 39000 | 3090 | 3.7 | 2.5 | Non Federally-Regulated | 08/29/1986 |  | 05/11/1988
McQuay / Snyder General | Electro-Hydronics | LHV22AD |  | Water-Source | WBAHP: Heat Pump Packaged Unit | Heat Pump | 230 | 3 |  |  | No Match | No Match |  |  |  | 240400 | 20550 | 11.7 |  | 270000 | 21400 | 3.7 | 2.5 | Non Federally-Regulated | 08/29/1986 |  | 05/11/1988
Econar | Econar | GV671 |  | Ground-Water-Source | WBAHP: Heat Pump Packaged Unit | Heat Pump | 208 | 1 |  |  | No Match | No Match |  |  |  | 63500 | 6047 | 10.5 | 9 | 64000 | 6252 | 3 |  | Non Federally-Regulated | 01/30/1998 |  | 07/29/1998
Waterfurnace International, Inc. | Standard Range | WSH/WSV059A*3*** |  | Water-Source | WBAHP: Heat Pump Packaged Unit | Heat Pump | 230 | 3 |  |  | No Match | No Match |  |  |  | 59000 | 5784 | 10.2 | 9 | 71000 | 5779 | 3.6 | 3.2 | Federally-Regulated Commercial & Industrial Equipment | 09/18/1989 |  | 10/10/1989
Florida Heat Pump | Florida Heat Pump | GT026-3CF/HZ/VT |  | Water-Source | WBAHP: Heat Pump Packaged Unit | Heat Pump | 230 | 3 |  |  | No Match | No Match |  |  |  | 26500 | 1879 | 14.1 | 10 | 32500 | 2116 | 4.5 |  | Federally-Regulated Commercial & Industrial Equipment | 04/12/2000 |  | 05/29/2001
Addison Products | Heat Controller | VWPG020-1B-XL |  | Ground-Water-Source | WBAHP: Heat Pump Packaged Unit | Heat Pump | 230 | 1 |  |  | No Match | No Match |  |  |  | 19000 | 1292 | 14.7 | 9 | 13400 | 1189 | 3.3 |  | Non Federally-Regulated | 10/06/1999 |  | 04/10/2000
Singer | Electro-Hydronics | FC240C7 |  | Water-Source | WBAHP: Heat Pump Packaged Unit | Heat Pump | 265 | 1 |  |  | No Match | No Match |  |  |  | 24000 | 2850 | 8.4 | 7.5 | 28500 | 2900 | 2.9 | 2.5 | Non Federally-Regulated | 01/05/1982 |  | 09/08/1982
Mammoth | Hydrobank II | D072HHG/VHG |  | Water-Source | WBAHP: Heat Pump Packaged Unit | Heat Pump | 208 | 1 |  |  | No Match | No Match |  |  |  | 66000 | 5076 | 13 | 9 | 84500 | 5628 | 4.4 | 3.8 | Federally-Regulated Commercial & Industrial Equipment | 12/14/1998 |  | 10/05/1999
Florida Heat Pump | Florida Heat Pump | GT010-1VT/HZ/CF |  | Water-Source | WBAHP-CB: Heat Pump Split Syst | Heat Pump | 230 | 1 |  |  | No Match | No Match |  |  |  | 10400 | 753 | 13.8 | 9 | 12300 | 900 | 4 | 3.5 | Non Federally-Regulated | 10/05/1999 |  | 04/12/2000
Dinh Co., Inc. | Dinh Rotocom | WAHP 2 CU | AHU 25/2D | Water-Source | WBAHP-C: Heat Pump Split Syste | Heat Pump | 230 | 1 |  |  | No Match | No Match |  |  |  | 24000 | 1730 | 13.9 | 9 | 28800 | 1430 | 4.9 | 3.2 | Non Federally-Regulated | 02/22/1990 |  | 07/31/1991
Waterfurnace International, Inc. | Waterfurnace International, Inc. | SXH068C0 |  | Ground-Water-Source | WBAHP: Heat Pump Packaged Unit | Heat Pump | 230 | 1 |  |  | No Match | No Match |  |  |  | 66000 | 5500 | 12 | 9 | 52000 | 5080 | 3 |  | Non Federally-Regulated | 01/30/1998 |  | 03/31/1998
Waterfurnace International, Inc. | Waterfurnace International, Inc. | SXH042C3 |  | Ground-Water-Source | WBAHP: Heat Pump Packaged Unit | Heat Pump | 230 | 3 |  |  | No Match | No Match |  |  |  | 44500 | 3201 | 13.9 | 9 | 31800 | 2824 | 3.3 |  | Non Federally-Regulated | 12/14/1998 |  | 10/06/1999
Florida Heat Pump | Florida Heat Pump | GT030-3CS | GT030-1AH/AV | Water-Source | Water/Brine to Air Heat Pump S | Heat Pump | 230 | 3 |  |  | No Match | No Match |  |  |  | 29400 | 2027 | 14.5 | 10 | 34500 | 2246 | 4.5 |  | Federally-Regulated Commercial & Industrial Equipment | 04/12/2000 |  | 05/29/2001
Florida Heat Pump | Florida Heat Pump | EM007-1CF/HZ/VT |  | Water-Source | WBAHP-CB: Heat Pump Split Syst | Heat Pump | 230 | 1 |  |  | No Match | No Match |  |  |  | 8200 | 683 | 12 | 9 | 10000 | 791 | 3.7 | 3.5 | Non Federally-Regulated | 07/22/2002 |  | 03/12/2009
Command-Aire | Command-Aire | SWPXR197E |  | Water-Source | WBAHP: Heat Pump Packaged Unit | Heat Pump | 265 | 1 |  |  | No Match | No Match |  |  |  | 18500 | 1650 | 11.2 | 9 | 24500 | 1750 | 4 | 3.2 | Non Federally-Regulated | 02/22/1990 |  | 07/31/1991
Climate Control / Snyder General | Electro-Hydronics | CC330GP |  | Water-Source | WBAHP: Heat Pump Packaged Unit | Heat Pump | 460 | 3 |  |  | No Match | No Match |  |  |  | 33000 | 3050 | 10.8 | 7.5 | 39000 | 3090 | 3.7 | 2.5 | Non Federally-Regulated | 05/16/1984 |  | 08/29/1986
Florida Heat Pump | Energy Miser | LT 15 CF -2 |  | Ground-Water-Source | WBAHP: Heat Pump Packaged Unit | Heat Pump | 265 | 1 |  |  | No Match | No Match |  |  |  | 14800 | 1345 | 11 | 11 | 16900 | 1500 | 3.3 | 3.4 | Non Federally-Regulated | 07/31/1991 |  | 03/31/1998
Addison Products | Addison Products | WSH036-3AR |  | Water-Source | WBAHP: Heat Pump Packaged Unit | Heat Pump | 208 | 3 |  |  | No Match | No Match |  |  |  | 35000 | 2868 | 12.2 | 10 | 44000 | 3070 | 4.2 |  | Federally-Regulated Commercial & Industrial Equipment | 02/02/1998 |  | 03/31/1998
ClimateMaster Inc. | Climate Master Series | V240-32********** |  | Water-Source | WBAHP: Heat Pump Packaged Unit | Heat Pump | 208 | 3 |  |  | No Match | No Match |  |  |  | 238000 | 23800 | 10 |  | 262000 | 22000 | 3.5 | 3.8 | Non Federally-Regulated | 07/31/1991 |  | 03/31/1998
Florida Heat Pump | Florida Heat Pump | EM041-5VT |  | Water-Source | WBAHP: Heat Pump Packaged Unit | Heat Pump | 575 | 3 |  |  | No Match | No Match |  |  |  | 39500 | 2992 | 13.2 | 10 | 50000 | 3488 | 4.2 |  | Federally-Regulated Commercial & Industrial Equipment | 02/02/1998 |  | 03/31/1998
McQuay International | McQuay | HWH/HWW036C-F |  | Water-Source | WBAHP: Heat Pump Packaged Unit | Heat Pump | 230 | 3 |  |  | No Match | No Match |  |  |  | 36000 | 2975 | 12.1 | 10 | 42500 | 3037 | 4.1 |  | Federally-Regulated Commercial & Industrial Equipment | 11/17/1999 |  | 09/21/2000
McQuay / Snyder General | Electro-Hydronics | VF140F3 |  | Water-Source | WBAHP: Heat Pump Packaged Unit | Heat Pump | 230 | 1 |  |  | No Match | No Match |  |  |  | 13500 | 1300 | 10.4 | 9 | 16000 | 1320 | 3.5 | 3.2 | Non Federally-Regulated | 05/11/1988 |  | 03/15/1989
Singer | Electro-Hydronics | WE150B7 |  | Water-Source | WBAHP: Heat Pump Packaged Unit | Heat Pump | 265 | 1 |  |  | No Match | No Match |  |  |  | 14700 | 1875 | 7.8 | 7.5 | 19000 | 1900 | 2.9 | 2.5 | Non Federally-Regulated | 01/05/1982 |  | 05/16/1984
ClimateMaster Inc. | Climate Master Series | HS/HL/VS/VL036H |  | Water-Source | WBAHP: Heat Pump Packaged Unit | Heat Pump | 230 | 3 |  |  | No Match | No Match |  |  |  | 35000 | 3181 | 11 | 10 | 42500 | 3192 | 3.9 |  | Federally-Regulated Commercial & Industrial Equipment | 01/18/2001 |  | 11/19/2001
ClimateMaster Inc. | Climate Master Series | GRV/GRH012AE |  | Water-Source | WBAHP-CB: Heat Pump Split Syst | Heat Pump | 265 | 1 |  |  | No Match | No Match |  |  |  | 11900 | 782 | 15.2 | 9 | 14300 | 974 | 4.3 | 3.5 | Non Federally-Regulated | 04/12/2000 |  | 07/18/2002
Waterfurnace International, Inc. | Waterfurnace International, Inc. | NTV024*1 |  | Ground-Water-Source | WBAHP: Heat Pump Packaged Unit | Heat Pump | 230 | 1 |  |  | No Match | No Match |  |  |  | 22600 | 1527 | 14.8 | 9 | 26000 | 2720 | 2.8 |  | Non Federally-Regulated | 05/19/2000 |  | 07/18/2002
Mammoth | Geox | ZD026HSC |  | Water-Source | WBAHP: Heat Pump Packaged Unit | Heat Pump | 230 | 1 |  |  | No Match | No Match |  |  |  | 24800 | 2397 | 10.3 | 7.5 | 28200 | 2525 | 3.3 | 2.5 | Non Federally-Regulated | 06/11/1985 |  | 05/11/1988
Waterfurnace International, Inc. | Johnson Controls | RJSV/RJSH015**0*0 |  | Ground-Source | WBAHP: Heat Pump Packaged Unit | Heat Pump | 208 | 1 |  |  | No Match | Single-Speed |  |  |  | 15000 | 833 | 18 | 13.4 | 12000 | 925 | 3.8 | 3.1 | Non Federally-Regulated | 01/24/2011 |  | 10/24/2014
Mammoth | Mammoth | F052V |  | Water-Source | WBAHP: Heat Pump Packaged Unit | Heat Pump | 208 | 3 |  |  | No Match | No Match |  |  |  | 50000 | 5100 | 9.8 | 7.5 | 56000 | 5100 | 3.2 | 2.5 | Non Federally-Regulated | 01/05/1982 |  | 05/16/1984
Singer | Electro-Hydronics | UC620 K |  | Water-Source | WBAHP: Heat Pump Packaged Unit | Heat Pump | 208 | 3 |  |  | No Match | No Match |  |  |  | 62000 | 7400 | 8.4 | 7.5 | 82000 | 8200 | 2.9 | 2.5 | Non Federally-Regulated | 09/08/1982 |  | 05/16/1984
Trane U.S. Inc. | Trane | WPVD0803 |  | Water-Source | WBAHP: Heat Pump Packaged Unit | Heat Pump | 208 | 3 |  |  | No Match | No Match |  |  |  | 100000 | 8474 | 11.8 | 9 | 128400 | 9902 | 3.8 | 3.8 | Federally-Regulated Commercial & Industrial Equipment | 12/14/1998 |  | 10/05/1999
Waterfurnace International, Inc. | Rybacki - Hart Enterprises | GS012**0*0 |  | Water-Source | WBAHP: Heat Pump Packaged Unit | Heat Pump | 230 | 1 |  |  | No Match | Single-Speed |  |  |  | 11700 | 760 | 15.4 | 11.2 | 14000 | 837 | 4.9 | 4.2 | Federally-Regulated Commercial & Industrial Equipment | 01/24/2011 |  | 04/19/2013
ClimateMaster Inc. | Climate Master | PDW30 | FK4CNF003 | Ground-Source | WBAHP-CB: Heat Pump Split Syst | Heat Pump | 208 | 1 |  |  | No Match | Single-Speed |  |  |  | 29800 | 1817 | 16.4 | 13.4 | 21500 | 1801 | 3.5 | 3.1 | Non Federally-Regulated | 09/15/2009 |  | 02/17/2011
Waterfurnace International, Inc. | Waterfurnace International, Inc. | ATV057D0(P) |  | Ground-Water-Source | WBAHP: Heat Pump Packaged Unit | Heat Pump | 208 | 1 |  |  | No Match | No Match |  |  |  | 34000 | 1808 | 18.8 | 9 | 26000 | 2116 | 3.6 |  | Non Federally-Regulated | 05/10/1998 |  | 10/02/1998
Florida Heat Pump | Florida Heat Pump | EM024-1VT |  | Water-Source | WBAHP: Heat Pump Packaged Unit | Heat Pump | 230 | 1 |  |  | No Match | No Match |  |  |  | 24000 | 1714 | 14 | 9.3 | 30000 | 1831 | 4.8 | 3.8 | Federally-Regulated Commercial & Industrial Equipment | 03/31/1998 |  | 05/10/1998
Enertech Global, LLC | Enertech | HXT036C |  | Ground-Water-Source | WBAHP: Heat Pump Packaged Unit | Heat Pump | 208 | 1 |  |  | No Match | Single-Speed |  |  |  | 42600 | 1658 | 25.7 | 16.2 | 36000 | 2029 | 5.2 | 3.6 | Non Federally-Regulated | 11/30/2011 |  | 12/12/2012
ClimateMaster Inc. | Carrier Corp. | 50PRH/V018 4 |  | Ground-Water-Source | WBAHP: Heat Pump Packaged Unit | Heat Pump | 265 | 1 |  |  | No Match | Single-Speed |  |  |  | 20600 | 851 | 24.2 | 16.2 | 17200 | 1146 | 4.4 | 3.6 | Non Federally-Regulated | 01/24/2011 |  | 08/23/2011
Waterfurnace International, Inc. | Waterfurnace International, Inc. | SXH030A1 |  | Ground-Source | WBAHP: Heat Pump Packaged Unit | Heat Pump | 230 | 1 |  |  | No Match | No Match |  |  |  | 31200 | 2181 | 14.3 |  | 21600 | 1808 | 3.5 |  | Non Federally-Regulated | 03/31/1998 |  | 05/10/1998
Addison Products | Addison Products | WRH032-1JA | HRH032-1J/1JB | Water-Source | WBAH: Heating Only Packaged Un | Heat Pump | 208 | 1 |  |  | No Match | No Match |  |  |  | 31600 | 2872 | 11 | 9 | 35400 | 2963 | 3.5 | 3.5 | Non Federally-Regulated | 10/05/1999 |  | 09/21/2000
Florida Heat Pump | Florida Heat Pump | EM012-2HZ |  | Water-Source | WBAHP: Heat Pump Packaged Unit | Heat Pump | 265 | 1 |  |  | No Match | No Match |  |  |  | 11500 | 1008 | 11.4 | 10 | 14600 | 1069 | 4 |  | Federally-Regulated Commercial & Industrial Equipment | 12/14/1998 |  | 10/05/1999
Waterfurnace International, Inc. | Waterfurnace International, Inc. | SXV068B1 |  | Ground-Water-Source | WBAHP: Heat Pump Packaged Unit | Heat Pump | 208 | 1 |  |  | No Match | No Match |  |  |  | 66000 | 5500 | 12 | 9 | 52000 | 5080 | 3 |  | Non Federally-Regulated | 01/30/1998 |  | 10/02/1998
Florida Heat Pump | Florida Heat Pump | TA061-1CS | DX061 | Ground-Source | WBAHP-CB: Heat Pump Split Syst | Both Heat Pump and Electric Re | 230 | 1 |  |  | No Match | Dual-Speed |  |  |  | 63400 | 3866 | 16.4 | 13.4 | 50000 | 3960 | 3.7 | 3.1 | Non Federally-Regulated | 11/30/2011 |  | 03/02/2012
McQuay / Snyder General | Electro-Hydronics | CW200G7 |  | Water-Source | WBAHP: Heat Pump Packaged Unit | Heat Pump | 265 | 1 |  |  | No Match | No Match |  |  |  | 20000 | 1880 |  | 7.5 | 25600 | 1920 | 3.9 | 2.5 | Non Federally-Regulated | 08/29/1986 |  | 05/11/1988
Waterfurnace International, Inc. | Waterfurnace International, Inc. | NSZ036A1 | NRAC036* | Ground-Source | WBAHP-CB: Heat Pump Split Syst | Heat Pump | 208 | 1 |  |  | No Match | Single-Speed |  |  |  | 31900 | 1611 | 19.8 | 13.4 | 24000 | 1760 | 4 | 3.1 | Non Federally-Regulated | 04/30/2009 |  | 10/24/2014
Snyder General Corp. | McQuay | CW1000GP |  | Water-Source | WBAHP: Heat Pump Packaged Unit | Heat Pump | 460 | 3 |  |  | No Match | No Match |  |  |  | 97500 | 10156 | 9.6 | 9.2 | 136000 | 10400 | 3.8 | 2.5 | Non Federally-Regulated | 02/22/1990 |  | 07/31/1991
Mammoth | Hydrobank II | D020HHF/VHF |  | Water-Source | WBAHP: Heat Pump Packaged Unit | Heat Pump | 208 | 1 |  |  | No Match | No Match |  |  |  | 19500 | 1477 | 13.2 | 10 | 26500 | 1688 | 4.6 |  | Federally-Regulated Commercial & Industrial Equipment | 12/14/1998 |  | 10/05/1999
Waterfurnace International, Inc. | Rybacki - Hart Enterprises | QT072**1 |  | Ground-Water-Source | WBAHP: Heat Pump Packaged Unit | Heat Pump | 208 | 1 |  |  | No Match | Dual-Speed | 3170 | 450 | 1 | 73000 | 3946 | 18.5 | 16.2 | 63400 | 4532 | 4.1 | 3.6 | Non Federally-Regulated | 01/10/2012 |  | 04/19/2013
Florida Heat Pump | Geomaster, LLC | ES030-3CS | ES030-3AV/AH | Ground-Source | WBAHP-CB: Heat Pump Split Syst | Heat Pump | 208 | 3 |  |  | No Match | Single-Speed |  |  |  | 30500 | 1548 | 19.7 | 13.4 | 21500 | 1854 | 3.4 | 3.1 | Non Federally-Regulated | 06/15/2009 |  | 04/20/2015
Waterfurnace International, Inc. | Waterfurnace International, Inc. | SXV010C1 |  | Ground-Water-Source | WBAHP: Heat Pump Packaged Unit | Heat Pump | 208 | 1 |  |  | No Match | No Match |  |  |  | 9900 | 642 | 15.4 | 9 | 7400 | 657 | 3.3 |  | Non Federally-Regulated | 12/14/1998 |  | 10/06/1999
Waterfurnace International, Inc. | Eagle Mountain | ZS036**3*0 |  | Water-Source | WBAHP: Heat Pump Packaged Unit | Heat Pump | 208 | 3 |  |  | No Match | Single-Speed |  |  |  | 33300 | 2313 | 14.4 | 12 | 40600 | 2644 | 4.5 | 4.2 | Federally-Regulated Commercial & Industrial Equipment | 01/24/2011 |  | 04/19/2013
Waterfurnace International, Inc. | Waterfurnace International, Inc. | NDV/NDH049G1*1 |  | Ground-Water-Source | WBAHP: Heat Pump Packaged Unit | Heat Pump | 208 | 1 |  |  | No Match | Dual-Speed |  |  |  | 56200 | 2294 | 24.5 | 16.2 | 46300 | 2950 | 4.6 | 3.6 | Non Federally-Regulated | 09/03/2012 |  | 04/19/2013
Florida Heat Pump | Florida Heat Pump | CW018-1 |  | Water-Source | WBAHP-O: Heat Pump Packaged Un | Heat Pump | 230 | 1 |  |  | No Match | No Match |  |  |  | 17200 | 1194 | 14.4 | 9.3 | 17000 | 1132 | 4.4 | 3.8 | Federally-Regulated Commercial & Industrial Equipment | 03/31/1998 |  | 05/10/1998
Mammoth | Hydrobank II | D072HHG/VHG |  | Water-Source | WBAHP: Heat Pump Packaged Unit | Heat Pump | 230 | 1 |  |  | No Match | No Match |  |  |  | 66000 | 5076 | 13 | 9 | 84500 | 5628 | 4.4 | 3.8 | Federally-Regulated Commercial & Industrial Equipment | 12/14/1998 |  | 05/23/2000
Waterfurnace International, Inc. | Rybacki - Hart Enterprises | ZS023**2*4 |  | Ground-Water-Source | WBAHP: Heat Pump Packaged Unit | Heat Pump | 265 | 1 |  |  | No Match | Single-Speed |  |  |  | 25400 | 1104 | 23 | 16.2 | 21900 | 1493 | 4.3 | 3.6 | Non Federally-Regulated | 06/14/2011 |  | 04/19/2013
Geoflex Systems, Inc. | Geoflex Systems, Inc. | GF1S-V/H/D/M-024WAABP |  | Ground-Source | WBAHP: Heat Pump Packaged Unit | Both Heat Pump and Electric Re | 208 | 1 |  |  | No Match | Single-Speed |  |  |  | 21200 | 1034 | 20.5 | 13.4 | 15200 | 1142 | 3.9 | 3.1 | Non Federally-Regulated | 11/30/2011 |  | 03/02/2012
Waterfurnace International, Inc. | Waterfurnace International, Inc. | SXH019B0 |  | Ground-Water-Source | WBAHP: Heat Pump Packaged Unit | Heat Pump | 230 | 1 |  |  | No Match | No Match |  |  |  | 19200 | 1371 | 14 | 9 | 15100 | 1301 | 3.4 |  | Non Federally-Regulated | 08/21/1998 |  | 10/02/1998
Waterfurnace International, Inc. | Waterfurnace International, Inc. | VLV/VXV048*0 |  | Water-Source | WBAHP: Heat Pump Packaged Unit | Heat Pump | 230 | 1 |  |  | No Match | No Match |  |  |  | 45800 | 3606 | 12.7 | 10 | 57900 | 4039 | 4.2 |  | Federally-Regulated Commercial & Industrial Equipment | 11/14/2000 |  | 06/20/2003
Geoflex Systems, Inc. | Geoflex Systems, Inc. | GF1S-V/H/D/M-042WADBP |  | Water-Source | WBAHP: Heat Pump Packaged Unit | Both Heat Pump and Electric Re | 460 | 3 |  |  | No Match | Single-Speed |  |  |  | 38100 | 2337 | 16.3 | 12 | 45900 | 2491 | 5.4 | 4.2 | Federally-Regulated Commercial & Industrial Equipment | 03/02/2012 |  | 01/09/2014
ClimateMaster Inc. | Carrier | 50HQA/HQD/VQA/VQD060 5 |  | Water-Source | WBAHP: Heat Pump Packaged Unit | Heat Pump | 460 | 3 |  |  | No Match | No Match |  |  |  | 62000 | 5535 | 11.2 | 10 | 75000 | 5784 | 3.8 |  | Federally-Regulated Commercial & Industrial Equipment | 02/02/1998 |  | 03/31/1998
McQuay International | McQuay | W-FDL/FDS/FMS-1-009-A |  | Water-Source | WBAHP: Heat Pump Packaged Unit | Heat Pump | 115 | 1 |  |  | No Match | No Match |  |  |  | 8800 | 822 | 10.7 | 10 | 12000 | 901 | 3.9 |  | Federally-Regulated Commercial & Industrial Equipment | 09/21/2000 |  | 01/24/2002
ClimateMaster Inc. | Climate Master Series | 813-036-F******** |  | Water-Source | WBAHP: Heat Pump Packaged Unit | Heat Pump | 460 | 3 |  |  | No Match | No Match |  |  |  | 36000 | 3190 | 11.3 | 9 | 42500 | 3190 | 3.9 | 3.2 | Non Federally-Regulated | 02/22/1990 |  | 07/31/1991
Florida Heat Pump | Florida Heat Pump | EM015-1CF/HZ/VT |  | Water-Source | WBAHP: Heat Pump Packaged Unit | Heat Pump | 208 | 1 |  |  | No Match | No Match |  |  |  | 14800 | 1275 | 11.6 | 10 | 20000 | 1429 | 4.1 |  | Federally-Regulated Commercial & Industrial Equipment | 04/12/2000 |  | 03/12/2009
Florida Heat Pump | Florida Heat Pump | ES048-3CS | ES048-1AV/AH | Ground-Source | WBAHP-CB: Heat Pump Split Syst | Heat Pump | 230 | 3 |  |  | No Match | Single-Speed |  |  |  | 51000 | 2840 | 16.8 | 13.4 | 38000 | 3010 | 3.7 | 3.1 | Non Federally-Regulated | 07/06/2011 |  | 04/20/2015
Waterfurnace International, Inc. | Waterfurnace International, Inc. | NSV/NSH036G1*1 |  | Ground-Source | WBAHP: Heat Pump Packaged Unit | Heat Pump | 208 | 1 |  |  | No Match | Single-Speed |  |  |  | 35400 | 1580 | 22.4 | 13.4 | 24100 | 1605 | 4.4 | 3.1 | Non Federally-Regulated | 09/03/2012 |  | 04/19/2013
Mammoth | Hydrobank II | D031HLG |  | Ground-Water-Source | WBAHP: Heat Pump Packaged Unit | Heat Pump | 208 | 1 |  |  | No Match | No Match |  |  |  | 29800 | 2274 | 13.1 | 9 | 23600 | 2230 | 3.1 |  | Non Federally-Regulated | 07/22/2002 |  | 03/12/2009
McQuay / Snyder General | Electro-Hydronics | WE75C5 |  | Water-Source | WBAHP: Heat Pump Packaged Unit | Heat Pump | 208 | 1 |  |  | No Match | No Match |  |  |  | 6900 | 645 | 10.7 | 7.5 | 9500 | 730 | 3.8 | 2.5 | Non Federally-Regulated | 08/29/1986 |  | 05/11/1988
Waterfurnace International, Inc. | Waterfurnace International, Inc. | SXH058C1 |  | Water-Source | WBAHP: Heat Pump Packaged Unit | Heat Pump | 230 | 1 |  |  | No Match | No Match |  |  |  | 55000 | 4074 | 13.5 | 10 | 69000 | 4493 | 4.5 |  | Federally-Regulated Commercial & Industrial Equipment | 02/02/1998 |  | 03/31/1998
Mammoth | Geox | ZD026VSFXXX |  | Water-Source | WBAHP: Heat Pump Packaged Unit | Heat Pump | 230 | 1 |  |  | No Match | No Match |  |  |  | 24600 | 2180 | 11.3 | 9 | 31400 | 2425 | 3.8 | 3.2 | Non Federally-Regulated | 05/11/1988 |  | 03/15/1989
Climate Control / Snyder General | Trane | WPRA33HCXBX |  | Water-Source | WBAHP: Heat Pump Packaged Unit | Heat Pump | 230 | 1 |  |  | No Match | No Match |  |  |  | 33000 | 3050 | 10.8 | 7.5 | 35000 | 2900 | 3.5 | 2.5 | Non Federally-Regulated | 05/16/1984 |  | 05/11/1988
Carrier Corp. | Carrier | 50QXH0123 |  | Water-Source | WBAHP: Heat Pump Packaged Unit | Heat Pump | 208 | 1 |  |  | No Match | No Match |  |  |  | 11500 | 1074 | 10.7 | 9 | 14000 | 1050 | 3.9 | 3.2 | Non Federally-Regulated | 02/22/1990 |  | 07/31/1991
ClimateMaster Inc. | Climate Master Series | GRV/GRH036AE |  | Water-Source | WBAHP: Heat Pump Packaged Unit | Heat Pump | 265 | 1 |  |  | No Match | No Match |  |  |  | 33100 | 2805 | 11.8 | 10 | 42500 | 3113 | 4 |  | Federally-Regulated Commercial & Industrial Equipment | 04/12/2000 |  | 03/12/2009
Enertech Global, LLC | Enertech | GHT048A2 |  | Ground-Source | WBAHP: Heat Pump Packaged Unit | Heat Pump | 230 | 3 |  |  | No Match | Single-Speed |  |  |  | 49400 | 2760 | 17.9 | 13.4 | 38500 | 2821 | 4 | 3.1 | Non Federally-Regulated | 03/02/2012 |  | 12/12/2012
ClimateMaster Inc. | Climate Master Series | HS/VS036G |  | Water-Source | WBAHP: Heat Pump Packaged Unit | Heat Pump | 208 | 1 |  |  | No Match | No Match |  |  |  | 35000 | 3181 | 11 | 10 | 42500 | 3192 | 3.9 |  | Federally-Regulated Commercial & Industrial Equipment | 01/22/2003 |  | 03/12/2009
Carrier Corp. | Carrier | 50KQ0094 |  | Water-Source | WBAHP: Heat Pump Packaged Unit | Heat Pump | 265 | 1 |  |  | No Match | No Match |  |  |  | 8600 | 810 | 10.6 | 9 | 10500 | 905 | 3.4 | 3.2 | Non Federally-Regulated | 05/11/1988 |  | 03/15/1989
Addison Products | Addison Products | WPH044-1JA/1JBA |  | Water-Source | WBAHP-CB: Heat Pump Split Syst | Heat Pump | 230 | 1 |  |  | No Match | No Match |  |  |  | 44500 | 4045 | 11 | 9 | 49500 | 4143 | 3.5 | 3.5 | Non Federally-Regulated | 10/05/1999 |  | 09/21/2000
Climate Control / Snyder General | Electro-Hydronics | RC70A7 |  | Water-Source | WBAHP: Heat Pump Packaged Unit | Heat Pump | 265 | 1 |  |  | No Match | No Match |  |  |  | 7000 | 619 | 11.3 | 7.5 | 8900 | 650 | 4 | 2.5 | Non Federally-Regulated | 06/11/1985 |  | 08/29/1986
Waterfurnace International, Inc. | Waterfurnace International, Inc. | ATV066DO |  | Water-Source | WBAHP-CB: Heat Pump Split Syst | Heat Pump | 208 | 1 |  |  | No Match | No Match |  |  |  | 68000 | 5151 | 13.2 | 9 | 80000 | 5861 | 4 | 3.5 | Non Federally-Regulated | 02/02/1998 |  | 10/02/1998
Singer | Electro-Hydronics | CC100 3 |  | Water-Source | WBAHP: Heat Pump Packaged Unit | Heat Pump | 230 | 1 |  |  | No Match | No Match |  |  |  | 10000 | 1200 | 8.3 | 7.5 | 10800 | 1275 | 2.5 | 2.5 | Non Federally-Regulated | 09/08/1982 |  | 05/16/1984
Trane U.S. Inc. | Trane | GXHB061 |  | Water-Source | WBAHP: Heat Pump Packaged Unit | Heat Pump | 208 | 1 |  |  | No Match | No Match |  |  |  | 58000 | 4957 | 11.7 | 10 | 65000 | 5011 | 3.8 |  | Federally-Regulated Commercial & Industrial Equipment | 04/12/2000 |  | 11/14/2000
Enertech Global, LLC | Roth Industries, Inc. | RXT060D3 |  | Ground-Source | WBAHP: Heat Pump Packaged Unit | Heat Pump | 460 | 3 |  |  | No Match | Single-Speed |  |  |  | 63000 | 3539 | 17.8 | 13.4 | 47700 | 3778 | 3.7 | 3.1 | Non Federally-Regulated | 12/12/2012 |  | 04/21/2014
ClimateMaster Inc. | Climate Master | ADA/B/C038 |  | Ground-Water-Source | WBAHP: Heat Pump Packaged Unit | Heat Pump | 230 | 1 |  |  | No Match | Single-Speed |  |  |  | 43100 | 1602 | 26.9 | 16.2 | 37000 | 2126 | 5.1 | 3.6 | Non Federally-Regulated | 12/12/2012 |  | 06/09/2015
Addison Products | Addison Products | HPY024-8A |  | Water-Source | WBAHP-CB: Heat Pump Split Syst | Heat Pump | 265 | 1 |  |  | No Match | No Match |  |  |  | 25500 | 1992 | 12.8 | 9 | 28200 | 2233 | 3.7 | 3.5 | Non Federally-Regulated | 11/14/2000 |  | 07/18/2002
Climate Control / Snyder General | Electro-Hydronics | CW400FD |  | Water-Source | WBAHP: Heat Pump Packaged Unit | Heat Pump | 230 | 3 |  |  | No Match | No Match |  |  |  | 39600 | 3960 | 10 | 7.5 | 45000 | 3880 | 3.4 | 2.5 | Non Federally-Regulated | 06/11/1985 |  | 08/29/1986
Florida Heat Pump | Florida Heat Pump | GT036-4VT/HZ/CF |  | Ground-Water-Source | WBAHP: Heat Pump Packaged Unit | Heat Pump | 460 | 3 |  |  | No Match | No Match |  |  |  | 35600 | 2489 | 14.3 | 9 | 25000 | 2362 | 3.1 |  | Non Federally-Regulated | 10/06/1999 |  | 04/10/2000
Geoflex Systems, Inc. | Geoflex Systems, Inc. | GF1S-V/H/D/M-024WABBP |  | Ground-Source | WBAHP: Heat Pump Packaged Unit | Both Heat Pump and Electric Re | 265 | 1 |  |  | No Match | Single-Speed |  |  |  | 21100 | 1071 | 19.7 | 13.4 | 15100 | 1165 | 3.8 | 3.1 | Non Federally-Regulated | 03/02/2012 |  | 01/09/2014
Addison Products | Addison Products | HWPG030-3B** |  | Ground-Water-Source | WBAHP: Heat Pump Packaged Unit | Heat Pump | 230 | 3 |  |  | No Match | No Match |  |  |  | 28400 | 1931 | 14.7 | 9 | 20200 | 1909 | 3.1 |  | Non Federally-Regulated | 12/14/1998 |  | 04/10/2000
McQuay International | McQuay | WCCH/WCCW-007-E |  | Ground-Water-Source | WBAHP: Heat Pump Packaged Unit | Heat Pump | 208 | 1 |  |  | No Match | No Match |  |  |  | 7200 | 571 | 12.6 | 9 | 5900 | 576 | 3 |  | Non Federally-Regulated | 11/19/2002 |  | 03/12/2009
Mammoth | Hydrobank II | D013CHE |  | Water-Source | WBAHP-O: Heat Pump Packaged Un | Heat Pump | 208 | 1 |  |  | No Match | No Match |  |  |  | 12600 | 1024 | 12.3 | 9.3 | 15200 | 1113 | 4 | 3.8 | Federally-Regulated Commercial & Industrial Equipment | 03/31/1998 |  | 05/10/1998
ClimateMaster Inc. | Climate Master | TZV/H024 |  | Ground-Source | WBAHP: Heat Pump Packaged Unit | Heat Pump | 230 | 1 |  |  | No Match | Single-Speed |  |  |  | 22700 | 1523 | 14.9 | 13.4 | 18400 | 1498 | 3.6 | 3.1 | Non Federally-Regulated | 06/14/2011 |  | 08/23/2011
Waterfurnace International, Inc. | Waterfurnace International, Inc. | LCC/LCW/LCS/LCX12*0 |  | Water-Source | WBAHP-O: Heat Pump Packaged Un | Heat Pump | 230 | 1 |  |  | No Match | Single-Speed |  |  |  | 10900 | 948 | 11.5 | 11.2 | 14700 | 1026 | 4.2 | 4.2 | Federally-Regulated Commercial & Industrial Equipment | 08/23/2011 |  | 01/09/2014
Mammoth | Hydrobank II | G108VHJ |  | Water-Source | WBAHP: Heat Pump Packaged Unit | Heat Pump | 460 | 3 |  |  | No Match | No Match |  |  |  | 107000 | 9469 | 11.3 | 9 | 139000 | 10442 | 3.9 | 3.8 | Federally-Regulated Commercial & Industrial Equipment | 05/23/2000 |  | 01/18/2001
Mammoth | Mammoth | E012C |  | Water-Source | WBAHP: Heat Pump Packaged Unit | Heat Pump | 265 | 1 |  |  | No Match | No Match |  |  |  | 12300 | 1300 | 9.5 | 7.5 | 13800 | 1400 | 2.9 | 2.5 | Non Federally-Regulated | 01/05/1982 |  | 05/11/1988
Snyder General Corp. | McQuay | CCH007A*G |  | Water-Source | WBAHP: Heat Pump Packaged Unit | Heat Pump | 208 | 1 |  |  | No Match | No Match |  |  |  | 7100 | 645 | 11 | 9 | 9200 | 705 | 3.8 | 3.2 | Non Federally-Regulated | 02/22/1990 |  | 07/31/1991
Florida Heat Pump | Florida Heat Pump | GT036-4CF/HZ/VT |  | Ground-Water-Source | WBAHP: Heat Pump Packaged Unit | Heat Pump | 460 | 3 |  |  | No Match | No Match |  |  |  | 35600 | 2389 | 14.9 | 9 | 25600 | 2206 | 3.4 |  | Non Federally-Regulated | 05/29/2001 |  | 07/18/2002
Waterfurnace International, Inc. | Geotility Geothermal Installations | ZS030**0*4 |  | Ground-Source | WBAHP: Heat Pump Packaged Unit | Heat Pump | 208 | 1 |  |  | No Match | Single-Speed |  |  |  | 29000 | 1585 | 18.3 | 13.4 | 22800 | 1758 | 3.8 | 3.1 | Non Federally-Regulated | 06/14/2011 |  | 04/19/2013
Florida Heat Pump | Florida Heat Pump | GT042-3VT/HZ/CF |  | Water-Source | WBAHP-CB: Heat Pump Split Syst | Heat Pump | 230 | 3 |  |  | No Match | No Match |  |  |  | 45000 | 3435 | 13.1 | 9 | 50000 | 3488 | 4.2 | 3.5 | Non Federally-Regulated | 10/05/1999 |  | 04/12/2000
McQuay International | McQuay | W-CDL/CDS/CMS-1-042-E |  | Water-Source | WBAHP: Heat Pump Packaged Unit | Heat Pump | 208 | 1 |  |  | No Match | No Match |  |  |  | 40500 | 3521 | 11.5 | 10 | 49500 | 3625 | 4 |  | Federally-Regulated Commercial & Industrial Equipment | 10/05/1999 |  | 03/12/2009
Addison Products | Addison Products | VWPG017-1B-XL* |  | Ground-Water-Source | WBAHP: Heat Pump Packaged Unit | Heat Pump | 208 | 1 |  |  | No Match | No Match |  |  |  | 16300 | 1086 | 15 | 9 | 11500 | 1053 | 3.2 |  | Non Federally-Regulated | 07/29/1998 |  | 10/02/1998
Waterfurnace International, Inc. | Waterfurnace International, Inc. | SXV036C0 |  | Ground-Water-Source | WBAHP: Heat Pump Packaged Unit | Heat Pump | 230 | 1 |  |  | No Match | No Match |  |  |  | 37600 | 2870 | 13.1 | 11 | 40500 | 2967 | 4 | 3.5 | Non Federally-Regulated | 03/31/1998 |  | 05/10/1998
McQuay / Snyder General | Electro-Hydronics | FW400GK |  | Water-Source | WBAHP: Heat Pump Packaged Unit | Heat Pump | 208 | 3 |  |  | No Match | No Match |  |  |  | 39600 | 3960 | 10 | 7.5 | 45000 | 3880 | 3.4 | 2.5 | Non Federally-Regulated | 08/29/1986 |  | 05/11/1988
ClimateMaster Inc. | Climate Master | TES/P038A | TAC038A | Water-Source | WBAHP-CB: Heat Pump Split Syst | Heat Pump | 230 | 1 |  |  | No Match | Single-Speed |  |  |  | 37900 | 2243 | 16.9 | 12 | 41200 | 2236 | 5.4 | 4.2 | Federally-Regulated Commercial & Industrial Equipment | 01/09/2014 |  | 06/09/2015
Addison Products | Heat Controller | WPH036-3JC/3JBC |  | Water-Source | WBAHP: Heat Pump Packaged Unit | Heat Pump | 208 | 3 |  |  | No Match | No Match |  |  |  | 33400 | 2982 | 11.2 | 10 | 43000 | 3315 | 3.8 |  | Federally-Regulated Commercial & Industrial Equipment | 10/05/1999 |  | 04/12/2000
Waterfurnace International, Inc. | Waterfurnace International, Inc. | CW*009A0 |  | Ground-Water-Source | WBAHP: Heat Pump Packaged Unit | Heat Pump | 208 | 1 |  |  | No Match | No Match |  |  |  | 9600 | 581 | 16.5 | 9 | 6700 | 633 | 3.1 |  | Non Federally-Regulated | 12/14/1998 |  | 10/06/1999
Florida Heat Pump | Geomaster, LLC | ES035-1CS | ES035-1AV/AH | Ground-Source | WBAHP-CB: Heat Pump Split Syst | Heat Pump | 230 | 1 |  |  | No Match | Dual-Speed |  |  |  | 37200 | 2201 | 16.9 | 13.4 | 27400 | 2170 | 3.7 | 3.1 | Non Federally-Regulated | 11/30/2011 |  | 04/29/2015
Mammoth | Hydrobank II | D009CHE |  | Water-Source | WBAHP-O: Heat Pump Packaged Un | Heat Pump | 230 | 1 |  |  | No Match | No Match |  |  |  | 8600 | 716 | 12 | 10 | 11100 | 813 | 4 |  | Federally-Regulated Commercial & Industrial Equipment | 02/02/1998 |  | 03/31/1998
Enertech Global, LLC | Enertech | GST024A | ACD024 | Ground-Water-Source | WBAHP-CB: Heat Pump Split Syst | Heat Pump | 230 | 1 |  |  | No Match | Single-Speed |  |  |  | 27800 | 1247 | 22.3 | 16.2 | 23500 | 1465 | 4.7 | 3.6 | Non Federally-Regulated | 11/30/2011 |  | 03/02/2012
Marvair | Marvair | WVP43HPA |  | Water-Source | WBAHP: Heat Pump Packaged Unit | Heat Pump | 208 | 1 |  |  | No Match | No Match |  |  |  | 42700 | 3882 | 11 | 9 | 54700 | 4111 | 3.9 | 3.2 | Non Federally-Regulated | 05/11/1988 |  | 03/15/1989
Florida Heat Pump | Florida Heat Pump | GT009-2VT/HZ/CF |  | Ground-Water-Source | WBAHP: Heat Pump Packaged Unit | Heat Pump | 265 | 1 |  |  | No Match | No Match |  |  |  | 9800 | 753 | 13 | 9 | 7500 | 732 | 3 |  | Non Federally-Regulated | 10/06/1999 |  | 04/10/2000
Waterfurnace International, Inc. | Rybacki - Hart Enterprises | YS048**1*0 |  | Ground-Source | WBAHP: Heat Pump Packaged Unit | Heat Pump | 230 | 1 |  |  | No Match | Single-Speed |  |  |  | 49500 | 2946 | 16.8 | 13.4 | 36900 | 3277 | 3.3 | 3.1 | Non Federally-Regulated | 01/24/2011 |  | 04/19/2013
Mammoth | Mammoth | G048HHA |  | Water-Source | WBAHP: Heat Pump Packaged Unit | Heat Pump | 460 | 3 |  |  | No Match | Dual-Speed |  |  |  | 50900 | 2925 | 17.4 | 12 | 58900 | 3452 | 5 | 4.2 | Federally-Regulated Commercial & Industrial Equipment | 11/30/2011 |  | 12/12/2012
Florida Heat Pump | Florida Heat Pump | ES048-3CF/HZ/VT |  | Water-Source | WBAHP: Heat Pump Packaged Unit | Heat Pump | 230 | 3 |  |  | No Match | Single-Speed |  |  |  | 48500 | 3392 | 13.9 | 12 | 56500 | 3379 | 4.9 | 4.2 | Federally-Regulated Commercial & Industrial Equipment | 07/06/2011 |  | 04/20/2015
Florida Heat Pump | Florida Heat Pump | EM070-1VT/HZ/CF |  | Water-Source | WBAHP: Heat Pump Packaged Unit | Heat Pump | 230 | 1 |  |  | No Match | No Match |  |  |  | 70000 | 4827 | 14.5 | 9 | 83000 | 5286 | 4.6 | 3.8 | Federally-Regulated Commercial & Industrial Equipment | 10/05/1999 |  | 04/12/2000
McQuay International | McQuay | VWH/VWW048B-G |  | Water-Source | WBAHP: Heat Pump Packaged Unit | Heat Pump | 230 | 1 |  |  | No Match | No Match |  |  |  | 46000 | 3833 | 12 | 10 | 56000 | 3815 | 4.3 |  | Federally-Regulated Commercial & Industrial Equipment | 11/17/1999 |  | 09/21/2000
ClimateMaster Inc. | Trane | WPLA09XE* |  | Water-Source | WBAHP: Heat Pump Packaged Unit | Heat Pump | 208 | 3 |  |  | No Match | No Match |  |  |  | 107000 | 9000 | 11.9 | 9.2 | 120000 | 9200 | 3.8 |  | Non Federally-Regulated | 05/11/1988 |  | 03/15/1989
Singer | Electro-Hydronics | WE120B3 |  | Water-Source | WBAHP: Heat Pump Packaged Unit | Heat Pump | 230 | 1 |  |  | No Match | No Match |  |  |  | 11500 | 1350 | 8.5 | 7.5 | 16000 | 1600 | 2.9 | 2.5 | Non Federally-Regulated | 01/05/1982 |  | 09/08/1982
Enviro Master International llc | Enviro Master International | FWH12D******B*B |  | Water-Source | WBAHP-O: Heat Pump Packaged Un | Heat Pump | 208 | 1 |  |  | No Match | No Match |  |  |  | 11300 | 1035 | 10.9 | 9.3 | 12700 | 1130 | 3.3 | 3.8 | Non Federally-Regulated | 07/31/1991 |  | 03/31/1998
Waterfurnace International, Inc. | Waterfurnace International, Inc. | SXS036* | SBC036* | Ground-Water-Source | WBAHP-CB: Heat Pump Split Syst | Heat Pump | 230 | 1 |  |  | No Match | No Match |  |  |  | 34500 | 2593 | 13.3 | 9 | 24300 | 2373 | 3 |  | Non Federally-Regulated | 10/06/1999 |  | 05/19/2000
Waterfurnace International, Inc. | Waterfurnace International, Inc. | SXH010B1 |  | Water-Source | WBAHP: Heat Pump Packaged Unit | Heat Pump | 230 | 1 |  |  | No Match | No Match |  |  |  | 9800 | 653 | 15 | 10 | 12600 | 710 | 5.2 |  | Federally-Regulated Commercial & Industrial Equipment | 08/21/1998 |  | 10/02/1998
Snyder General Corp. | American Air Filter | CWH007B*A |  | Water-Source | WBAHP-O: Heat Pump Packaged Un | Heat Pump | 115 | 1 |  |  | No Match | No Match |  |  |  | 6600 | 520 | 12.7 | 9.3 | 9000 | 630 | 4.2 | 3.8 | Non Federally-Regulated | 07/31/1991 |  | 03/31/1998
ClimateMaster Inc. | Carrier Corp. | 50PEC15 |  | Ground-Source | WBAHP-O: Heat Pump Packaged Un | Heat Pump | 230 | 1 |  |  | No Match | Single-Speed |  |  |  | 15100 | 956 | 15.8 | 13.4 | 11400 | 955 | 3.5 | 3.1 | Non Federally-Regulated | 10/24/2014 |  | 04/22/2015
McQuay International | McQuay | W-FDD/FDE/FME-1-024-F |  | Water-Source | WBAHP: Heat Pump Packaged Unit | Heat Pump | 208 | 3 |  |  | No Match | No Match |  |  |  | 24400 | 2033 | 12 | 10 | 32000 | 2343 | 4 |  | Federally-Regulated Commercial & Industrial Equipment | 09/21/2000 |  | 03/12/2009
Waterfurnace International, Inc. | Eagle Mountain | ZS036**0*4 |  | Water-Source | WBAHP: Heat Pump Packaged Unit | Heat Pump | 208 | 1 |  |  | No Match | Single-Speed |  |  |  | 33300 | 2220 | 15 | 12 | 40600 | 2479 | 4.8 | 4.2 | Federally-Regulated Commercial & Industrial Equipment | 03/02/2012 |  | 04/19/2013
Climate Control / Snyder General | Electro-Hydronics | WE75C7 |  | Water-Source | WBAHP: Heat Pump Packaged Unit | Heat Pump | 265 | 1 |  |  | No Match | No Match |  |  |  | 6900 | 645 | 10.7 | 7.5 | 9500 | 730 | 3.8 | 2.5 | Non Federally-Regulated | 05/16/1984 |  | 08/29/1986
Mammoth | Hydrobank II | D024HHJ |  | Water-Source | WBAHP: Heat Pump Packaged Unit | Heat Pump | 230 | 1 |  |  | No Match | No Match |  |  |  | 24600 | 2157 | 11.4 | 10 | 31700 | 2444 | 3.8 |  | Federally-Regulated Commercial & Industrial Equipment | 05/23/2000 |  | 11/14/2000
Power-Save International, Inc. | S.O.E.S.I. | PSS-1200 (2) |  | Water-Source | WBAHP: Heat Pump Packaged Unit | Heat Pump | 230 | 1 |  |  | No Match | No Match |  |  |  | 144400 | 14122 | 10.2 | 9.6 | 189000 | 14300 | 3.9 | 2.9 | Federally-Regulated Commercial & Industrial Equipment | 03/31/1998 |  | 05/10/1998
ClimateMaster Inc. | Climate Master | PDW30 | FK4CNF003 | Ground-Water-Source | WBAHP-CB: Heat Pump Split Syst | Heat Pump | 230 | 1 |  |  | No Match | Single-Speed |  |  |  | 30200 | 1452 | 20.8 | 16.2 | 26400 | 1985 | 3.9 | 3.6 | Non Federally-Regulated | 09/15/2009 |  | 02/17/2011
Waterfurnace International, Inc. | American Standard, Inc. | A1GC030***1**0 |  | Ground-Water-Source | WBAHP: Heat Pump Packaged Unit | Heat Pump | 230 | 1 |  |  | No Match | Single-Speed |  |  |  | 32900 | 1430 | 23 | 16.2 | 28300 | 2074 | 4 | 3.6 | Non Federally-Regulated | 08/23/2011 |  | 10/24/2014
ClimateMaster Inc. | Climate Master Series | V100-32/34 |  | Water-Source | WBAHP: Heat Pump Packaged Unit | Heat Pump | 460 | 3 |  |  | No Match | No Match |  |  |  | 101000 | 8782 | 11.5 | 10.5 | 109000 | 8406 | 3.8 | 3.8 | Federally-Regulated Commercial & Industrial Equipment | 03/31/1998 |  | 05/10/1998
Waterfurnace International, Inc. | Waterfurnace International, Inc. | NSV/NSH030F1*0 |  | Ground-Water-Source | WBAHP: Heat Pump Packaged Unit | Heat Pump | 230 | 1 |  |  | No Match | Single-Speed |  |  |  | 30800 | 1137 | 27.1 | 16.2 | 24400 | 1521 | 4.7 | 3.6 | Non Federally-Regulated | 05/02/2012 |  | 04/19/2013
Hydro Delta Corp. | Hydro Delta Corp. | 03-036-WTAY-HE |  | Water-Source | WBAH-O: Heating Only Packaged | Heat Pump | 230 | 1 |  |  | No Match | No Match |  |  |  | 0 | 0 | 0 | 9 | 43000 | 3149 | 4 | 3.5 | Non Federally-Regulated | 10/05/1999 |  | 04/12/2000
Waterfurnace International, Inc. | Waterfurnace International, Inc. | VLV/VXV018*0 |  | Ground-Water-Source | WBAHP: Heat Pump Packaged Unit | Heat Pump | 230 | 1 |  |  | No Match | No Match |  |  |  | 18900 | 1340 | 14.1 | 9 | 14500 | 1327 | 3.2 |  | Non Federally-Regulated | 06/20/2003 |  | 03/12/2009
Florida Heat Pump | Florida Heat Pump | EM031-4VT/HZ/CF |  | Water-Source | WBAHP: Heat Pump Packaged Unit | Heat Pump | 460 | 3 |  |  | No Match | No Match |  |  |  | 32000 | 2285 | 14 | 10 | 42000 | 2734 | 4.5 |  | Federally-Regulated Commercial & Industrial Equipment | 10/05/1999 |  | 04/12/2000
American Air Filter | Enercon | EVW-51 |  | Water-Source | WBAHP: Heat Pump Packaged Unit | Heat Pump | 230 | 3 |  |  | No Match | No Match |  |  |  | 51000 | 4809 | 10.6 | 9 | 63000 | 5276 | 3.5 | 3.2 | Non Federally-Regulated | 02/22/1990 |  | 07/31/1991
Enertech Global, LLC | Enertech | GXT048C2 |  | Ground-Water-Source | WBAHP: Heat Pump Packaged Unit | Heat Pump | 208 | 3 |  |  | No Match | Single-Speed |  |  |  | 55100 | 2277 | 24.2 | 16.2 | 48700 | 2973 | 4.8 | 3.6 | Non Federally-Regulated | 05/08/2012 |  | 12/12/2012
Geoflex Systems, Inc. | Geoflex Systems, Inc. | GF1S-V/H/D/M-030WAABE |  | Water-Source | WBAHP: Heat Pump Packaged Unit | Both Heat Pump and Electric Re | 230 | 1 |  |  | No Match | Single-Speed |  |  |  | 26900 | 1601 | 16.8 | 12 | 32200 | 1781 | 5.3 | 4.2 | Federally-Regulated Commercial & Industrial Equipment | 11/30/2011 |  | 03/02/2012
Waterfurnace International, Inc. | Geotility Geothermal Installations | GS018**2*1 |  | Ground-Source | WBAHP: Heat Pump Packaged Unit | Heat Pump | 265 | 1 |  |  | No Match | Single-Speed |  |  |  | 18500 | 974 | 19 | 13.4 | 14500 | 1090 | 3.9 | 3.1 | Non Federally-Regulated | 01/24/2011 |  | 04/19/2013
Jacobsen Energy Ind., Inc. | Jacobsen Energy Ind., Inc. | 36***6**** |  | Water-Source | WBAHP: Heat Pump Packaged Unit | Heat Pump | 460 | 3 |  |  | No Match | No Match |  |  |  | 36500 | 3100 | 11.8 | 9 | 43800 | 3425 | 3.7 | 3.2 | Non Federally-Regulated | 05/11/1988 |  | 03/15/1989
Hydro Delta Corp. | Hydro Delta Corp. | 03-036-WTARW-HE |  | Water-Source | WBAHP-CB: Heat Pump Split Syst | Heat Pump | 230 | 1 |  |  | No Match | No Match |  |  |  | 38000 | 2923 | 13 | 9 | 43000 | 3150 | 4 | 3.5 | Non Federally-Regulated | 02/02/1998 |  | 10/02/1998
Waterfurnace International, Inc. | Waterfurnace International, Inc. | NDV/NDH064F1*1 |  | Water-Source | WBAHP: Heat Pump Packaged Unit | Heat Pump | 208 | 1 |  |  | No Match | Dual-Speed |  |  |  | 62000 | 3804 | 16.3 | 12 | 70600 | 3979 | 5.2 | 4.2 | Federally-Regulated Commercial & Industrial Equipment | 05/02/2012 |  | 04/19/2013
Enviro Master International llc | America Series | FWS12A |  | Water-Source | WBAHP: Heat Pump Packaged Unit | Heat Pump | 115 | 1 |  |  | No Match | No Match |  |  |  | 11800 | 980 | 12 | 9 | 13100 | 1100 | 3.5 | 3.2 | Non Federally-Regulated | 05/11/1988 |  | 03/15/1989
Waterfurnace International, Inc. | Extended Range | WXV084A*3*** |  | Ground-Water-Source | WBAHP: Heat Pump Packaged Unit | Heat Pump | 208 | 3 |  |  | No Match | No Match |  |  |  | 89000 | 7946 | 11.2 | 11 | 110000 | 9208 | 3.5 | 3.4 | Non Federally-Regulated | 07/31/1991 |  | 03/31/1998
Mammoth | Sol-A-Terra II | G035VSB |  | Ground-Water-Source | WBAHP: Heat Pump Packaged Unit | Heat Pump | 460 | 3 |  |  | No Match | No Match |  |  |  | 36600 | 3452 | 10.6 | 11 | 46000 | 3850 | 3.5 | 3.4 | Non Federally-Regulated | 07/31/1991 |  | 03/31/1998
Waterfurnace International, Inc. | Spectra | SXV010A1 |  | Water-Source | WBAHP-CB: Heat Pump Split Syst | Heat Pump | 208 | 1 |  |  | No Match | No Match |  |  |  | 10100 | 687 | 14.7 | 9 | 11500 | 784 | 4.3 | 3.5 | Non Federally-Regulated | 06/02/1993 |  | 06/03/1993
Trane U.S. Inc. | Trane | GSCC0611 |  | Water-Source | WBAHP: Heat Pump Packaged Unit | Heat Pump | 208 | 1 |  |  | No Match | No Match |  |  |  | 58200 | 4974 | 11.7 | 9.3 | 65400 | 5043 | 3.8 | 3.8 | Federally-Regulated Commercial & Industrial Equipment | 03/31/1998 |  | 05/10/1998
Enertech Global, LLC | Enertech | H042C | ACD060 | Ground-Water-Source | WBAHP-C: Heat Pump Split Syste | Heat Pump | 230 | 1 |  |  | No Match | Single-Speed |  |  |  | 46000 | 2335 | 19.7 | 16.2 | 40200 | 3023 | 3.9 | 3.6 | Non Federally-Regulated | 04/30/2009 |  | 06/15/2009
McQuay / Snyder General | Electro-Hydronics | FC550GP |  | Water-Source | WBAHP: Heat Pump Packaged Unit | Heat Pump | 460 | 3 |  |  | No Match | No Match |  |  |  | 55000 | 5670 | 9.7 | 9 | 67000 | 5610 | 3.5 | 3.2 | Non Federally-Regulated | 05/11/1988 |  | 03/15/1989
Florida Heat Pump | Florida Heat Pump | EM060-4VT/HZ/CF |  | Water-Source | WBAHP: Heat Pump Packaged Unit | Heat Pump | 460 | 3 |  |  | No Match | No Match |  |  |  | 60000 | 4615 | 13 | 10 | 80000 | 5327 | 4.4 |  | Federally-Regulated Commercial & Industrial Equipment | 10/05/1999 |  | 04/12/2000
Waterfurnace International, Inc. | Waterfurnace International, Inc. | SXS036* | N-VSB2006A/G+FD03624A | Ground-Water-Source | WBAHP-CB: Heat Pump Split Syst | Heat Pump | 208 | 1 |  |  | No Match | No Match |  |  |  | 34500 | 2593 | 13.3 | 9 | 24300 | 2373 | 3 |  | Non Federally-Regulated | 01/18/2001 |  | 11/19/2001
Florida Heat Pump | Florida Heat Pump | EM031-3CF/HZ/VT |  | Water-Source | WBAHP: Heat Pump Packaged Unit | Heat Pump | 208 | 3 |  |  | No Match | No Match |  |  |  | 32000 | 2285 | 14 | 10 | 42000 | 2734 | 4.5 |  | Federally-Regulated Commercial & Industrial Equipment | 04/12/2000 |  | 02/17/2011
ClimateMaster Inc. | Carrier Corp. | 50PRH/V048 6 |  | Water-Source | WBAHP: Heat Pump Packaged Unit | Heat Pump | 460 | 3 |  |  | No Match | Single-Speed |  |  |  | 47700 | 3586 | 13.3 | 12 | 55900 | 3486 | 4.7 | 4.2 | Federally-Regulated Commercial & Industrial Equipment | 01/24/2011 |  | 08/23/2011
Command-Aire | Command-Aire | RUWP-3544 |  | Water-Source | WBAHP: Heat Pump Packaged Unit | Heat Pump | 460 | 3 |  |  | No Match | No Match |  |  |  | 411000 | 47400 | 8.7 | 9 | 500000 | 43000 | 3.4 |  | Federally-Regulated Commercial & Industrial Equipment | 01/23/1988 |  | 05/11/1988
McQuay International | McQuay | W-CDD/CDE/CMG-1-024-E |  | Ground-Water-Source | WBAHP: Heat Pump Packaged Unit | Heat Pump | 208 | 1 |  |  | No Match | No Match |  |  |  | 26200 | 1858 | 14.1 | 9 | 18400 | 1797 | 3 |  | Non Federally-Regulated | 10/06/1999 |  | 04/10/2000
Mammoth | Hydrobank II | E024HHJ |  | Water-Source | WBAHP: Heat Pump Packaged Unit | Heat Pump | 265 | 1 |  |  | No Match | No Match |  |  |  | 23800 | 2266 | 10.5 | 10 | 31700 | 2381 | 3.9 |  | Federally-Regulated Commercial & Industrial Equipment | 11/14/2000 |  | 01/18/2001
Waterfurnace International, Inc. | Waterfurnace International, Inc. | ATH057D0 |  | Ground-Water-Source | WBAHP: Heat Pump Packaged Unit | Heat Pump | 230 | 1 |  |  | No Match | No Match |  |  |  | 61000 | 4841 | 12.6 | 9 | 42000 | 4103 | 3 |  | Non Federally-Regulated | 12/14/1998 |  | 10/06/1999
Waterfurnace International, Inc. | Geosmart Energy, Inc. | YS030**1*0 |  | Water-Source | WBAHP: Heat Pump Packaged Unit | Heat Pump | 230 | 1 |  |  | No Match | Single-Speed |  |  |  | 29500 | 1980 | 14.9 | 12 | 34600 | 2113 | 4.8 | 4.2 | Federally-Regulated Commercial & Industrial Equipment | 01/24/2011 |  | 05/01/2015
Florida Heat Pump | Energy Miser | HECS52-3 | HEAH52-3 | Water-Source | WBAHP-C: Heat Pump Split Syste | Heat Pump | 208 | 3 |  |  | No Match | No Match |  |  |  | 48000 | 4445 | 10.8 | 9 | 64000 | 4810 | 3.9 | 3.2 | Non Federally-Regulated | 05/11/1988 |  | 03/15/1989
Thermal Energy Systems | Thermaflo II | 18***1**** |  | Water-Source | WBAHP: Heat Pump Packaged Unit | Heat Pump | 208 | 1 |  |  | No Match | No Match |  |  |  | 19000 | 1650 | 11.5 | 9 | 23200 | 1850 | 3.7 | 3.2 | Non Federally-Regulated | 02/22/1990 |  | 07/31/1991
McQuay / Snyder General | Electro-Hydronics | CC1000FK |  | Water-Source | WBAHP: Heat Pump Packaged Unit | Heat Pump | 208 | 3 |  |  | No Match | No Match |  |  |  | 97500 | 10156 | 9.6 | 9.2 | 136000 | 10400 | 3.8 |  | Non Federally-Regulated | 05/11/1988 |  | 03/15/1989
Command-Aire | Command-Aire | RUWP-203 |  | Water-Source | WBAHP: Heat Pump Packaged Unit | Heat Pump | 208 | 3 |  |  | No Match | No Match |  |  |  | 25000 | 2440 | 10.2 | 9 | 31200 | 2420 | 3.8 | 3.2 | Non Federally-Regulated | 02/22/1990 |  | 07/31/1991
Trane U.S. Inc. | Trane | GSUF0721B |  | Water-Source | WBAHP-CB: Heat Pump Split Syst | Heat Pump | 208 | 1 |  |  | No Match | No Match |  |  |  | 73000 | 5069 | 14.4 | 9 | 76000 | 5861 | 3.8 | 3.5 | Non Federally-Regulated | 02/02/1998 |  | 10/02/1998
Power-Save International, Inc. | S.O.E.S.I. | PSS-100 |  | Water-Source | WBAHP: Heat Pump Packaged Unit | Heat Pump | 230 | 1 |  |  | No Match | No Match |  |  |  | 11000 | 1150 | 9.6 | 9 | 13000 | 1115 | 3.4 | 3.2 | Non Federally-Regulated | 02/22/1990 |  | 07/31/1991
The Whalen Company | Whalen | VI-A-601-1 |  | Water-Source | WBAHP-O: Heat Pump Packaged Un | Heat Pump | 208 | 1 |  |  | No Match | No Match |  |  |  | 18900 | 1629 | 11.6 | 10 | 25000 | 1786 | 4.1 |  | Federally-Regulated Commercial & Industrial Equipment | 12/14/1998 |  | 11/14/2000
Trane U.S. Inc. | Command-Aire | SPHD0061 |  | Water-Source | WBAHP: Heat Pump Packaged Unit | Heat Pump | 208 | 1 |  |  | No Match | No Match |  |  |  | 6700 | 549 | 12.2 | 10 | 9500 | 632 | 4.4 |  | Federally-Regulated Commercial & Industrial Equipment | 10/05/1999 |  | 04/12/2000
Waterfurnace International, Inc. | Waterfurnace International, Inc. | ATH056D0 |  | Ground-Source | WBAHP: Heat Pump Packaged Unit | Heat Pump | 208 | 1 |  |  | No Match | No Match |  |  |  | 58000 | 3790 | 15.3 |  | 44500 | 4075 | 3.2 |  | Non Federally-Regulated | 03/31/1998 |  | 05/10/1998
Mammoth | Hydrobank II | D036HHB/VHB |  | Water-Source | WBAHP: Heat Pump Packaged Unit | Heat Pump | 230 | 1 |  |  | No Match | No Match |  |  |  | 35800 | 3314 | 10.8 | 10 | 47000 | 3624 | 3.8 |  | Federally-Regulated Commercial & Industrial Equipment | 12/14/1998 |  | 05/23/2000
Command-Aire | Command-Aire | SWPHR411E |  | Water-Source | WBAHP: Heat Pump Packaged Unit | Heat Pump | 208 | 1 |  |  | No Match | No Match |  |  |  | 42000 | 3780 | 11.1 | 9 | 53000 | 3880 | 4 | 3.2 | Non Federally-Regulated | 05/11/1988 |  | 03/15/1989
ClimateMaster Inc. | Climate Master Series | CS/CL 009 |  | Water-Source | WBAHP-O: Heat Pump Packaged Un | Heat Pump | 265 | 1 |  |  | No Match | No Match |  |  |  | 9000 | 743 | 12.1 | 10 | 11600 | 790 | 4.3 |  | Federally-Regulated Commercial & Industrial Equipment | 02/02/1998 |  | 03/31/1998
McQuay / Snyder General | Electro-Hydronics | CW500FP |  | Water-Source | WBAHP: Heat Pump Packaged Unit | Heat Pump | 460 | 3 |  |  | No Match | No Match |  |  |  | 50000 | 4850 | 10.3 | 7.5 | 65000 | 4900 | 3.9 | 2.5 | Non Federally-Regulated | 08/29/1986 |  | 05/11/1988
Snyder General Corp. | McQuay | VF330GP |  | Water-Source | WBAHP: Heat Pump Packaged Unit | Heat Pump | 460 | 3 |  |  | No Match | No Match |  |  |  | 30800 | 2852 | 10.8 | 9 | 35000 | 2900 | 3.5 | 3.2 | Non Federally-Regulated | 02/22/1990 |  | 07/31/1991
Florida Heat Pump | Florida Heat Pump | EP007-1HZ/VT |  | Water-Source | WBAHP: Heat Pump Packaged Unit | Heat Pump | 230 | 1 |  |  | No Match | Single-Speed |  |  |  | 6800 | 433 | 15.7 | 11.2 | 8800 | 452 | 5.7 | 4.2 | Federally-Regulated Commercial & Industrial Equipment | 06/14/2011 |  | 01/10/2012
Singer | Electro-Hydronics | FC500 K |  | Water-Source | WBAHP: Heat Pump Packaged Unit | Heat Pump | 208 | 3 |  |  | No Match | No Match |  |  |  | 50000 | 5300 | 9.4 | 7.5 | 60000 | 5700 | 3.1 | 2.5 | Non Federally-Regulated | 09/08/1982 |  | 05/16/1984
Friedrich Climate Master | Climate Master Series | 814-060-G******** |  | Water-Source | WBAHP: Heat Pump Packaged Unit | Heat Pump | 208 | 1 |  |  | No Match | No Match |  |  |  | 63000 | 5480 | 11.5 | 7.5 | 78000 | 5860 | 3.9 | 2.5 | Non Federally-Regulated | 08/29/1986 |  | 05/11/1988
Enertech Global, LLC | Enertech | GSC060 | MPD060 | Ground-Source | WBAHP-CB: Heat Pump Split Syst | Heat Pump | 230 | 1 |  |  | No Match | Single-Speed |  |  |  | 59500 | 3864 | 15.4 | 13.4 | 47600 | 4230 | 3.3 | 3.1 | Non Federally-Regulated | 07/16/2009 |  | 03/02/2012
Climate Control / Snyder General | Electro-Hydronics | CW1000GD |  | Water-Source | WBAHP: Heat Pump Packaged Unit | Heat Pump | 230 | 3 |  |  | No Match | No Match |  |  |  | 107000 | 10000 | 10.7 | 9.2 | 136000 | 10400 | 3.8 | 2.5 | Non Federally-Regulated | 06/11/1985 |  | 08/29/1986
Trane U.S. Inc. | Trane | GSUF0601B |  | Ground-Water-Source | WBAHP: Heat Pump Packaged Unit | Heat Pump | 208 | 1 |  |  | No Match | No Match |  |  |  | 62500 | 4139 | 15.1 | 9 | 45000 | 4396 | 3 |  | Non Federally-Regulated | 01/30/1998 |  | 03/31/1998
Florida Heat Pump | Florida Heat Pump | AP049-1CS | AP049-1AV/AH | Water-Source | WBAHP-CB: Heat Pump Split Syst | Heat Pump | 208 | 1 |  |  | No Match | Single-Speed |  |  |  | 50000 | 2976 | 15.7 | 12 | 53000 | 3045 | 5.1 | 4.2 | Federally-Regulated Commercial & Industrial Equipment | 06/23/2011 |  | 10/03/2011
California Heat Pump | Aqua-Matic | 13V*-12-** |  | Water-Source | WBAHP: Heat Pump Packaged Unit | Heat Pump | 208 | 1 |  |  | No Match | No Match |  |  |  | 11500 | 1525 | 7.5 | 7.5 | 14200 | 1550 | 2.7 | 2.5 | Non Federally-Regulated | 06/11/1985 |  | 05/11/1988
Florida Heat Pump | Florida Heat Pump | EM041-3CF/HZ/VT |  | Water-Source | WBAHP-CB: Heat Pump Split Syst | Heat Pump | 230 | 3 |  |  | No Match | No Match |  |  |  | 42500 | 3455 | 12.3 | 9 | 50000 | 4185 | 3.5 | 3.5 | Non Federally-Regulated | 07/22/2002 |  | 03/12/2009
Trane U.S. Inc. | Trane | GXHA0191 |  | Water-Source | WBAHP: Heat Pump Packaged Unit | Heat Pump | 208 | 1 |  |  | No Match | No Match |  |  |  | 18900 | 1657 | 11.4 | 10 | 24100 | 1810 | 3.9 |  | Federally-Regulated Commercial & Industrial Equipment | 12/14/1998 |  | 04/12/2000
Florida Heat Pump | Energy Miser | HLT 60 CF -3 |  | Ground-Water-Source | WBAH: Heating Only Packaged Un | Heat Pump | 208 | 3 |  |  | No Match | No Match | [7 empty] | 68000 | 5690 | 3.5 | 2.5 | Non Federally-Regulated | 02/22/1990 |  | 07/31/1991
McQuay / Snyder General | Electro-Hydronics | UC420FD |  | Water-Source | WBAHP: Heat Pump Packaged Unit | Heat Pump | 230 | 3 |  |  | No Match | No Match |  |  |  | 42000 | 3850 | 10.9 | 7.5 | 52000 | 4100 | 3.7 | 2.5 | Non Federally-Regulated | 08/29/1986 |  | 05/11/1988
American Air Filter | Enercon | FVW-12 |  | Water-Source | WBAHP: Heat Pump Packaged Unit | Heat Pump | 230 | 1 |  |  | No Match | No Match |  |  |  | 11000 | 1037 | 10.6 | 9 | 15100 | 1196 | 3.7 | 3.2 | Non Federally-Regulated | 05/11/1988 |  | 03/15/1989
Addison Products | Addison Products | WPH054-1JC/1JBC |  | Water-Source | WBAHP: Heat Pump Packaged Unit | Heat Pump | 208 | 1 |  |  | No Match | No Match |  |  |  | 50000 | 4237 | 11.8 | 9.3 | 68000 | 5109 | 3.9 | 3.8 | Federally-Regulated Commercial & Industrial Equipment | 03/31/1998 |  | 05/10/1998
Waterfurnace International, Inc. | Geotility Geothermal Installations | ZS024**3*1 |  | Ground-Water-Source | WBAHP: Heat Pump Packaged Unit | Heat Pump | 230 | 3 |  |  | No Match | Single-Speed |  |  |  | 26400 | 1128 | 23.4 | 16.2 | 22300 | 1452 | 4.5 | 3.6 | Non Federally-Regulated | 01/24/2011 |  | 04/19/2013
ClimateMaster Inc. | Climate Master Series | 81636J |  | Water-Source | WBAHP-O: Heat Pump Packaged Un | Heat Pump | 230 | 1 |  |  | No Match | No Match |  |  |  | 33000 | 2538 | 13 | 10 | 42000 | 3076 | 4 |  | Federally-Regulated Commercial & Industrial Equipment | 10/05/1999 |  | 04/12/2000
Waterfurnace International, Inc. | Waterfurnace International, Inc. | SXV024C1 |  | Ground-Water-Source | WBAHP: Heat Pump Packaged Unit | Heat Pump | 208 | 1 |  |  | No Match | No Match |  |  |  | 27000 | 1741 | 15.5 | 9 | 18000 | 1551 | 3.4 |  | Non Federally-Regulated | 12/14/1998 |  | 10/06/1999
Waterfurnace International, Inc. | WFI Industries, Ltd. | VLV/VXV042*1 |  | Ground-Water-Source | WBAHP: Heat Pump Packaged Unit | Heat Pump | 230 | 1 |  |  | No Match | No Match |  |  |  | 41500 | 3143 | 13.2 | 9 | 27900 | 2919 | 2.8 |  | Non Federally-Regulated | 06/20/2003 |  | 03/12/2009
Command-Aire | Command-Aire | SWPV091 |  | Water-Source | WBAHP: Heat Pump Packaged Unit | Heat Pump | 208 | 1 |  |  | No Match | No Match |  |  |  | 9000 | 810 | 11.1 | 9 | 12200 | 870 | 4.1 | 3.2 | Federally-Regulated Commercial & Industrial Equipment | 01/23/1988 |  | 05/11/1988
Climate Control / Snyder General | Electro-Hydronics | VF100F7 |  | Water-Source | WBAHP: Heat Pump Packaged Unit | Heat Pump | 265 | 1 |  |  | No Match | No Match |  |  |  | 9500 | 850 | 11.2 | 7.5 | 12600 | 880 | 4.2 | 2.5 | Non Federally-Regulated | 05/16/1984 |  | 06/11/1985
Econar | Econar | GH591 |  | Ground-Water-Source | WBAHP: Heat Pump Packaged Unit | Heat Pump | 208 | 1 |  |  | No Match | No Match |  |  |  | 57500 | 4752 | 12.1 | 9 | 54500 | 5152 | 3.1 |  | Non Federally-Regulated | 12/14/1998 |  | 03/18/2002
Carrier Corp. | Carrier | 50QEV0726 |  | Water-Source | WBAHP: Heat Pump Packaged Unit | Heat Pump | 460 | 3 |  |  | No Match | No Match |  |  |  | 73000 | 6186 | 11.8 | 9.2 | 89000 | 6450 | 4 |  | Federally-Regulated Commercial & Industrial Equipment | 02/05/1990 |  | 03/08/1996
Florida Heat Pump | Florida Heat Pump | CE049-1CS*-*****A | SM048-1AV/AH*-***A*A | Water-Source | WBAHP-CB: Heat Pump Split Syst | Both Heat Pump and Electric Re | 208 | 1 |  |  | No Match | Dual-Speed |  |  |  | 45400 | 3721 | 12.2 | 12 | 56300 | 3511 | 4.7 | 4.2 | Federally-Regulated Commercial & Industrial Equipment | 10/24/2014 |  | 04/01/2015
American Air Filter | Enercon | DHW09 |  | Water-Source | WBAHP: Heat Pump Packaged Unit | Heat Pump | 208 | 1 |  |  | No Match | No Match |  |  |  | 9200 | 830 | 11.1 | 7.5 | 11500 | 830 | 4.1 | 2.5 | Non Federally-Regulated | 05/16/1984 |  | 06/11/1985
Florida Heat Pump | Florida Heat Pump | GO072-1HZ/VT |  | Water-Source | WBAHP: Heat Pump Packaged Unit | Heat Pump | 208 | 1 |  |  | No Match | No Match |  |  |  | 68000 | 5913 | 11.5 | 9 | 75000 | 5782 | 3.8 | 3.8 | Federally-Regulated Commercial & Industrial Equipment | 05/29/2001 |  | 03/12/2009
Florida Heat Pump | Florida Heat Pump | EM120-3HZ/VT |  | Water-Source | WBAHP-CB: Heat Pump Split Syst | Heat Pump | 208 | 3 |  |  | No Match | No Match |  |  |  | 132000 | 9850 | 13.4 | 9 | 145000 | 10893 | 3.9 | 3.5 | Non Federally-Regulated | 09/19/2001 |  | 07/18/2002
Waterfurnace International, Inc. | Waterfurnace International, Inc. | SXV048C1 |  | Ground-Source | WBAHP: Heat Pump Packaged Unit | Heat Pump | 208 | 1 |  |  | No Match | No Match |  |  |  | 51500 | 3843 | 13.4 |  | 36000 | 3403 | 3.1 |  | Non Federally-Regulated | 03/31/1998 |  | 05/10/1998
Snyder General Corp. | American Air Filter | CWH012B*V |  | Water-Source | WBAHP-O: Heat Pump Packaged Un | Heat Pump | 230 | 1 |  |  | No Match | No Match |  |  |  | 11500 | 920 | 12.5 | 9.3 | 14400 | 1115 | 3.8 | 3.8 | Non Federally-Regulated | 07/31/1991 |  | 03/31/1998
McQuay International | McQuay | W-FMS/FME/FDE-1-036-J |  | Water-Source | WBAHP: Heat Pump Packaged Unit | Heat Pump | 265 | 1 |  |  | No Match | No Match |  |  |  | 35200 | 2957 | 11.9 | 10 | 45000 | 3296 | 4 |  | Federally-Regulated Commercial & Industrial Equipment | 10/05/1999 |  | 09/21/2000
Climate Control / Snyder General | Electro-Hydronics | VF90G3 |  | Water-Source | WBAHP: Heat Pump Packaged Unit | Heat Pump | 230 | 1 |  |  | No Match | No Match |  |  |  | 9000 | 855 | 10.5 | 7.5 | 11000 | 920 | 3.5 | 2.5 | Non Federally-Regulated | 06/11/1985 |  | 08/29/1986
Waterfurnace International, Inc. | Rybacki - Hart Enterprises | ZS041**3*1 |  | Ground-Water-Source | WBAHP: Heat Pump Packaged Unit | Heat Pump | 230 | 3 |  |  | No Match | Single-Speed |  |  |  | 44500 | 2023 | 22 | 16.2 | 36000 | 2638 | 4 | 3.6 | Non Federally-Regulated | 01/24/2011 |  | 04/19/2013
Snyder General Corp. | McQuay | FCW015A*N |  | Water-Source | WBAHP: Heat Pump Packaged Unit | Heat Pump | 265 | 1 |  |  | No Match | No Match |  |  |  | 14000 | 1157 | 12.1 | 9 | 17000 | 1278 | 3.9 | 3.2 | Non Federally-Regulated | 02/22/1990 |  | 07/31/1991
Addison Products | Addison Products | VGY030-3A |  | Ground-Water-Source | WBAHP: Heat Pump Packaged Unit | Heat Pump | 208 | 3 |  |  | No Match | No Match |  |  |  | 33500 | 2557 | 13.1 | 9 | 23800 | 2179 | 3.2 |  | Non Federally-Regulated | 07/22/2002 |  | 03/12/2009
McQuay / Snyder General | Electro-Hydronics | VE90G7 |  | Water-Source | WBAHP: Heat Pump Packaged Unit | Heat Pump | 265 | 1 |  |  | No Match | No Match |  |  |  | 9000 | 855 | 10.5 | 7.5 | 11000 | 920 | 3.5 | 2.5 | Non Federally-Regulated | 08/29/1986 |  | 05/11/1988
Addison Products | Addison Products | HWPG066-1B** |  | Water-Source | WBAHP-CB: Heat Pump Split Syst | Heat Pump | 230 | 1 |  |  | No Match | No Match |  |  |  | 67000 | 5153 | 13 | 9 | 75000 | 5940 | 3.7 | 3.5 | Non Federally-Regulated | 02/02/1998 |  | 10/02/1998
Waterfurnace International, Inc. | Waterfurnace International, Inc. | SXV030B1 |  | Ground-Water-Source | WBAHP: Heat Pump Packaged Unit | Heat Pump | 230 | 1 |  |  | No Match | No Match |  |  |  | 31200 | 2181 | 14.3 | 9 | 21600 | 1808 | 3.5 |  | Non Federally-Regulated | 08/21/1998 |  | 10/02/1998
Florida Heat Pump | Geomaster, LLC | ES035-1CF/HZ/VT |  | Ground-Source | WBAHP: Heat Pump Packaged Unit | Heat Pump | 208 | 1 |  |  | No Match | Single-Speed |  |  |  | 38000 | 2209 | 17.2 | 13.4 | 28000 | 2159 | 3.8 | 3.1 | Non Federally-Regulated | 02/09/2009 |  | 04/29/2015
Trane U.S. Inc. | Trane | GSCC0261 |  | Water-Source | WBAHP: Heat Pump Packaged Unit | Heat Pump | 208 | 1 |  |  | No Match | No Match |  |  |  | 22800 | 2171 | 10.5 | 10 | 30400 | 2283 | 3.9 |  | Federally-Regulated Commercial & Industrial Equipment | 10/05/1999 |  | 04/12/2000
Florida Heat Pump | Florida Heat Pump | GT062-5VT/HZ/CF |  | Ground-Water-Source | WBAHP: Heat Pump Packaged Unit | Heat Pump | 575 | 3 |  |  | No Match | No Match |  |  |  | 60500 | 4653 | 13 | 9 | 50000 | 4884 | 3 |  | Non Federally-Regulated | 12/14/1998 |  | 04/10/2000
Florida Heat Pump | Florida Heat Pump | AP035-4CF/HZ/VT |  | Ground-Source | WBAHP: Heat Pump Packaged Unit | Heat Pump | 460 | 3 |  |  | No Match | Dual-Speed |  |  |  | 38200 | 2076 | 18.4 | 13.4 | 28200 | 2016 | 4.1 | 3.1 | Non Federally-Regulated | 11/30/2011 |  | 05/01/2015
Econar | Econar | GV672 |  | Ground-Water-Source | WBAHP: Heat Pump Packaged Unit | Heat Pump | 208 | 1 |  |  | No Match | No Match |  |  |  | 63500 | 5669 | 11.2 | 9 | 63000 | 6154 | 3 |  | Non Federally-Regulated | 07/29/1998 |  | 08/20/1998
Waterfurnace International, Inc. | Eagle Mountain | ZS036**3*4 |  | Water-Source | WBAHP: Heat Pump Packaged Unit | Heat Pump | 230 | 3 |  |  | No Match | Single-Speed |  |  |  | 33300 | 2220 | 15 | 12 | 40600 | 2479 | 4.8 | 4.2 | Federally-Regulated Commercial & Industrial Equipment | 03/02/2012 |  | 04/19/2013
Mammoth | Hydrobank II | D031VLG |  | Ground-Water-Source | WBAHP: Heat Pump Packaged Unit | Heat Pump | 230 | 1 |  |  | No Match | No Match |  |  |  | 30000 | 2290 | 13.1 | 9 | 23800 | 2249 | 3.1 |  | Non Federally-Regulated | 01/18/2001 |  | 07/18/2002
Waterfurnace International, Inc. | Waterfurnace International, Inc. | NDV/NDH038G1*4 |  | Water-Source | WBAHP: Heat Pump Packaged Unit | Heat Pump | 208 | 1 |  |  | No Match | Dual-Speed |  |  |  | 39000 | 2167 | 18 | 12 | 40300 | 2187 | 5.4 | 4.2 | Federally-Regulated Commercial & Industrial Equipment | 09/03/2012 |  | 04/19/2013
Waterfurnace International, Inc. | Johnson Controls | RGSV/RGSH036**3*1 |  | Water-Source | WBAHP: Heat Pump Packaged Unit | Heat Pump | 230 | 3 |  |  | No Match | Single-Speed |  |  |  | 33300 | 2220 | 15 | 12 | 40600 | 2479 | 4.8 | 4.2 | Federally-Regulated Commercial & Industrial Equipment | 01/24/2011 |  | 03/02/2012
Command-Aire | Command-Aire | RUWP-604 |  | Water-Source | WBAHP: Heat Pump Packaged Unit | Heat Pump | 460 | 3 |  |  | No Match | No Match |  |  |  | 73900 | 7590 | 9.7 | 9.2 | 94300 | 7500 | 3.7 | 2.5 | Non Federally-Regulated | 02/22/1990 |  | 07/31/1991
Climate Control / Snyder General | Electro-Hydronics | CW550GD |  | Water-Source | WBAHP: Heat Pump Packaged Unit | Heat Pump | 230 | 3 |  |  | No Match | No Match |  |  |  | 55000 | 5670 | 9.7 | 7.5 | 67000 | 5610 | 3.5 | 2.5 | Non Federally-Regulated | 06/11/1985 |  | 08/29/1986
Hydro Delta Corp. | Hydro Delta Corp. | 03-054-WTARWD-HE |  | Ground-Water-Source | WBAHP: Heat Pump Packaged Unit | Heat Pump | 208 | 1 |  |  | No Match | No Match |  |  |  | 53500 | 4147 | 12.9 | 9 | 46000 | 4347 | 3.1 |  | Non Federally-Regulated | 10/06/1999 |  | 04/10/2000
ClimateMaster Inc. | Carrier | 50YBV048(P) |  | Ground-Water-Source | WBAHP: Heat Pump Packaged Unit | Heat Pump | 208 | 1 |  |  | No Match | No Match |  |  |  | 18200 | 994 | 18.3 | 9 | 18200 | 1367 | 3.9 |  | Non Federally-Regulated | 11/17/1999 |  | 04/10/2000
ClimateMaster Inc. | Trane | WPHA14XD* |  | Water-Source | WBAHP: Heat Pump Packaged Unit | Heat Pump | 265 | 1 |  |  | No Match | No Match |  |  |  | 13500 | 1300 | 10.4 | 9 | 17500 | 1350 | 3.8 | 3.2 | Non Federally-Regulated | 05/11/1988 |  | 03/15/1989
ClimateMaster Inc. | Climate Master Series | VS/VL/HS/HL 030 G/E |  | Water-Source | WBAHP: Heat Pump Packaged Unit | Heat Pump | 230 | 1 |  |  | No Match | No Match |  |  |  | 28900 | 2312 | 12.5 | 10 | 37000 | 2409 | 4.5 |  | Federally-Regulated Commercial & Industrial Equipment | 10/05/1999 |  | 04/12/2000
Florida Heat Pump | Florida Heat Pump | EM072-4CS | EM072-4AH/AV | Ground-Water-Source | WBAHP-CB: Heat Pump Split Syst | Heat Pump | 460 | 3 |  |  | No Match | No Match |  |  |  | 70500 | 5145 | 13.7 | 9 | 49000 | 4486 | 3.2 |  | Non Federally-Regulated | 07/22/2002 |  | 03/12/2009
Climate Control / Snyder General | Electro-Hydronics | VF200G7 |  | Water-Source | WBAHP: Heat Pump Packaged Unit | Heat Pump | 265 | 1 |  |  | No Match | No Match |  |  |  | 19000 | 1780 | 10.7 | 7.5 | 25600 | 1920 | 3.9 | 2.5 | Non Federally-Regulated | 05/16/1984 |  | 08/29/1986
Waterfurnace International, Inc. | American Standard, Inc. | A1GC070***1**0 |  | Ground-Water-Source | WBAHP: Heat Pump Packaged Unit | Heat Pump | 208 | 1 |  |  | No Match | Single-Speed | 2508 | 940 |  | 70000 | 3448 | 20.3 | 16.2 | 64100 | 4944 | 3.8 | 3.6 | Non Federally-Regulated | 08/23/2011 |  | 10/24/2014
Mammoth | Hydrobank II | E009HHF |  | Water-Source | WBAHP: Heat Pump Packaged Unit | Heat Pump | 265 | 1 |  |  | No Match | No Match |  |  |  | 8800 | 785 | 11.2 | 9 | 12000 | 879 | 4 | 3.2 | Federally-Regulated Commercial & Industrial Equipment | 01/22/1990 |  | 07/27/1992
Waterfurnace International, Inc. | Waterfurnace International, Inc. | P056D | N-VSB2006A/G+FD03624A | Ground-Water-Source | WBAHP-CB: Heat Pump Split Syst | Heat Pump | 230 | 1 |  |  | No Match | No Match |  |  |  | 54000 | 3776 | 14.3 | 9 | 45600 | 3929 | 3.4 |  | Non Federally-Regulated | 05/19/2000 |  | 07/18/2002
Florida Heat Pump | Geomaster, LLC | ES060-1CS | ES060-1AV/AH | Water-Source | WBAHP-CB: Heat Pump Split Syst | Heat Pump | 230 | 1 |  |  | No Match | Single-Speed |  |  |  | 56500 | 4248 | 13.3 | 12 | 64500 | 4399 | 4.3 | 4.2 | Federally-Regulated Commercial & Industrial Equipment | 06/15/2009 |  | 04/20/2015
Mammoth | Hydrobank II | F031HLG |  | Ground-Water-Source | WBAHP: Heat Pump Packaged Unit | Heat Pump | 230 | 3 |  |  | No Match | No Match |  |  |  | 31000 | 2348 | 13.2 | 9 | 25000 | 2362 | 3.1 |  | Non Federally-Regulated | 11/14/2000 |  | 01/18/2001
Climate Control / Snyder General | Electro-Hydronics | CC630FD |  | Water-Source | WBAHP: Heat Pump Packaged Unit | Heat Pump | 230 | 3 |  |  | No Match | No Match |  |  |  | 63000 | 6430 | 9.8 | 7.5 | 79000 | 6430 | 3.6 | 2.5 | Non Federally-Regulated | 06/11/1985 |  | 08/29/1986
Trane U.S. Inc. | Trane | GXHA0351 |  | Water-Source | WBAHP: Heat Pump Packaged Unit | Heat Pump | 208 | 1 |  |  | No Match | No Match |  |  |  | 36100 | 3281 | 11 | 10 | 45800 | 3532 | 3.8 |  | Federally-Regulated Commercial & Industrial Equipment | 02/02/1998 |  | 03/31/1998
Waterfurnace International, Inc. | Waterfurnace International, Inc. | ATV034D1 |  | Ground-Source | WBAHP: Heat Pump Packaged Unit | Heat Pump | 208 | 1 |  |  | No Match | No Match |  |  |  | 34400 | 2150 | 16 |  | 25000 | 2220 | 3.3 |  | Non Federally-Regulated | 03/31/1998 |  | 05/10/1998
Waterfurnace International, Inc. | Waterfurnace International, Inc. | SXH068B3 |  | Water-Source | WBAHP: Heat Pump Packaged Unit | Heat Pump | 208 | 3 |  |  | No Match | No Match |  |  |  | 65000 | 5200 | 12.5 | 9 | 84000 | 5470 | 4.5 | 3.8 | Federally-Regulated Commercial & Industrial Equipment | 12/14/1998 |  | 10/05/1999
Florida Heat Pump | Florida Heat Pump | EM031-4VT |  | Water-Source | WBAHP: Heat Pump Packaged Unit | Heat Pump | 460 | 3 |  |  | No Match | No Match |  |  |  | 32000 | 2285 | 14 | 9.3 | 42000 | 2735 | 4.5 | 3.8 | Federally-Regulated Commercial & Industrial Equipment | 03/31/1998 |  | 05/10/1998
Addison Products | Addison Products | WRH064-1JC | HRH064-1J/1JB | Water-Source | WBAHP-C: Heat Pump Split Syste | Heat Pump | 230 | 1 |  |  | No Match | No Match |  |  |  | 58000 | 4715 | 12.3 | 10 | 76000 | 5861 | 3.8 |  | Federally-Regulated Commercial & Industrial Equipment | 02/02/1998 |  | 03/31/1998
Waterfurnace International, Inc. | Waterfurnace International, Inc. | SXV016A0 |  | Water-Source | WBAHP: Heat Pump Packaged Unit | Heat Pump | 208 | 1 |  |  | No Match | No Match |  |  |  | 16000 | 1185 | 13.5 | 9.3 | 20400 | 1195 | 5 | 3.8 | Federally-Regulated Commercial & Industrial Equipment | 03/31/1998 |  | 05/10/1998
ClimateMaster Inc. | Climate Master Series | GSV/GSH030AG |  | Ground-Water-Source | WBAHP: Heat Pump Packaged Unit | Heat Pump | 230 | 1 |  |  | No Match | No Match |  |  |  | 32000 | 1987 | 16.1 | 9 | 23000 | 2042 | 3.3 |  | Non Federally-Regulated | 04/10/2000 |  | 07/18/2002
Enertech Global, LLC | Enertech | GXT048C2 |  | Ground-Source | WBAHP: Heat Pump Packaged Unit | Heat Pump | 230 | 3 |  |  | No Match | Single-Speed |  |  |  | 49900 | 2697 | 18.5 | 13.4 | 39500 | 2756 | 4.2 | 3.1 | Non Federally-Regulated | 05/08/2012 |  | 12/12/2012
Addison Products | Addison Products | VWPG030-3B-XL* |  | Ground-Water-Source | WBAHP: Heat Pump Packaged Unit | Heat Pump | 208 | 3 |  |  | No Match | No Match |  |  |  | 28000 | 1866 | 15 | 9 | 19800 | 1871 | 3.1 |  | Non Federally-Regulated | 12/14/1998 |  | 04/10/2000
Waterfurnace International, Inc. | Rybacki - Hart Enterprises | ZS036**0*0 |  | Ground-Water-Source | WBAHP: Heat Pump Packaged Unit | Heat Pump | 230 | 1 |  |  | No Match | Single-Speed |  |  |  | 37700 | 1778 | 21.2 | 16.2 | 33000 | 2480 | 3.9 | 3.6 | Non Federally-Regulated | 01/24/2011 |  | 04/19/2013
Snyder General Corp. | American Air Filter | HWW007C*N |  | Water-Source | WBAHP: Heat Pump Packaged Unit | Heat Pump | 265 | 1 |  |  | No Match | No Match |  |  |  | 7100 | 664 | 10.7 | 9.3 | 9200 | 710 | 3.8 | 3.8 | Non Federally-Regulated | 07/31/1991 |  | 03/31/1998
Mammoth | Hydrobank II | D019HHJ |  | Water-Source | WBAHP: Heat Pump Packaged Unit | Heat Pump | 230 | 1 |  |  | No Match | No Match |  |  |  | 18200 | 1654 | 11 | 10 | 27000 | 2081 | 3.8 |  | Federally-Regulated Commercial & Industrial Equipment | 05/23/2000 |  | 11/14/2000
Addison Products | Addison Products | VWY030-1A |  | Water-Source | WBAHP: Heat Pump Packaged Unit | Heat Pump | 208 | 1 |  |  | No Match | No Match |  |  |  | 32000 | 2442 | 13.1 | 10 | 41100 | 2800 | 4.3 |  | Federally-Regulated Commercial & Industrial Equipment | 05/19/2000 |  | 11/14/2000
Climate Control / Snyder General | Electro-Hydronics | FC400F3 |  | Water-Source | WBAHP: Heat Pump Packaged Unit | Heat Pump | 230 | 1 |  |  | No Match | No Match |  |  |  | 39600 | 3960 | 10 | 7.5 | 45000 | 3880 | 3.4 | 2.5 | Non Federally-Regulated | 06/11/1985 |  | 08/29/1986
McQuay International | McQuay | FCV/FCW/VWH/VWW012B-A |  | Water-Source | WBAHP: Heat Pump Packaged Unit | Heat Pump | 115 | 1 |  |  | No Match | No Match |  |  |  | 11600 | 1035 | 11.2 | 9.3 | 14000 | 1079 | 3.8 | 3.8 | Federally-Regulated Commercial & Industrial Equipment | 03/31/1998 |  | 05/10/1998
Waterfurnace International, Inc. | Waterfurnace International, Inc. | SXV013B2 |  | Ground-Water-Source | WBAHP: Heat Pump Packaged Unit | Heat Pump | 265 | 1 |  |  | No Match | No Match |  |  |  | 13300 | 847 | 15.7 | 9 | 9700 | 861 | 3.3 |  | Non Federally-Regulated | 08/21/1998 |  | 10/02/1998
ClimateMaster Inc. | Carrier | 50YBV072 |  | Ground-Water-Source | WBAHP: Heat Pump Packaged Unit | Heat Pump | 208 | 1 |  |  | No Match | No Match |  |  |  | 70000 | 5109 | 13.7 | 9 | 50000 | 4578 | 3.2 |  | Non Federally-Regulated | 11/17/1999 |  | 04/10/2000
Florida Heat Pump | Florida Heat Pump | ES048-3CS | ES048-1AV/AH | Ground-Water-Source | WBAHP-CB: Heat Pump Split Syst | Heat Pump | 208 | 3 |  |  | No Match | Single-Speed |  |  |  | 54500 | 2500 | 21.8 | 16.2 | 47500 | 2547 | 4.4 | 3.6 | Non Federally-Regulated | 07/06/2011 |  | 04/20/2015
Mammoth | Geox | ZE024HHF |  | Water-Source | WBAHP: Heat Pump Packaged Unit | Heat Pump | 265 | 1 |  |  | No Match | No Match |  |  |  | 24000 | 2123 | 11.3 | 9 | 31400 | 2488 | 3.7 | 3.2 | Federally-Regulated Commercial & Industrial Equipment | 12/21/1990 |  | 07/27/1992
Waterfurnace International, Inc. | Johnson Controls | RJSV/RJSH048**4*0 |  | Ground-Source | WBAHP: Heat Pump Packaged Unit | Heat Pump | 460 | 3 |  |  | No Match | Single-Speed |  |  |  | 48900 | 2827 | 17.3 | 13.4 | 35300 | 2874 | 3.6 | 3.1 | Non Federally-Regulated | 01/24/2011 |  | 10/24/2014
Addison Products | Addison Products | DWPG042-3B-XL* |  | Ground-Water-Source | WBAHP: Heat Pump Packaged Unit | Heat Pump | 230 | 3 |  |  | No Match | No Match |  |  |  | 41500 | 2881 | 14.4 | 9 | 30000 | 2930 | 3 |  | Non Federally-Regulated | 12/14/1998 |  | 04/10/2000
Waterfurnace International, Inc. | Rybacki - Hart Enterprises | GS018**0*0 |  | Water-Source | WBAHP: Heat Pump Packaged Unit | Heat Pump | 230 | 1 |  |  | No Match | Single-Speed |  |  |  | 18000 | 1192 | 15.1 | 12 | 22500 | 1319 | 5 | 4.2 | Federally-Regulated Commercial & Industrial Equipment | 01/24/2011 |  | 04/19/2013
Florida Heat Pump | Florida Heat Pump | SV018-2CF/VT/HZ*-***T/A*A |  | Water-Source | WBAHP: Heat Pump Packaged Unit | Heat Pump | 265 | 1 |  |  | No Match | Single-Speed |  |  |  | 19700 | 1387 | 14.2 | 12 | 21900 | 1366 | 4.7 | 4.2 | Federally-Regulated Commercial & Industrial Equipment | 01/09/2014 |  | 04/22/2015
Florida Heat Pump | Florida Heat Pump | GT042-1VT/HZ/CF |  | Water-Source | WBAHP-CB: Heat Pump Split Syst | Heat Pump | 230 | 1 |  |  | No Match | No Match |  |  |  | 45000 | 3435 | 13.1 | 9 | 50000 | 3488 | 4.2 | 3.5 | Non Federally-Regulated | 10/05/1999 |  | 04/12/2000
American Air Filter | Enercon | HW19A |  | Water-Source | WBAHP: Heat Pump Packaged Unit | Heat Pump | 208 | 1 |  |  | No Match | No Match |  |  |  | 19500 | 2200 | 8.9 | 7.5 | 24500 | 2425 | 3 | 2.5 | Non Federally-Regulated | 01/05/1982 |  | 05/16/1984
Enertech Global, LLC | Roth Industries, Inc. | RXT048C |  | Ground-Source | WBAHP: Heat Pump Packaged Unit | Heat Pump | 208 | 1 |  |  | No Match | Single-Speed |  |  |  | 48300 | 2808 | 17.2 | 13.4 | 39100 | 2938 | 3.9 | 3.1 | Non Federally-Regulated | 12/12/2012 |  | 04/21/2014
ClimateMaster Inc. | Climate Master Series | V120-32********** |  | Water-Source | WBAHP: Heat Pump Packaged Unit | Heat Pump | 208 | 3 |  |  | No Match | No Match |  |  |  | 119000 | 11900 | 10 | 9.2 | 131000 | 11000 | 3.5 | 2.5 | Non Federally-Regulated | 02/22/1990 |  | 07/31/1991
Command-Aire | Command-Aire | SWPV137 |  | Water-Source | WBAHP: Heat Pump Packaged Unit | Heat Pump | 265 | 1 |  |  | No Match | No Match |  |  |  | 12200 | 1110 | 11 | 9 | 16000 | 1170 | 4 | 3.2 | Non Federally-Regulated | 05/11/1988 |  | 03/15/1989
Econar | Econar | GH591 |  | Ground-Source | WBAHP: Heat Pump Packaged Unit | Heat Pump | 208 | 1 |  |  | No Match | No Match |  |  |  | 57500 | 4831 | 11.9 |  | 55500 | 5247 | 3.1 |  | Non Federally-Regulated | 03/31/1998 |  | 05/10/1998
Inter-City Products Corp. | McQuay | CCW048C*T |  | Water-Source | WBAHP: Heat Pump Packaged Unit | Heat Pump | 460 | 3 |  |  | No Match | No Match |  |  |  | 47500 | 3831 | 12.4 | 9.3 | 54000 | 3874 | 4.1 | 3.8 | Non Federally-Regulated | 07/31/1991 |  | 03/31/1998
Florida Heat Pump | Energy Miser | HE52CF-3 |  | Water-Source | WBAHP: Heat Pump Packaged Unit | Heat Pump | 230 | 3 |  |  | No Match | No Match |  |  |  | 51000 | 4550 | 11.2 | 7.5 | 65000 | 4760 | 4 | 2.5 | Non Federally-Regulated | 06/11/1985 |  | 05/11/1988
McQuay International | McQuay | W-CDS/CME/CMS-1-090-F |  | Water-Source | WBAHP: Heat Pump Packaged Unit | Heat Pump | 230 | 3 |  |  | No Match | No Match |  |  |  | 92000 | 7603 | 12.1 | 9 | 112000 | 7631 | 4.3 | 3.8 | Federally-Regulated Commercial & Industrial Equipment | 10/05/1999 |  | 09/21/2000
Geoflex Systems, Inc. | Geoflex Systems, Inc. | GF1S-V/H/D/M-036WACBP |  | Ground-Water-Source | WBAHP: Heat Pump Packaged Unit | Both Heat Pump and Electric Re | 230 | 3 |  |  | No Match | Single-Speed |  |  |  | 36500 | 1290 | 28.3 | 16.2 | 30900 | 1742 | 5.2 | 3.6 | Non Federally-Regulated | 11/30/2011 |  | 03/02/2012
Heat Controller | Heat Controller | DWPG017-1B-XL* |  | Water-Source | WBAHP-CB: Heat Pump Split Syst | Heat Pump | 208 | 1 |  |  | No Match | No Match |  |  |  | 16700 | 1176 | 14.2 | 9 | 18100 | 1262 | 4.2 | 3.5 | Non Federally-Regulated | 12/14/1998 |  | 04/12/2000
McQuay / Snyder General | Electro-Hydronics | FC630G5 |  | Water-Source | WBAHP: Heat Pump Packaged Unit | Heat Pump | 208 | 1 |  |  | No Match | No Match |  |  |  | 63000 | 6430 | 9.8 | 7.5 | 79000 | 6430 | 3.6 | 2.5 | Non Federally-Regulated | 08/29/1986 |  | 05/11/1988
McQuay / Snyder General | Electro-Hydronics | CC420G3 |  | Water-Source | WBAHP: Heat Pump Packaged Unit | Heat Pump | 230 | 1 |  |  | No Match | No Match |  |  |  | 42000 | 3850 | 10.9 | 7.5 | 52000 | 4100 | 3.7 | 2.5 | Non Federally-Regulated | 08/29/1986 |  | 05/11/1988
Command-Aire | Command-Aire | SWP613E |  | Water-Source | WBAHP: Heat Pump Packaged Unit | Heat Pump | 230 | 3 |  |  | No Match | No Match |  |  |  | 62000 | 5640 | 11 | 9 | 78000 | 5710 | 4 | 3.2 | Non Federally-Regulated | 05/11/1988 |  | 03/15/1989
ClimateMaster Inc. | Carrier | 50HQA/HQD/VQA/VQD030 3 |  | Water-Source | WBAHP: Heat Pump Packaged Unit | Heat Pump | 265 | 1 |  |  | No Match | No Match |  |  |  | 29000 | 2478 | 11.7 | 9.3 | 39000 | 2657 | 4.3 | 3.8 | Federally-Regulated Commercial & Industrial Equipment | 03/31/1998 |  | 05/10/1998
Waterfurnace International, Inc. | Geotility Geothermal Installations | ZS024**0*0 |  | Ground-Source | WBAHP: Heat Pump Packaged Unit | Heat Pump | 208 | 1 |  |  | No Match | Single-Speed |  |  |  | 24400 | 1435 | 17 | 13.4 | 17500 | 1465 | 3.5 | 3.1 | Non Federally-Regulated | 01/24/2011 |  | 04/19/2013
Mammoth | Geox | ZD062VHF |  | Water-Source | WBAHP: Heat Pump Packaged Unit | Heat Pump | 208 | 1 |  |  | No Match | No Match |  |  |  | 59500 | 5613 | 10.6 | 9 | 79000 | 6430 | 3.6 | 3.2 | Federally-Regulated Commercial & Industrial Equipment | 12/26/1990 |  | 07/27/1992
Trane U.S. Inc. | Trane | WPRD0131 |  | Water-Source | WBAHP-O: Heat Pump Packaged Un | Heat Pump | 208 | 1 |  |  | No Match | No Match |  |  |  | 12000 | 1090 | 11 | 10 | 14500 | 1118 | 3.8 |  | Federally-Regulated Commercial & Industrial Equipment | 12/14/1998 |  | 04/12/2000
Waterfurnace International, Inc. | Eagle Mountain | ZS036**4*4 |  | Ground-Water-Source | WBAHP: Heat Pump Packaged Unit | Heat Pump | 460 | 3 |  |  | No Match | Single-Speed |  |  |  | 37700 | 1639 | 23 | 16.2 | 33000 | 2249 | 4.3 | 3.6 | Non Federally-Regulated | 03/02/2012 |  | 04/19/2013
Geoflex Systems, Inc. | Geoflex Systems, Inc. | GF1S-V/H/D/M-048WACBP |  | Water-Source | WBAHP: Heat Pump Packaged Unit | Both Heat Pump and Electric Re | 230 | 3 |  |  | No Match | Single-Speed |  |  |  | 47300 | 3071 | 15.4 | 12 | 58400 | 3423 | 5 | 4.2 | Federally-Regulated Commercial & Industrial Equipment | 03/02/2012 |  | 01/09/2014
Trane U.S. Inc. | Trane | GETE0362 |  | Ground-Water-Source | WBAHP-O: Heat Pump Packaged Un | Heat Pump | 230 | 1 |  |  | No Match | Single-Speed |  |  |  | 39200 | 2096 | 18.7 | 16.2 | 36200 | 2652 | 4 | 3.6 | Non Federally-Regulated | 06/14/2011 |  | 01/09/2014
McQuay / Snyder General | Electro-Hydronics | FC350F3 |  | Water-Source | WBAHP: Heat Pump Packaged Unit | Heat Pump | 230 | 1 |  |  | No Match | No Match |  |  |  | 35600 | 3360 | 10.6 | 9 | 43000 | 3500 | 3.6 | 3.2 | Non Federally-Regulated | 05/11/1988 |  | 03/15/1989
Waterfurnace International, Inc. | Waterfurnace International, Inc. | SXV016B0 |  | Water-Source | WBAHP: Heat Pump Packaged Unit | Heat Pump | 230 | 1 |  |  | No Match | No Match |  |  |  | 16000 | 1185 | 13.5 | 10 | 20400 | 1195 | 5 |  | Federally-Regulated Commercial & Industrial Equipment | 08/21/1998 |  | 10/02/1998
Dinh Co., Inc. | Dinh Rotocom | WAHP 4 |  | Water-Source | WBAHP: Heat Pump Packaged Unit | Heat Pump | 230 | 1 |  |  | No Match | No Match |  |  |  | 42000 | 3290 | 12.8 | 9 | 50400 | 3230 | 4.5 | 3.2 | Non Federally-Regulated | 02/22/1990 |  | 07/31/1991
Enertech Global, LLC | Roth Industries, Inc. | RXT024C |  | Ground-Source | WBAHP: Heat Pump Packaged Unit | Heat Pump | 230 | 1 |  |  | No Match | Single-Speed |  |  |  | 27500 | 1256 | 21.9 | 13.4 | 19700 | 1228 | 4.7 | 3.1 | Non Federally-Regulated | 11/30/2011 |  | 04/21/2014
USPower Climate Control | USPower Climate Control | GSDXC4200 | GSDXV4200 | Water-Source | WBAHP-C: Heat Pump Split Syste | Heat Pump | 230 | 1 |  |  | No Match | No Match |  |  |  | 42000 | 2545 | 16.5 | 9.3 | 42000 | 2593 | 4.7 | 3.8 | Non Federally-Regulated | 07/31/1991 |  | 03/31/1998
Waterfurnace International, Inc. | Waterfurnace International, Inc. | NSV/NSH030F1*1 |  | Ground-Source | WBAHP: Heat Pump Packaged Unit | Heat Pump | 208 | 1 |  |  | No Match | Single-Speed |  |  |  | 29400 | 1342 | 21.9 | 13.4 | 20000 | 1465 | 4 | 3.1 | Non Federally-Regulated | 05/02/2012 |  | 04/19/2013
ClimateMaster Inc. | Climate Master Series | HE/VE024G |  | Ground-Water-Source | WBAHP: Heat Pump Packaged Unit | Heat Pump | 230 | 1 |  |  | No Match | No Match |  |  |  | 25500 | 1821 | 14 | 9 | 19000 | 1739 | 3.2 |  | Non Federally-Regulated | 04/10/2000 |  | 11/14/2000
Florida Heat Pump | Florida Heat Pump | EM031-1CS | EM031-1AV | Water-Source | WBAHP-C: Heat Pump Split Syste | Heat Pump | 208 | 1 |  |  | No Match | No Match |  |  |  | 31400 | 2275 | 13.8 | 10 | 41000 | 2730 | 4.4 |  | Federally-Regulated Commercial & Industrial Equipment | 12/14/1998 |  | 10/05/1999
Addison Products | Addison Products | DWPG048-1B-XL* |  | Water-Source | WBAHP-CB: Heat Pump Split Syst | Heat Pump | 230 | 1 |  |  | No Match | No Match |  |  |  | 49500 | 3485 | 14.2 | 9 | 53500 | 3824 | 4.1 | 3.5 | Non Federally-Regulated | 02/02/1998 |  | 10/02/1998
Command-Aire | Command-Aire | SWPC-161 |  | Water-Source | WBAHP: Heat Pump Packaged Unit | Heat Pump | 208 | 1 |  |  | No Match | No Match |  |  |  | 16800 | 1675 | 10 | 9 | 22600 | 1775 | 3.7 | 3.2 | Non Federally-Regulated | 02/22/1990 |  | 07/31/1991
Tempmaster International | Dallo Energy Systems | AG133ET-001 |  | Water-Source | WBAHP: Heat Pump Packaged Unit | Heat Pump | 220 | 1 |  |  | No Match | No Match |  |  |  | 60290 | 4225 | 14.3 | 7.5 | 71550 | 5770 | 3.5 | 2.5 | Non Federally-Regulated | 08/29/1986 |  | 05/11/1988
Waterfurnace International, Inc. | Waterfurnace International, Inc. | VLV024A1 |  | Water-Source | WBAHP: Heat Pump Packaged Unit | Heat Pump | 208 | 1 |  |  | No Match | No Match |  |  |  | 23800 | 1676 | 14.2 | 10 | 28200 | 1758 | 4.7 |  | Federally-Regulated Commercial & Industrial Equipment | 07/29/1998 |  | 10/02/1998
McQuay International | McQuay | W-FDL/FDS/FMS-1-015-E |  | Water-Source | WBAHP: Heat Pump Packaged Unit | Heat Pump | 230 | 1 |  |  | No Match | No Match |  |  |  | 13100 | 1065 | 12.3 | 10 | 17200 | 1229 | 4.1 |  | Federally-Regulated Commercial & Industrial Equipment | 09/21/2000 |  | 03/12/2009
ClimateMaster Inc. | Carrier Corp. | 50YDS064 | FE4***006 | Ground-Water-Source | WBAHP-CB: Heat Pump Split Syst | Heat Pump | 230 | 1 |  |  | No Match | Single-Speed |  |  |  | 63800 | 3323 | 19.2 | 16.2 | 58800 | 4008 | 4.3 | 3.6 | Non Federally-Regulated | 01/24/2011 |  | 08/23/2011
McQuay International | McQuay | W-CMG-1-024-F |  | Water-Source | WBAHP: Heat Pump Packaged Unit | Heat Pump | 208 | 3 |  |  | No Match | No Match |  |  |  | 25400 | 1840 | 13.8 | 10 | 29800 | 2129 | 4.1 |  | Federally-Regulated Commercial & Industrial Equipment | 09/21/2000 |  | 03/12/2009
American Air Filter | Enercon | HW 26 |  | Water-Source | WBAHP: Heat Pump Packaged Unit | Heat Pump | 208 | 1 |  |  | No Match | No Match |  |  |  | 25500 | 3000 | 8.5 | 7.5 | 29900 | 3250 | 2.7 | 2.5 | Non Federally-Regulated | 08/30/1983 |  | 05/16/1984
Climate Control / Snyder General | Electro-Hydronics | FW400GP |  | Water-Source | WBAHP: Heat Pump Packaged Unit | Heat Pump | 460 | 3 |  |  | No Match | No Match |  |  |  | 39600 | 3960 | 10 | 7.5 | 45000 | 3880 | 3.4 | 2.5 | Non Federally-Regulated | 06/11/1985 |  | 08/29/1986
ClimateMaster Inc. | Climate Master Series | 814-048-H******** |  | Water-Source | WBAHP: Heat Pump Packaged Unit | Heat Pump | 208 | 3 |  |  | No Match | No Match |  |  |  | 48500 | 4410 | 11 | 9 | 57000 | 4395 | 3.8 | 3.2 | Non Federally-Regulated | 02/22/1990 |  | 07/31/1991
Florida Heat Pump | Florida Heat Pump | EM042-1VT |  | Water-Source | WBAHP: Heat Pump Packaged Unit | Heat Pump | 208 | 1 |  |  | No Match | No Match |  |  |  | 42000 | 3181 | 13.2 | 9.3 | 51000 | 3475 | 4.3 | 3.8 | Federally-Regulated Commercial & Industrial Equipment | 03/31/1998 |  | 05/10/1998
Enertech Global, LLC | Enertech | TXT060B2 |  | Ground-Water-Source | WBAHP: Heat Pump Packaged Unit | Heat Pump | 230 | 3 |  |  | No Match | Single-Speed | 2376 | 611 | 1 | 65400 | 2986 | 21.9 | 16.2 | 59200 | 3856 | 4.5 | 3.6 | Non Federally-Regulated | 03/02/2012 |  | 01/09/2014
ClimateMaster Inc. | Climate Master | TTP/S038A | TAH038A | Water-Source | WBAHP-CB: Heat Pump Split Syst | Heat Pump | 208 | 1 |  |  | No Match | Single-Speed |  |  |  | 37300 | 2422 | 15.4 | 12 | 44500 | 2461 | 5.3 | 4.2 | Federally-Regulated Commercial & Industrial Equipment | 01/24/2011 |  | 06/09/2015
Waterfurnace International, Inc. | Rybacki - Hart Enterprises | ZS036**2*4 |  | Water-Source | WBAHP: Heat Pump Packaged Unit | Heat Pump | 265 | 1 |  |  | No Match | Single-Speed |  |  |  | 33300 | 2220 | 15 | 12 | 40600 | 2479 | 4.8 | 4.2 | Federally-Regulated Commercial & Industrial Equipment | 03/02/2012 |  | 04/19/2013
Enertech Global, LLC | Enertech | GHT060A2 |  | Ground-Water-Source | WBAHP: Heat Pump Packaged Unit | Heat Pump | 208 | 3 |  |  | No Match | Single-Speed |  |  |  | 62800 | 2976 | 21.1 | 16.2 | 58600 | 3903 | 4.4 | 3.6 | Non Federally-Regulated | 03/02/2012 |  | 12/12/2012
Florida Heat Pump | Energy Miser | HECS34-1 | HEAH34-1 | Water-Source | WBAHP-C: Heat Pump Split Syste | Heat Pump | 208 | 1 |  |  | No Match | No Match |  |  |  | 32600 | 2785 | 11.7 | 9.3 | 43000 | 3150 | 4 | 3.8 | Non Federally-Regulated | 07/31/1991 |  | 03/31/1998
Mammoth | Mammoth | D024VLB |  | Ground-Source | WBAHP: Heat Pump Packaged Unit | Heat Pump | 230 | 1 |  |  | No Match | Dual-Speed |  |  |  | 27000 | 1317 | 20.5 | 13.4 | 15500 | 1136 | 4 | 3.1 | Non Federally-Regulated | 05/02/2012 |  | 01/09/2014
Waterfurnace International, Inc. | Standard Range | WSH/WSV009A*2*** |  | Water-Source | WBAHP: Heat Pump Packaged Unit | Heat Pump | 265 | 1 |  |  | No Match | No Match |  |  |  | 9000 | 818 | 11 | 9 | 11500 | 910 | 3.7 | 3.2 | Non Federally-Regulated | 10/10/1989 |  | 07/31/1991
Waterfurnace International, Inc. | Waterfurnace International, Inc. | NDV/NDH026F1*4 |  | Water-Source | WBAHP: Heat Pump Packaged Unit | Heat Pump | 208 | 1 |  |  | No Match | Dual-Speed |  |  |  | 26000 | 1503 | 17.3 | 12 | 30300 | 1615 | 5.5 | 4.2 | Federally-Regulated Commercial & Industrial Equipment | 05/02/2012 |  | 04/19/2013
Trane U.S. Inc. | Command-Aire | GSUF0601B |  | Water-Source | WBAHP-CB: Heat Pump Split Syst | Heat Pump | 208 | 1 |  |  | No Match | No Match |  |  |  | 64500 | 4215 | 15.3 | 9 | 66000 | 4834 | 4 | 3.5 | Non Federally-Regulated | 10/05/1999 |  | 04/12/2000
ClimateMaster Inc. | Climate Master Series | PDW36 | GAH36 | Ground-Water-Source | WBAHP-CB: Heat Pump Split Syst | Heat Pump | 230 | 1 |  |  | No Match | No Match |  |  |  | 36000 | 2400 | 15 | 9 | 29000 | 2499 | 3.4 |  | Non Federally-Regulated | 04/10/2000 |  | 11/19/2001
California Heat Pump | California Heat Pump | CHP-26H*-13-** |  | Water-Source | WBAHP: Heat Pump Packaged Unit | Heat Pump | 265 | 1 |  |  | No Match | No Match |  |  |  | 25500 | 3050 | 8.4 | 7.5 | 31000 | 3200 | 2.8 | 2.5 | Non Federally-Regulated | 01/05/1982 |  | 06/11/1985
Mammoth | Hydrobank II | E036VHK |  | Water-Source | WBAHP: Heat Pump Packaged Unit | Heat Pump | 265 | 1 |  |  | No Match | No Match |  |  |  | 35000 | 3240 | 10.8 | 10 | 46000 | 3455 | 3.9 |  | Federally-Regulated Commercial & Industrial Equipment | 06/27/2003 |  | 03/12/2009
Mammoth | Hydrobank II | F/G054VLE/HLE/DLE |  | Ground-Water-Source | WBAHP: Heat Pump Packaged Unit | Heat Pump | 460 | 3 |  |  | No Match | No Match |  |  |  | 54500 | 3978 | 13.7 | 9 | 42500 | 4017 | 3.1 |  | Non Federally-Regulated | 01/30/1998 |  | 10/02/1998
ClimateMaster Inc. | Carrier Corp. | 50RTP05 |  | Ground-Source | WBAHP: Heat Pump Packaged Unit | Heat Pump | 208 | 3 |  |  | No Match | Single-Speed |  |  |  | 62100 | 3528 | 17.6 | 13.4 | 45600 | 3712 | 3.6 | 3.1 | Non Federally-Regulated | 10/24/2014 |  | 04/22/2015
Florida Heat Pump | Florida Heat Pump | CW009-1 |  | Water-Source | WBAHP-O: Heat Pump Packaged Un | Heat Pump | 230 | 1 |  |  | No Match | No Match |  |  |  | 8400 | 531 | 15.8 | 10 | 8600 | 494 | 5.1 |  | Federally-Regulated Commercial & Industrial Equipment | 12/14/1998 |  | 02/17/2011
ClimateMaster Inc. | Carrier | 50YAV/YAH 060 |  | Ground-Water-Source | WBAHP: Heat Pump Packaged Unit | Heat Pump | 208 | 1 |  |  | No Match | No Match |  |  |  | 60000 | 4615 | 13 | 9 | 41000 | 3754 | 3.2 |  | Non Federally-Regulated | 11/17/1999 |  | 04/10/2000
ClimateMaster Inc. | Climate Master Series | V80-32*********** |  | Water-Source | WBAHP: Heat Pump Packaged Unit | Heat Pump | 208 | 3 |  |  | No Match | No Match |  |  |  | 77000 | 7700 | 10 | 9.2 | 80000 | 7100 | 3.3 |  | Non Federally-Regulated | 05/11/1988 |  | 03/15/1989
Addison Products | Addison Products | HWPH032-4JA/4JBA |  | Water-Source | WBAHP: Heat Pump Packaged Unit | Heat Pump | 460 | 3 |  |  | No Match | No Match |  |  |  | 31200 | 2761 | 11.3 | 9.3 | 38500 | 2969 | 3.8 | 3.8 | Federally-Regulated Commercial & Industrial Equipment | 03/31/1998 |  | 05/10/1998
Command-Aire | Command-Aire | SWPXR131E |  | Water-Source | WBAHP: Heat Pump Packaged Unit | Heat Pump | 208 | 1 |  |  | No Match | No Match |  |  |  | 12500 | 1140 | 11 | 9 | 18000 | 1290 | 4.1 | 3.2 | Federally-Regulated Commercial & Industrial Equipment | 01/23/1988 |  | 05/11/1988
Addison Products | Addison Products | VPY054-1A |  | Water-Source | WBAHP-CB: Heat Pump Split Syst | Heat Pump | 208 | 1 |  |  | No Match | No Match |  |  |  | 57700 | 4931 | 11.7 | 9 | 67100 | 5461 | 3.6 | 3.5 | Non Federally-Regulated | 07/22/2002 |  | 03/12/2009
Snyder General Corp. | McQuay | FCV024A*F |  | Water-Source | WBAHP: Heat Pump Packaged Unit | Heat Pump | 208 | 3 |  |  | No Match | No Match |  |  |  | 24600 | 2365 | 10.4 | 9 | 29400 | 2394 | 3.6 | 3.2 | Non Federally-Regulated | 02/22/1990 |  | 07/31/1991
Enertech Global, LLC | Enertech | GXT024C |  | Ground-Water-Source | WBAHP: Heat Pump Packaged Unit | Heat Pump | 230 | 1 |  |  | No Match | Single-Speed |  |  |  | 30100 | 1034 | 29.1 | 16.2 | 25100 | 1337 | 5.5 | 3.6 | Non Federally-Regulated | 11/30/2011 |  | 04/21/2014
Florida Heat Pump | Florida Heat Pump | GT022-1CS | GT022-1AH/AV | Ground-Water-Source | WBAHP-CB: Heat Pump Split Syst | Heat Pump | 230 | 1 |  |  | No Match | No Match |  |  |  | 21600 | 1648 | 13.1 | 9 | 15000 | 1515 | 2.9 |  | Non Federally-Regulated | 04/10/2000 |  | 05/29/2001
Singer | Electro-Hydronics | QW220D6 |  | Water-Source | WBAHP: Heat Pump Packaged Unit | Heat Pump | 230 | 1 |  |  | No Match | No Match |  |  |  | 18000 | 2175 | 8.3 | 7.5 | 21000 | 2400 | 2.6 | 2.5 | Non Federally-Regulated | 09/08/1982 |  | 05/16/1984
Waterfurnace International, Inc. | Rybacki - Hart Enterprises | ZS036**3*1 |  | Water-Source | WBAHP: Heat Pump Packaged Unit | Heat Pump | 230 | 3 |  |  | No Match | Single-Speed |  |  |  | 33300 | 2220 | 15 | 12 | 40600 | 2479 | 4.8 | 4.2 | Federally-Regulated Commercial & Industrial Equipment | 01/24/2011 |  | 04/19/2013
Florida Heat Pump | Florida Heat Pump | EM041-1HZ |  | Water-Source | WBAHP: Heat Pump Packaged Unit | Heat Pump | 208 | 1 |  |  | No Match | No Match |  |  |  | 39500 | 2992 | 13.2 | 10 | 50000 | 3488 | 4.2 |  | Federally-Regulated Commercial & Industrial Equipment | 12/14/1998 |  | 10/05/1999
ClimateMaster Inc. | Carrier Corp. | 50YFV/H036*2 |  | Water-Source | WBAHP: Heat Pump Packaged Unit | Heat Pump | 208 | 1 |  |  | No Match | Single-Speed |  |  |  | 34100 | 2289 | 14.9 | 12 | 41800 | 2722 | 4.5 | 4.2 | Federally-Regulated Commercial & Industrial Equipment | 01/09/2014 |  | 04/22/2015
Waterfurnace International, Inc. | Waterfurnace International, Inc. | CXC012*0 |  | Water-Source | WBAHP-O: Heat Pump Packaged Un | Heat Pump | 230 | 1 |  |  | No Match | No Match |  |  |  | 11200 | 777 | 14.4 | 10 | 14900 | 928 | 4.7 |  | Federally-Regulated Commercial & Industrial Equipment | 10/05/1999 |  | 04/12/2000
Addison Products | Addison Products | WRH036-1JC | HRH036-1J/1JB | Water-Source | Water/Brine to Air Heat Pump S | Heat Pump | 208 | 1 |  |  | No Match | No Match |  |  |  | 33000 | 3000 | 11 | 10 | 42000 | 3238 | 3.8 |  | Federally-Regulated Commercial & Industrial Equipment | 04/12/2000 |  | 09/21/2000
Addison Products | Addison Products | WSH029-1AL |  | Water-Source | WBAHP: Heat Pump Packaged Unit | Heat Pump | 208 | 1 |  |  | No Match | No Match |  |  |  | 28300 | 2021 | 14 | 9.3 | 34900 | 2176 | 4.7 | 3.8 | Federally-Regulated Commercial & Industrial Equipment | 03/31/1998 |  | 05/10/1998
Carrier Corp. | Carrier | 50HQ,VQ0423 |  | Water-Source | WBAHP: Heat Pump Packaged Unit | Heat Pump | 230 | 1 |  |  | No Match | No Match |  |  |  | 41000 | 4900 | 8.4 | 9 | 45000 | 5000 | 2.6 | 3.2 | Non Federally-Regulated | 05/11/1988 |  | 03/15/1989
Florida Heat Pump | DeMarco Energy Systems | GT030-1VT/HZ/CF |  | Water-Source | WBAHP-CB: Heat Pump Split Syst | Heat Pump | 230 | 1 |  |  | No Match | No Match |  |  |  | 31400 | 2211 | 14.2 | 9 | 33000 | 2417 | 4 | 3.5 | Non Federally-Regulated | 10/05/1999 |  | 04/12/2000
Mammoth | Mammoth | F124VHC |  | Water-Source | WBAHP: Heat Pump Packaged Unit | Heat Pump | 230 | 3 |  |  | No Match | No Match |  |  |  | 116000 | 11590 | 10 | 9.2 | 142000 | 11364 | 3.7 | 2.5 | Non Federally-Regulated | 05/16/1984 |  | 05/11/1988
Florida Heat Pump | Florida Heat Pump | EM041-3CF |  | Water-Source | WBAHP: Heat Pump Packaged Unit | Heat Pump | 230 | 3 |  |  | No Match | No Match |  |  |  | 39500 | 2992 | 13.2 | 10 | 50000 | 3488 | 4.2 |  | Federally-Regulated Commercial & Industrial Equipment | 02/02/1998 |  | 03/31/1998
Snyder General Corp. | McQuay | VE260G5 |  | Water-Source | WBAHP: Heat Pump Packaged Unit | Heat Pump | 208 | 1 |  |  | No Match | No Match |  |  |  | 25000 | 2450 | 10.2 | 9 | 31600 | 2500 | 3.7 | 3.2 | Non Federally-Regulated | 02/22/1990 |  | 07/31/1991
Addison Products | Addison Products | WSH019-8AR |  | Water-Source | WBAHP: Heat Pump Packaged Unit | Heat Pump | 265 | 1 |  |  | No Match | No Match |  |  |  | 18200 | 1300 | 14 | 9.3 | 22200 | 1301 | 5 | 3.8 | Federally-Regulated Commercial & Industrial Equipment | 03/31/1998 |  | 05/10/1998
Florida Heat Pump | Bosch | ES035-3CF/HZ/VT |  | Ground-Water-Source | WBAHP: Heat Pump Packaged Unit | Heat Pump | 208 | 3 |  |  |  | Dual-Speed |  |  |  | 42000 | 1944 | 21.6 | 16.2 | 36000 | 2512 | 4.2 | 3.6 | Non Federally-Regulated | 04/22/2015 |  | 04/29/2015
Singer | Electro-Hydronics | FW300D6 |  | Water-Source | WBAHP: Heat Pump Packaged Unit | Heat Pump | 230 | 1 |  |  | No Match | No Match |  |  |  | 24000 | 2850 | 8.4 | 7.5 | 28400 | 2900 | 2.9 | 2.5 | Non Federally-Regulated | 09/08/1982 |  | 05/16/1984
Mammoth | Mammoth | G062H |  | Water-Source | WBAHP: Heat Pump Packaged Unit | Heat Pump | 460 | 3 |  |  | No Match | No Match |  |  |  | 65000 | 6600 | 9.8 | 7.5 | 71000 | 6800 | 3.1 | 2.2 | Non Federally-Regulated | 01/05/1982 |  | 05/16/1984
Florida Heat Pump | Geomaster, LLC | AP049-1CF/HZ/VT |  | Ground-Source | WBAHP: Heat Pump Packaged Unit | Heat Pump | 230 | 1 |  |  | No Match | Single-Speed |  |  |  | 52000 | 2737 | 19 | 13.4 | 38000 | 2716 | 4.1 | 3.1 | Non Federally-Regulated | 01/24/2011 |  | 06/14/2011
ClimateMaster Inc. | Trane | WPCC0128 |  | Water-Source | WBAHP-O: Heat Pump Packaged Un | Heat Pump | 208 | 1 |  |  | No Match | No Match |  |  |  | 11400 | 1165 | 9.8 | 9 | 12900 | 1055 | 3.6 | 3.2 | Non Federally-Regulated | 02/22/1990 |  | 07/31/1991
Singer | Electro-Hydronics | UC240CP |  | Water-Source | WBAHP: Heat Pump Packaged Unit | Heat Pump | 460 | 3 |  |  | No Match | No Match |  |  |  | 24000 | 2850 | 8.4 | 7.5 | 28400 | 2900 | 2.9 | 2.5 | Non Federally-Regulated | 09/08/1982 |  | 05/16/1984
Snyder General Corp. | McQuay | FCV042A*G |  | Water-Source | WBAHP: Heat Pump Packaged Unit | Heat Pump | 208 | 1 |  |  | No Match | No Match |  |  |  | 40500 | 3650 | 11.1 | 9 | 51500 | 3972 | 3.8 | 3.2 | Non Federally-Regulated | 02/22/1990 |  | 07/31/1991
Climate Control / Snyder General | Electro-Hydronics | CC350GD |  | Water-Source | WBAHP: Heat Pump Packaged Unit | Heat Pump | 230 | 3 |  |  | No Match | No Match |  |  |  | 35600 | 3360 | 10.6 | 7.5 | 43000 | 3500 | 3.6 | 2.5 | Non Federally-Regulated | 06/11/1985 |  | 08/29/1986
Command-Aire | Command-Aire | SPHD0411 |  | Water-Source | WBAHP: Heat Pump Packaged Unit | Heat Pump | 208 | 1 |  |  | No Match | No Match |  |  |  | 40100 | 3517 | 11.4 | 10 | 52000 | 4010 | 3.8 |  | Federally-Regulated Commercial & Industrial Equipment | 08/07/1998 |  | 10/02/1998
ClimateMaster Inc. | Climate Master Series | CVL036 |  | Water-Source | WBAHP-O: Heat Pump Packaged Un | Heat Pump | 208 | 1 |  |  | No Match | No Match |  |  |  | 35000 | 2966 | 11.8 | 9.3 | 41000 | 3160 | 3.8 | 3.8 | Non Federally-Regulated | 07/31/1991 |  | 03/31/1998
Trane U.S. Inc. | Trane | GEHA030 |  | Water-Source | WBAHP: Heat Pump Packaged Unit | Heat Pump | 208 | 1 |  |  | No Match | No Match |  |  |  | 28158 | 2252 | 12.5 | 10 | 32273 | 2267 | 4.2 |  | Federally-Regulated Commercial & Industrial Equipment | 04/12/2000 |  | 09/25/2002
Waterfurnace International, Inc. | Waterfurnace International, Inc. | SXH016B1 |  | Water-Source | WBAHP: Heat Pump Packaged Unit | Heat Pump | 230 | 1 |  |  | No Match | No Match |  |  |  | 16000 | 1185 | 13.5 | 10 | 20400 | 1195 | 5 |  | Federally-Regulated Commercial & Industrial Equipment | 08/21/1998 |  | 10/02/1998
McQuay / Snyder General | Electro-Hydronics | LWP25BD |  | Water-Source | WBAHP: Heat Pump Packaged Unit | Heat Pump | 230 | 3 |  |  | No Match | No Match |  |  |  | 256000 | 22000 | 11.6 |  | 284000 | 22400 | 3.7 |  | Non Federally-Regulated | 05/11/1988 |  | 03/15/1989
Climate Control / Snyder General | Electro-Hydronics | LWP27AK |  | Water-Source | WBAHP: Heat Pump Packaged Unit | Heat Pump | 208 | 3 |  |  | No Match | No Match |  |  |  | 295200 | 25350 | 11.6 |  | 348000 | 28300 | 3.6 | 2.5 | Non Federally-Regulated | 06/11/1985 |  | 08/29/1986
Mammoth | Mammoth | D014VSBXXX |  | Ground-Water-Source | WBAHP: Heat Pump Packaged Unit | Heat Pump | 208 | 1 |  |  | No Match | No Match |  |  |  | 13000 | 1065 | 12.2 |  | 16300 | 1190 | 4 |  | Non Federally-Regulated | 05/11/1988 |  | 03/15/1989
Florida Heat Pump | Florida Heat Pump | EM028-3CF |  | Water-Source | WBAHP: Heat Pump Packaged Unit | Heat Pump | 208 | 1 |  |  | No Match | No Match |  |  |  | 28000 | 1971 | 14.2 | 10 | 33400 | 2175 | 4.5 |  | Federally-Regulated Commercial & Industrial Equipment | 02/02/1998 |  | 03/31/1998
Snyder General Corp. | McQuay | LHP10BD |  | Water-Source | WBAHP: Heat Pump Packaged Unit | Heat Pump | 230 | 3 |  |  | No Match | No Match |  |  |  | 107000 | 9000 | 11.9 | 9.2 | 120000 | 9200 | 3.8 | 2.5 | Non Federally-Regulated | 02/22/1990 |  | 07/31/1991
Command-Aire | Command-Aire | SWPH-251 |  | Water-Source | WBAHP: Heat Pump Packaged Unit | Heat Pump | 208 | 1 |  |  | No Match | No Match |  |  |  | 32500 | 3550 | 9.2 | 9 | 42000 | 3450 | 3.6 | 3.2 | Non Federally-Regulated | 02/22/1990 |  | 07/31/1991
Mammoth | Hydrobank II | E013HHK |  | Water-Source | WBAHP: Heat Pump Packaged Unit | Heat Pump | 265 | 1 |  |  | No Match | No Match |  |  |  | 12500 | 1190 | 10.5 | 10 | 17200 | 1292 | 3.9 |  | Federally-Regulated Commercial & Industrial Equipment | 06/27/2003 |  | 03/12/2009
McQuay International | McQuay | WCCH/WCCW-030-K |  | Ground-Water-Source | WBAHP: Heat Pump Packaged Unit | Heat Pump | 460 | 3 |  |  | No Match | No Match |  |  |  | 29900 | 2282 | 13.1 | 9 | 25400 | 2480 | 3 |  | Non Federally-Regulated | 11/19/2002 |  | 03/12/2009
California Heat Pump | California Heat Pump | 15R*-12-** |  | Water-Source | WBAHP: Heat Pump Packaged Unit | Heat Pump | 230 | 1 |  |  | No Match | No Match |  |  |  | 13000 | 1450 | 9 | 7.5 | 17000 | 1450 | 3.4 | 2.5 | Non Federally-Regulated | 06/11/1985 |  | 05/11/1988
ClimateMaster Inc. | Carrier | 50HQA/HQD/VQA/VQD024 5 |  | Water-Source | WBAHP: Heat Pump Packaged Unit | Heat Pump | 460 | 3 |  |  | No Match | No Match |  |  |  | 24500 | 1828 | 13.4 | 10 | 28900 | 1841 | 4.6 |  | Federally-Regulated Commercial & Industrial Equipment | 02/02/1998 |  | 03/31/1998
Command-Aire | Command-Aire | RUWP-1533 |  | Water-Source | WBAHP: Heat Pump Packaged Unit | Heat Pump | 208 | 3 |  |  | No Match | No Match |  |  |  | 172000 | 18400 | 9.3 | 9 | 225000 | 18300 | 3.6 |  | Federally-Regulated Commercial & Industrial Equipment | 01/23/1988 |  | 05/11/1988
Climate Control / Snyder General | Electro-Hydronics | LM190C3 |  | Water-Source | WBAHP: Heat Pump Packaged Unit | Heat Pump | 230 | 1 |  |  | No Match | No Match |  |  |  | 18200 | 1825 | 10 | 7.5 | 22600 | 2000 | 3.3 | 2.5 | Non Federally-Regulated | 05/16/1984 |  | 08/29/1986
Climate Control / Snyder General | Electro-Hydronics | CW610GD |  | Water-Source | WBAHP: Heat Pump Packaged Unit | Heat Pump | 230 | 3 |  |  | No Match | No Match |  |  |  | 61500 | 5850 | 10.5 | 7.5 | 69000 | 5790 | 3.5 | 2.5 | Non Federally-Regulated | 05/16/1984 |  | 06/11/1985
Heat Controller | Heat Controller | VWPG066-3B-XL* |  | Water-Source | WBAHP-CB: Heat Pump Split Syst | Heat Pump | 208 | 3 |  |  | No Match | No Match |  |  |  | 67000 | 5153 | 13 | 9 | 75000 | 5940 | 3.7 | 3.5 | Non Federally-Regulated | 02/02/1998 |  | 10/02/1998
Florida Heat Pump | Geomaster, LLC | EP048-1HZ/VT |  | Water-Source | WBAHP: Heat Pump Packaged Unit | Heat Pump | 230 | 1 |  |  | No Match | Single-Speed | 2802 | 240 |  | 48000 | 2807 | 17.1 | 12 | 50000 | 2765 | 5.3 | 4.2 | Federally-Regulated Commercial & Industrial Equipment | 08/23/2011 |  | 04/21/2014
Waterfurnace International, Inc. | Waterfurnace International, Inc. | SXH016A2 |  | Ground-Water-Source | WBAHP: Heat Pump Packaged Unit | Heat Pump | 265 | 1 |  |  | No Match | No Match |  |  |  | 16800 | 1253 | 13.4 | 11 | 18700 | 1336 | 4.1 | 3.5 | Non Federally-Regulated | 03/31/1998 |  | 05/10/1998
Waterfurnace International, Inc. | Waterfurnace International, Inc. | SXV058C3 |  | Water-Source | WBAHP: Heat Pump Packaged Unit | Heat Pump | 208 | 3 |  |  | No Match | No Match |  |  |  | 55000 | 4044 | 13.6 | 10 | 69000 | 4493 | 4.5 |  | Federally-Regulated Commercial & Industrial Equipment | 12/14/1998 |  | 10/05/1999
Carrier Corp. - Syracuse | Carrier | 50YBV036 |  | Ground-Source | WBAHP: Heat Pump Packaged Unit | Heat Pump | 230 | 1 |  |  | No Match | No Match |  |  |  | 34500 | 2156 | 16 |  | 26000 | 2241 | 3.4 |  | Non Federally-Regulated | 03/31/1998 |  | 05/10/1998
Geosystems, LLC | Geosystems, LLC | CHS-H018 |  | Ground-Source | WBAHP: Heat Pump Packaged Unit | Heat Pump | 208 | 1 |  |  | No Match | Single-Speed |  |  |  | 24900 | 1586 | 15.7 | 13.4 | 20200 | 1794 | 3.3 | 3.1 | Non Federally-Regulated | 12/12/2012 |  | 04/19/2013
Waterfurnace International, Inc. | American Standard, Inc. | A1GX030***1**0 |  | Water-Source | WBAHP: Heat Pump Packaged Unit | Heat Pump | 230 | 1 |  |  | No Match | Single-Speed |  |  |  | 28100 | 1544 | 18.2 | 12 | 32700 | 1744 | 5.5 | 4.2 | Federally-Regulated Commercial & Industrial Equipment | 08/23/2011 |  | 10/24/2014
Enertech Global, LLC | Enertech | GSC048 | ACD060 | Water-Source | WBAHP-C: Heat Pump Split Syste | Heat Pump | 230 | 1 |  |  | No Match | Single-Speed |  |  |  | 47800 | 3764 | 12.7 | 12 | 57000 | 3715 | 4.5 | 4.2 | Federally-Regulated Commercial & Industrial Equipment | 04/30/2009 |  | 06/15/2009
McQuay International | McQuay | FCV/FCW/VWH/VWW007B-G |  | Water-Source | WBAHP: Heat Pump Packaged Unit | Heat Pump | 230 | 1 |  |  | No Match | No Match |  |  |  | 6800 | 653 | 10.4 | 10 | 9800 | 755 | 3.8 |  | Federally-Regulated Commercial & Industrial Equipment | 02/02/1998 |  | 03/31/1998
Carrier Corp. - Syracuse | Carrier | 50QEH0725 |  | Water-Source | WBAHP: Heat Pump Packaged Unit | Heat Pump | 230 | 3 |  |  | No Match | No Match |  |  |  | 72000 | 6288 | 11.5 | 10.5 | 92000 | 6420 | 4.2 | 3.8 | Non Federally-Regulated | 07/31/1991 |  | 03/31/1998
Mammoth | Hydrobank II | F072HHJ |  | Water-Source | WBAHP: Heat Pump Packaged Unit | Heat Pump | 208 | 3 |  |  | No Match | No Match |  |  |  | 69000 | 5750 | 12 | 9 | 84000 | 6476 | 3.8 | 3.8 | Federally-Regulated Commercial & Industrial Equipment | 05/23/2000 |  | 01/18/2001
Mammoth | Hydrobank II | F/G070VLF/HLF/DLF |  | Ground-Source | WBAHP: Heat Pump Packaged Unit | Heat Pump | 208 | 3 |  |  | No Match | No Match |  |  |  | 71780 | 5277 | 13.6 |  | 55000 | 5373 | 3 |  | Non Federally-Regulated | 03/31/1998 |  | 05/10/1998
Friedrich Air Conditioning Co. | Climate Master Series | V120-32********** |  | Water-Source | WBAHP: Heat Pump Packaged Unit | Heat Pump | 230 | 3 |  |  | No Match | No Match |  |  |  | 119000 | 11900 | 10 | 7.5 | 131000 | 11000 | 3.5 | 2.2 | Non Federally-Regulated | 08/30/1983 |  | 05/16/1984
Mammoth | Sol-A-Terra II | G064HSB |  | Water-Source | WBAHP-CB: Heat Pump Split Syst | Heat Pump | 460 | 3 |  |  | No Match | No Match |  |  |  | 61000 | 6100 | 10 | 9 | 76000 | 6960 | 3.2 |  | Non Federally-Regulated | 01/22/1990 |  | 07/27/1992
Mammoth | Hydrobank II | K120HHK |  | Water-Source | WBAHP: Heat Pump Packaged Unit | Heat Pump | 575 | 3 |  |  | No Match | No Match |  |  |  | 115500 | 8619 | 13.4 | 9 | 151000 | 11060 | 4 | 3.8 | Federally-Regulated Commercial & Industrial Equipment | 03/22/2001 |  | 03/12/2009
Waterfurnace International, Inc. | Waterfurnace International, Inc. | SXH058C3 |  | Water-Source | WBAHP: Heat Pump Packaged Unit | Heat Pump | 230 | 3 |  |  | No Match | No Match |  |  |  | 55000 | 4074 | 13.5 | 10 | 69000 | 4493 | 4.5 |  | Federally-Regulated Commercial & Industrial Equipment | 02/02/1998 |  | 03/31/1998
Florida Heat Pump | Geomaster, LLC | ES035-1CS | ES035-1AV/AH | Water-Source | WBAHP-CB: Heat Pump Split Syst | Heat Pump | 208 | 1 |  |  | No Match | Dual-Speed |  |  |  | 35300 | 2469 | 14.3 | 12 | 42200 | 2633 | 4.7 | 4.2 | Federally-Regulated Commercial & Industrial Equipment | 06/15/2009 |  | 11/30/2011
Singer | Electro-Hydronics | CC80D3 |  | Water-Source | WBAHP: Heat Pump Packaged Unit | Heat Pump | 230 | 1 |  |  | No Match | No Match |  |  |  | 8500 | 1000 | 8.5 | 7.5 | 10500 | 1100 | 2.8 | 2.5 | Non Federally-Regulated | 09/08/1982 |  | 05/16/1984
Waterfurnace International, Inc. | Waterfurnace International, Inc. | ATH057D3 |  | Ground-Water-Source | WBAHP: Heat Pump Packaged Unit | Heat Pump | 230 | 3 |  |  | No Match | No Match |  |  |  | 62500 | 5081 | 12.3 | 11 | 66000 | 5227 | 3.7 | 3.5 | Non Federally-Regulated | 03/31/1998 |  | 05/10/1998
Florida Heat Pump | Geomaster, LLC | EC036-3CS | EC036-1AH/AV | Water-Source | WBAHP-CB: Heat Pump Split Syst | Heat Pump | 230 | 3 |  |  | No Match | Single-Speed |  |  |  | 35300 | 2577 | 13.7 | 12 | 45000 | 2997 | 4.4 | 4.2 | Federally-Regulated Commercial & Industrial Equipment | 04/30/2009 |  | 04/20/2015
ClimateMaster Inc. | Carrier Corp. | 50YDS064 | FV4***006 | Water-Source | WBAHP-CB: Heat Pump Split Syst | Heat Pump | 230 | 1 |  |  | No Match | Single-Speed |  |  |  | 56900 | 3924 | 14.5 | 12 | 74000 | 4614 | 4.7 | 4.2 | Federally-Regulated Commercial & Industrial Equipment | 01/24/2011 |  | 08/23/2011
Addison Products | Addison Products | HGY072-4A |  | Water-Source | WBAHP-CB: Heat Pump Split Syst | Heat Pump | 460 | 3 |  |  | No Match | No Match |  |  |  | 73900 | 6718 | 11 | 9 | 88800 | 7433 | 3.5 | 3.5 | Non Federally-Regulated | 07/22/2002 |  | 03/12/2009
Florida Heat Pump | Florida Heat Pump | GO072-1HZ/VT |  | Water-Source | WBAHP: Heat Pump Packaged Unit | Heat Pump | 230 | 1 |  |  | No Match | No Match |  |  |  | 68000 | 5913 | 11.5 | 9 | 75000 | 5782 | 3.8 | 3.8 | Federally-Regulated Commercial & Industrial Equipment | 05/29/2001 |  | 03/12/2009
Florida Heat Pump | Energy Miser | HEV 160-4 |  | Water-Source | WBAHP: Heat Pump Packaged Unit | Heat Pump | 460 | 3 |  |  | No Match | No Match |  |  |  | 160000 | 15680 | 10.2 |  | 226000 | 8415 | 4 |  | Non Federally-Regulated | 05/11/1988 |  | 03/15/1989
Florida Heat Pump | Energy Miser | HECS52-3 | HEAH52-3 | Water-Source | WBAHP-C: Heat Pump Split Syste | Heat Pump | 208 | 3 |  |  | No Match | No Match |  |  |  | 48000 | 4445 | 10.8 | 9 | 64000 | 4810 | 3.9 | 3.2 | Non Federally-Regulated | 02/22/1990 |  | 07/31/1991
McQuay International | McQuay | W-FDL/FDS/FMS-1-007-A |  | Water-Source | WBAHP: Heat Pump Packaged Unit | Heat Pump | 115 | 1 |  |  | No Match | No Match |  |  |  | 6800 | 653 | 10.4 | 10 | 9800 | 736 | 3.9 |  | Federally-Regulated Commercial & Industrial Equipment | 09/25/2002 |  | 03/12/2009
McQuay / Snyder General | Electro-Hydronics | CW500G5 |  | Water-Source | WBAHP: Heat Pump Packaged Unit | Heat Pump | 208 | 1 |  |  | No Match | No Match |  |  |  | 50000 | 4850 | 10.3 | 7.5 | 65000 | 4900 | 3.9 | 2.5 | Non Federally-Regulated | 08/29/1986 |  | 05/11/1988
Mammoth | Mammoth | D026V |  | Water-Source | WBAHP: Heat Pump Packaged Unit | Heat Pump | 208 | 1 |  |  | No Match | No Match |  |  |  | 25500 | 2650 | 9.6 | 7.5 | 27500 | 2750 | 2.9 | 2.5 | Non Federally-Regulated | 01/05/1982 |  | 05/16/1984
Singer | Electro-Hydronics | LM120C5 |  | Water-Source | WBAHP: Heat Pump Packaged Unit | Heat Pump | 208 | 1 |  |  | No Match | No Match |  |  |  | 11500 | 1200 | 9.6 | 7.5 | 14000 | 4200 | 3.3 | 2.5 | Non Federally-Regulated | 01/05/1982 |  | 09/08/1982
Waterfurnace International, Inc. | Geotility Geothermal Installations | ZS048**0*1 |  | Ground-Water-Source | WBAHP: Heat Pump Packaged Unit | Heat Pump | 230 | 1 |  |  | No Match | Single-Speed |  |  |  | 52000 | 2222 | 23.4 | 16.2 | 45900 | 3203 | 4.2 | 3.6 | Non Federally-Regulated | 01/24/2011 |  | 04/19/2013
Florida Heat Pump | Energy Miser | HEV 68-2 |  | Water-Source | WBAHP: Heat Pump Packaged Unit | Heat Pump | 265 | 1 |  |  | No Match | No Match |  |  |  | 68000 | 6070 | 11.2 | 9.2 | 88000 | 6450 | 4 | 2.5 | Non Federally-Regulated | 06/11/1985 |  | 05/11/1988
McQuay International | McQuay | FCV/FCW/VWH/VWW015B-G |  | Water-Source | WBAHP: Heat Pump Packaged Unit | Heat Pump | 208 | 1 |  |  | No Match | No Match |  |  |  | 13100 | 1065 | 12.3 | 10 | 17200 | 1229 | 4.1 |  | Federally-Regulated Commercial & Industrial Equipment | 02/02/1998 |  | 03/31/1998
Florida Heat Pump | Florida Heat Pump | EM031-1CF |  | Water-Source | WBAHP: Heat Pump Packaged Unit | Heat Pump | 208 | 1 |  |  | No Match | No Match |  |  |  | 32000 | 2285 | 14 | 9.3 | 42000 | 2735 | 4.5 | 3.8 | Federally-Regulated Commercial & Industrial Equipment | 03/31/1998 |  | 05/10/1998
Climate Control / Snyder General | Trane | WPHA19XD* |  | Water-Source | WBAHP: Heat Pump Packaged Unit | Heat Pump | 265 | 1 |  |  | No Match | No Match |  |  |  | 20000 | 1869 | 10.7 | 7.5 | 25600 | 2084 | 3.9 | 2.5 | Non Federally-Regulated | 05/16/1984 |  | 05/11/1988
Waterfurnace International, Inc. | Spectra | SXH058A1 |  | Water-Source | WBAHP: Heat Pump Packaged Unit | Heat Pump | 208 | 1 |  |  | No Match | No Match |  |  |  | 55000 | 4231 | 13 | 10 | 69000 | 4493 | 4.5 |  | Federally-Regulated Commercial & Industrial Equipment | 06/02/1993 |  | 06/03/1993
ClimateMaster Inc. | Climate Master | GSS024BG | FK4CNF003 | Ground-Water-Source | WBAHP-CB: Heat Pump Split Syst | Heat Pump | 208 | 1 |  |  | No Match | Single-Speed |  |  |  | 25700 | 1248 | 20.6 | 16.2 | 22800 | 1714 | 3.9 | 3.6 | Non Federally-Regulated | 09/15/2009 |  | 02/17/2011
Command-Aire | Command-Aire | SWP-3544 |  | Water-Source | WBAHP: Heat Pump Packaged Unit | Heat Pump | 460 | 3 |  |  | No Match | No Match |  |  |  | 438000 | 47400 | 9.2 | 9 | 608000 | 49700 | 3.6 |  | Federally-Regulated Commercial & Industrial Equipment | 01/23/1988 |  | 05/11/1988
Snyder General Corp. | McQuay | FCV007A*A |  | Water-Source | WBAHP: Heat Pump Packaged Unit | Heat Pump | 115 | 1 |  |  | No Match | No Match |  |  |  | 7000 | 660 | 10.6 | 9 | 8400 | 703 | 3.5 | 3.2 | Non Federally-Regulated | 02/22/1990 |  | 07/31/1991
Mammoth | Hydrobank II | D014HLG |  | Ground-Water-Source | WBAHP: Heat Pump Packaged Unit | Heat Pump | 230 | 1 |  |  | No Match | No Match |  |  |  | 14200 | 1014 | 14 | 9 | 10700 | 1011 | 3.1 |  | Non Federally-Regulated | 07/22/2002 |  | 03/12/2009
Friedrich Air Conditioning Co. | Climate Master Series | V200-32********** |  | Water-Source | WBAHP: Heat Pump Packaged Unit | Heat Pump | 208 | 3 |  |  | No Match | No Match |  |  |  | 202000 | 19500 | 10.4 |  | 218000 | 18800 | 3.4 | 2.5 | Non Federally-Regulated | 06/11/1985 |  | 08/29/1986
Waterfurnace International, Inc. | Eagle Mountain | GTS038A1 | GAH036* | Ground-Source | WBAHP-CB: Heat Pump Split Syst | Heat Pump | 208 | 1 |  |  | No Match | Dual-Speed |  |  |  | 35000 | 2047 | 17.1 | 13.4 | 25700 | 1983 | 3.8 | 3.1 | Non Federally-Regulated | 08/23/2011 |  | 04/19/2013
Command-Aire | Command-Aire | RUWP-1533 |  | Water-Source | WBAHP: Heat Pump Packaged Unit | Heat Pump | 230 | 3 |  |  | No Match | No Match |  |  |  | 172000 | 18400 | 9.3 |  | 225000 | 18300 | 3.6 |  | Non Federally-Regulated | 05/11/1988 |  | 03/15/1989
McQuay International | McQuay | W-CDL/CDS/CMS-1-024-K |  | Water-Source | WBAHP: Heat Pump Packaged Unit | Heat Pump | 460 | 3 |  |  | No Match | No Match |  |  |  | 25000 | 2066 | 12.1 | 10 | 30000 | 2253 | 3.9 |  | Federally-Regulated Commercial & Industrial Equipment | 11/14/2000 |  | 03/12/2009
Florida Heat Pump | Florida Heat Pump | EM042-1VT/HZ/CF |  | Water-Source | WBAHP: Heat Pump Packaged Unit | Heat Pump | 230 | 1 |  |  | No Match | No Match |  |  |  | 42000 | 3181 | 13.2 | 10 | 51000 | 3475 | 4.3 |  | Federally-Regulated Commercial & Industrial Equipment | 10/05/1999 |  | 04/12/2000
Addison Products | Addison Products | WRH032-1JA | HRH032-1J/1JB | Water-Source | WBAHP-C: Heat Pump Split Syste | Heat Pump | 230 | 1 |  |  | No Match | No Match |  |  |  | 30200 | 2745 | 11 | 10 | 37600 | 2899 | 3.8 |  | Federally-Regulated Commercial & Industrial Equipment | 02/02/1998 |  | 03/31/1998
Waterfurnace International, Inc. | Waterfurnace International, Inc. | CC/CE/CS/CW07*2 |  | Water-Source | WBAHP-O: Heat Pump Packaged Un | Heat Pump | 265 | 1 |  |  | No Match | No Match |  |  |  | 7100 | 507 | 14 | 10 | 9300 | 579 | 4.7 |  | Federally-Regulated Commercial & Industrial Equipment | 11/14/2000 |  | 01/18/2001
ClimateMaster Inc. | Carrier Corp. | RVC/RHC009 3 |  | Water-Source | WBAHP: Heat Pump Packaged Unit | Heat Pump | 208 | 1 |  |  | No Match | Single-Speed |  |  |  | 8300 | 654 | 12.7 | 11.2 | 10800 | 736 | 4.3 | 4.2 | Federally-Regulated Commercial & Industrial Equipment | 02/09/2009 |  | 02/17/2011
Marvair | Marvair | WVP57HPC |  | Water-Source | WBAHP: Heat Pump Packaged Unit | Heat Pump | 208 | 3 |  |  | No Match | No Match |  |  |  | 56400 | 5371 | 10.5 | 9 | 71400 | 5656 | 3.7 | 3.2 | Non Federally-Regulated | 05/11/1988 |  | 03/15/1989
Command-Aire | Command-Aire | RUWP-1833 |  | Water-Source | WBAHP: Heat Pump Packaged Unit | Heat Pump | 230 | 3 |  |  | No Match | No Match |  |  |  | 195000 | 22800 | 8.5 |  | 257000 | 22700 | 3.3 | 2.5 | Non Federally-Regulated | 06/11/1985 |  | 05/11/1988
Waterfurnace International, Inc. | Waterfurnace International, Inc. | SXH019*0 |  | Ground-Water-Source | WBAHP: Heat Pump Packaged Unit | Heat Pump | 208 | 1 |  |  | No Match | No Match |  |  |  | 19200 | 1371 | 14 | 9 | 15100 | 1301 | 3.4 |  | Non Federally-Regulated | 10/06/1999 |  | 05/19/2000
Florida Heat Pump | Energy Miser | LTCS 70-1 | LTAH 70-1 | Ground-Water-Source | WBAHP-CB: Heat Pump Split Syst | Heat Pump | 208 | 1 |  |  | No Match | No Match |  |  |  | 64000 | 6275 | 10.2 |  | 76000 | 6750 | 3.3 |  | Non Federally-Regulated | 02/22/1990 |  | 07/31/1991
Command-Aire | Command-Aire | SWP613E |  | Water-Source | WBAHP: Heat Pump Packaged Unit | Heat Pump | 208 | 3 |  |  | No Match | No Match |  |  |  | 62000 | 5640 | 11 | 9 | 78000 | 5710 | 4 | 3.2 | Non Federally-Regulated | 02/22/1990 |  | 07/31/1991
Enertech Global, LLC | Roth Industries, Inc. | RXT036C |  | Ground-Water-Source | WBAHP: Heat Pump Packaged Unit | Heat Pump | 208 | 1 |  |  | No Match | Single-Speed |  |  |  | 40900 | 1748 | 23.4 | 16.2 | 35700 | 2135 | 4.9 | 3.6 | Non Federally-Regulated | 12/12/2012 |  | 04/21/2014
Waterfurnace International, Inc. | Waterfurnace International, Inc. | SXH013B1 |  | Ground-Water-Source | WBAHP: Heat Pump Packaged Unit | Heat Pump | 230 | 1 |  |  | No Match | No Match |  |  |  | 13300 | 847 | 15.7 | 9 | 9700 | 861 | 3.3 |  | Non Federally-Regulated | 08/21/1998 |  | 10/02/1998
Carrier Corp. | Carrier | 50QEH0425 |  | Water-Source | WBAHP: Heat Pump Packaged Unit | Heat Pump | 208 | 3 |  |  | No Match | No Match |  |  |  | 40500 | 3490 | 11.6 | 9 | 49000 | 3856 | 3.8 | 3.2 | Federally-Regulated Commercial & Industrial Equipment | 12/12/1988 |  | 02/22/1990
McQuay / Snyder General | Electro-Hydronics | FC420G5 |  | Water-Source | WBAHP: Heat Pump Packaged Unit | Heat Pump | 208 | 1 |  |  | No Match | No Match |  |  |  | 42000 | 3850 | 10.9 | 7.5 | 52000 | 4100 | 3.7 | 2.5 | Non Federally-Regulated | 08/29/1986 |  | 05/11/1988
Mammoth | Hydrobank II | D024HHH/VHH |  | Water-Source | WBAHP: Heat Pump Packaged Unit | Heat Pump | 230 | 1 |  |  | No Match | No Match |  |  |  | 24600 | 2157 | 11.4 | 10 | 31700 | 2444 | 3.8 |  | Federally-Regulated Commercial & Industrial Equipment | 07/29/1998 |  | 10/02/1998
Florida Heat Pump | Energy Miser | HECS42-1 | HEAH42-1 | Water-Source | WBAHP-C: Heat Pump Split Syste | Heat Pump | 230 | 1 |  |  | No Match | No Match |  |  |  | 41500 | 3770 | 11 | 9 | 51000 | 3830 | 3.9 | 3.2 | Non Federally-Regulated | 05/11/1988 |  | 03/15/1989
Trane U.S. Inc. | Trane | WPRD0091 |  | Water-Source | WBAHP-O: Heat Pump Packaged Un | Heat Pump | 265 | 1 |  |  | No Match | No Match |  |  |  | 9000 | 810 | 11.1 | 10 | 12200 | 871 | 4.1 |  | Federally-Regulated Commercial & Industrial Equipment | 02/02/1998 |  | 03/31/1998
Hydro Delta Corp. | Hydro Delta Corp. | 03-036-WTARW-HM |  | Water-Source | WBAHP-CB: Heat Pump Split Syst | Heat Pump | 230 | 1 |  |  | No Match | No Match |  |  |  | 38000 | 2923 | 13 | 9 | 43000 | 3150 | 4 | 3.5 | Non Federally-Regulated | 12/14/1998 |  | 10/05/1999
Florida Heat Pump | Bosch | CP036-1HZ/VT |  | Ground-Water-Source | WBAHP: Heat Pump Packaged Unit | Heat Pump | 230 | 1 |  |  |  | Single-Speed |  |  |  | 40200 | 1552 | 25.9 | 16.2 | 34400 | 2058 | 4.9 | 3.6 | Non Federally-Regulated | 04/22/2015 |  | 05/01/2015
Bard Manufacturing Company, Inc. | Bard | QW421-A |  | Ground-Water-Source | WBAHP: Heat Pump Packaged Unit | Heat Pump | 208 | 1 |  |  | No Match | No Match |  |  |  | 39500 | 2453 | 16.1 | 9 | 26200 | 2398 | 3.2 |  | Non Federally-Regulated | 01/24/2002 |  | 07/18/2002
California Heat Pump | Trane | WPVB-0612 |  | Water-Source | WBAHP: Heat Pump Packaged Unit | Heat Pump | 230 | 1 |  |  | No Match | No Match |  |  |  | 61000 | 6120 | 10 | 7.5 | 77000 | 6450 | 3.5 | 2.5 | Non Federally-Regulated | 06/11/1985 |  | 05/11/1988
Waterfurnace International, Inc. | Rybacki - Hart Enterprises | GS018**0*0 |  | Ground-Water-Source | WBAHP: Heat Pump Packaged Unit | Heat Pump | 230 | 1 |  |  | No Match | Single-Speed |  |  |  | 20700 | 812 | 25.5 | 16.2 | 18400 | 1226 | 4.4 | 3.6 | Non Federally-Regulated | 01/24/2011 |  | 04/19/2013
Waterfurnace International, Inc. | Johnson Controls | RKV/RKH042**0*4 |  | Water-Source | WBAHP: Heat Pump Packaged Unit | Heat Pump | 208 | 1 |  |  | No Match | Single-Speed |  |  |  | 40100 | 2416 | 16.6 | 12 | 42800 | 2460 | 5.1 | 4.2 | Federally-Regulated Commercial & Industrial Equipment | 09/03/2012 |  | 01/09/2014
Addison Products | Heat Controller | HWY007-1A |  | Water-Source | WBAHP: Heat Pump Packaged Unit | Heat Pump | 230 | 1 |  |  | No Match | No Match |  |  |  | 7700 | 647 | 11.9 | 10 | 10300 | 701 | 4.3 |  | Federally-Regulated Commercial & Industrial Equipment | 11/17/1999 |  | 04/12/2000
Waterfurnace International, Inc. | Rybacki - Hart Enterprises | ZS048**3*0 |  | Ground-Source | WBAHP: Heat Pump Packaged Unit | Heat Pump | 208 | 3 |  |  | No Match | Single-Speed |  |  |  | 49500 | 2946 | 16.8 | 13.4 | 36900 | 3277 | 3.3 | 3.1 | Non Federally-Regulated | 01/24/2011 |  | 04/19/2013
Command-Aire | Command-Aire | RWP-403 |  | Water-Source | WBAHP: Heat Pump Packaged Unit | Heat Pump | 208 | 3 |  |  | No Match | No Match |  |  |  | 45900 | 4590 | 10 | 9 | 58200 | 4770 | 3.6 | 3.2 | Non Federally-Regulated | 05/11/1988 |  | 03/15/1989
Enertech Global, LLC | Enertech | GST072A | MPD072 | Ground-Source | WBAHP-CB: Heat Pump Split Syst | Heat Pump | 230 | 1 |  |  | No Match | Single-Speed | 3571 | 693 | 1 | 67800 | 4264 | 15.9 | 13.4 | 51200 | 4413 | 3.4 | 3.1 | Non Federally-Regulated | 12/12/2012 |  | 04/29/2015
Addison Products | Addison Products | HPY096-3A |  | Water-Source | WBAHP: Heat Pump Packaged Unit | Heat Pump | 208 | 3 |  |  | No Match | No Match |  |  |  | 94300 | 7924 | 11.9 | 9 | 123000 | 9009 | 4 | 3.8 | Federally-Regulated Commercial & Industrial Equipment | 11/14/2000 |  | 01/24/2002
Snyder General Corp. | McQuay | VE390FK |  | Water-Source | WBAHP: Heat Pump Packaged Unit | Heat Pump | 208 | 3 |  |  | No Match | No Match |  |  |  | 39000 | 3700 | 10.5 | 9 | 48000 | 4020 | 3.5 | 3.2 | Non Federally-Regulated | 02/22/1990 |  | 07/31/1991
Waterfurnace International, Inc. | American Standard, Inc. | A1GC042***1**4 |  | Water-Source | WBAHP: Heat Pump Packaged Unit | Heat Pump | 208 | 1 |  |  | No Match | Single-Speed |  |  |  | 40800 | 2615 | 15.6 | 12 | 45400 | 2661 | 5 | 4.2 | Federally-Regulated Commercial & Industrial Equipment | 08/23/2011 |  | 10/24/2014
Addison Products | Addison Products | HGY042-5A |  | Ground-Water-Source | WBAHP: Heat Pump Packaged Unit | Heat Pump | 575 | 3 |  |  | No Match | No Match |  |  |  | 47000 | 3560 | 13.2 | 9 | 30900 | 3017 | 3 |  | Non Federally-Regulated | 07/22/2002 |  | 03/12/2009
Heat Controller | Heat Controller | HWPG020-1B** |  | Ground-Water-Source | WBAHP: Heat Pump Packaged Unit | Heat Pump | 208 | 1 |  |  | No Match | No Match |  |  |  | 19000 | 1407 | 13.5 | 11 | 20400 | 1494 | 4 | 3.5 | Non Federally-Regulated | 03/31/1998 |  | 05/10/1998
Command-Aire | Command-Aire | RWP-1044 |  | Water-Source | WBAHP: Heat Pump Packaged Unit | Heat Pump | 460 | 3 |  |  | No Match | No Match |  |  |  | 117000 | 11800 | 9.9 | 9.2 | 149000 | 11700 | 3.7 | 2.5 | Non Federally-Regulated | 02/22/1990 |  | 07/31/1991
Carrier Corp. | Carrier | 50QEH0074 |  | Water-Source | WBAHP: Heat Pump Packaged Unit | Heat Pump | 265 | 1 |  |  | No Match | No Match |  |  |  | 7400 | 598 | 12.4 | 9 | 9400 | 620 | 4.4 | 3.2 | Non Federally-Regulated | 02/22/1990 |  | 07/31/1991
ClimateMaster Inc. | Climate Master | TZV/H036B |  | Water-Source | WBAHP: Heat Pump Packaged Unit | Heat Pump | 208 | 1 |  |  | No Match | Single-Speed |  |  |  | 34300 | 2272 | 15.1 | 12 | 42000 | 2676 | 4.6 | 4.2 | Federally-Regulated Commercial & Industrial Equipment | 01/09/2014 |  | 04/29/2015
Florida Heat Pump | Florida Heat Pump | EP036-1HZ/VT |  | Ground-Source | WBAHP: Heat Pump Packaged Unit | Heat Pump | 230 | 1 |  |  | No Match | Single-Speed |  |  |  | 37500 | 1904 | 19.7 | 13.4 | 28000 | 2001 | 4.1 | 3.1 | Non Federally-Regulated | 01/24/2011 |  | 06/14/2011
Florida Heat Pump | Geomaster, LLC | ES048-1CF/HZ/VT |  | Ground-Source | WBAHP: Heat Pump Packaged Unit | Heat Pump | 230 | 1 |  |  | No Match | Single-Speed |  |  |  | 51000 | 2849 | 17 | 13.4 | 38000 | 3010 | 3.7 | 3.1 | Non Federally-Regulated | 06/23/2011 |  | 04/20/2015
Florida Heat Pump | Florida Heat Pump | CE049-1CS*-*****A | SM048-1AV/AH*-***A*A | Ground-Water-Source | WBAHP-CB: Heat Pump Split Syst | Both Heat Pump and Electric Re | 208 | 1 |  |  | No Match | Dual-Speed |  |  |  | 50400 | 2695 | 18.7 | 16.2 | 46400 | 3317 | 4.1 | 3.6 | Non Federally-Regulated | 10/24/2014 |  | 04/01/2015
USPower Climate Control | USPower Climate Control | GSDXC4800 | GSDXV4800 | Water-Source | WBAHP-C: Heat Pump Split Syste | Heat Pump | 230 | 1 |  |  | No Match | No Match |  |  |  | 48000 | 2909 | 16.5 | 9 | 48000 | 2963 | 4.7 | 3.2 | Federally-Regulated Commercial & Industrial Equipment | 03/20/1991 |  | 07/31/1991
McQuay / Snyder General | Electro-Hydronics | CCH015A*G |  | Water-Source | WBAHP: Heat Pump Packaged Unit | Heat Pump | 230 | 1 |  |  | No Match | No Match |  |  |  | 14000 | 1110 | 12.6 | 9 | 17000 | 1150 | 4.3 | 3.2 | Non Federally-Regulated | 05/11/1988 |  | 03/15/1989
Mammoth | Hydrobank II | K052VHJ |  | Water-Source | WBAHP: Heat Pump Packaged Unit | Heat Pump | 575 | 3 |  |  | No Match | No Match |  |  |  | 53500 | 4734 | 11.3 | 10 | 69500 | 5221 | 3.9 |  | Federally-Regulated Commercial & Industrial Equipment | 05/23/2000 |  | 01/18/2001
Carrier Corp. | Carrier | 50QXH0184 |  | Water-Source | WBAHP: Heat Pump Packaged Unit | Heat Pump | 265 | 1 |  |  | No Match | No Match |  |  |  | 18500 | 1637 | 11.3 | 9 | 21800 | 1681 | 3.8 | 3.2 | Non Federally-Regulated | 10/10/1989 |  | 07/31/1991
Florida Heat Pump | Florida Heat Pump | EM048-3CS | EM048-1AH/AV | Ground-Water-Source | WBAHP-CB: Heat Pump Split Syst | Heat Pump | 208 | 3 |  |  | No Match | No Match |  |  |  | 50000 | 4000 | 12.5 | 9 | 37000 | 3387 | 3.2 |  | Non Federally-Regulated | 07/22/2002 |  | 03/12/2009
Waterfurnace International, Inc. | Geotility Geothermal Installations | ZS030**3*0 |  | Ground-Water-Source | WBAHP: Heat Pump Packaged Unit | Heat Pump | 208 | 3 |  |  | No Match | Single-Speed |  |  |  | 32900 | 1430 | 23 | 16.2 | 28300 | 2074 | 4 | 3.6 | Non Federally-Regulated | 01/24/2011 |  | 04/19/2013
Waterfurnace International, Inc. | Rybacki - Hart Enterprises | ZS048**3*4 |  | Ground-Water-Source | WBAHP: Heat Pump Packaged Unit | Heat Pump | 230 | 3 |  |  | No Match | Single-Speed |  |  |  | 52000 | 2222 | 23.4 | 16.2 | 45900 | 3203 | 4.2 | 3.6 | Non Federally-Regulated | 06/14/2011 |  | 04/19/2013
Inter-City Products Corp. | McQuay | FCV015A*N |  | Water-Source | WBAHP: Heat Pump Packaged Unit | Heat Pump | 265 | 1 |  |  | No Match | No Match |  |  |  | 13200 | 1128 | 11.7 | 9.3 | 16000 | 1207 | 3.9 | 3.8 | Non Federally-Regulated | 07/31/1991 |  | 03/31/1998
Snyder General Corp. | American Air Filter | GHW-07 |  | Water-Source | WBAHP: Heat Pump Packaged Unit | Heat Pump | 208 | 1 |  |  | No Match | No Match |  |  |  | 6300 | 630 | 10 | 9 | 9100 | 784 | 3.4 | 3.2 | Federally-Regulated Commercial & Industrial Equipment | 01/22/1990 |  | 07/27/1992
Florida Heat Pump | Florida Heat Pump | GT048-4CF/HZ/VT |  | Water-Source | WBAHP: Heat Pump Packaged Unit | Heat Pump | 460 | 3 |  |  | No Match | No Match |  |  |  | 46000 | 3739 | 12.3 | 10 | 61500 | 3833 | 4.7 |  | Federally-Regulated Commercial & Industrial Equipment | 04/12/2000 |  | 05/29/2001
Mammoth | Hydrobank II | D024HHJ |  | Water-Source | WBAHP: Heat Pump Packaged Unit | Heat Pump | 230 | 1 |  |  | No Match | No Match |  |  |  | 23800 | 2266 | 10.5 | 10 | 31700 | 2381 | 3.9 |  | Federally-Regulated Commercial & Industrial Equipment | 11/14/2000 |  | 01/18/2001
California Heat Pump | Aqua-Matic | 52H**-34-** |  | Water-Source | WBAHP: Heat Pump Packaged Unit | Heat Pump | 460 | 3 |  |  | No Match | No Match |  |  |  | 52000 | 5000 | 10.4 | 7.5 | 59000 | 4900 | 3.5 | 2.5 | Non Federally-Regulated | 06/11/1985 |  | 05/11/1988
McQuay / Snyder General | Electro-Hydronics | WE120E5 |  | Water-Source | WBAHP: Heat Pump Packaged Unit | Heat Pump | 208 | 1 |  |  | No Match | No Match |  |  |  | 11500 | 927 | 12.4 | 9 | 12800 | 1103 | 3.4 | 3.2 | Non Federally-Regulated | 05/11/1988 |  | 03/15/1989
Waterfurnace International, Inc. | Geotility Geothermal Installations | ZS036**0*1 |  | Ground-Source | WBAHP: Heat Pump Packaged Unit | Heat Pump | 208 | 1 |  |  | No Match | Single-Speed |  |  |  | 34500 | 1994 | 17.3 | 13.4 | 26000 | 2177 | 3.5 | 3.1 | Non Federally-Regulated | 01/24/2011 |  | 04/19/2013
Waterfurnace International, Inc. | Waterfurnace International, Inc. | P019**0 |  | Water-Source | WBAHP: Heat Pump Packaged Unit | Heat Pump | 208 | 1 |  |  | No Match | No Match |  |  |  | 18800 | 1125 | 16.7 | 10 | 21900 | 1283 | 5 |  | Federally-Regulated Commercial & Industrial Equipment | 05/19/2000 |  | 02/17/2011
McQuay / Snyder General | Electro-Hydronics | FW550F3 |  | Water-Source | WBAHP: Heat Pump Packaged Unit | Heat Pump | 230 | 1 |  |  | No Match | No Match |  |  |  | 55000 | 5670 | 9.7 | 9 | 67000 | 5610 | 3.5 | 3.2 | Non Federally-Regulated | 05/11/1988 |  | 03/15/1989
American Air Filter | Enercon | HW 40 |  | Water-Source | WBAHP: Heat Pump Packaged Unit | Heat Pump | 230 | 3 |  |  | No Match | No Match |  |  |  | 39500 | 4540 | 8.7 | 7.5 | 48500 | 4738 | 3 | 2.5 | Non Federally-Regulated | 08/30/1983 |  | 05/16/1984
Waterfurnace International, Inc. | Johnson Controls | RGSV/RGSH036**2*4 |  | Ground-Water-Source | WBAHP: Heat Pump Packaged Unit | Heat Pump | 265 | 1 |  |  | No Match | Single-Speed |  |  |  | 37700 | 1639 | 23 | 16.2 | 33000 | 2249 | 4.3 | 3.6 | Non Federally-Regulated | 06/14/2011 |  | 03/02/2012
ClimateMaster Inc. | Climate Master Series | GSV/GSH018AE |  | Ground-Water-Source | WBAHP: Heat Pump Packaged Unit | Heat Pump | 265 | 1 |  |  | No Match | No Match |  |  |  | 18400 | 1150 | 16 | 9 | 13600 | 1207 | 3.3 |  | Non Federally-Regulated | 04/10/2000 |  | 07/18/2002
Waterfurnace International, Inc. | Waterfurnace International, Inc. | P066**3 |  | Ground-Water-Source | WBAHP: Heat Pump Packaged Unit | Heat Pump | 208 | 3 |  |  | No Match | No Match |  |  |  | 67000 | 5000 | 13.4 | 9 | 50000 | 4883 | 3 |  | Non Federally-Regulated | 05/19/2000 |  | 07/18/2002
Singer | Electro-Hydronics | FC240CD |  | Water-Source | WBAHP: Heat Pump Packaged Unit | Heat Pump | 230 | 3 |  |  | No Match | No Match |  |  |  | 24000 | 2850 | 8.4 | 7.5 | 28400 | 2900 | 2.9 | 2.5 | Non Federally-Regulated | 09/08/1982 |  | 05/16/1984
Climate Control / Snyder General | Electro-Hydronics | LHP12AK |  | Water-Source | WBAHP: Heat Pump Packaged Unit | Heat Pump | 208 | 3 |  |  | No Match | No Match |  |  |  | 128000 | 11000 | 11.6 | 9.2 | 142000 | 11200 | 3.7 | 2.5 | Non Federally-Regulated | 05/16/1984 |  | 08/29/1986
Waterfurnace International, Inc. | Eagle Mountain | QT072**1 |  | Ground-Source | WBAHP: Heat Pump Packaged Unit | Heat Pump | 230 | 1 |  |  | No Match | Dual-Speed | 4250 | 450 | 1 | 69100 | 4701 | 14.7 | 13.4 | 49100 | 3997 | 3.6 | 3.1 | Non Federally-Regulated | 01/10/2012 |  | 04/19/2013
Econar | Econar | GH590 |  | Ground-Source | WBAHP: Heat Pump Packaged Unit | Heat Pump | 208 | 1 |  |  | No Match | No Match |  |  |  | 57500 | 4831 | 11.9 |  | 55500 | 5247 | 3.1 |  | Non Federally-Regulated | 03/31/1998 |  | 05/10/1998
Addison Products | Addison Products | DWPG066-1B-XL* |  | Ground-Water-Source | WBAHP: Heat Pump Packaged Unit | Heat Pump | 208 | 1 |  |  | No Match | No Match |  |  |  | 65000 | 5038 | 12.9 | 9 | 48000 | 5024 | 2.8 |  | Non Federally-Regulated | 12/14/1998 |  | 04/10/2000
Singer | Electro-Hydronics | QW160D6 |  | Water-Source | WBAHP: Heat Pump Packaged Unit | Heat Pump | 230 | 1 |  |  | No Match | No Match |  |  |  | 14000 | 1850 | 7.6 | 7.5 | 18000 | 2050 | 2.6 | 2.5 | Non Federally-Regulated | 09/08/1982 |  | 05/16/1984
Snyder General Corp. | McQuay | LE090C7 |  | Water-Source | WBAHP-O: Heat Pump Packaged Un | Heat Pump | 265 | 1 |  |  | No Match | No Match |  |  |  | 8700 | 825 | 10.5 | 9 | 10000 | 850 | 3.4 | 3.2 | Non Federally-Regulated | 02/22/1990 |  | 07/31/1991
McQuay / Snyder General | Electro-Hydronics | LHP22AP |  | Water-Source | WBAHP: Heat Pump Packaged Unit | Heat Pump | 460 | 3 |  |  | No Match | No Match |  |  |  | 240400 | 20550 | 11.7 |  | 270000 | 21400 | 3.7 |  | Non Federally-Regulated | 05/11/1988 |  | 03/15/1989
McQuay / Snyder General | Electro-Hydronics | UC630G5 |  | Water-Source | WBAHP: Heat Pump Packaged Unit | Heat Pump | 208 | 1 |  |  | No Match | No Match |  |  |  | 63000 | 6430 | 9.8 | 7.5 | 79000 | 6430 | 3.6 | 2.5 | Non Federally-Regulated | 08/29/1986 |  | 05/11/1988
Waterfurnace International, Inc. | American Standard, Inc. | A1GC070***1**4 |  | Ground-Water-Source | WBAHP: Heat Pump Packaged Unit | Heat Pump | 208 | 1 |  |  | No Match | Single-Speed | 2533 | 800 |  | 70000 | 3333 | 21 | 16.2 | 64100 | 4697 | 4 | 3.6 | Non Federally-Regulated | 08/23/2011 |  | 10/24/2014
Waterfurnace International, Inc. | American Standard, Inc. | A1GC030***1**0 |  | Ground-Source | WBAHP: Heat Pump Packaged Unit | Heat Pump | 230 | 1 |  |  | No Match | Single-Speed |  |  |  | 29000 | 1706 | 17 | 13.4 | 22800 | 1909 | 3.5 | 3.1 | Non Federally-Regulated | 08/23/2011 |  | 10/24/2014
Waterfurnace International, Inc. | Waterfurnace International, Inc. | ATH066*1 |  | Ground-Water-Source | WBAHP: Heat Pump Packaged Unit | Heat Pump | 208 | 1 |  |  | No Match | No Match |  |  |  | 67000 | 5000 | 13.4 | 9 | 50000 | 4883 | 3 |  | Non Federally-Regulated | 10/06/1999 |  | 05/19/2000
Waterfurnace International, Inc. | Geotility Geothermal Installations | ZS036**2*4 |  | Ground-Source | WBAHP: Heat Pump Packaged Unit | Heat Pump | 265 | 1 |  |  | No Match | Single-Speed |  |  |  | 34500 | 1994 | 17.3 | 13.4 | 26000 | 2117 | 3.6 | 3.1 | Non Federally-Regulated | 03/02/2012 |  | 04/19/2013
ClimateMaster Inc. | Climate Master Series | HS/VS048G |  | Water-Source | WBAHP: Heat Pump Packaged Unit | Heat Pump | 208 | 1 |  |  | No Match | No Match |  |  |  | 47500 | 4318 | 11 | 10 | 57000 | 4394 | 3.8 |  | Federally-Regulated Commercial & Industrial Equipment | 11/14/2000 |  | 01/18/2001
Florida Heat Pump | Energy Miser | HEH124-3 |  | Water-Source | WBAHP: Heat Pump Packaged Unit | Heat Pump | 208 | 3 |  |  | No Match | No Match |  |  |  | 122000 | 11510 | 10.6 | 10.5 | 166000 | 12805 | 3.8 | 3.8 | Non Federally-Regulated | 07/31/1991 |  | 03/31/1998
Waterfurnace International, Inc. | Geotility Geothermal Installations | ZS023**2*0 |  | Ground-Source | WBAHP: Heat Pump Packaged Unit | Heat Pump | 265 | 1 |  |  | No Match | Single-Speed |  |  |  | 23900 | 1423 | 16.8 | 13.4 | 17000 | 1465 | 3.4 | 3.1 | Non Federally-Regulated | 01/24/2011 |  | 04/19/2013
Command-Aire | Command-Aire | RUWP-504 |  | Water-Source | WBAHP: Heat Pump Packaged Unit | Heat Pump | 460 | 3 |  |  | No Match | No Match |  |  |  | 58600 | 5925 | 9.9 | 7.5 | 74700 | 5890 | 3.7 | 2.5 | Non Federally-Regulated | 01/05/1982 |  | 01/23/1988
McQuay International | McQuay | CCH/CCW/HWH/HWW009C-N |  | Water-Source | WBAHP: Heat Pump Packaged Unit | Heat Pump | 265 | 1 |  |  | No Match | No Match |  |  |  | 8700 | 790 | 11 | 10 | 12000 | 901 | 3.9 |  | Federally-Regulated Commercial & Industrial Equipment | 02/02/1998 |  | 03/31/1998
Waterfurnace International, Inc. | Rybacki - Hart Enterprises | QT049**1 |  | Ground-Source | WBAHP: Heat Pump Packaged Unit | Heat Pump | 208 | 1 |  |  | No Match | Dual-Speed |  |  |  | 43800 | 2687 | 16.3 | 13.4 | 33400 | 2719 | 3.6 | 3.1 | Non Federally-Regulated | 01/24/2011 |  | 04/19/2013
ClimateMaster Inc. | Climate Master Series | HE/VE019G |  | Ground-Water-Source | WBAHP: Heat Pump Packaged Unit | Heat Pump | 230 | 1 |  |  | No Match | No Match |  |  |  | 21500 | 1535 | 14 | 9 | 14000 | 1367 | 3 |  | Non Federally-Regulated | 04/10/2000 |  | 11/14/2000
ClimateMaster Inc. | Climate Master Series | VP/HP036 F/H |  | Water-Source | WBAHP: Heat Pump Packaged Unit | Heat Pump | 460 | 3 |  |  | No Match | No Match |  |  |  | 35000 | 2692 | 13 | 10 | 43000 | 2930 | 4.3 |  | Federally-Regulated Commercial & Industrial Equipment | 02/02/1998 |  | 03/31/1998
Mammoth | Hydrobank II | D014HHS/VHS |  | Water-Source | WBAHP: Heat Pump Packaged Unit | Heat Pump | 208 | 1 |  |  | No Match | No Match |  |  |  | 13400 | 1030 | 13 | 9.3 | 18000 | 1318 | 4 | 3.8 | Federally-Regulated Commercial & Industrial Equipment | 03/31/1998 |  | 05/10/1998
ClimateMaster Inc. | Carrier Corp. | 50YDS049 | FE4***006 | Water-Source | WBAHP-CB: Heat Pump Split Syst | Heat Pump | 208 | 1 |  |  | No Match | Single-Speed |  |  |  | 48100 | 3295 | 14.6 | 12 | 59400 | 3348 | 5.2 | 4.2 | Federally-Regulated Commercial & Industrial Equipment | 01/24/2011 |  | 08/23/2011
Trane U.S. Inc. | Command-Aire | SPVF0367 |  | Water-Source | WBAHP: Heat Pump Packaged Unit | Heat Pump | 265 | 1 |  |  | No Match | No Match |  |  |  | 34600 | 2489 | 13.9 | 10 | 42000 | 2796 | 4.4 |  | Federally-Regulated Commercial & Industrial Equipment | 10/05/1999 |  | 04/12/2000
American Air Filter | Enercon | DVW41 |  | Water-Source | WBAHP: Heat Pump Packaged Unit | Heat Pump | 230 | 3 |  |  | No Match | No Match |  |  |  | 41500 | 3615 | 11.5 | 7.5 | 46500 | 3585 | 3.8 | 2.5 | Non Federally-Regulated | 05/16/1984 |  | 06/11/1985
Command-Aire | Command-Aire | SWPHR511E |  | Water-Source | WBAHP: Heat Pump Packaged Unit | Heat Pump | 208 | 1 |  |  | No Match | No Match |  |  |  | 51000 | 4550 | 11.2 | 7.5 | 64000 | 4690 | 4 | 2.5 | Non Federally-Regulated | 05/16/1984 |  | 01/23/1988
Mammoth | Hydrobank II | F064HLG |  | Ground-Water-Source | WBAHP: Heat Pump Packaged Unit | Heat Pump | 230 | 3 |  |  | No Match | No Match |  |  |  | 62000 | 4275 | 14.5 | 9 | 49500 | 4532 | 3.2 |  | Non Federally-Regulated | 07/22/2002 |  | 03/12/2009
McQuay International | McQuay | W-FDS/FDL/FDD-1-060-F |  | Water-Source | WBAHP: Heat Pump Packaged Unit | Heat Pump | 230 | 3 |  |  | No Match | No Match |  |  |  | 58000 | 5321 | 10.9 | 10 | 78000 | 5859 | 3.9 |  | Federally-Regulated Commercial & Industrial Equipment | 10/05/1999 |  | 09/21/2000
Waterfurnace International, Inc. | Waterfurnace International, Inc. | E058**1 |  | Ground-Water-Source | WBAHP: Heat Pump Packaged Unit | Heat Pump | 208 | 1 |  |  | No Match | No Match |  |  |  | 60500 | 3980 | 15.2 | 9 | 47000 | 4303 | 3.2 |  | Non Federally-Regulated | 06/20/2003 |  | 03/12/2009
ClimateMaster Inc. | Trane | WPHA10XA* |  | Water-Source | WBAHP: Heat Pump Packaged Unit | Heat Pump | 115 | 1 |  |  | No Match | No Match |  |  |  | 9500 | 848 | 11.2 | 9 | 12600 | 879 | 4.2 | 3.2 | Non Federally-Regulated | 05/11/1988 |  | 03/15/1989
Florida Heat Pump | Florida Heat Pump | GT062-1CS | GT062-1AH/AV | Ground-Water-Source | WBAHP-CB: Heat Pump Split Syst | Heat Pump | 230 | 1 |  |  | No Match | No Match |  |  |  | 59500 | 4685 | 12.7 | 9 | 49000 | 4950 | 2.9 |  | Non Federally-Regulated | 04/10/2000 |  | 07/18/2002
ClimateMaster Inc. | Climate Master Series | HS/HL006G |  | Water-Source | WBAHP: Heat Pump Packaged Unit | Heat Pump | 230 | 1 |  |  | No Match | No Match |  |  |  | 7400 | 627 | 11.8 | 10 | 8800 | 644 | 4 |  | Federally-Regulated Commercial & Industrial Equipment | 04/12/2000 |  | 11/19/2001
Waterfurnace International, Inc. | Waterfurnace International, Inc. | SXH024B1 |  | Water-Source | WBAHP-CB: Heat Pump Split Syst | Heat Pump | 230 | 1 |  |  | No Match | No Match |  |  |  | 27400 | 1889 | 14.5 | 9 | 27400 | 1867 | 4.3 | 3.5 | Non Federally-Regulated | 08/21/1998 |  | 10/02/1998
ClimateMaster Inc. | Climate Master Series | V120-32********** |  | Water-Source | WBAHP: Heat Pump Packaged Unit | Heat Pump | 208 | 3 |  |  | No Match | No Match |  |  |  | 119000 | 11900 | 10 | 9.2 | 131000 | 11000 | 3.5 |  | Non Federally-Regulated | 05/11/1988 |  | 03/15/1989
ClimateMaster Inc. | Climate Master Series | 814-096-H******** |  | Water-Source | WBAHP: Heat Pump Packaged Unit | Heat Pump | 208 | 3 |  |  | No Match | No Match |  |  |  | 97000 | 8820 | 11 | 9.2 | 114000 | 8790 | 3.8 | 2.5 | Non Federally-Regulated | 02/22/1990 |  | 07/31/1991
Mammoth | Geox | ZD013HHF |  | Water-Source | WBAHP: Heat Pump Packaged Unit | Heat Pump | 208 | 1 |  |  | No Match | No Match |  |  |  | 13200 | 1200 | 11 | 9 | 17400 | 1377 | 3.7 | 3.2 | Federally-Regulated Commercial & Industrial Equipment | 12/26/1990 |  | 07/27/1992
Power-Save International, Inc. | S.O.E.S.I. | PSD-800 (2) |  | Water-Source | WBAHP: Heat Pump Packaged Unit | Heat Pump | 230 | 1 |  |  | No Match | No Match |  |  |  | 100000 | 7682 | 13 | 9.2 | 104000 | 7498 | 4 | 2.5 | Non Federally-Regulated | 02/22/1990 |  | 07/31/1991
Addison Products | Addison Products | DWPG036-1B-XL* |  | Water-Source | WBAHP-CB: Heat Pump Split Syst | Heat Pump | 230 | 1 |  |  | No Match | No Match |  |  |  | 36000 | 2627 | 13.7 | 9 | 37800 | 2701 | 4.1 | 3.5 | Non Federally-Regulated | 12/14/1998 |  | 10/05/1999
McQuay / Snyder General | Electro-Hydronics | FC260FK |  | Water-Source | WBAHP: Heat Pump Packaged Unit | Heat Pump | 208 | 3 |  |  | No Match | No Match |  |  |  | 26000 | 2450 | 10.6 | 7.5 | 31600 | 2500 | 3.7 | 2.5 | Non Federally-Regulated | 08/29/1986 |  | 05/11/1988
Friedrich Air Conditioning Co. | Climate Master Series | 804-015-E******** |  | Water-Source | WBAHP: Heat Pump Packaged Unit | Heat Pump | 265 | 1 |  |  | No Match | No Match |  |  |  | 145000 | 1400 | 10.4 | 7.5 | 19000 | 1525 | 3.7 | 2.2 | Non Federally-Regulated | 08/30/1983 |  | 05/16/1984
Econar | Econar | GH292 |  | Ground-Water-Source | WBAHP: Heat Pump Packaged Unit | Heat Pump | 208 | 1 |  |  | No Match | No Match |  |  |  | 28600 | 2087 | 13.7 | 9 | 25800 | 2291 | 3.3 |  | Non Federally-Regulated | 01/30/1998 |  | 03/31/1998
Mammoth | Hydrobank II | D/E27VLF/HLF/DLF |  | Ground-Water-Source | WBAHP: Heat Pump Packaged Unit | Heat Pump | 230 | 1 |  |  | No Match | No Match |  |  |  | 25500 | 1847 | 13.8 | 9 | 20000 | 1890 | 3.1 |  | Non Federally-Regulated | 12/14/1998 |  | 10/06/1999
Command-Aire | Command-Aire | RWP-404 |  | Water-Source | WBAHP: Heat Pump Packaged Unit | Heat Pump | 460 | 3 |  |  | No Match | No Match |  |  |  | 45900 | 4590 | 10 | 9 | 58200 | 4770 | 3.6 | 3.2 | Non Federally-Regulated | 05/11/1988 |  | 03/15/1989
Florida Heat Pump | Bosch | AP061-3CF/HZ/VT |  | Ground-Water-Source | WBAHP: Heat Pump Packaged Unit | Heat Pump | 208 | 3 |  |  |  | Dual-Speed | 3079 | 730 |  | 71000 | 2983 | 23.8 | 16.2 | 65000 | 3810 | 5 | 3.6 | Non Federally-Regulated | 04/22/2015 |  | 05/01/2015
Waterfurnace International, Inc. | Trane Unitary Products Group | T1GX048***1**1 |  | Water-Source | WBAHP: Heat Pump Packaged Unit | Heat Pump | 230 | 1 |  |  | No Match | Single-Speed |  |  |  | 47000 | 2686 | 17.5 | 12 | 55400 | 2954 | 5.5 | 4.2 | Federally-Regulated Commercial & Industrial Equipment | 08/23/2011 |  | 10/24/2014
Mammoth | Hydrobank II | G062HHK |  | Water-Source | WBAHP: Heat Pump Packaged Unit | Heat Pump | 460 | 3 |  |  | No Match | No Match |  |  |  | 61000 | 5495 | 11.1 | 10 | 82000 | 6160 | 3.9 |  | Federally-Regulated Commercial & Industrial Equipment | 06/27/2003 |  | 03/12/2009
Trane U.S. Inc. | Trane | EXVE0367 |  | Ground-Water-Source | WBAHP: Heat Pump Packaged Unit | Heat Pump | 265 | 1 |  |  | No Match | Single-Speed |  |  |  | 38200 | 1654 | 23.1 | 16.2 | 34700 | 2164 | 4.7 | 3.6 | Non Federally-Regulated | 06/14/2011 |  | 08/15/2014
Mammoth | Hydrobank II | F054HHE/VHE |  | Water-Source | WBAHP: Heat Pump Packaged Unit | Heat Pump | 230 | 3 |  |  | No Match | No Match |  |  |  | 54000 | 3802 | 14.2 | 10 | 67500 | 4300 | 4.6 |  | Federally-Regulated Commercial & Industrial Equipment | 12/14/1998 |  | 05/23/2000
ClimateMaster Inc. | Trane | WPHB0272 |  | Water-Source | WBAHP: Heat Pump Packaged Unit | Heat Pump | 208 | 1 |  |  | No Match | No Match |  |  |  | 27000 | 2330 | 11.6 | 9 | 29600 | 2280 | 3.8 | 3.2 | Non Federally-Regulated | 02/22/1990 |  | 07/31/1991
Florida Heat Pump | Florida Heat Pump | EM070-5CS | EM070-5AH/AV | Water-Source | WBAH: Heating Only Packaged Un | Heat Pump | 575 | 3 |  |  | No Match | No Match |  |  |  | 67500 | 5037 | 13.4 | 9 | 77500 | 5975 | 3.8 | 3.5 | Non Federally-Regulated | 04/12/2000 |  | 07/18/2002
Jacobsen Energy Ind., Inc. | Thermaflo II | 48***1**** |  | Water-Source | WBAHP: Heat Pump Packaged Unit | Heat Pump | 208 | 1 |  |  | No Match | No Match |  |  |  | 49000 | 4350 | 11.3 | 9 | 59000 | 4400 | 3.9 | 3.2 | Non Federally-Regulated | 05/11/1988 |  | 03/15/1989
Waterfurnace International, Inc. | Eagle Mountain | ZS042**0*0 |  | Water-Source | WBAHP: Heat Pump Packaged Unit | Heat Pump | 208 | 1 |  |  | No Match | Single-Speed |  |  |  | 40800 | 2814 | 14.5 | 12 | 45400 | 2957 | 4.5 | 4.2 | Federally-Regulated Commercial & Industrial Equipment | 01/24/2011 |  | 04/19/2013
Florida Heat Pump | Florida Heat Pump | GT054-3CF/HZ/VT |  | Ground-Water-Source | WBAHP: Heat Pump Packaged Unit | Heat Pump | 230 | 3 |  |  | No Match | No Match |  |  |  | 51500 | 3961 | 13 | 9 | 42500 | 4150 | 3 |  | Non Federally-Regulated | 07/22/2002 |  | 03/12/2009
ClimateMaster Inc. | Carrier | 50HQA/HQD/VQA/VQD048 5 |  | Water-Source | WBAHP: Heat Pump Packaged Unit | Heat Pump | 230 | 3 |  |  | No Match | No Match |  |  |  | 47500 | 4318 | 11 | 10 | 57000 | 4394 | 3.8 |  | Federally-Regulated Commercial & Industrial Equipment | 10/05/1999 |  | 04/12/2000
Trane U.S. Inc. | Command-Aire | GSUF0721B |  | Water-Source | WBAHP-CB: Heat Pump Split Syst | Heat Pump | 208 | 1 |  |  | No Match | No Match |  |  |  | 73000 | 5069 | 14.4 | 9 | 76000 | 5861 | 3.8 | 3.5 | Non Federally-Regulated | 08/07/1998 |  | 10/02/1998
Waterfurnace International, Inc. | Eagle Mountain | GS015**0*0 |  | Ground-Source | WBAHP: Heat Pump Packaged Unit | Heat Pump | 208 | 1 |  |  | No Match | Single-Speed |  |  |  | 14600 | 811 | 18 | 13.4 | 11700 | 927 | 3.7 | 3.1 | Non Federally-Regulated | 01/24/2011 |  | 04/19/2013
Enertech Global, LLC | Roth Industries, Inc. | RRT036A | ACD036 | Ground-Source | WBAHP-CB: Heat Pump Split Syst | Heat Pump | 208 | 1 |  |  | No Match | Single-Speed |  |  |  | 36200 | 2142 | 16.9 | 13.4 | 28000 | 2104 | 3.9 | 3.1 | Non Federally-Regulated | 09/03/2012 |  | 12/12/2012
Enertech Global, LLC | Enertech | TCT036A |  | Ground-Source | WBAHP: Heat Pump Packaged Unit | Heat Pump | 208 | 1 |  |  | No Match | Single-Speed |  |  |  | 38900 | 2137 | 18.2 | 13.4 | 28500 | 2037 | 4.1 | 3.1 | Non Federally-Regulated | 06/14/2011 |  | 01/09/2014
Command-Aire | Command-Aire | SWPH613E |  | Water-Source | WBAHP: Heat Pump Packaged Unit | Heat Pump | 208 | 3 |  |  | No Match | No Match |  |  |  | 62000 | 5640 | 11 | 9 | 78000 | 5710 | 4 | 3.2 | Non Federally-Regulated | 02/22/1990 |  | 07/31/1991
Waterfurnace International, Inc. | Waterfurnace International, Inc. | P019D1 | N1VSB1206/G2FD03617A | Ground-Water-Source | WBAHP-CB: Heat Pump Split Syst | Heat Pump | 208 | 1 |  |  | No Match | No Match |  |  |  | 18100 | 1330 | 13.6 | 9 | 14400 | 1318 | 3.2 |  | Non Federally-Regulated | 06/20/2003 |  | 03/12/2009
Enertech Global, LLC | Enertech | HST036A2 | ACD036 | Ground-Source | WBAHP-CB: Heat Pump Split Syst | Heat Pump | 230 | 3 |  |  | No Match | Single-Speed |  |  |  | 37700 | 2218 | 17 | 13.4 | 29200 | 2252 | 3.8 | 3.1 | Non Federally-Regulated | 03/02/2012 |  | 12/12/2012
Florida Heat Pump | Florida Heat Pump | GT070-5CS | GT070-5AH/AV | Ground-Water-Source | WBAHP-CB: Heat Pump Split Syst | Heat Pump | 575 | 3 |  |  | No Match | No Match |  |  |  | 70500 | 4895 | 14.4 | 9 | 52000 | 4914 | 3.1 |  | Non Federally-Regulated | 05/19/2000 |  | 07/18/2002
Addison Products | Heat Controller | WPH22-1J |  | Water-Source | WBAHP-CB: Heat Pump Split Syst | Heat Pump | 208 | 1 |  |  | No Match | No Match |  |  |  | 23200 | 2017 | 11.5 | 9 | 28400 | 2377 | 3.5 | 3.5 | Non Federally-Regulated | 10/05/1999 |  | 04/12/2000
Waterfurnace International, Inc. | Waterfurnace International, Inc. | NSV/NSH022F1*0 |  | Ground-Water-Source | WBAHP: Heat Pump Packaged Unit | Heat Pump | 230 | 1 |  |  | No Match | Single-Speed |  |  |  | 23000 | 821 | 28 | 16.2 | 18100 | 1153 | 4.6 | 3.6 | Non Federally-Regulated | 05/02/2012 |  | 04/19/2013
Florida Heat Pump | Florida Heat Pump | EP009-1HZ/VT |  | Ground-Source | WBAHP: Heat Pump Packaged Unit | Heat Pump | 230 | 1 |  |  | No Match | Single-Speed |  |  |  | 9500 | 492 | 19.3 | 13.4 | 6800 | 554 | 3.6 | 3.1 | Non Federally-Regulated | 01/24/2011 |  | 06/14/2011
McQuay International | McQuay | W-LDS/LMH/LDD/LDL-1-12 |  | Water-Source | WBAHP: Heat Pump Packaged Unit | Heat Pump | 230 | 3 |  |  | No Match | No Match |  |  |  | 116000 | 9747 | 11.9 | 9 | 139000 | 9933 | 4.1 | 3.8 | Federally-Regulated Commercial & Industrial Equipment | 10/05/1999 |  | 09/21/2000
Addison Products | Addison Products | WSH024-1AL |  | Water-Source | WBAHP: Heat Pump Packaged Unit | Heat Pump | 208 | 1 |  |  | No Match | No Match |  |  |  | 24000 | 1714 | 14 | 9.3 | 30000 | 1831 | 4.8 | 3.8 | Federally-Regulated Commercial & Industrial Equipment | 03/31/1998 |  | 05/10/1998
McQuay International | McQuay | FCV/FCW048B-G |  | Water-Source | WBAHP: Heat Pump Packaged Unit | Heat Pump | 230 | 1 |  |  | No Match | No Match |  |  |  | 46000 | 3833 | 12 | 10 | 56000 | 3815 | 4.3 |  | Federally-Regulated Commercial & Industrial Equipment | 11/17/1999 |  | 09/21/2000
Waterfurnace International, Inc. | Waterfurnace International, Inc. | SXV084A4 |  | Ground-Water-Source | WBAHP: Heat Pump Packaged Unit | Heat Pump | 460 | 3 |  |  | No Match | No Match |  |  |  | 88000 | 5677 | 15.5 | 9 | 57000 | 5220 | 3.2 |  | Non Federally-Regulated | 01/30/1998 |  | 08/21/1998
Bard Manufacturing Company, Inc. | Bard | HWPD30 |  | Water-Source | WBAHP: Heat Pump Packaged Unit | Heat Pump | 208 | 1 |  |  | No Match | No Match |  |  |  | 28400 | 2570 | 11.1 | 7.5 | 36800 | 2750 | 3.9 | 2.5 | Non Federally-Regulated | 05/16/1984 |  | 05/11/1988
Climate Control / Snyder General | Electro-Hydronics | UC550GD |  | Water-Source | WBAHP: Heat Pump Packaged Unit | Heat Pump | 230 | 3 |  |  | No Match | No Match |  |  |  | 55000 | 5670 | 9.7 | 7.5 | 67000 | 5610 | 3.5 | 2.5 | Non Federally-Regulated | 06/11/1985 |  | 08/29/1986
Addison Products | Heat Controller | WSH041-1AR |  | Water-Source | WBAHP: Heat Pump Packaged Unit | Heat Pump | 208 | 1 |  |  | No Match | No Match |  |  |  | 41000 | 3106 | 13.2 | 10 | 51000 | 3557 | 4.2 |  | Federally-Regulated Commercial & Industrial Equipment | 10/05/1999 |  | 04/12/2000
McQuay / Snyder General | Electro-Hydronics | CC550F5 |  | Water-Source | WBAHP: Heat Pump Packaged Unit | Heat Pump | 208 | 1 |  |  | No Match | No Match |  |  |  | 55000 | 5670 | 9.7 | 7.5 | 67000 | 5610 | 3.5 | 2.5 | Non Federally-Regulated | 08/29/1986 |  | 05/11/1988
Waterfurnace International, Inc. | Waterfurnace International, Inc. | P070**0(P) |  | Ground-Water-Source | WBAHP: Heat Pump Packaged Unit | Heat Pump | 230 | 1 |  |  | No Match | No Match |  |  |  | 41500 | 2385 | 17.4 | 9 | 32400 | 2636 | 3.6 |  | Non Federally-Regulated | 05/19/2000 |  | 07/18/2002
McQuay / Snyder General | Electro-Hydronics | CCH036A*F |  | Water-Source | WBAHP: Heat Pump Packaged Unit | Heat Pump | 230 | 3 |  |  | No Match | No Match |  |  |  | 35000 | 3125 | 11.2 | 9 | 41500 | 3200 | 3.8 | 3.2 | Non Federally-Regulated | 05/11/1988 |  | 03/15/1989
Florida Heat Pump | Geomaster, LLC | EV024-1CF/HZ/VT |  | Ground-Source | WBAHP: Heat Pump Packaged Unit | Heat Pump | 208 | 1 |  |  | No Match | Single-Speed |  |  |  | 27000 | 1800 | 15 | 13.4 | 20500 | 1822 | 3.3 | 3.1 | Non Federally-Regulated | 04/30/2009 |  | 12/12/2012
ClimateMaster Inc. | Climate Master Series | GSV/GSH015AG |  | Water-Source | WBAHP-CB: Heat Pump Split Syst | Heat Pump | 230 | 1 |  |  | No Match | No Match |  |  |  | 15100 | 862 | 17.5 | 9 | 16100 | 962 | 4.9 | 3.5 | Non Federally-Regulated | 05/23/2001 |  | 07/18/2002
Bard Manufacturing Company, Inc. | Bard | QW302-A |  | Ground-Water-Source | WBAHP: Heat Pump Packaged Unit | Heat Pump | 230 | 1 |  |  | No Match | No Match |  |  |  | 29000 | 1757 | 16.5 | 9 | 20400 | 1757 | 3.4 |  | Non Federally-Regulated | 06/20/2003 |  | 03/12/2009
Econar | Econar | GH670 |  | Ground-Water-Source | WBAHP: Heat Pump Packaged Unit | Heat Pump | 208 | 1 |  |  | No Match | No Match |  |  |  | 63500 | 5669 | 11.2 | 9 | 63000 | 6154 | 3 |  | Non Federally-Regulated | 07/29/1998 |  | 10/02/1998
ClimateMaster Inc. | Climate Master Series | GRV/GRH024BF |  | Ground-Water-Source | WBAHP: Heat Pump Packaged Unit | Heat Pump | 460 | 3 |  |  | No Match | No Match |  |  |  | 22700 | 1746 | 13 | 9 | 16900 | 1500 | 3.3 |  | Non Federally-Regulated | 01/22/2003 |  | 03/12/2009
Snyder General Corp. | McQuay | CCH036A*T |  | Water-Source | WBAHP: Heat Pump Packaged Unit | Heat Pump | 460 | 3 |  |  | No Match | No Match |  |  |  | 35000 | 3125 | 11.2 | 9 | 41500 | 3200 | 3.8 | 3.2 | Non Federally-Regulated | 02/22/1990 |  | 07/31/1991
Florida Heat Pump | Florida Heat Pump | GT030-3CS | GT030-1AH/AV | Ground-Water-Source | WBAHP-CB: Heat Pump Split Syst | Heat Pump | 208 | 3 |  |  | No Match | No Match |  |  |  | 30600 | 2081 | 14.7 | 9 | 20200 | 1909 | 3.1 |  | Non Federally-Regulated | 04/10/2000 |  | 05/29/2001
Mammoth | Hydrobank II | D031HHG |  | Water-Source | WBAHP: Heat Pump Packaged Unit | Heat Pump | 208 | 1 |  |  | No Match | No Match |  |  |  | 29400 | 2470 | 11.9 | 10 | 36800 | 2567 | 4.2 |  | Federally-Regulated Commercial & Industrial Equipment | 01/18/2001 |  | 03/12/2009
Florida Heat Pump | Florida Heat Pump | EM036-1CS | EM036-1AV | Water-Source | WBAHP-C: Heat Pump Split Syste | Heat Pump | 208 | 1 |  |  | No Match | No Match |  |  |  | 34500 | 2500 | 13.8 | 9.3 | 41000 | 2730 | 4.4 | 3.8 | Federally-Regulated Commercial & Industrial Equipment | 03/31/1998 |  | 05/10/1998
Waterfurnace International, Inc. | Waterfurnace International, Inc. | SXV036A4 |  | Ground-Water-Source | WBAHP: Heat Pump Packaged Unit | Heat Pump | 460 | 3 |  |  | No Match | No Match |  |  |  | 36400 | 2676 | 13.6 | 9 | 26000 | 2381 | 3.2 |  | Non Federally-Regulated | 01/30/1998 |  | 03/31/1998
Command-Aire | Command-Aire | SWPH-414 |  | Water-Source | WBAHP: Heat Pump Packaged Unit | Heat Pump | 460 | 3 |  |  | No Match | No Match |  |  |  | 42000 | 4250 | 9.9 | 9 | 56000 | 4400 | 3.7 | 3.2 | Federally-Regulated Commercial & Industrial Equipment | 01/23/1988 |  | 05/11/1988
Waterfurnace International, Inc. | Waterfurnace International, Inc. | VLV/VXV036*3 |  | Water-Source | WBAHP: Heat Pump Packaged Unit | Heat Pump | 208 | 3 |  |  | No Match | No Match |  |  |  | 34800 | 2697 | 12.9 | 10 | 42000 | 2861 | 4.3 |  | Federally-Regulated Commercial & Industrial Equipment | 06/20/2003 |  | 02/17/2011
ClimateMaster Inc. | Climate Master Series | GRV/GRH048AG |  | Water-Source | WBAHP: Heat Pump Packaged Unit | Heat Pump | 208 | 1 |  |  | No Match | No Match |  |  |  | 46200 | 3786 | 12.2 | 10 | 58700 | 4194 | 4.1 |  | Federally-Regulated Commercial & Industrial Equipment | 04/12/2000 |  | 03/12/2009
Waterfurnace International, Inc. | Spectra | SXH048A3 |  | Water-Source | WBAHP: Heat Pump Packaged Unit | Heat Pump | 208 | 3 |  |  | No Match | No Match |  |  |  | 49000 | 3630 | 13.5 | 10 | 60500 | 3772 | 4.7 |  | Federally-Regulated Commercial & Industrial Equipment | 06/02/1993 |  | 06/03/1993
Hydro Delta Corp. | Hydro Delta Corp. | 03-042-WTAR-MT |  | Water-Source | WBAHP-CB: Heat Pump Split Syst | Heat Pump | 230 | 1 |  |  | No Match | No Match |  |  |  | 47000 | 3455 | 13.6 | 9 | 51000 | 3736 | 4 | 3.5 | Non Federally-Regulated | 12/14/1998 |  | 10/05/1999
Waterfurnace International, Inc. | Waterfurnace International, Inc. | ATV034D0 |  | Ground-Source | WBAHP: Heat Pump Packaged Unit | Heat Pump | 230 | 1 |  |  | No Match | No Match |  |  |  | 34400 | 2150 | 16 |  | 25000 | 2220 | 3.3 |  | Non Federally-Regulated | 03/31/1998 |  | 05/10/1998
Waterfurnace International, Inc. | Waterfurnace International, Inc. | SXV042C1 |  | Water-Source | WBAHP: Heat Pump Packaged Unit | Heat Pump | 208 | 1 |  |  | No Match | No Match |  |  |  | 42000 | 3000 | 14 | 10 | 54500 | 3131 | 5.1 |  | Federally-Regulated Commercial & Industrial Equipment | 12/14/1998 |  | 10/05/1999
Power-Save International, Inc. | S.O.E.S.I. | PSD-1000 (2) |  | Water-Source | WBAHP: Heat Pump Packaged Unit | Heat Pump | 230 | 1 |  |  | No Match | No Match |  |  |  | 132000 | 10350 | 12.8 | 10.5 | 148000 | 9936 | 4.3 | 3.8 | Federally-Regulated Commercial & Industrial Equipment | 03/31/1998 |  | 05/10/1998
ClimateMaster Inc. | Climate Master Series | GSV/GSH048AG |  | Ground-Water-Source | WBAHP: Heat Pump Packaged Unit | Heat Pump | 208 | 1 |  |  | No Match | No Match |  |  |  | 48700 | 3246 | 15 | 9 | 37100 | 3294 | 3.3 |  | Non Federally-Regulated | 04/10/2000 |  | 07/18/2002
Trane U.S. Inc. | Trane | EXHE0363 |  | Water-Source | WBAHP: Heat Pump Packaged Unit | Heat Pump | 208 | 3 |  |  | No Match | Single-Speed |  |  |  | 35100 | 2208 | 15.9 | 12 | 42000 | 2322 | 5.3 | 4.2 | Federally-Regulated Commercial & Industrial Equipment | 06/14/2011 |  | 08/15/2014
McQuay International | McQuay | CCH/CCW/HWH/HWW024C-T |  | Water-Source | WBAHP: Heat Pump Packaged Unit | Heat Pump | 460 | 3 |  |  | No Match | No Match |  |  |  | 25000 | 2066 | 12.1 | 10 | 30000 | 2313 | 3.8 |  | Federally-Regulated Commercial & Industrial Equipment | 02/02/1998 |  | 03/31/1998
Waterfurnace International, Inc. | Waterfurnace International, Inc. | SXH042C0 |  | Ground-Source | WBAHP: Heat Pump Packaged Unit | Heat Pump | 208 | 1 |  |  | No Match | No Match |  |  |  | 44500 | 3201 | 13.9 |  | 31800 | 2824 | 3.3 |  | Non Federally-Regulated | 03/31/1998 |  | 05/10/1998
Waterfurnace International, Inc. | Johnson Controls | RJSV/RJSH015**0*0 |  | Ground-Water-Source | WBAHP: Heat Pump Packaged Unit | Heat Pump | 208 | 1 |  |  | No Match | Single-Speed |  |  |  | 16700 | 642 | 26 | 16.2 | 15500 | 1009 | 4.5 | 3.6 | Non Federally-Regulated | 01/24/2011 |  | 10/24/2014
Command-Aire | Command-Aire | SWPHXR261E |  | Water-Source | WBAHP: Heat Pump Packaged Unit | Heat Pump | 230 | 1 |  |  | No Match | No Match |  |  |  | 24000 | 2160 | 11.1 | 9 | 32000 | 2340 | 4.1 | 3.2 | Non Federally-Regulated | 05/11/1988 |  | 03/15/1989
Florida Heat Pump | Energy Miser | HLT 50 CF -4 |  | Ground-Water-Source | WBAH: Heating Only Packaged Un | Heat Pump | 460 | 3 |  |  | No Match | No Match | [7 empty] | 56500 | 5015 | 3.3 | 3.2 | Non Federally-Regulated | 02/22/1990 |  | 07/31/1991
Addison Products | Addison Products | WSH032-3AR |  | Water-Source | WBAHP: Heat Pump Packaged Unit | Heat Pump | 230 | 3 |  |  | No Match | No Match |  |  |  | 32600 | 2672 | 12.2 | 9.3 | 41000 | 2860 | 4.2 | 3.8 | Federally-Regulated Commercial & Industrial Equipment | 03/31/1998 |  | 05/10/1998
Mammoth | Hydrobank II | G036HHA/VHA |  | Water-Source | WBAHP: Heat Pump Packaged Unit | Heat Pump | 460 | 3 |  |  | No Match | No Match |  |  |  | 35800 | 3314 | 10.8 | 10 | 47000 | 3624 | 3.8 |  | Federally-Regulated Commercial & Industrial Equipment | 02/02/1998 |  | 03/31/1998
American Air Filter | Enercon | DCW-12 |  | Water-Source | WBAHP-O: Heat Pump Packaged Un | Heat Pump | 230 | 1 |  |  | No Match | No Match |  |  |  | 11400 | 947 | 12 | 9 | 15000 | 1133 | 3.9 | 3.2 | Non Federally-Regulated | 02/22/1990 |  | 07/31/1991
Climate Control / Snyder General | Electro-Hydronics | VF330G3 |  | Water-Source | WBAHP: Heat Pump Packaged Unit | Heat Pump | 230 | 1 |  |  | No Match | No Match |  |  |  | 33000 | 3050 | 10.8 | 7.5 | 35000 | 2900 | 3.5 | 2.5 | Non Federally-Regulated | 05/16/1984 |  | 08/29/1986
Carrier Corp. - Syracuse | Carrier | 50HQ,VQ1006 |  | Water-Source | WBAHP: Heat Pump Packaged Unit | Heat Pump | 460 | 3 |  |  | No Match | No Match |  |  |  | 102000 | 9700 | 10.5 | 10.5 | 120000 | 9500 | 3.7 | 3.8 | Non Federally-Regulated | 07/31/1991 |  | 03/31/1998
Trane U.S. Inc. | Trane | EXVE0482 |  | Water-Source | WBAHP: Heat Pump Packaged Unit | Heat Pump | 230 | 1 |  |  | No Match | Single-Speed |  |  |  | 47100 | 2962 | 15.9 | 12 | 54000 | 2986 | 5.3 | 4.2 | Federally-Regulated Commercial & Industrial Equipment | 06/14/2011 |  | 08/15/2014
Command-Aire | Command-Aire | SWPHXR351E |  | Water-Source | WBAHP: Heat Pump Packaged Unit | Heat Pump | 208 | 1 |  |  | No Match | No Match |  |  |  | 36000 | 3270 | 11 | 9 | 49000 | 3500 | 4 | 3.2 | Non Federally-Regulated | 05/11/1988 |  | 03/15/1989
Command-Aire | Command-Aire | SWPH411E |  | Water-Source | WBAHP: Heat Pump Packaged Unit | Heat Pump | 208 | 1 |  |  | No Match | No Match |  |  |  | 42000 | 3810 | 11 | 9 | 53000 | 3880 | 4 | 3.2 | Federally-Regulated Commercial & Industrial Equipment | 01/23/1988 |  | 05/11/1988
Addison Products | Addison Products | VGY012-1A |  | Ground-Water-Source | WBAHP: Heat Pump Packaged Unit | Heat Pump | 230 | 1 |  |  | No Match | No Match |  |  |  | 11400 | 820 | 13.9 | 9 | 8200 | 750 | 3.2 |  | Non Federally-Regulated | 07/22/2002 |  | 03/12/2009
ClimateMaster Inc. | Climate Master Series | VT/DT 042(P) |  | Ground-Source | WBAHP: Heat Pump Packaged Unit | Heat Pump | 230 | 1 |  |  | No Match | No Match |  |  |  | 21000 | 1129 | 18.6 |  | 16000 | 1172 | 4 |  | Non Federally-Regulated | 03/31/1998 |  | 05/10/1998
Geoflex Systems, Inc. | Geoflex Systems, Inc. | GF1T-V/H/D/M-038WAABP |  | Water-Source | WBAHP: Heat Pump Packaged Unit | Both Heat Pump and Electric Re | 230 | 1 |  |  | No Match | Dual-Speed |  |  |  | 36500 | 2267 | 16.1 | 12 | 44800 | 2431 | 5.4 | 4.2 | Federally-Regulated Commercial & Industrial Equipment | 03/02/2012 |  | 01/09/2014
Geoflex Systems, Inc. | Geoflex Systems, Inc. | GF1S-V/H/D/M-036WAABP |  | Ground-Source | WBAHP: Heat Pump Packaged Unit | Both Heat Pump and Electric Re | 230 | 1 |  |  | No Match | Single-Speed |  |  |  | 34100 | 1616 | 21.1 | 13.4 | 24400 | 1663 | 4.3 | 3.1 | Non Federally-Regulated | 11/30/2011 |  | 03/02/2012
Carrier Corp. | Carrier | 50QXV0603 |  | Water-Source | WBAHP: Heat Pump Packaged Unit | Heat Pump | 230 | 1 |  |  | No Match | No Match |  |  |  | 59500 | 5040 | 11.8 | 9 | 70000 | 5106 | 4 | 3.2 | Non Federally-Regulated | 02/22/1990 |  | 07/31/1991
Addison Products | Addison Products | VGY120-3A |  | Ground-Water-Source | WBAHP: Heat Pump Packaged Unit | Heat Pump | 208 | 3 |  |  | No Match | No Match |  |  |  | 119000 | 9444 | 12.6 | 9 | 92000 | 9295 | 2.9 |  | Non Federally-Regulated | 01/24/2002 |  | 07/18/2002
Mammoth | Hydrobank II | K130HHT/VHT |  | Water-Source | WBAHP: Heat Pump Packaged Unit | Heat Pump | 575 | 3 |  |  | No Match | No Match |  |  |  | 124000 | 9538 | 13 | 10.5 | 159000 | 11650 | 4 | 3.8 | Federally-Regulated Commercial & Industrial Equipment | 03/31/1998 |  | 05/10/1998
Waterfurnace International, Inc. | Waterfurnace International, Inc. | P045**0 |  | Ground-Water-Source | WBAHP: Heat Pump Packaged Unit | Heat Pump | 208 | 1 |  |  | No Match | No Match |  |  |  | 50000 | 3571 | 14 | 9 | 33000 | 3119 | 3.1 |  | Non Federally-Regulated | 07/22/2002 |  | 03/12/2009
Florida Heat Pump | Florida Heat Pump | GT030-3CF/HZ/VT |  | Ground-Water-Source | WBAHP: Heat Pump Packaged Unit | Heat Pump | 208 | 3 |  |  | No Match | No Match |  |  |  | 29000 | 1812 | 16 | 9 | 20000 | 1627 | 3.6 |  | Non Federally-Regulated | 07/22/2002 |  | 03/12/2009
Waterfurnace International, Inc. | Waterfurnace International, Inc. | NSV/NSH036G1*1 |  | Water-Source | WBAHP: Heat Pump Packaged Unit | Heat Pump | 208 | 1 |  |  | No Match | Single-Speed |  |  |  | 34900 | 1616 | 21.6 | 12 | 34200 | 1671 | 6 | 4.2 | Federally-Regulated Commercial & Industrial Equipment | 09/03/2012 |  | 04/19/2013
Trane U.S. Inc. | Trane | EXVE0602 |  | Ground-Source | WBAHP: Heat Pump Packaged Unit | Heat Pump | 230 | 1 |  |  | No Match | Single-Speed |  |  |  | 62700 | 3710 | 16.9 | 13.4 | 49500 | 3720 | 3.9 | 3.1 | Non Federally-Regulated | 06/14/2011 |  | 08/15/2014
McQuay International | McQuay | HWH/HWW042C-G |  | Water-Source | WBAHP: Heat Pump Packaged Unit | Heat Pump | 230 | 1 |  |  | No Match | No Match |  |  |  | 40500 | 3521 | 11.5 | 10 | 49500 | 3625 | 4 |  | Federally-Regulated Commercial & Industrial Equipment | 11/17/1999 |  | 09/21/2000
Maritime Geothermal, Ltd. | Nordic | O-65-HPCW |  | Water-Source | WBAH-O: Heating Only Packaged | Heat Pump | 208 | 1 |  |  | No Match | No Match |  |  |  | 0 | 0 | 0 | 9 | 81180 | 6248 | 3.8 | 3.5 | Non Federally-Regulated | 07/03/1997 |  | 04/12/2000
Florida Heat Pump | Energy Miser | HEH9-1 |  | Water-Source | WBAHP: Heat Pump Packaged Unit | Heat Pump | 230 | 1 |  |  | No Match | No Match |  |  |  | 9000 | 820 | 11 | 9.3 | 12400 | 910 | 4 | 3.8 | Non Federally-Regulated | 07/31/1991 |  | 03/31/1998
Waterfurnace International, Inc. | Standard Range | WSH/WSV031A*1*** |  | Water-Source | WBAHP: Heat Pump Packaged Unit | Heat Pump | 230 | 1 |  |  | No Match | No Match |  |  |  | 31600 | 2953 | 10.7 | 9 | 39500 | 3307 | 3.5 | 3.2 | Federally-Regulated Commercial & Industrial Equipment | 09/13/1989 |  | 10/10/1989
Florida Heat Pump | Florida Heat Pump | EM031-1CS | EM031-1AV/AH | Water-Source | WBAHP-C: Heat Pump Split Syste | Heat Pump | 208 | 1 |  |  | No Match | No Match |  |  |  | 31400 | 2275 | 13.8 | 10 | 41000 | 2730 | 4.4 |  | Federally-Regulated Commercial & Industrial Equipment | 10/05/1999 |  | 04/12/2000
McQuay International | McQuay | LHP/LWP12D-L |  | Water-Source | WBAHP: Heat Pump Packaged Unit | Heat Pump | 230 | 3 |  |  | No Match | No Match |  |  |  | 116000 | 9747 | 11.9 | 10.5 | 139000 | 9936 | 4.1 | 3.8 | Federally-Regulated Commercial & Industrial Equipment | 03/31/1998 |  | 05/10/1998
Waterfurnace International, Inc. | Waterfurnace International, Inc. | SXH036A3 |  | Ground-Source | WBAHP: Heat Pump Packaged Unit | Heat Pump | 230 | 3 |  |  | No Match | No Match |  |  |  | 36400 | 2676 | 13.6 |  | 26000 | 2381 | 3.2 |  | Non Federally-Regulated | 03/31/1998 |  | 05/10/1998
Mammoth | Hydrobank II | D064VHF/HHF/DHF |  | Ground-Water-Source | WBAHP: Heat Pump Packaged Unit | Heat Pump | 230 | 1 |  |  | No Match | No Match |  |  |  | 65000 | 4850 | 13.4 | 9 | 50000 | 4884 | 3 |  | Non Federally-Regulated | 01/30/1998 |  | 07/29/1998
Waterfurnace International, Inc. | Waterfurnace International, Inc. | SXV013C0 |  | Ground-Water-Source | WBAHP: Heat Pump Packaged Unit | Heat Pump | 208 | 1 |  |  | No Match | No Match |  |  |  | 13500 | 906 | 14.9 | 11 | 14100 | 961 | 4.3 | 3.5 | Non Federally-Regulated | 03/31/1998 |  | 05/10/1998
Waterfurnace International, Inc. | Waterfurnace International, Inc. | SXH024C1 |  | Water-Source | WBAHP-CB: Heat Pump Split Syst | Heat Pump | 230 | 1 |  |  | No Match | No Match |  |  |  | 27400 | 1889 | 14.5 | 9 | 27400 | 1867 | 4.3 | 3.5 | Non Federally-Regulated | 02/02/1998 |  | 10/02/1998
Mammoth | Hydrobank II | F043VHJ |  | Water-Source | WBAHP: Heat Pump Packaged Unit | Heat Pump | 230 | 3 |  |  | No Match | No Match |  |  |  | 41500 | 3705 | 11.2 | 10 | 51500 | 3869 | 3.9 |  | Federally-Regulated Commercial & Industrial Equipment | 03/22/2001 |  | 03/12/2009
Waterfurnace International, Inc. | Waterfurnace International, Inc. | ATH057*3 |  | Ground-Water-Source | WBAHP: Heat Pump Packaged Unit | Heat Pump | 230 | 3 |  |  | No Match | No Match |  |  |  | 60000 | 4761 | 12.6 | 9 | 42000 | 4101 | 3 |  | Non Federally-Regulated | 10/06/1999 |  | 05/19/2000
Addison Products | Heat Controller | HWPH044-1JA/1JBA |  | Water-Source | WBAHP: Heat Pump Packaged Unit | Heat Pump | 208 | 1 |  |  | No Match | No Match |  |  |  | 41000 | 3727 | 11 | 10 | 51000 | 3932 | 3.8 |  | Federally-Regulated Commercial & Industrial Equipment | 10/05/1999 |  | 04/12/2000
Carrier Corp. | Carrier | 50QEH0184 |  | Water-Source | WBAHP: Heat Pump Packaged Unit | Heat Pump | 265 | 1 |  |  | No Match | No Match |  |  |  | 18500 | 1637 | 11.3 | 9 | 21800 | 1681 | 3.8 | 3.2 | Federally-Regulated Commercial & Industrial Equipment | 12/12/1988 |  | 02/22/1990
Snyder General Corp. | McQuay | FCW009A*N |  | Water-Source | WBAHP: Heat Pump Packaged Unit | Heat Pump | 265 | 1 |  |  | No Match | No Match |  |  |  | 8800 | 815 | 10.8 | 9 | 11300 | 895 | 3.7 | 3.2 | Non Federally-Regulated | 02/22/1990 |  | 07/31/1991
Waterfurnace International, Inc. | Waterfurnace International, Inc. | NSV/NSH030F1*1 |  | Ground-Water-Source | WBAHP: Heat Pump Packaged Unit | Heat Pump | 230 | 1 |  |  | No Match | Single-Speed |  |  |  | 31200 | 1058 | 29.5 | 16.2 | 24400 | 1490 | 4.8 | 3.6 | Non Federally-Regulated | 05/02/2012 |  | 04/19/2013
American Air Filter | Enercon | HW61 |  | Water-Source | WBAHP: Heat Pump Packaged Unit | Heat Pump | 200 | 3 |  |  | No Match | No Match |  |  |  | 61000 | 5730 | 10.6 | 7.5 | 74000 | 6100 | 3.6 | 2.5 | Non Federally-Regulated | 06/11/1985 |  | 05/11/1988
Florida Heat Pump | Florida Heat Pump | EM048-1HZ |  | Water-Source | WBAHP: Heat Pump Packaged Unit | Heat Pump | 230 | 1 |  |  | No Match | No Match |  |  |  | 49000 | 3920 | 12.5 | 10 | 58000 | 3863 | 4.4 |  | Federally-Regulated Commercial & Industrial Equipment | 12/14/1998 |  | 10/05/1999
Waterfurnace International, Inc. | Waterfurnace International, Inc. | NDZ049A0 | NRAC048* | Ground-Water-Source | WBAHP-CB: Heat Pump Split Syst | Heat Pump | 230 | 1 |  |  | No Match | Dual-Speed |  |  |  | 50500 | 2500 | 20.2 | 16.2 | 46700 | 3111 | 4.4 | 3.6 | Non Federally-Regulated | 01/24/2011 |  | 10/24/2014
Trane U.S. Inc. | Trane | EXVE0428 |  | Ground-Source | WBAHP: Heat Pump Packaged Unit | Heat Pump | 230 | 3 |  |  | No Match | Single-Speed |  |  |  | 43000 | 2486 | 17.3 | 13.4 | 30700 | 2368 | 3.8 | 3.1 | Non Federally-Regulated | 06/14/2011 |  | 08/15/2014
Carrier Corp. | Carrier | 50HQ,VQ0603 |  | Water-Source | WBAHP: Heat Pump Packaged Unit | Heat Pump | 208 | 1 |  |  | No Match | No Match |  |  |  | 60000 | 6383 | 9.4 | 9 | 71000 | 6700 | 3.1 | 3.2 | Non Federally-Regulated | 05/11/1988 |  | 03/15/1989
Addison Products | Addison Products | DWPG036-1B-XL* |  | Ground-Water-Source | WBAHP: Heat Pump Packaged Unit | Heat Pump | 230 | 1 |  |  | No Match | No Match |  |  |  | 36000 | 2465 | 14.6 | 9 | 25000 | 2363 | 3.1 |  | Non Federally-Regulated | 05/10/1998 |  | 10/02/1998
Mammoth | Mammoth | G086VHC |  | Water-Source | WBAHP: Heat Pump Packaged Unit | Heat Pump | 460 | 3 |  |  | No Match | No Match |  |  |  | 82000 | 7776 | 10.5 | 9.2 | 95000 | 7930 | 3.5 | 2.5 | Non Federally-Regulated | 05/16/1984 |  | 05/11/1988
Enertech Global, LLC | Enertech | HXT036C2 |  | Ground-Source | WBAHP: Heat Pump Packaged Unit | Heat Pump | 208 | 3 |  |  | No Match | Single-Speed |  |  |  | 37500 | 2038 | 18.4 | 13.4 | 28100 | 2009 | 4.1 | 3.1 | Non Federally-Regulated | 12/12/2012 |  | 04/21/2014
ClimateMaster Inc. | Climate Master Series | GRV/GRH006AG |  | Ground-Water-Source | WBAHP: Heat Pump Packaged Unit | Heat Pump | 230 | 1 |  |  | No Match | No Match |  |  |  | 5400 | 412 | 13.1 | 9 | 4500 | 399 | 3.3 |  | Non Federally-Regulated | 07/22/2002 |  | 03/12/2009
Waterfurnace International, Inc. | Johnson Controls | RGSV/RGSH060**3*1 |  | Water-Source | WBAHP: Heat Pump Packaged Unit | Heat Pump | 230 | 3 |  |  | No Match | Single-Speed |  |  |  | 58400 | 3817 | 15.3 | 12 | 72500 | 4521 | 4.7 | 4.2 | Federally-Regulated Commercial & Industrial Equipment | 01/24/2011 |  | 03/02/2012
Waterfurnace International, Inc. | Waterfurnace International, Inc. | SXH024C1 |  | Ground-Water-Source | WBAHP: Heat Pump Packaged Unit | Heat Pump | 230 | 1 |  |  | No Match | No Match |  |  |  | 27000 | 1741 | 15.5 | 9 | 18000 | 1551 | 3.4 |  | Non Federally-Regulated | 01/30/1998 |  | 03/31/1998
Waterfurnace International, Inc. | Waterfurnace International, Inc. | SXV058B4 |  | Ground-Water-Source | WBAHP: Heat Pump Packaged Unit | Heat Pump | 460 | 3 |  |  | No Match | No Match |  |  |  | 58500 | 4365 | 13.4 | 11 | 67500 | 4945 | 4 | 3.5 | Non Federally-Regulated | 03/31/1998 |  | 05/10/1998
Climate Control / Snyder General | Electro-Hydronics | VF330G7 |  | Water-Source | WBAHP: Heat Pump Packaged Unit | Heat Pump | 265 | 1 |  |  | No Match | No Match |  |  |  | 33000 | 3050 | 10.8 | 7.5 | 35000 | 2900 | 3.5 | 2.5 | Non Federally-Regulated | 05/16/1984 |  | 08/29/1986
Friedrich Climate Master | Climate Master Series | 814-048-F******** |  | Water-Source | WBAHP: Heat Pump Packaged Unit | Heat Pump | 460 | 3 |  |  | No Match | No Match |  |  |  | 48500 | 4300 | 11.3 | 7.5 | 59000 | 4550 | 3.8 | 2.5 | Non Federally-Regulated | 08/29/1986 |  | 05/11/1988
Carrier Corp. | Carrier | 50QXH0123 |  | Water-Source | WBAHP: Heat Pump Packaged Unit | Heat Pump | 230 | 1 |  |  | No Match | No Match |  |  |  | 12000 | 1090 | 11 | 9 | 14000 | 1055 | 3.9 | 3.2 | Non Federally-Regulated | 02/22/1990 |  | 07/31/1991
McQuay / Snyder General | Electro-Hydronics | VE140G5 |  | Water-Source | WBAHP: Heat Pump Packaged Unit | Heat Pump | 208 | 1 |  |  | No Match | No Match |  |  |  | 13500 | 1300 | 10.4 | 9 | 16000 | 1320 | 3.5 | 3.2 | Non Federally-Regulated | 05/11/1988 |  | 03/15/1989
Command-Aire | Command-Aire | SWP-413 |  | Water-Source | WBAHP: Heat Pump Packaged Unit | Heat Pump | 208 | 3 |  |  | No Match | No Match |  |  |  | 42000 | 4250 | 9.9 | 9 | 56000 | 4400 | 3.7 | 3.2 | Non Federally-Regulated | 05/11/1988 |  | 03/15/1989
Florida Heat Pump | Florida Heat Pump | EM120-4HZ |  | Water-Source | WBAHP: Heat Pump Packaged Unit | Heat Pump | 460 | 3 |  |  | No Match | No Match |  |  |  | 123000 | 8601 | 14.3 | 9 | 145000 | 8499 | 5 | 3.8 | Federally-Regulated Commercial & Industrial Equipment | 02/02/1998 |  | 03/31/1998
Waterfurnace International, Inc. | Eagle Mountain | ZS060**0*1 |  | Water-Source | WBAHP: Heat Pump Packaged Unit | Heat Pump | 208 | 1 |  |  | No Match | Single-Speed |  |  |  | 58400 | 3817 | 15.3 | 12 | 72500 | 4521 | 4.7 | 4.2 | Federally-Regulated Commercial & Industrial Equipment | 03/02/2012 |  | 04/19/2013
Friedrich Climate Master | Climate Master Series | 813-036-H******** |  | Water-Source | WBAHP: Heat Pump Packaged Unit | Heat Pump | 230 | 3 |  |  | No Match | No Match |  |  |  | 36000 | 3190 | 11.3 | 7.5 | 42500 | 3190 | 3.9 | 2.5 | Non Federally-Regulated | 08/29/1986 |  | 05/11/1988
McQuay / Snyder General | Electro-Hydronics | CCH036A*N |  | Water-Source | WBAHP: Heat Pump Packaged Unit | Heat Pump | 265 | 1 |  |  | No Match | No Match |  |  |  | 35000 | 3030 | 11.6 | 9 | 41500 | 3140 | 3.9 | 3.2 | Non Federally-Regulated | 05/11/1988 |  | 03/15/1989
Waterfurnace International, Inc. | Waterfurnace International, Inc. | SXH048*0 |  | Ground-Water-Source | WBAHP: Heat Pump Packaged Unit | Heat Pump | 208 | 1 |  |  | No Match | No Match |  |  |  | 51500 | 3843 | 13.4 | 9 | 36000 | 3402 | 3.1 |  | Non Federally-Regulated | 10/06/1999 |  | 05/19/2000
Snyder General Corp. | McQuay | FCW024A*T |  | Water-Source | WBAHP: Heat Pump Packaged Unit | Heat Pump | 460 | 3 |  |  | No Match | No Match |  |  |  | 24600 | 2365 | 10.4 | 9 | 29400 | 2394 | 3.6 | 3.2 | Non Federally-Regulated | 02/22/1990 |  | 07/31/1991
ClimateMaster Inc. | Carrier Corp. | 50PRH/V018 4 |  | Water-Source | WBAHP: Heat Pump Packaged Unit | Heat Pump | 265 | 1 |  |  | No Match | Single-Speed |  |  |  | 17300 | 1210 | 14.3 | 12 | 21500 | 1260 | 5 | 4.2 | Federally-Regulated Commercial & Industrial Equipment | 01/24/2011 |  | 08/23/2011
Command-Aire | Command-Aire | RWP-201 |  | Water-Source | WBAHP: Heat Pump Packaged Unit | Heat Pump | 208 | 1 |  |  | No Match | No Match |  |  |  | 25800 | 2440 | 10.6 | 9 | 31200 | 2420 | 3.8 | 3.2 | Non Federally-Regulated | 05/11/1988 |  | 03/15/1989
Snyder General Corp. | American Air Filter | DHW-120 |  | Water-Source | WBAHP: Heat Pump Packaged Unit | Heat Pump | 230 | 3 |  |  | No Match | No Match |  |  |  | 120000 | 11100 | 10.8 | 10.5 | 145000 | 11800 | 3.6 | 3.8 | Non Federally-Regulated | 07/31/1991 |  | 03/31/1998
Waterfurnace International, Inc. | Geosmart Energy, Inc. | YS036**1*0 |  | Ground-Water-Source | WBAHP: Heat Pump Packaged Unit | Heat Pump | 230 | 1 |  |  | No Match | Single-Speed |  |  |  | 37700 | 1778 | 21.2 | 16.2 | 33000 | 2480 | 3.9 | 3.6 | Non Federally-Regulated | 01/24/2011 |  | 05/01/2015
ClimateMaster Inc. | Climate Master Series | 80117G |  | Water-Source | WBAHP: Heat Pump Packaged Unit | Heat Pump | 208 | 1 |  |  | No Match | No Match |  |  |  | 15700 | 1390 | 11.3 | 9 | 18400 | 1395 | 3.9 | 3.2 | Non Federally-Regulated | 05/11/1988 |  | 03/15/1989
Solar Oriented Environmental Systems | S.O.E.S.I. | PSD-600 (1) |  | Water-Source | WBAHP: Heat Pump Packaged Unit | Heat Pump | 230 | 1 |  |  | No Match | No Match |  |  |  | 72200 | 7061 | 10.2 | 9.2 | 94500 | 7150 | 3.9 | 2.5 | Non Federally-Regulated | 05/16/1984 |  | 05/11/1988
Solar Oriented Environmental Systems | S.O.E.S.I. | PSD-800 (2) |  | Water-Source | WBAHP: Heat Pump Packaged Unit | Heat Pump | 230 | 1 |  |  | No Match | No Match |  |  |  | 100000 | 7682 | 13 | 9.2 | 104000 | 7498 | 4 | 2.5 | Non Federally-Regulated | 05/16/1984 |  | 05/11/1988
Waterfurnace International, Inc. | Waterfurnace International, Inc. | SXH048C1 |  | Water-Source | WBAHP: Heat Pump Packaged Unit | Heat Pump | 208 | 1 |  |  | No Match | No Match |  |  |  | 49000 | 3629 | 13.5 | 9.3 | 60500 | 3772 | 4.7 | 3.8 | Federally-Regulated Commercial & Industrial Equipment | 03/31/1998 |  | 05/10/1998
McQuay International | McQuay | HWH/HWW007C-G |  | Water-Source | WBAHP: Heat Pump Packaged Unit | Heat Pump | 230 | 1 |  |  | No Match | No Match |  |  |  | 7000 | 654 | 10.7 | 10 | 9800 | 736 | 3.9 |  | Federally-Regulated Commercial & Industrial Equipment | 11/17/1999 |  | 09/21/2000
Addison Products | Addison Products | WPH036-1JC/1JBC |  | Water-Source | WBAHP: Heat Pump Packaged Unit | Heat Pump | 208 | 1 |  |  | No Match | No Match |  |  |  | 33400 | 2982 | 11.2 | 10 | 43000 | 3316 | 3.8 |  | Federally-Regulated Commercial & Industrial Equipment | 12/14/1998 |  | 11/14/2000
ClimateMaster Inc. | Carrier Corp. | 50YCS0603 | FK4CNF006 | Water-Source | WBAHP-CB: Heat Pump Split Syst | Heat Pump | 230 | 1 |  |  | No Match | Single-Speed |  |  |  | 55100 | 4238 | 13 | 12 | 72700 | 4635 | 4.6 | 4.2 | Federally-Regulated Commercial & Industrial Equipment | 09/15/2009 |  | 02/17/2011
Koldwave Division, Mestek, Inc. | Heat Exchangers | 6K18CMHT |  | Water-Source | WBAHP: Heat Pump Packaged Unit | Heat Pump | 208 | 1 |  |  | No Match | No Match |  |  |  | 19500 | 1523 | 12.8 | 10 | 23800 | 1621 | 4.3 |  | Federally-Regulated Commercial & Industrial Equipment | 02/02/1998 |  | 03/31/1998
Waterfurnace International, Inc. | Waterfurnace International, Inc. | P046**0 |  | Ground-Water-Source | WBAHP: Heat Pump Packaged Unit | Heat Pump | 230 | 1 |  |  | No Match | No Match |  |  |  | 47000 | 2919 | 16.1 | 9 | 34500 | 3063 | 3.3 |  | Non Federally-Regulated | 07/22/2002 |  | 03/12/2009
Command-Aire | Command-Aire | SPHD0803 |  | Water-Source | WBAHP: Heat Pump Packaged Unit | Heat Pump | 460 | 3 |  |  | No Match | No Match |  |  |  | 100000 | 8474 | 11.8 | 9 | 128400 | 9902 | 3.8 | 3.8 | Federally-Regulated Commercial & Industrial Equipment | 12/14/1998 |  | 03/12/2009
McQuay International | McQuay | W-W**-1-009-E |  | Water-Source | WBAHP-O: Heat Pump Packaged Un | Heat Pump | 208 | 1 |  |  | No Match | No Match |  |  |  | 8700 | 690 | 12.6 | 10 | 11000 | 848 | 3.8 |  | Federally-Regulated Commercial & Industrial Equipment | 10/05/1999 |  | 09/21/2000
Addison Products | Addison Products | VWY054-3A |  | Water-Source | WBAHP: Heat Pump Packaged Unit | Heat Pump | 208 | 3 |  |  | No Match | No Match |  |  |  | 54800 | 4248 | 12.9 | 10 | 66100 | 4401 | 4.4 |  | Federally-Regulated Commercial & Industrial Equipment | 05/19/2000 |  | 11/14/2000
American Air Filter | Enercon | VW36 |  | Water-Source | WBAHP: Heat Pump Packaged Unit | Heat Pump | 230 | 1 |  |  | No Match | No Match |  |  |  | 36000 | 3280 | 11 | 7.5 | 43000 | 3525 | 3.6 | 2.5 | Non Federally-Regulated | 06/11/1985 |  | 05/11/1988
ClimateMaster Inc. | Carrier | 50HQA/HQD120 5/6 |  | Water-Source | WBAHP: Heat Pump Packaged Unit | Heat Pump | 230 | 3 |  |  | No Match | No Match |  |  |  | 120000 | 10714 | 11.2 | 9 | 150000 | 11565 | 3.8 | 3.8 | Federally-Regulated Commercial & Industrial Equipment | 10/05/1999 |  | 04/12/2000
Climate Control / Snyder General | Electro-Hydronics | VF390G5 |  | Water-Source | WBAHP: Heat Pump Packaged Unit | Heat Pump | 208 | 1 |  |  | No Match | No Match |  |  |  | 39000 | 3700 | 10.5 | 7.5 | 48000 | 4020 | 3.5 | 2.5 | Non Federally-Regulated | 05/16/1984 |  | 08/29/1986
Florida Heat Pump | Florida Heat Pump | EM028-4CS | EM028-4AV | Water-Source | WBAHP-C: Heat Pump Split Syste | Heat Pump | 460 | 3 |  |  | No Match | No Match |  |  |  | 27500 | 1964 | 14 | 10 | 33000 | 2198 | 4.4 |  | Federally-Regulated Commercial & Industrial Equipment | 12/14/1998 |  | 10/05/1999
Waterfurnace International, Inc. | Geotility Geothermal Installations | GCC/GCW/GCS/GCE12*0 |  | Ground-Water-Source | WBAHP-O: Heat Pump Packaged Un | Heat Pump | 208 | 1 |  |  | No Match | Single-Speed |  |  |  | 12400 | 636 | 19.5 | 16.2 | 11800 | 935 | 3.7 | 3.6 | Non Federally-Regulated | 01/24/2011 |  | 04/19/2013
Mammoth | Mammoth | F124VSCXXX |  | Water-Source | WBAHP: Heat Pump Packaged Unit | Heat Pump | 230 | 3 |  |  | No Match | No Match |  |  |  | 116000 | 11600 | 10 | 9.2 | 142000 | 11700 | 3.7 |  | Non Federally-Regulated | 05/11/1988 |  | 03/15/1989
Mammoth | Hydrobank II | F052VHJ |  | Water-Source | WBAHP: Heat Pump Packaged Unit | Heat Pump | 208 | 3 |  |  | No Match | No Match |  |  |  | 53000 | 4690 | 11.3 | 10 | 69000 | 5183 | 3.9 |  | Federally-Regulated Commercial & Industrial Equipment | 05/23/2000 |  | 01/18/2001
Waterfurnace International, Inc. | Waterfurnace International, Inc. | ATV016C0 |  | Ground-Water-Source | WBAHP: Heat Pump Packaged Unit | Heat Pump | 230 | 1 |  |  | No Match | No Match |  |  |  | 17300 | 1123 | 15.4 | 11 | 17700 | 1152 | 4.5 | 3.5 | Non Federally-Regulated | 03/31/1998 |  | 05/10/1998
Florida Heat Pump | Florida Heat Pump | EM007-0CF |  | Water-Source | WBAHP: Heat Pump Packaged Unit | Heat Pump | 115 | 1 |  |  | No Match | No Match |  |  |  | 7500 | 609 | 12.3 | 10 | 10000 | 651 | 4.5 |  | Federally-Regulated Commercial & Industrial Equipment | 02/02/1998 |  | 03/31/1998
Florida Heat Pump | Florida Heat Pump | GT026-3CS | GT026-1AH/AV | Ground-Water-Source | WBAHP-CB: Heat Pump Split Syst | Heat Pump | 230 | 1 |  |  | No Match | No Match |  |  |  | 26500 | 1906 | 13.9 | 9 | 19000 | 1795 | 3.1 |  | Non Federally-Regulated | 04/10/2000 |  | 05/29/2001
Waterfurnace International, Inc. | Rybacki - Hart Enterprises | YS048**1*4 |  | Ground-Water-Source | WBAHP: Heat Pump Packaged Unit | Heat Pump | 208 | 1 |  |  | No Match | Single-Speed |  |  |  | 52000 | 2222 | 23.4 | 16.2 | 45900 | 3203 | 4.2 | 3.6 | Non Federally-Regulated | 01/24/2011 |  | 04/19/2013
Command-Aire | Command-Aire | RUWP-3033 |  | Water-Source | WBAHP: Heat Pump Packaged Unit | Heat Pump | 208 | 3 |  |  | No Match | No Match |  |  |  | 351000 | 38500 | 9.1 | 7.5 | 451000 | 38600 | 3.4 | 2.2 | Non Federally-Regulated | 01/05/1982 |  | 06/11/1985
Waterfurnace International, Inc. | Waterfurnace International, Inc. | SXH058C3 |  | Water-Source | WBAHP: Heat Pump Packaged Unit | Heat Pump | 230 | 3 |  |  | No Match | No Match |  |  |  | 55000 | 4044 | 13.6 | 10 | 69000 | 4493 | 4.5 |  | Federally-Regulated Commercial & Industrial Equipment | 12/14/1998 |  | 10/05/1999
ClimateMaster Inc. | Climate Master Series | 802262H******** |  | Water-Source | WBAHP: Heat Pump Packaged Unit | Heat Pump | 230 | 3 |  |  | No Match | No Match |  |  |  | 258000 | 25800 | 10 |  | 320000 | 26900 | 3.5 |  | Non Federally-Regulated | 05/11/1988 |  | 03/15/1989
Florida Heat Pump | Florida Heat Pump | EM120-3HZ/VT |  | Water-Source | WBAHP-CB: Heat Pump Split Syst | Heat Pump | 230 | 3 |  |  | No Match | No Match |  |  |  | 132000 | 9850 | 13.4 | 9 | 145000 | 10893 | 3.9 | 3.5 | Non Federally-Regulated | 07/22/2002 |  | 03/12/2009
Mammoth | Hydrobank II | D014VLG |  | Ground-Water-Source | WBAHP: Heat Pump Packaged Unit | Heat Pump | 208 | 1 |  |  | No Match | No Match |  |  |  | 14000 | 1000 | 14 | 9 | 10500 | 992 | 3.1 |  | Non Federally-Regulated | 07/22/2002 |  | 03/12/2009
Waterfurnace International, Inc. | Waterfurnace International, Inc. | SXH016C0 |  | Water-Source | WBAHP-CB: Heat Pump Split Syst | Heat Pump | 230 | 1 |  |  | No Match | No Match |  |  |  | 16800 | 1253 | 13.4 | 9 | 18700 | 1336 | 4.1 | 3.5 | Non Federally-Regulated | 02/02/1998 |  | 10/02/1998
Addison Products | Addison Products | HGY007-8A |  | Water-Source | WBAHP-CB: Heat Pump Split Syst | Heat Pump | 265 | 1 |  |  | No Match | No Match |  |  |  | 9300 | 688 | 13.5 | 9 | 10900 | 778 | 4.1 | 3.5 | Non Federally-Regulated | 07/16/2001 |  | 07/18/2002
ClimateMaster Inc. | Climate Master Series | CS/CL019G |  | Water-Source | WBAHP-O: Heat Pump Packaged Un | Heat Pump | 208 | 1 |  |  | No Match | No Match |  |  |  | 17600 | 1466 | 12 | 10 | 21000 | 1619 | 3.8 |  | Federally-Regulated Commercial & Industrial Equipment | 04/12/2000 |  | 03/12/2009
California Heat Pump | California Heat Pump | CHP-19C*B-13-** |  | Water-Source | WBAHP: Heat Pump Packaged Unit | Heat Pump | 265 | 1 |  |  | No Match | No Match |  |  |  | 18200 | 2020 | 9 | 7.5 | 22000 | 2220 | 2.9 | 2.5 | Non Federally-Regulated | 05/16/1984 |  | 06/11/1985
Waterfurnace International, Inc. | Waterfurnace International, Inc. | SXV068C1 |  | Water-Source | WBAHP: Heat Pump Packaged Unit | Heat Pump | 208 | 1 |  |  | No Match | No Match |  |  |  | 65000 | 5200 | 12.5 | 10.5 | 84000 | 5470 | 4.5 | 3.8 | Federally-Regulated Commercial & Industrial Equipment | 03/31/1998 |  | 05/10/1998
Addison Products | Heat Controller | WSH032-3AL |  | Water-Source | WBAHP: Heat Pump Packaged Unit | Heat Pump | 208 | 3 |  |  | No Match | No Match |  |  |  | 33000 | 2481 | 13.3 | 10 | 43000 | 2863 | 4.4 |  | Federally-Regulated Commercial & Industrial Equipment | 10/05/1999 |  | 04/12/2000
Florida Heat Pump | Florida Heat Pump | EM009-2CF/HZ/VT |  | Water-Source | WBAHP-CB: Heat Pump Split Syst | Heat Pump | 265 | 1 |  |  | No Match | No Match |  |  |  | 10300 | 858 | 12 | 9 | 13000 | 1029 | 3.7 | 3.5 | Non Federally-Regulated | 07/22/2002 |  | 03/12/2009
Climate Control / Snyder General | Trane | WPHA26XG* |  | Water-Source | WBAHP: Heat Pump Packaged Unit | Heat Pump | 460 | 3 |  |  | No Match | No Match |  |  |  | 26000 | 2453 | 10.6 | 7.5 | 31600 | 2503 | 3.7 | 2.5 | Non Federally-Regulated | 05/16/1984 |  | 05/11/1988
Snyder General Corp. | McQuay | LWP10BP |  | Water-Source | WBAHP: Heat Pump Packaged Unit | Heat Pump | 460 | 3 |  |  | No Match | No Match |  |  |  | 107000 | 9000 | 11.9 | 9.2 | 120000 | 9200 | 3.8 | 2.5 | Non Federally-Regulated | 02/22/1990 |  | 07/31/1991
Inter-City Products Corp. | McQuay | LWP15BD |  | Water-Source | WBAHP: Heat Pump Packaged Unit | Heat Pump | 230 | 3 |  |  | No Match | No Match |  |  |  | 178000 | 16950 | 10.5 |  | 227000 | 17600 | 3.8 | 3.8 | Non Federally-Regulated | 07/31/1991 |  | 03/31/1998
ClimateMaster Inc. | Climate Master | TCV041AG |  | Water-Source | WBAHP: Heat Pump Packaged Unit | Heat Pump | 230 | 1 |  |  | No Match | Single-Speed |  |  |  | 36500 | 2786 | 13.1 | 12 | 45700 | 3189 | 4.2 | 4.2 | Federally-Regulated Commercial & Industrial Equipment | 09/03/2012 |  | 10/24/2014
Florida Heat Pump | Loop Group, Inc. | EV048-3CF/HZ/VT |  | Ground-Water-Source | WBAHP: Heat Pump Packaged Unit | Heat Pump | 230 | 3 |  |  | No Match | Multiple-Speed |  |  |  | 55000 | 2670 | 20.6 | 16.2 | 47000 | 2670 | 4.2 | 3.6 | Non Federally-Regulated | 07/06/2011 |  | 12/12/2012
Waterfurnace International, Inc. | Extended Range | WXH/WXV041A*4*** |  | Water-Source | WBAHP-CB: Heat Pump Split Syst | Heat Pump | 460 | 3 |  |  | No Match | No Match |  |  |  | 43500 | 4223 | 10.3 | 9 | 55500 | 4517 | 3.6 |  | Non Federally-Regulated | 09/13/1989 |  | 07/27/1992
Bard Manufacturing Company, Inc. | Bard | WPV30 |  | Water-Source | WBAHP: Heat Pump Packaged Unit | Heat Pump | 208 | 1 |  |  | No Match | No Match |  |  |  | 28000 | 2620 | 10.7 | 9 | 32200 | 2570 | 3.7 | 3.2 | Non Federally-Regulated | 02/22/1990 |  | 07/31/1991
Waterfurnace International, Inc. | Geotility Geothermal Installations | ZS036**2*4 |  | Water-Source | WBAHP: Heat Pump Packaged Unit | Heat Pump | 265 | 1 |  |  | No Match | Single-Speed |  |  |  | 33300 | 2220 | 15 | 12 | 40600 | 2479 | 4.8 | 4.2 | Federally-Regulated Commercial & Industrial Equipment | 06/14/2011 |  | 03/02/2012
Waterfurnace International, Inc. | Waterfurnace International, Inc. | SXH010B0 |  | Ground-Water-Source | WBAHP: Heat Pump Packaged Unit | Heat Pump | 208 | 1 |  |  | No Match | No Match |  |  |  | 9900 | 642 | 15.4 | 9 | 7400 | 657 | 3.3 |  | Non Federally-Regulated | 12/14/1998 |  | 10/06/1999
Mammoth | Hydrobank II | D054VLG |  | Ground-Water-Source | WBAHP: Heat Pump Packaged Unit | Heat Pump | 208 | 1 |  |  | No Match | No Match |  |  |  | 54500 | 3978 | 13.7 | 9 | 42500 | 4016 | 3.1 |  | Non Federally-Regulated | 05/23/2000 |  | 01/18/2001
Florida Heat Pump | Florida Heat Pump | GT062-1VT/HZ/CF |  | Water-Source | WBAHP-CB: Heat Pump Split Syst | Heat Pump | 208 | 1 |  |  | No Match | No Match |  |  |  | 61500 | 4920 | 12.5 | 9 | 78000 | 6015 | 3.8 | 3.5 | Non Federally-Regulated | 12/14/1998 |  | 10/05/1999
McQuay International | McQuay | W-LDE/LME/LML/LMS-1-07 |  | Water-Source | WBAHP: Heat Pump Packaged Unit | Heat Pump | 208 | 3 |  |  | No Match | No Match |  |  |  | 70000 | 6194 | 11.3 | 9 | 83000 | 6399 | 3.8 | 3.8 | Federally-Regulated Commercial & Industrial Equipment | 10/05/1999 |  | 09/21/2000
ClimateMaster Inc. | Climate Master Series | HS/HL/VS/VL048H |  | Water-Source | WBAHP: Heat Pump Packaged Unit | Heat Pump | 208 | 3 |  |  | No Match | No Match |  |  |  | 44000 | 4000 | 11 | 10 | 57000 | 4394 | 3.8 |  | Federally-Regulated Commercial & Industrial Equipment | 01/18/2001 |  | 11/19/2001
Command-Aire | Command-Aire | SWP-613 |  | Water-Source | WBAHP: Heat Pump Packaged Unit | Heat Pump | 208 | 3 |  |  | No Match | No Match |  |  |  | 62000 | 6500 | 9.5 | 9 | 78000 | 6600 | 3.5 | 3.2 | Non Federally-Regulated | 02/22/1990 |  | 07/31/1991
Phillips Energy, Inc. | Phillips Energy, Inc. | 100WADW-30V01 |  | Water-Source | WBAHP-CB: Heat Pump Split Syst | Heat Pump | 230 | 1 |  |  | No Match | No Match |  |  |  | 31900 | 2055 | 13 | 9 | 31700 | 2575 | 3.6 |  | Non Federally-Regulated | 06/30/1992 |  | 04/07/1996
American Air Filter | Enercon | DHW39 |  | Water-Source | WBAHP: Heat Pump Packaged Unit | Heat Pump | 230 | 3 |  |  | No Match | No Match |  |  |  | 39000 | 3615 | 10.8 | 7.5 | 44500 | 3620 | 3.6 | 2.5 | Non Federally-Regulated | 05/16/1984 |  | 06/11/1985
Waterfurnace International, Inc. | Waterfurnace International, Inc. | SXH042B0 |  | Water-Source | WBAHP: Heat Pump Packaged Unit | Heat Pump | 208 | 1 |  |  | No Match | No Match |  |  |  | 42000 | 3000 | 14 | 9.3 | 54500 | 3131 | 5.1 | 3.8 | Federally-Regulated Commercial & Industrial Equipment | 03/31/1998 |  | 05/10/1998
Command-Aire | Command-Aire | SWPH413E |  | Water-Source | WBAHP: Heat Pump Packaged Unit | Heat Pump | 208 | 3 |  |  | No Match | No Match |  |  |  | 42000 | 3810 | 11 | 9 | 53000 | 3880 | 4 | 3.2 | Non Federally-Regulated | 05/11/1988 |  | 03/15/1989
Enertech Global, LLC | Enertech | GXT060B |  | Ground-Water-Source | WBAHP: Heat Pump Packaged Unit | Heat Pump | 208 | 1 |  |  | No Match | Single-Speed | 2285 | 710 | 1 | 65400 | 2986 | 21.9 | 16.2 | 59200 | 3856 | 4.5 | 3.6 | Non Federally-Regulated | 11/30/2011 |  | 01/09/2014
ClimateMaster Inc. | Climate Master Series | VS/VL/HS/HL 024 F/H |  | Water-Source | WBAHP: Heat Pump Packaged Unit | Heat Pump | 460 | 3 |  |  | No Match | No Match |  |  |  | 24500 | 1828 | 13.4 | 10 | 28900 | 1841 | 4.6 |  | Federally-Regulated Commercial & Industrial Equipment | 12/14/1998 |  | 10/05/1999
ClimateMaster Inc. | Carrier Corp. | 50YDS064 | FE4***006 | Ground-Water-Source | WBAHP-CB: Heat Pump Split Syst | Heat Pump | 208 | 1 |  |  | No Match | Single-Speed |  |  |  | 63800 | 3323 | 19.2 | 16.2 | 58800 | 4008 | 4.3 | 3.6 | Non Federally-Regulated | 01/24/2011 |  | 08/23/2011
ClimateMaster Inc. | Climate Master Series | HP030E |  | Water-Source | WBAHP-CB: Heat Pump Split Syst | Heat Pump | 265 | 1 |  |  | No Match | No Match |  |  |  | 30000 | 2307 | 13 | 9 | 35800 | 2627 | 4 | 3.5 | Non Federally-Regulated | 04/10/1996 |  | 04/07/1996
ClimateMaster Inc. | Climate Master Series | V100-32********** |  | Water-Source | WBAHP: Heat Pump Packaged Unit | Heat Pump | 208 | 3 |  |  | No Match | No Match |  |  |  | 101000 | 9700 | 10.4 | 9.2 | 109000 | 9400 | 3.4 | 2.5 | Non Federally-Regulated | 02/22/1990 |  | 07/31/1991
Enviro Master International llc | Enviro Master International | FWH09D******A*B |  | Water-Source | WBAHP-O: Heat Pump Packaged Un | Heat Pump | 208 | 1 |  |  | No Match | No Match |  |  |  | 9200 | 735 | 12.5 | 9 | 12200 | 850 | 4.2 | 3.2 | Federally-Regulated Commercial & Industrial Equipment | 12/18/1989 |  | 02/22/1990
Florida Heat Pump | DeMarco Energy Systems | GT054-4VT/HZ/CF |  | Water-Source | WBAHP-CB: Heat Pump Split Syst | Heat Pump | 460 | 3 |  |  | No Match | No Match |  |  |  | 53000 | 4240 | 12.5 | 9 | 62000 | 4657 | 3.9 | 3.5 | Non Federally-Regulated | 10/05/1999 |  | 04/12/2000
McQuay International | McQuay | CCH/CCW/HWH/HWW048C-G |  | Water-Source | WBAHP: Heat Pump Packaged Unit | Heat Pump | 230 | 1 |  |  | No Match | No Match |  |  |  | 47000 | 3790 | 12.4 | 9.3 | 54000 | 3768 | 4.2 | 3.8 | Federally-Regulated Commercial & Industrial Equipment | 03/31/1998 |  | 05/10/1998
Waterfurnace International, Inc. | Waterfurnace International, Inc. | SXH048B1 |  | Water-Source | WBAHP: Heat Pump Packaged Unit | Heat Pump | 208 | 1 |  |  | No Match | No Match |  |  |  | 49000 | 3629 | 13.5 | 9.3 | 60500 | 3772 | 4.7 | 3.8 | Federally-Regulated Commercial & Industrial Equipment | 03/31/1998 |  | 05/10/1998
Hydro Delta Corp. | Hydro Delta Corp. | 03-042-WTAR-MT(P) |  | Ground-Water-Source | WBAHP: Heat Pump Packaged Unit | Heat Pump | 230 | 1 |  |  | No Match | No Match |  |  |  | 22500 | 1086 | 20.7 | 9 | 17000 | 1215 | 4.1 |  | Non Federally-Regulated | 12/14/1998 |  | 11/17/1999
Singer | Electro-Hydronics | CC140 5 |  | Water-Source | WBAHP: Heat Pump Packaged Unit | Heat Pump | 208 | 1 |  |  | No Match | No Match |  |  |  | 14000 | 1850 | 7.6 | 7.5 | 18000 | 2050 | 2.6 | 2.5 | Non Federally-Regulated | 09/08/1982 |  | 05/16/1984
Florida Heat Pump | Florida Heat Pump | GT048-5VT/HZ/CF |  | Water-Source | WBAHP-CB: Heat Pump Split Syst | Heat Pump | 575 | 3 |  |  | No Match | No Match |  |  |  | 49000 | 3951 | 12.4 | 9 | 58500 | 4394 | 3.9 | 3.5 | Non Federally-Regulated | 10/05/1999 |  | 04/12/2000
Waterfurnace International, Inc. | Waterfurnace International, Inc. | SXV048*0 |  | Water-Source | WBAHP: Heat Pump Packaged Unit | Heat Pump | 230 | 1 |  |  | No Match | No Match |  |  |  | 49000 | 3629 | 13.5 | 10 | 60500 | 3771 | 4.7 |  | Federally-Regulated Commercial & Industrial Equipment | 10/05/1999 |  | 05/19/2000
Mammoth | Hydrobank II | D024HHG/VHG |  | Water-Source | WBAHP: Heat Pump Packaged Unit | Heat Pump | 230 | 1 |  |  | No Match | No Match |  |  |  | 24600 | 2157 | 11.4 | 10 | 31700 | 2444 | 3.8 |  | Federally-Regulated Commercial & Industrial Equipment | 02/02/1998 |  | 03/31/1998
McQuay International | McQuay | W-LDE/LME/LML/LMS-1-07 |  | Water-Source | WBAHP: Heat Pump Packaged Unit | Heat Pump | 230 | 3 |  |  | No Match | No Match |  |  |  | 70000 | 6194 | 11.3 | 9 | 83000 | 6399 | 3.8 | 3.8 | Federally-Regulated Commercial & Industrial Equipment | 10/05/1999 |  | 09/21/2000
Mammoth | Hydrobank II | D009VHJ |  | Water-Source | WBAHP: Heat Pump Packaged Unit | Heat Pump | 230 | 1 |  |  | No Match | No Match |  |  |  | 8800 | 846 | 10.4 | 10 | 12000 | 878 | 4 |  | Federally-Regulated Commercial & Industrial Equipment | 05/23/2000 |  | 11/14/2000
Addison Products | Heat Controller | WPH064-4JC/4JBC |  | Water-Source | WBAHP: Heat Pump Packaged Unit | Heat Pump | 460 | 3 |  |  | No Match | No Match |  |  |  | 59500 | 4760 | 12.5 | 10 | 78000 | 5859 | 3.9 |  | Federally-Regulated Commercial & Industrial Equipment | 10/05/1999 |  | 04/12/2000
Johnson Controls | Johnson Controls | VSCS36B1****0 |  | Ground-Source | WBAHP: Heat Pump Packaged Unit | Heat Pump | 230 | 1 |  |  | No Match | Single-Speed |  |  |  | 36400 | 2600 | 14 | 13.4 | 22900 | 2165 | 3.1 | 3.1 | Non Federally-Regulated | 03/02/2012 |  | 10/24/2014
ClimateMaster Inc. | Carrier Corp. | YCS0423 | FK4CNF005 | Ground-Water-Source | WBAHP-CB: Heat Pump Split Syst | Heat Pump | 230 | 1 |  |  | No Match | Single-Speed |  |  |  | 44100 | 2239 | 19.7 | 16.2 | 37800 | 2842 | 3.9 | 3.6 | Non Federally-Regulated | 09/15/2009 |  | 02/17/2011
Addison Products | Addison Products | VGY054-3A |  | Water-Source | WBAHP-CB: Heat Pump Split Syst | Heat Pump | 230 | 3 |  |  | No Match | No Match |  |  |  | 57700 | 4931 | 11.7 | 9 | 67100 | 5461 | 3.6 | 3.5 | Non Federally-Regulated | 07/22/2002 |  | 03/12/2009
Carrier Corp. | Carrier | 50QXH0485 |  | Water-Source | WBAHP: Heat Pump Packaged Unit | Heat Pump | 208 | 3 |  |  | No Match | No Match |  |  |  | 47000 | 4273 | 11 | 9 | 59000 | 4550 | 3.8 | 3.2 | Non Federally-Regulated | 10/10/1989 |  | 07/31/1991
McQuay / Snyder General | Electro-Hydronics | FC550G5 |  | Water-Source | WBAHP: Heat Pump Packaged Unit | Heat Pump | 208 | 1 |  |  | No Match | No Match |  |  |  | 55000 | 5670 | 9.7 | 9 | 67000 | 5610 | 3.5 | 3.2 | Non Federally-Regulated | 05/11/1988 |  | 03/15/1989
Florida Heat Pump | Florida Heat Pump | EM012-2CF/HZ/VT |  | Water-Source | WBAHP-CB: Heat Pump Split Syst | Heat Pump | 265 | 1 |  |  | No Match | No Match |  |  |  | 12500 | 1136 | 11 | 9 | 14600 | 1222 | 3.5 | 3.5 | Non Federally-Regulated | 07/22/2002 |  | 03/12/2009
McQuay / Snyder General | Electro-Hydronics | FW400FD |  | Water-Source | WBAHP: Heat Pump Packaged Unit | Heat Pump | 230 | 3 |  |  | No Match | No Match |  |  |  | 39600 | 3960 | 10 | 7.5 | 45000 | 3880 | 3.4 | 2.5 | Non Federally-Regulated | 08/29/1986 |  | 05/11/1988
Addison Products | Addison Products | HGY096-3A |  | Water-Source | WBAHP-CB: Heat Pump Split Syst | Heat Pump | 230 | 3 |  |  | No Match | No Match |  |  |  | 97900 | 8900 | 11 | 9 | 123600 | 10346 | 3.5 | 3.5 | Non Federally-Regulated | 11/14/2000 |  | 01/24/2002
Waterfurnace International, Inc. | Waterfurnace International, Inc. | ATV045*3(P) |  | Ground-Water-Source | WBAHP: Heat Pump Packaged Unit | Heat Pump | 230 | 3 |  |  | No Match | No Match |  |  |  | 27800 | 1323 | 21 | 9 | 19600 | 1472 | 3.9 |  | Non Federally-Regulated | 11/17/1999 |  | 05/19/2000
Command-Aire | Command-Aire | SWPHXR413E |  | Water-Source | WBAHP: Heat Pump Packaged Unit | Heat Pump | 208 | 3 |  |  | No Match | No Match |  |  |  | 42000 | 3780 | 11.1 | 9 | 53000 | 3880 | 4 | 3.2 | Non Federally-Regulated | 05/11/1988 |  | 03/15/1989
Addison Products | Addison Products | HWPH054-4JC/4JBC |  | Water-Source | WBAHP: Heat Pump Packaged Unit | Heat Pump | 460 | 3 |  |  | No Match | No Match |  |  |  | 50000 | 4237 | 11.8 | 9.3 | 68000 | 5109 | 3.9 | 3.8 | Federally-Regulated Commercial & Industrial Equipment | 03/31/1998 |  | 05/10/1998
Florida Heat Pump | Florida Heat Pump | CE035-1CS | DX035 | Water-Source | WBAHP-CB: Heat Pump Split Syst | Heat Pump | 230 | 1 |  |  | No Match | Variable-Speed |  |  |  | 37000 | 2434 | 15.2 | 12 | 41000 | 2503 | 4.8 | 4.2 | Federally-Regulated Commercial & Industrial Equipment | 01/10/2012 |  | 03/02/2012
Enertech Global, LLC | Enertech | H038C | MPD036 | Ground-Water-Source | WBAHP-CB: Heat Pump Split Syst | Heat Pump | 230 | 1 |  |  | No Match | Single-Speed |  |  |  | 39200 | 1990 | 19.7 | 16.2 | 34200 | 2572 | 3.9 | 3.6 | Non Federally-Regulated | 07/16/2009 |  | 04/19/2013
Heat Controller | Heat Controller | WPH64-1JC/1JBC |  | Water-Source | WBAHP-CB: Heat Pump Split Syst | Heat Pump | 230 | 1 |  |  | No Match | No Match |  |  |  | 63500 | 5080 | 12.5 | 9 | 76000 | 6364 | 3.5 | 3.5 | Non Federally-Regulated | 02/02/1998 |  | 10/02/1998
DeMarco Energy Systems | DeMarco Energy Systems | GT042-5VT/HZ/CF |  | Water-Source | WBAHP-CB: Heat Pump Split Syst | Heat Pump | 575 | 3 |  |  | No Match | No Match |  |  |  | 45000 | 3435 | 13.1 | 9 | 50000 | 3488 | 4.2 | 3.5 | Non Federally-Regulated | 10/02/1998 |  | 04/12/2000
Waterfurnace International, Inc. | Geosmart Energy, Inc. | YS030**1*0 |  | Ground-Water-Source | WBAHP: Heat Pump Packaged Unit | Heat Pump | 208 | 1 |  |  | No Match | Single-Speed |  |  |  | 32900 | 1430 | 23 | 16.2 | 28300 | 2074 | 4 | 3.6 | Non Federally-Regulated | 01/24/2011 |  | 05/01/2015
ClimateMaster Inc. | Climate Master Series | CVL030 |  | Water-Source | WBAHP-O: Heat Pump Packaged Un | Heat Pump | 208 | 3 |  |  | No Match | No Match |  |  |  | 29000 | 2416 | 12 | 9.3 | 33400 | 2575 | 3.8 | 3.8 | Non Federally-Regulated | 07/31/1991 |  | 03/31/1998
Waterfurnace International, Inc. | Eagle Mountain | ZS024**3*0 |  | Ground-Water-Source | WBAHP: Heat Pump Packaged Unit | Heat Pump | 208 | 3 |  |  | No Match | Single-Speed |  |  |  | 26400 | 1158 | 22.8 | 16.2 | 22300 | 1634 | 4 | 3.6 | Non Federally-Regulated | 01/24/2011 |  | 04/19/2013
Florida Heat Pump | Florida Heat Pump | EM009-1CF/HZ/VT |  | Water-Source | WBAHP: Heat Pump Packaged Unit | Heat Pump | 230 | 1 |  |  | No Match | No Match |  |  |  | 9500 | 760 | 12.5 | 10 | 13000 | 846 | 4.5 |  | Federally-Regulated Commercial & Industrial Equipment | 04/12/2000 |  | 02/17/2011
Waterfurnace International, Inc. | Waterfurnace International, Inc. | SXV036A1 |  | Ground-Source | WBAHP: Heat Pump Packaged Unit | Heat Pump | 230 | 1 |  |  | No Match | No Match |  |  |  | 36400 | 2676 | 13.6 |  | 26000 | 2381 | 3.2 |  | Non Federally-Regulated | 03/31/1998 |  | 05/10/1998
Command-Aire | Command-Aire | SWPV097 |  | Water-Source | WBAHP: Heat Pump Packaged Unit | Heat Pump | 265 | 1 |  |  | No Match | No Match |  |  |  | 9000 | 810 | 11.1 | 9 | 12200 | 870 | 4.1 | 3.2 | Non Federally-Regulated | 05/11/1988 |  | 03/15/1989
Florida Heat Pump | Florida Heat Pump | CW012-2 |  | Water-Source | WBAHP-O: Heat Pump Packaged Un | Heat Pump | 230 | 1 |  |  | No Match | No Match |  |  |  | 11000 | 714 | 15.4 | 9.3 | 11300 | 704 | 4.7 | 3.8 | Federally-Regulated Commercial & Industrial Equipment | 03/31/1998 |  | 05/10/1998
Maritime Geothermal, Ltd. | Nordic | O-55-HPCW |  | Water-Source | WBAH-O: Heating Only Packaged | Heat Pump | 208 | 1 |  |  | No Match | No Match |  |  |  | 0 | 0 | 0 | 9 | 70524 | 4950 | 4.2 | 3.5 | Non Federally-Regulated | 07/03/1997 |  | 04/12/2000
Mammoth | Hydrobank II | F070HHG |  | Water-Source | WBAHP: Heat Pump Packaged Unit | Heat Pump | 208 | 3 |  |  | No Match | No Match |  |  |  | 67000 | 5114 | 13.1 | 9 | 83600 | 5696 | 4.3 | 3.8 | Federally-Regulated Commercial & Industrial Equipment | 01/18/2001 |  | 11/19/2001
Waterfurnace International, Inc. | Waterfurnace International, Inc. | SXV030C4 |  | Ground-Water-Source | WBAHP: Heat Pump Packaged Unit | Heat Pump | 460 | 3 |  |  | No Match | No Match |  |  |  | 31200 | 2181 | 14.3 | 9 | 21600 | 1808 | 3.5 |  | Non Federally-Regulated | 12/14/1998 |  | 10/06/1999
Enertech Global, LLC | Enertech | HHT024A |  | Ground-Water-Source | WBAHP: Heat Pump Packaged Unit | Heat Pump | 208 | 1 |  |  | No Match | Single-Speed |  |  |  | 25400 | 1176 | 21.6 | 16.2 | 25000 | 1559 | 4.7 | 3.6 | Non Federally-Regulated | 08/23/2011 |  | 12/12/2012
Geoflex Systems, Inc. | Geoflex Systems, Inc. | GF1T-V/H/D/M-026WACBE |  | Ground-Water-Source | WBAHP: Heat Pump Packaged Unit | Both Heat Pump and Electric Re | 230 | 3 |  |  | No Match | Dual-Speed |  |  |  | 28900 | 1189 | 24.3 | 16.2 | 25500 | 1525 | 4.9 | 3.6 | Non Federally-Regulated | 11/30/2011 |  | 01/09/2014
ClimateMaster Inc. | Carrier Corp. | 50P1H/V048 |  | Water-Source | WBAHP: Heat Pump Packaged Unit | Heat Pump | 230 | 1 |  |  | No Match | Single-Speed |  |  |  | 47700 | 3586 | 13.3 | 12 | 55900 | 3486 | 4.7 | 4.2 | Federally-Regulated Commercial & Industrial Equipment | 10/24/2014 |  | 04/22/2015
Florida Heat Pump | Florida Heat Pump | EM072-3VT/HZ |  | Water-Source | WBAHP: Heat Pump Packaged Unit | Heat Pump | 208 | 3 |  |  | No Match | No Match |  |  |  | 71000 | 5107 | 13.9 | 9 | 76000 | 4840 | 4.6 | 3.8 | Federally-Regulated Commercial & Industrial Equipment | 10/05/1999 |  | 04/12/2000
Addison Products | Addison Products | WSH041-4AR |  | Water-Source | WBAHP: Heat Pump Packaged Unit | Heat Pump | 460 | 3 |  |  | No Match | No Match |  |  |  | 41000 | 3106 | 13.2 | 10 | 51000 | 3557 | 4.2 |  | Federally-Regulated Commercial & Industrial Equipment | 10/05/1999 |  | 05/19/2000
Carrier Corp. | Carrier | 50QXV0364 |  | Water-Source | WBAHP: Heat Pump Packaged Unit | Heat Pump | 265 | 1 |  |  | No Match | No Match |  |  |  | 35200 | 3162 | 11.1 | 9 | 41500 | 3151 | 3.9 | 3.2 | Non Federally-Regulated | 03/15/1989 |  | 02/05/1990
Waterfurnace International, Inc. | Waterfurnace International, Inc. | SXH068B0 |  | Ground-Water-Source | WBAHP: Heat Pump Packaged Unit | Heat Pump | 208 | 1 |  |  | No Match | No Match |  |  |  | 66000 | 5500 | 12 | 9 | 52000 | 5080 | 3 |  | Non Federally-Regulated | 12/14/1998 |  | 10/06/1999
Florida Heat Pump | Florida Heat Pump | EM048-3VT/HZ/CF |  | Water-Source | WBAHP: Heat Pump Packaged Unit | Heat Pump | 208 | 3 |  |  | No Match | No Match |  |  |  | 49000 | 3920 | 12.5 | 10 | 58000 | 3862 | 4.4 |  | Federally-Regulated Commercial & Industrial Equipment | 10/05/1999 |  | 04/12/2000
Mammoth | Hydrobank II | K084HHJ |  | Water-Source | WBAHP: Heat Pump Packaged Unit | Heat Pump | 575 | 3 |  |  | No Match | No Match |  |  |  | 84000 | 7179 | 11.7 | 9 | 108600 | 8373 | 3.8 | 3.8 | Federally-Regulated Commercial & Industrial Equipment | 05/23/2000 |  | 01/18/2001
ClimateMaster Inc. | Carrier Corp. | 50YFV/H036 |  | Ground-Water-Source | WBAHP: Heat Pump Packaged Unit | Heat Pump | 208 | 1 |  |  | No Match | Single-Speed |  |  |  | 37200 | 1898 | 19.6 | 16.2 | 34700 | 2480 | 4.1 | 3.6 | Non Federally-Regulated | 05/02/2012 |  | 04/22/2015
Command-Aire | Command-Aire | SWP-603 |  | Water-Source | WBAHP: Heat Pump Packaged Unit | Heat Pump | 208 | 3 |  |  | No Match | No Match |  |  |  | 71300 | 7500 | 9.5 | 9.2 | 98700 | 7150 | 4 | 2.5 | Non Federally-Regulated | 02/22/1990 |  | 07/31/1991
Mammoth | Geox | ZD013VHEXXX |  | Water-Source | WBAHP: Heat Pump Packaged Unit | Heat Pump | 230 | 1 |  |  | No Match | No Match |  |  |  | 12800 | 1250 | 10.2 | 9 | 16000 | 1340 | 3.5 | 3.2 | Non Federally-Regulated | 05/11/1988 |  | 03/15/1989
Climate Control / Snyder General | Electro-Hydronics | FC260FP |  | Water-Source | WBAHP: Heat Pump Packaged Unit | Heat Pump | 460 | 3 |  |  | No Match | No Match |  |  |  | 26000 | 2450 | 10.6 | 7.5 | 31600 | 2500 | 3.7 | 2.5 | Non Federally-Regulated | 05/16/1984 |  | 08/29/1986
Waterfurnace International, Inc. | Waterfurnace International, Inc. | RTV066*1 |  | Ground-Water-Source | WBAHP: Heat Pump Packaged Unit | Heat Pump | 208 | 1 |  |  | No Match | No Match |  |  |  | 65000 | 4710 | 13.8 | 9 | 51800 | 4742 | 3.2 |  | Non Federally-Regulated | 10/06/1999 |  | 07/18/2002
Addison Products | Addison Products | HPY030-1A |  | Water-Source | WBAHP: Heat Pump Packaged Unit | Heat Pump | 230 | 1 |  |  | No Match | No Match |  |  |  | 32000 | 2539 | 12.6 | 10 | 42300 | 2816 | 4.4 |  | Federally-Regulated Commercial & Industrial Equipment | 11/14/2000 |  | 03/18/2002
Singer | Electro-Hydronics | UC240 P |  | Water-Source | WBAHP: Heat Pump Packaged Unit | Heat Pump | 460 | 3 |  |  | No Match | No Match |  |  |  | 24000 | 2850 | 8.4 | 7.5 | 28400 | 2900 | 2.9 | 2.5 | Non Federally-Regulated | 09/08/1982 |  | 05/16/1984
Florida Heat Pump | Florida Heat Pump | EM018-1CF |  | Water-Source | WBAHP: Heat Pump Packaged Unit | Heat Pump | 230 | 1 |  |  | No Match | No Match |  |  |  | 18500 | 1370 | 13.5 | 10 | 25000 | 1526 | 4.8 |  | Federally-Regulated Commercial & Industrial Equipment | 02/02/1998 |  | 03/31/1998
Waterfurnace International, Inc. | Rybacki - Hart Enterprises | ZS018**0*0 |  | Water-Source | WBAHP: Heat Pump Packaged Unit | Heat Pump | 230 | 1 |  |  | No Match | Single-Speed |  |  |  | 17600 | 1205 | 14.6 | 12 | 21000 | 1309 | 4.7 | 4.2 | Federally-Regulated Commercial & Industrial Equipment | 01/24/2011 |  | 04/19/2013
Waterfurnace International, Inc. | Waterfurnace International, Inc. | V120T*4 |  | Water-Source | WBAHP: Heat Pump Packaged Unit | Heat Pump | 460 | 3 |  |  | No Match | No Match |  |  |  | 120000 | 9375 | 12.8 | 9 | 163000 | 11106 | 4.3 | 3.8 | Federally-Regulated Commercial & Industrial Equipment | 01/18/2001 |  | 07/16/2001
Singer | Electro-Hydronics | UC620CK |  | Water-Source | WBAHP: Heat Pump Packaged Unit | Heat Pump | 208 | 3 |  |  | No Match | No Match |  |  |  | 62000 | 7400 | 8.4 | 7.5 | 82000 | 8200 | 2.9 | 2.5 | Non Federally-Regulated | 01/05/1982 |  | 05/16/1984
Waterfurnace International, Inc. | Rybacki - Hart Enterprises | ZS048**0*1 |  | Water-Source | WBAHP: Heat Pump Packaged Unit | Heat Pump | 208 | 1 |  |  | No Match | Single-Speed |  |  |  | 47700 | 3077 | 15.5 | 12 | 56000 | 3419 | 4.8 | 4.2 | Federally-Regulated Commercial & Industrial Equipment | 01/24/2011 |  | 04/19/2013
ClimateMaster Inc. | Trane | WPRA40HGXBX |  | Water-Source | WBAHP: Heat Pump Packaged Unit | Heat Pump | 460 | 3 |  |  | No Match | No Match |  |  |  | 41000 | 3800 | 10.8 | 9 | 45000 | 3770 | 3.5 | 3.2 | Non Federally-Regulated | 05/11/1988 |  | 03/15/1989
ClimateMaster Inc. | Climate Master Series | VL024G********* |  | Water-Source | WBAHP: Heat Pump Packaged Unit | Heat Pump | 208 | 1 |  |  | No Match | No Match |  |  |  | 23400 | 1888 | 12.4 | 9 | 30000 | 1957 | 4.5 | 3.2 | Federally-Regulated Commercial & Industrial Equipment | 10/01/1991 |  | 07/27/1992
Enertech Global, LLC | Enertech | GST072A2 | ACD060 | Ground-Water-Source | WBAHP-CB: Heat Pump Split Syst | Heat Pump | 230 | 3 |  |  | No Match | Single-Speed | 3108 | 4814 | 1 | 69100 | 3735 | 18.5 | 16.2 | 65700 | 4814 | 4 | 3.6 | Non Federally-Regulated | 03/02/2012 |  | 12/12/2012
Mammoth | Hydrobank II | D024HHF |  | Water-Source | WBAHP: Heat Pump Packaged Unit | Heat Pump | 208 | 1 |  |  | No Match | No Match |  |  |  | 23800 | 2106 | 11.3 | 9 | 31200 | 2470 | 3.7 | 3.2 | Federally-Regulated Commercial & Industrial Equipment | 01/22/1990 |  | 07/27/1992
Mammoth | Hydrobank II | G054VHG |  | Water-Source | WBAHP: Heat Pump Packaged Unit | Heat Pump | 460 | 3 |  |  | No Match | No Match |  |  |  | 52000 | 3714 | 14 | 10 | 66500 | 4235 | 4.6 |  | Federally-Regulated Commercial & Industrial Equipment | 01/18/2001 |  | 05/29/2001
Waterfurnace International, Inc. | Trane Unitary Products Group | T1GX042***1**1 |  | Water-Source | WBAHP: Heat Pump Packaged Unit | Heat Pump | 230 | 1 |  |  | No Match | Single-Speed |  |  |  | 40600 | 2115 | 19.2 | 12 | 44100 | 2192 | 5.9 | 4.2 | Federally-Regulated Commercial & Industrial Equipment | 08/23/2011 |  | 10/24/2014
McQuay / Snyder General | Electro-Hydronics | UC610GP |  | Water-Source | WBAHP: Heat Pump Packaged Unit | Heat Pump | 460 | 3 |  |  | No Match | No Match |  |  |  | 61500 | 5850 | 10.5 | 7.5 | 77000 | 5785 | 3.9 | 2.5 | Non Federally-Regulated | 08/29/1986 |  | 05/11/1988
California Heat Pump | Trane | WPCB-0122 |  | Water-Source | WBAHP: Heat Pump Packaged Unit | Heat Pump | 230 | 1 |  |  | No Match | No Match |  |  |  | 12500 | 1275 | 9.8 | 7.5 | 14000 | 1325 | 3.1 | 2.5 | Non Federally-Regulated | 06/11/1985 |  | 05/11/1988
Climate Control / Snyder General | Electro-Hydronics | CC230G7 |  | Water-Source | WBAHP: Heat Pump Packaged Unit | Heat Pump | 265 | 1 |  |  | No Match | No Match |  |  |  | 23000 | 2250 | 10.2 | 7.5 | 30000 | 2500 | 3.5 | 2.5 | Non Federally-Regulated | 06/11/1985 |  | 08/29/1986
Mammoth | Geox | ZF284VHA |  | Water-Source | WBAHP: Heat Pump Packaged Unit | Heat Pump | 230 | 3 |  |  | No Match | No Match |  |  |  | 276000 | 25091 | 11 |  | 348000 | 27558 | 3.7 | 3.8 | Non Federally-Regulated | 07/31/1991 |  | 03/31/1998
Florida Heat Pump | Florida Heat Pump | EM031-1CF/HZ/VT |  | Water-Source | WBAHP-CB: Heat Pump Split Syst | Heat Pump | 208 | 1 |  |  | No Match | No Match |  |  |  | 35000 | 2651 | 13.2 | 9 | 42000 | 3325 | 3.7 | 3.5 | Non Federally-Regulated | 07/22/2002 |  | 03/12/2009
Trane U.S. Inc. | Trane | GEHA009 |  | Ground-Water-Source | WBAHP: Heat Pump Packaged Unit | Heat Pump | 208 | 1 |  |  | No Match | No Match |  |  |  | 8623 | 583 | 14.8 | 9 | 6580 | 587 | 3.3 |  | Non Federally-Regulated | 04/10/2000 |  | 07/18/2002
Carrier Corp. | Carrier | 50QXH0093 |  | Water-Source | WBAHP: Heat Pump Packaged Unit | Heat Pump | 208 | 1 |  |  | No Match | No Match |  |  |  | 9200 | 745 | 12.3 | 9 | 10800 | 775 | 4.1 | 3.2 | Non Federally-Regulated | 02/22/1990 |  | 07/31/1991
Waterfurnace International, Inc. | Waterfurnace International, Inc. | SXH016C2 |  | Ground-Water-Source | WBAHP: Heat Pump Packaged Unit | Heat Pump | 265 | 1 |  |  | No Match | No Match |  |  |  | 16800 | 1253 | 13.4 | 11 | 18700 | 1336 | 4.1 | 3.5 | Non Federally-Regulated | 03/31/1998 |  | 05/10/1998
Florida Heat Pump | Florida Heat Pump | GO042-1CF/HZ/VT |  | Water-Source | WBAHP-CB: Heat Pump Split Syst | Heat Pump | 208 | 1 |  |  | No Match | No Match |  |  |  | 42600 | 2840 | 15 | 9 | 49000 | 3190 | 4.5 | 3.5 | Non Federally-Regulated | 05/23/2001 |  | 07/18/2002
Waterfurnace International, Inc. | Waterfurnace International, Inc. | ATV046D0 |  | Ground-Source | WBAHP: Heat Pump Packaged Unit | Heat Pump | 230 | 1 |  |  | No Match | No Match |  |  |  | 47000 | 2919 | 16.1 |  | 34500 | 3063 | 3.3 |  | Non Federally-Regulated | 03/31/1998 |  | 05/10/1998
California Heat Pump | California Heat Pump | CHP-33V*-12-** |  | Water-Source | WBAHP: Heat Pump Packaged Unit | Heat Pump | 208 | 1 |  |  | No Match | No Match |  |  |  | 31500 | 3500 | 9 | 7.5 | 36000 | 3550 | 3 | 2.5 | Non Federally-Regulated | 01/05/1982 |  | 09/08/1982
Geoflex Systems, Inc. | Geoflex Systems, Inc. | GF1S-V/H/D/M-042WACBP |  | Ground-Source | WBAHP: Heat Pump Packaged Unit | Both Heat Pump and Electric Re | 200 | 3 |  |  | No Match | Single-Speed |  |  |  | 39800 | 2095 | 19 | 13.4 | 29000 | 2237 | 3.8 | 3.1 | Non Federally-Regulated | 03/02/2012 |  | 01/09/2014
Addison Products | Heat Controller | HWPH32-3JRA/3JLA |  | Water-Source | WBAHP-CB: Heat Pump Split Syst | Heat Pump | 230 | 3 |  |  | No Match | No Match |  |  |  | 32200 | 2927 | 11 | 9 | 36200 | 3030 | 3.5 | 3.5 | Non Federally-Regulated | 10/05/1999 |  | 04/12/2000
ClimateMaster Inc. | Climate Master | ADD/E038A | FV/E4***005 | Ground-Water-Source | WBAHP-CB: Heat Pump Split Syst | Heat Pump | 208 | 1 |  |  | No Match | Single-Speed |  |  |  | 41900 | 1746 | 24 | 16.2 | 34300 | 2139 | 4.7 | 3.6 | Non Federally-Regulated | 01/09/2014 |  | 06/09/2015
ClimateMaster Inc. | Climate Master Series | GSV/GSH036AE |  | Ground-Water-Source | WBAHP: Heat Pump Packaged Unit | Heat Pump | 265 | 1 |  |  | No Match | No Match |  |  |  | 35800 | 2294 | 15.6 | 9 | 27500 | 2517 | 3.2 |  | Non Federally-Regulated | 04/10/2000 |  | 07/18/2002
Hydro Delta Corp. | Hydro Delta Corp. | 03-046-WTARW-HM |  | Water-Source | WBAHP-CB: Heat Pump Split Syst | Heat Pump | 230 | 1 |  |  | No Match | No Match |  |  |  | 44000 | 3520 | 12.5 | 9 | 52000 | 3907 | 3.9 | 3.5 | Non Federally-Regulated | 02/02/1998 |  | 10/02/1998
Addison Products | Addison Products | VWPG042-1B-XL* |  | Water-Source | WBAHP-CB: Heat Pump Split Syst | Heat Pump | 230 | 1 |  |  | No Match | No Match |  |  |  | 42000 | 2896 | 14.5 | 9 | 46000 | 3209 | 4.2 | 3.5 | Non Federally-Regulated | 02/02/1998 |  | 10/02/1998
Climate Control / Snyder General | Electro-Hydronics | FW260G3 |  | Water-Source | WBAHP: Heat Pump Packaged Unit | Heat Pump | 230 | 1 |  |  | No Match | No Match |  |  |  | 26000 | 2450 | 10.6 | 7.5 | 31600 | 2500 | 3.7 | 2.5 | Non Federally-Regulated | 05/16/1984 |  | 08/29/1986
Waterfurnace International, Inc. | Johnson Controls | RJSV/RJSH042**0*1 |  | Water-Source | WBAHP: Heat Pump Packaged Unit | Heat Pump | 230 | 1 |  |  | No Match | Single-Speed |  |  |  | 40600 | 2115 | 19.2 | 12 | 44100 | 2191 | 5.9 | 4.2 | Federally-Regulated Commercial & Industrial Equipment | 01/24/2011 |  | 10/24/2014
McQuay / Snyder General | Electro-Hydronics | CW420G3 |  | Water-Source | WBAHP: Heat Pump Packaged Unit | Heat Pump | 230 | 1 |  |  | No Match | No Match |  |  |  | 42000 | 3850 | 10.9 | 7.5 | 52000 | 4100 | 3.7 | 2.5 | Non Federally-Regulated | 08/29/1986 |  | 05/11/1988
Hydro Delta Corp. | Hydro Delta Corp. | 03-046-WTARD-HE |  | Water-Source | WBAHP-CB: Heat Pump Split Syst | Heat Pump | 230 | 1 |  |  | No Match | No Match |  |  |  | 44000 | 3520 | 12.5 | 9 | 52000 | 3907 | 3.9 | 3.5 | Non Federally-Regulated | 12/14/1998 |  | 10/05/1999
Waterfurnace International, Inc. | Geotility Geothermal Installations | QT064**1 |  | Ground-Water-Source | WBAHP: Heat Pump Packaged Unit | Heat Pump | 208 | 1 |  |  | No Match | Dual-Speed |  |  |  | 64100 | 3465 | 18.5 | 16.2 | 52800 | 3869 | 4 | 3.6 | Non Federally-Regulated | 01/24/2011 |  | 04/19/2013
McQuay / Snyder General | Electro-Hydronics | UW400G5 |  | Water-Source | WBAHP: Heat Pump Packaged Unit | Heat Pump | 208 | 1 |  |  | No Match | No Match |  |  |  | 39600 | 3960 | 10 | 7.5 | 45000 | 3880 | 3.4 | 2.5 | Non Federally-Regulated | 08/29/1986 |  | 05/11/1988
American Air Filter | Enercon | EVW-49 |  | Water-Source | WBAHP: Heat Pump Packaged Unit | Heat Pump | 208 | 1 |  |  | No Match | No Match |  |  |  | 48500 | 4328 | 11.2 | 9 | 60500 | 5068 | 3.5 | 3.2 | Non Federally-Regulated | 05/11/1988 |  | 03/15/1989
Waterfurnace International, Inc. | Waterfurnace International, Inc. | P066**4 |  | Ground-Water-Source | WBAHP: Heat Pump Packaged Unit | Heat Pump | 460 | 3 |  |  | No Match | No Match |  |  |  | 67000 | 5000 | 13.4 | 9 | 50000 | 4883 | 3 |  | Non Federally-Regulated | 05/19/2000 |  | 07/18/2002
Waterfurnace International, Inc. | Geotility Geothermal Installations | ZS036**2*4 |  | Water-Source | WBAHP: Heat Pump Packaged Unit | Heat Pump | 265 | 1 |  |  | No Match | Single-Speed |  |  |  | 33300 | 2220 | 15 | 12 | 40600 | 2479 | 4.8 | 4.2 | Federally-Regulated Commercial & Industrial Equipment | 03/02/2012 |  | 04/19/2013
Carrier Corp. - Syracuse | Carrier | 50QEH0725 |  | Water-Source | WBAHP: Heat Pump Packaged Unit | Heat Pump | 230 | 3 |  |  | No Match | No Match |  |  |  | 72000 | 6288 | 11.5 | 9.2 | 92000 | 6420 | 4.2 | 2.5 | Non Federally-Regulated | 02/22/1990 |  | 07/31/1991
Florida Heat Pump | Florida Heat Pump | GT054-3CF/HZ/VT |  | Water-Source | WBAHP-CB: Heat Pump Split Syst | Heat Pump | 208 | 3 |  |  | No Match | No Match |  |  |  | 53000 | 4240 | 12.5 | 9 | 62000 | 4657 | 3.9 | 3.5 | Non Federally-Regulated | 07/22/2002 |  | 03/12/2009
Waterfurnace International, Inc. | Geotility Geothermal Installations | YS036**1*4 |  | Water-Source | WBAHP: Heat Pump Packaged Unit | Heat Pump | 208 | 1 |  |  | No Match | Single-Speed |  |  |  | 33300 | 2220 | 15 | 12 | 40600 | 2479 | 4.8 | 4.2 | Federally-Regulated Commercial & Industrial Equipment | 01/24/2011 |  | 04/19/2013
ClimateMaster Inc. | Climate Master Series | VP/HP060 F/H |  | Water-Source | WBAHP: Heat Pump Packaged Unit | Heat Pump | 460 | 3 |  |  | No Match | No Match |  |  |  | 59000 | 4609 | 12.8 | 10 | 71000 | 4729 | 4.4 |  | Federally-Regulated Commercial & Industrial Equipment | 02/02/1998 |  | 03/31/1998
Florida Heat Pump | Florida Heat Pump | EM042-2CF |  | Water-Source | WBAHP: Heat Pump Packaged Unit | Heat Pump | 265 | 1 |  |  | No Match | No Match |  |  |  | 42000 | 3181 | 13.2 | 10 | 51000 | 3475 | 4.3 |  | Federally-Regulated Commercial & Industrial Equipment | 12/14/1998 |  | 10/05/1999
Climate Control / Snyder General | Electro-Hydronics | UW230G3 |  | Water-Source | WBAHP: Heat Pump Packaged Unit | Heat Pump | 230 | 1 |  |  | No Match | No Match |  |  |  | 23000 | 2250 | 10.2 | 7.5 | 30000 | 2500 | 3.5 | 2.5 | Non Federally-Regulated | 06/11/1985 |  | 08/29/1986
Climate Control / Snyder General | Electro-Hydronics | LWP7.5AK |  | Water-Source | WBAHP: Heat Pump Packaged Unit | Heat Pump | 208 | 3 |  |  | No Match | No Match |  |  |  | 76000 | 7100 | 10.7 | 9.2 | 95000 | 7500 | 3.7 | 2.5 | Non Federally-Regulated | 06/11/1985 |  | 08/29/1986
Bard Manufacturing Company, Inc. | Bard | QW601-A |  | Ground-Water-Source | WBAHP: Heat Pump Packaged Unit | Heat Pump | 208 | 1 |  |  | No Match | No Match |  |  |  | 53500 | 4022 | 13.3 | 9 | 45000 | 4253 | 3.1 |  | Non Federally-Regulated | 03/21/2001 |  | 01/24/2002
Waterfurnace International, Inc. | Waterfurnace International, Inc. | SXV036C2 |  | Ground-Water-Source | WBAHP: Heat Pump Packaged Unit | Heat Pump | 265 | 1 |  |  | No Match | No Match |  |  |  | 36400 | 2676 | 13.6 | 9 | 26000 | 2381 | 3.2 |  | Non Federally-Regulated | 12/14/1998 |  | 10/06/1999
Florida Heat Pump | Florida Heat Pump | GT024-1CF/HZ/VT |  | Water-Source | WBAHP-CB: Heat Pump Split Syst | Heat Pump | 460 | 3 |  |  | No Match | No Match |  |  |  | 25500 | 2125 | 12 | 9 | 27200 | 2277 | 3.5 | 3.5 | Non Federally-Regulated | 05/23/2001 |  | 07/16/2001
Florida Heat Pump | Florida Heat Pump | TA025-1CS | DX025 | Ground-Water-Source | WBAHP-CB: Heat Pump Split Syst | Heat Pump | 230 | 1 |  |  | No Match | Dual-Speed |  |  |  | 29000 | 1318 | 22 | 16.2 | 26000 | 1693 | 4.5 | 3.6 | Non Federally-Regulated | 03/02/2012 |  | 04/20/2015
Mammoth | Hydrobank II | K100VLK |  | Ground-Water-Source | WBAHP: Heat Pump Packaged Unit | Heat Pump | 575 | 3 |  |  | No Match | No Match |  |  |  | 100000 | 7407 | 13.5 | 9 | 79000 | 7233 | 3.2 |  | Non Federally-Regulated | 03/22/2001 |  | 07/18/2002
Enviro Master International llc | Enviro Master International | FWH09A******A*B |  | Water-Source | WBAHP-O: Heat Pump Packaged Un | Heat Pump | 115 | 1 |  |  | No Match | No Match |  |  |  | 9400 | 750 | 12.5 | 9 | 12400 | 865 | 4.2 | 3.2 | Non Federally-Regulated | 02/22/1990 |  | 07/31/1991
Carrier Corp. | Carrier | 50QXH0093 |  | Water-Source | WBAHP: Heat Pump Packaged Unit | Heat Pump | 208 | 1 |  |  | No Match | No Match |  |  |  | 8800 | 753 | 11.7 | 9 | 11900 | 807 | 4.3 | 3.2 | Non Federally-Regulated | 03/15/1989 |  | 02/05/1990
ClimateMaster Inc. | Climate Master Series | HL012G********* |  | Water-Source | WBAHP: Heat Pump Packaged Unit | Heat Pump | 208 | 1 |  |  | No Match | No Match |  |  |  | 12200 | 1100 | 11.1 | 9 | 16200 | 1195 | 4 | 3.2 | Federally-Regulated Commercial & Industrial Equipment | 07/17/1991 |  | 07/27/1992
ClimateMaster Inc. | Climate Master | TZV/H036B |  | Water-Source | WBAHP: Heat Pump Packaged Unit | Heat Pump | 230 | 1 |  |  | No Match | Single-Speed |  |  |  | 35000 | 2258 | 15.5 | 12 | 43000 | 2681 | 4.7 | 4.2 | Federally-Regulated Commercial & Industrial Equipment | 12/12/2012 |  | 01/09/2014
California Heat Pump | Trane | WPVB-0267 |  | Water-Source | WBAHP: Heat Pump Packaged Unit | Heat Pump | 265 | 1 |  |  | No Match | No Match |  |  |  | 25500 | 3050 | 8.4 | 7.5 | 31000 | 3200 | 2.8 | 2.5 | Non Federally-Regulated | 06/11/1985 |  | 05/11/1988
California Heat Pump | Carrier | 50BQ00741 |  | Water-Source | WBAHP: Heat Pump Packaged Unit | Heat Pump | 265 | 1 |  |  | No Match | No Match |  |  |  | 7400 | 733 | 10.1 | 7.5 | 9000 | 775 | 3.4 | 2.5 | Non Federally-Regulated | 06/11/1985 |  | 05/11/1988
Waterfurnace International, Inc. | Waterfurnace International, Inc. | CXW009*2 |  | Ground-Water-Source | WBAHP: Heat Pump Packaged Unit | Heat Pump | 265 | 1 |  |  | No Match | No Match |  |  |  | 9600 | 581 | 16.5 | 9 | 6700 | 633 | 3.1 |  | Non Federally-Regulated | 10/06/1999 |  | 04/10/2000
Singer | Electro-Hydronics | CC100C2 |  | Water-Source | WBAHP: Heat Pump Packaged Unit | Heat Pump | 115 | 1 |  |  | No Match | No Match |  |  |  | 10000 | 1200 | 8.3 | 7.5 | 10800 | 1275 | 2.5 | 2.5 | Non Federally-Regulated | 01/05/1982 |  | 05/16/1984
McQuay International | McQuay | W-CMG-1-030-E |  | Ground-Water-Source | WBAHP: Heat Pump Packaged Unit | Heat Pump | 230 | 1 |  |  | No Match | No Match |  |  |  | 31600 | 2194 | 14.4 | 9 | 21500 | 2099 | 3 |  | Non Federally-Regulated | 09/21/2000 |  | 07/18/2002
Florida Heat Pump | Florida Heat Pump | EM041-3CS | EM041-1AH/AV | Water-Source | Water/Brine to Air Heat Pump S | Heat Pump | 208 | 3 |  |  | No Match | No Match |  |  |  | 39000 | 3000 | 13 | 10 | 49000 | 3501 | 4.1 |  | Federally-Regulated Commercial & Industrial Equipment | 04/12/2000 |  | 03/12/2009
Florida Heat Pump | Florida Heat Pump | EM096-3HZ/VT |  | Ground-Water-Source | WBAHP: Heat Pump Packaged Unit | Heat Pump | 230 | 3 |  |  | No Match | No Match |  |  |  | 96000 | 7111 | 13.5 | 9 | 67000 | 6134 | 3.2 |  | Non Federally-Regulated | 07/22/2002 |  | 03/12/2009
McQuay / Snyder General | Electro-Hydronics | FW550G5 |  | Water-Source | WBAHP: Heat Pump Packaged Unit | Heat Pump | 208 | 1 |  |  | No Match | No Match |  |  |  | 55000 | 5670 | 9.7 | 7.5 | 67000 | 5610 | 3.5 | 2.5 | Non Federally-Regulated | 08/29/1986 |  | 05/11/1988
Climate Control / Snyder General | Electro-Hydronics | CC400GK |  | Water-Source | WBAHP: Heat Pump Packaged Unit | Heat Pump | 208 | 3 |  |  | No Match | No Match |  |  |  | 39600 | 3960 | 10 | 7.5 | 45000 | 3880 | 3.4 | 2.5 | Non Federally-Regulated | 06/11/1985 |  | 08/29/1986
ClimateMaster Inc. | Carrier Corp. | 50YFV/H024*2 |  | Water-Source | WBAHP: Heat Pump Packaged Unit | Heat Pump | 208 | 1 |  |  | No Match | Single-Speed |  |  |  | 23500 | 1667 | 14.1 | 12 | 27800 | 1811 | 4.5 | 4.2 | Federally-Regulated Commercial & Industrial Equipment | 01/09/2014 |  | 04/22/2015
Econar | Econar | GH360 |  | Ground-Water-Source | WBAHP: Heat Pump Packaged Unit | Heat Pump | 208 | 1 |  |  | No Match | No Match |  |  |  | 35800 | 2671 | 13.4 | 11 | 45000 | 3381 | 3.9 | 3.5 | Non Federally-Regulated | 03/31/1998 |  | 05/10/1998
Snyder General Corp. | American Air Filter | HWW036C*T |  | Water-Source | WBAHP: Heat Pump Packaged Unit | Heat Pump | 460 | 3 |  |  | No Match | No Match |  |  |  | 35600 | 3017 | 11.8 | 9.3 | 43000 | 3243 | 3.9 | 3.8 | Non Federally-Regulated | 07/31/1991 |  | 03/31/1998
ClimateMaster Inc. | Carrier Corp. | 50P1H/V036 |  | Water-Source | WBAHP: Heat Pump Packaged Unit | Heat Pump | 230 | 1 |  |  | No Match | Single-Speed |  |  |  | 34500 | 2556 | 13.5 | 12 | 45200 | 3011 | 4.4 | 4.2 | Federally-Regulated Commercial & Industrial Equipment | 10/24/2014 |  | 04/22/2015
Command-Aire | Command-Aire | RUWP-303 |  | Water-Source | WBAHP: Heat Pump Packaged Unit | Heat Pump | 208 | 3 |  |  | No Match | No Match |  |  |  | 40600 | 4770 | 8.5 | 7.5 | 51600 | 4540 | 3.3 | 2.5 | Non Federally-Regulated | 01/05/1982 |  | 05/11/1988
Addison Products | Addison Products | WPH064-4JC/4JBC |  | Water-Source | WBAHP: Heat Pump Packaged Unit | Heat Pump | 460 | 3 |  |  | No Match | No Match |  |  |  | 59500 | 4760 | 12.5 | 10 | 78000 | 5861 | 3.9 |  | Federally-Regulated Commercial & Industrial Equipment | 02/02/1998 |  | 03/31/1998
Waterfurnace International, Inc. | Waterfurnace International, Inc. | ATV070D0(P) |  | Water-Source | WBAHP-CB: Heat Pump Split Syst | Heat Pump | 208 | 1 |  |  | No Match | No Match |  |  |  | 43500 | 2900 | 15 | 9 | 44000 | 3070 | 4.2 | 3.5 | Non Federally-Regulated | 02/02/1998 |  | 10/02/1998
ClimateMaster Inc. | Climate Master Series | 804-031-G******** |  | Water-Source | WBAHP: Heat Pump Packaged Unit | Heat Pump | 208 | 1 |  |  | No Match | No Match |  |  |  | 30000 | 2900 | 10.3 | 9 | 40500 | 3200 | 3.7 | 3.2 | Non Federally-Regulated | 02/22/1990 |  | 07/31/1991
Florida Heat Pump | Florida Heat Pump | EM072-4CS | EM072-4AH/AV | Water-Source | WBAH: Heating Only Packaged Un | Heat Pump | 460 | 3 |  |  | No Match | No Match |  |  |  | 70500 | 5222 | 13.5 | 9 | 71000 | 5474 | 3.8 | 3.5 | Non Federally-Regulated | 07/22/2002 |  | 03/12/2009
California Heat Pump | Trane | WPVB-0426 |  | Water-Source | WBAHP: Heat Pump Packaged Unit | Heat Pump | 208 | 3 |  |  | No Match | No Match |  |  |  | 39000 | 4700 | 8.3 | 7.5 | 43000 | 4100 | 3 | 2.5 | Non Federally-Regulated | 06/11/1985 |  | 05/11/1988
Mammoth | Hydrobank II | E043HHF-CR1 |  | Water-Source | WBAHP: Heat Pump Packaged Unit | Heat Pump | 265 | 1 |  |  | No Match | No Match |  |  |  | 42000 | 3716 | 11.3 | 9.3 | 53000 | 3981 | 3.9 | 3.8 | Non Federally-Regulated | 07/31/1991 |  | 03/31/1998
Mammoth | Hydrobank II | D019CHE |  | Water-Source | WBAHP-O: Heat Pump Packaged Un | Heat Pump | 208 | 1 |  |  | No Match | No Match |  |  |  | 17200 | 1522 | 11.3 | 9.3 | 22000 | 1696 | 3.8 | 3.8 | Federally-Regulated Commercial & Industrial Equipment | 03/31/1998 |  | 05/10/1998
Addison Products | Addison Products | HWPH064-1JC/1JBC |  | Water-Source | WBAHP-CB: Heat Pump Split Syst | Heat Pump | 230 | 1 |  |  | No Match | No Match |  |  |  | 63500 | 5080 | 12.5 | 9 | 76000 | 6362 | 3.5 | 3.5 | Non Federally-Regulated | 10/05/1999 |  | 09/21/2000
McQuay / Snyder General | Electro-Hydronics | LHP10BP |  | Water-Source | WBAHP: Heat Pump Packaged Unit | Heat Pump | 460 | 3 |  |  | No Match | No Match |  |  |  | 107000 | 9000 | 11.9 | 9.2 | 120000 | 9200 | 3.8 | 2.5 | Non Federally-Regulated | 08/29/1986 |  | 05/11/1988
Climate Control / Snyder General | Trane | WPVA40XB* |  | Water-Source | WBAHP: Heat Pump Packaged Unit | Heat Pump | 208 | 1 |  |  | No Match | No Match |  |  |  | 42000 | 3853 | 10.9 | 7.5 | 52000 | 4119 | 3.7 | 2.5 | Non Federally-Regulated | 05/16/1984 |  | 05/11/1988
Florida Heat Pump | Florida Heat Pump | EM018-2HZ |  | Water-Source | WBAHP: Heat Pump Packaged Unit | Heat Pump | 265 | 1 |  |  | No Match | No Match |  |  |  | 18500 | 1370 | 13.5 | 10 | 25000 | 1526 | 4.8 |  | Federally-Regulated Commercial & Industrial Equipment | 12/14/1998 |  | 10/05/1999
ClimateMaster Inc. | Carrier Corp. | 50YEH/V/D070K***3 |  | Ground-Water-Source | WBAHP: Heat Pump Packaged Unit | Heat Pump | 208 | 1 |  |  | No Match | Single-Speed | 3125 | 691 | 141 | 78100 | 3396 | 23 | 16.2 | 65200 | 4661 | 4.1 | 3.6 | Non Federally-Regulated | 10/24/2014 |  | 04/22/2015
Waterfurnace International, Inc. | Waterfurnace International, Inc. | ATH022C1 |  | Ground-Source | WBAHP: Heat Pump Packaged Unit | Heat Pump | 230 | 1 |  |  | No Match | No Match |  |  |  | 23400 | 1392 | 16.8 |  | 15700 | 1353 | 3.4 |  | Non Federally-Regulated | 03/31/1998 |  | 05/10/1998
ClimateMaster Inc. | Climate Master Series | HS/HL/VS/VL042G |  | Water-Source | WBAHP: Heat Pump Packaged Unit | Heat Pump | 230 | 1 |  |  | No Match | No Match |  |  |  | 41500 | 3705 | 11.2 | 10 | 52500 | 3845 | 4 |  | Federally-Regulated Commercial & Industrial Equipment | 01/18/2001 |  | 11/19/2001
Waterfurnace International, Inc. | Waterfurnace International, Inc. | SXH120A4 |  | Ground-Water-Source | WBAHP: Heat Pump Packaged Unit | Heat Pump | 460 | 3 |  |  | No Match | No Match |  |  |  | 122000 | 9172 | 13.3 | 9 | 100000 | 9769 | 3 |  | Non Federally-Regulated | 12/14/1998 |  | 10/06/1999
ClimateMaster Inc. | Climate Master Series | 814-027-E |  | Water-Source | WBAHP: Heat Pump Packaged Unit | Heat Pump | 230 | 1 |  |  | No Match | No Match |  |  |  | 27000 | 2290 | 11.8 | 9 | 29500 | 2270 | 3.8 | 3.2 | Non Federally-Regulated | 05/11/1988 |  | 03/15/1989
Mammoth | Hydrobank II | D035HHE/VHE |  | Water-Source | WBAHP: Heat Pump Packaged Unit | Heat Pump | 230 | 1 |  |  | No Match | No Match |  |  |  | 37000 | 2624 | 14.1 | 10 | 45000 | 2866 | 4.6 |  | Federally-Regulated Commercial & Industrial Equipment | 12/14/1998 |  | 05/23/2000
ClimateMaster Inc. | Climate Master Series | GSV/GSH030AG |  | Ground-Water-Source | WBAHP: Heat Pump Packaged Unit | Heat Pump | 208 | 1 |  |  | No Match | No Match |  |  |  | 32000 | 1987 | 16.1 | 9 | 23000 | 2042 | 3.3 |  | Non Federally-Regulated | 07/22/2002 |  | 03/12/2009
Florida Heat Pump | Florida Heat Pump | GT042-1VT/HZ/CF |  | Ground-Water-Source | WBAHP: Heat Pump Packaged Unit | Heat Pump | 208 | 1 |  |  | No Match | No Match |  |  |  | 42500 | 3148 | 13.5 | 9 | 31600 | 2806 | 3.3 |  | Non Federally-Regulated | 12/14/1998 |  | 04/10/2000
Waterfurnace International, Inc. | Eagle Mountain | ZS041**0*4 |  | Water-Source | WBAHP: Heat Pump Packaged Unit | Heat Pump | 230 | 1 |  |  | No Match | Single-Speed |  |  |  | 40000 | 2759 | 14.5 | 12 | 45000 | 2931 | 4.5 | 4.2 | Federally-Regulated Commercial & Industrial Equipment | 06/14/2011 |  | 04/19/2013
Florida Heat Pump | Florida Heat Pump | CE035-1CS | DX035 | Ground-Source | WBAHP-CB: Heat Pump Split Syst | Heat Pump | 230 | 1 |  |  | No Match | Variable-Speed |  |  |  | 38500 | 2200 | 17.5 | 13.4 | 25500 | 2135 | 3.5 | 3.1 | Non Federally-Regulated | 03/02/2012 |  | 04/20/2015
Econar | Econar | GH592 |  | Ground-Water-Source | WBAHP: Heat Pump Packaged Unit | Heat Pump | 208 | 1 |  |  | No Match | No Match |  |  |  | 57500 | 4752 | 12.1 | 9 | 54500 | 5152 | 3.1 |  | Non Federally-Regulated | 07/29/1998 |  | 08/20/1998
Singer | Electro-Hydronics | LE190B5 |  | Water-Source | WBAHP: Heat Pump Packaged Unit | Heat Pump | 208 | 1 |  |  | No Match | No Match |  |  |  | 17000 | 2250 | 7.6 | 7.5 | 23000 | 2500 | 2.7 | 2.5 | Non Federally-Regulated | 01/05/1982 |  | 09/08/1982
McQuay / Snyder General | Electro-Hydronics | FC500FP |  | Water-Source | WBAHP: Heat Pump Packaged Unit | Heat Pump | 460 | 3 |  |  | No Match | No Match |  |  |  | 50000 | 4850 | 10.3 | 9 | 65000 | 5149 | 3.7 | 3.2 | Non Federally-Regulated | 05/11/1988 |  | 03/15/1989
Enertech Global, LLC | Enertech | TVT054 |  | Ground-Water-Source | WBAHP: Heat Pump Packaged Unit | Heat Pump | 230 | 1 |  |  | No Match | Single-Speed |  |  |  | 60000 | 2970 | 20.2 | 16.2 | 52400 | 3830 | 4 | 3.6 | Non Federally-Regulated | 11/25/2009 |  | 11/30/2011
McQuay / Snyder General | Electro-Hydronics | UW350G5 |  | Water-Source | WBAHP: Heat Pump Packaged Unit | Heat Pump | 208 | 1 |  |  | No Match | No Match |  |  |  | 35600 | 3360 | 10.6 | 7.5 | 43000 | 3500 | 3.6 | 2.5 | Non Federally-Regulated | 08/29/1986 |  | 05/11/1988
Enertech Global, LLC | Enertech | TXT072D2 |  | Ground-Source | WBAHP: Heat Pump Packaged Unit | Heat Pump | 230 | 3 |  |  | No Match | Single-Speed | 3533 | 710 | 1 | 73400 | 4243 | 17.3 | 13.4 | 57000 | 4515 | 3.7 | 3.1 | Non Federally-Regulated | 09/03/2012 |  | 12/12/2012
Addison Products | Heat Controller | HWY060-4A |  | Water-Source | WBAHP: Heat Pump Packaged Unit | Heat Pump | 460 | 3 |  |  | No Match | No Match |  |  |  | 60700 | 4598 | 13.2 | 10 | 78700 | 4906 | 4.7 |  | Federally-Regulated Commercial & Industrial Equipment | 11/17/1999 |  | 04/12/2000
Mammoth | Hydrobank II | E024HHF-CR1,VHF-CR1 |  | Water-Source | WBAHP: Heat Pump Packaged Unit | Heat Pump | 265 | 1 |  |  | No Match | No Match |  |  |  | 24200 | 1936 | 12.5 | 9.3 | 30400 | 2284 | 3.9 | 3.8 | Non Federally-Regulated | 07/31/1991 |  | 03/31/1998
Florida Heat Pump | Florida Heat Pump | EM009-2CF |  | Water-Source | WBAHP: Heat Pump Packaged Unit | Heat Pump | 265 | 1 |  |  | No Match | No Match |  |  |  | 9500 | 760 | 12.5 | 10 | 13000 | 846 | 4.5 |  | Federally-Regulated Commercial & Industrial Equipment | 12/14/1998 |  | 10/05/1999
Enertech Global, LLC | Enertech | TST036A | ACD036 | Ground-Source | WBAHP-CB: Heat Pump Split Syst | Heat Pump | 208 | 1 |  |  | No Match | Single-Speed |  |  |  | 37700 | 2167 | 17.4 | 13.4 | 29200 | 2194 | 3.9 | 3.1 | Non Federally-Regulated | 11/30/2011 |  | 03/02/2012
Waterfurnace International, Inc. | Eagle Mountain | ZS041**3*0 |  | Ground-Water-Source | WBAHP: Heat Pump Packaged Unit | Heat Pump | 230 | 3 |  |  | No Match | Single-Speed |  |  |  | 44500 | 2160 | 20.6 | 16.2 | 36000 | 2776 | 3.8 | 3.6 | Non Federally-Regulated | 01/24/2011 |  | 04/19/2013
Florida Heat Pump | Geomaster, LLC | AU071-1CS | AU071-1AV/AH | Water-Source | WBAHP-CB: Heat Pump Split Syst | Heat Pump | 208 | 1 |  |  | No Match | Single-Speed | 4424 | 803 | 1 | 70500 | 4965 | 14.2 | 12 | 78500 | 5227 | 4.4 | 4.2 | Federally-Regulated Commercial & Industrial Equipment | 04/23/2009 |  | 01/25/2011
ClimateMaster Inc. | Climate Master Series | HS/HL 096 F/H |  | Water-Source | WBAHP: Heat Pump Packaged Unit | Heat Pump | 208 | 3 |  |  | No Match | No Match |  |  |  | 95000 | 8636 | 11 | 9 | 114000 | 8792 | 3.8 | 3.8 | Federally-Regulated Commercial & Industrial Equipment | 12/14/1998 |  | 04/12/2000
Climate Control / Snyder General | Electro-Hydronics | UW140G5 |  | Water-Source | WBAHP: Heat Pump Packaged Unit | Heat Pump | 208 | 1 |  |  | No Match | No Match |  |  |  | 13500 | 1300 | 10.4 | 7.5 | 17500 | 1350 | 3.8 | 2.5 | Non Federally-Regulated | 05/16/1984 |  | 08/29/1986
Waterfurnace International, Inc. | Eagle Mountain | ZS041**3*4 |  | Ground-Water-Source | WBAHP: Heat Pump Packaged Unit | Heat Pump | 208 | 3 |  |  | No Match | Single-Speed |  |  |  | 44500 | 2023 | 22 | 16.2 | 36000 | 2638 | 4 | 3.6 | Non Federally-Regulated | 06/14/2011 |  | 04/19/2013
Climate Control / Snyder General | Electro-Hydronics | CW350FD |  | Water-Source | WBAHP: Heat Pump Packaged Unit | Heat Pump | 230 | 3 |  |  | No Match | No Match |  |  |  | 35600 | 3360 | 10.6 | 7.5 | 43000 | 3500 | 3.6 | 2.5 | Non Federally-Regulated | 06/11/1985 |  | 08/29/1986
ClimateMaster Inc. | Climate Master Series | 802071H******** |  | Water-Source | WBAHP: Heat Pump Packaged Unit | Heat Pump | 230 | 3 |  |  | No Match | No Match |  |  |  | 66000 | 6670 | 9.9 | 10.5 | 82000 | 7810 | 3.1 | 3.8 | Non Federally-Regulated | 07/31/1991 |  | 03/31/1998
McQuay International | McQuay | W-FMS/FME/FDE-1-009-J |  | Water-Source | WBAHP: Heat Pump Packaged Unit | Heat Pump | 265 | 1 |  |  | No Match | No Match |  |  |  | 8800 | 822 | 10.7 | 10 | 12000 | 901 | 3.9 |  | Federally-Regulated Commercial & Industrial Equipment | 10/05/1999 |  | 09/21/2000
Enertech Global, LLC | Enertech | TCT048C |  | Ground-Water-Source | WBAHP: Heat Pump Packaged Unit | Heat Pump | 208 | 1 |  |  | No Match | Single-Speed |  |  |  | 53600 | 2404 | 22.3 | 16.2 | 47700 | 3107 | 4.5 | 3.6 | Non Federally-Regulated | 12/12/2012 |  | 04/21/2014
ClimateMaster Inc. | Climate Master Series | CS/CL 015 |  | Water-Source | WBAHP-O: Heat Pump Packaged Un | Heat Pump | 208 | 1 |  |  | No Match | No Match |  |  |  | 15000 | 1200 | 12.5 | 10 | 17100 | 1222 | 4.1 |  | Federally-Regulated Commercial & Industrial Equipment | 12/14/1998 |  | 04/12/2000
Command-Aire | Command-Aire | SPHD0511 |  | Water-Source | WBAHP: Heat Pump Packaged Unit | Heat Pump | 208 | 1 |  |  | No Match | No Match |  |  |  | 50000 | 4237 | 11.8 | 10 | 64200 | 4479 | 4.2 |  | Federally-Regulated Commercial & Industrial Equipment | 12/14/1998 |  | 03/12/2009
Mammoth | Hydrobank II | E043VHE |  | Water-Source | WBAHP: Heat Pump Packaged Unit | Heat Pump | 265 | 1 |  |  | No Match | No Match |  |  |  | 41500 | 3773 | 11 | 9.3 | 51500 | 4191 | 3.6 | 3.8 | Non Federally-Regulated | 07/31/1991 |  | 03/31/1998
Florida Heat Pump | Florida Heat Pump | EM028-3CF/HZ/VT |  | Water-Source | WBAHP-CB: Heat Pump Split Syst | Heat Pump | 230 | 3 |  |  | No Match | No Match |  |  |  | 30500 | 2382 | 12.8 | 9 | 33400 | 2796 | 3.5 | 3.5 | Non Federally-Regulated | 07/22/2002 |  | 03/12/2009
Florida Heat Pump | Florida Heat Pump | GT036-1CS | GT036-1AH/AV | Ground-Water-Source | WBAHP-CB: Heat Pump Split Syst | Heat Pump | 230 | 1 |  |  | No Match | No Match |  |  |  | 35000 | 2397 | 14.6 | 9 | 25000 | 2219 | 3.3 |  | Non Federally-Regulated | 07/22/2002 |  | 03/12/2009
Power-Save International, Inc. | S.O.E.S.I. | PSD-600 (1) |  | Water-Source | WBAHP: Heat Pump Packaged Unit | Heat Pump | 230 | 1 |  |  | No Match | No Match |  |  |  | 72200 | 7061 | 10.2 | 9.2 | 94500 | 7150 | 3.9 |  | Federally-Regulated Commercial & Industrial Equipment | 01/23/1988 |  | 05/11/1988
ClimateMaster Inc. | Climate Master Series | VT 042 |  | Ground-Water-Source | WBAHP: Heat Pump Packaged Unit | Heat Pump | 230 | 1 |  |  | No Match | No Match |  |  |  | 42000 | 2470 | 17 | 9 | 30000 | 2313 | 3.8 |  | Non Federally-Regulated | 12/14/1998 |  | 04/10/2000
Waterfurnace International, Inc. | Eagle Mountain | ZS030**3*1 |  | Ground-Water-Source | WBAHP: Heat Pump Packaged Unit | Heat Pump | 208 | 3 |  |  | No Match | Single-Speed |  |  |  | 32900 | 1377 | 23.9 | 16.2 | 28300 | 1885 | 4.4 | 3.6 | Non Federally-Regulated | 01/24/2011 |  | 04/19/2013
Carrier Corp. | Carrier | 50QXH0243 |  | Water-Source | WBAHP: Heat Pump Packaged Unit | Heat Pump | 230 | 1 |  |  | No Match | No Match |  |  |  | 25400 | 2082 | 12.2 | 9 | 30600 | 2360 | 3.8 | 3.2 | Non Federally-Regulated | 02/22/1990 |  | 07/31/1991
Waterfurnace International, Inc. | Waterfurnace International, Inc. | SXH036B1 |  | Water-Source | WBAHP: Heat Pump Packaged Unit | Heat Pump | 208 | 1 |  |  | No Match | No Match |  |  |  | 36000 | 2647 | 13.6 | 10 | 44500 | 2774 | 4.7 |  | Federally-Regulated Commercial & Industrial Equipment | 08/21/1998 |  | 10/02/1998
McQuay / Snyder General | Electro-Hydronics | FW550F3 |  | Water-Source | WBAHP: Heat Pump Packaged Unit | Heat Pump | 230 | 1 |  |  | No Match | No Match |  |  |  | 55000 | 5670 | 9.7 | 7.5 | 67000 | 5610 | 3.5 | 2.5 | Non Federally-Regulated | 08/29/1986 |  | 05/11/1988
ClimateMaster Inc. | Trane | WPRB0137 |  | Water-Source | WBAHP-O: Heat Pump Packaged Un | Heat Pump | 265 | 1 |  |  | No Match | No Match |  |  |  | 12500 | 1230 | 10.2 | 9 | 16200 | 1435 | 3.4 | 3.2 | Federally-Regulated Commercial & Industrial Equipment | 07/18/1988 |  | 02/22/1990
Econar | Econar | GV290 |  | Ground-Source | WBAHP: Heat Pump Packaged Unit | Heat Pump | 208 | 1 |  |  | No Match | No Match |  |  |  | 28600 | 2087 | 13.7 |  | 25800 | 2291 | 3.3 |  | Non Federally-Regulated | 03/31/1998 |  | 05/10/1998
Command-Aire | Command-Aire | RUWP-1033 |  | Water-Source | WBAHP: Heat Pump Packaged Unit | Heat Pump | 208 | 3 |  |  | No Match | No Match |  |  |  | 117000 | 11800 | 9.9 | 9.2 | 149000 | 11700 | 3.7 | 2.5 | Non Federally-Regulated | 05/16/1984 |  | 01/23/1988
Carrier Corp. | Carrier | 50QXV0423 |  | Water-Source | WBAHP: Heat Pump Packaged Unit | Heat Pump | 230 | 1 |  |  | No Match | No Match |  |  |  | 42000 | 3660 | 11.5 | 9 | 50500 | 3764 | 3.9 | 3.2 | Non Federally-Regulated | 03/15/1989 |  | 07/31/1991
Waterfurnace International, Inc. | Waterfurnace International, Inc. | CX*009*0 |  | Water-Source | WBAHP-O: Heat Pump Packaged Un | Heat Pump | 208 | 1 |  |  | No Match | No Match |  |  |  | 9000 | 600 | 15 | 10 | 12200 | 744 | 4.8 |  | Federally-Regulated Commercial & Industrial Equipment | 04/12/2000 |  | 11/14/2000
Waterfurnace International, Inc. | Waterfurnace International, Inc. | SXH030B1 |  | Ground-Water-Source | WBAHP: Heat Pump Packaged Unit | Heat Pump | 208 | 1 |  |  | No Match | No Match |  |  |  | 31200 | 2181 | 14.3 | 9 | 21600 | 1808 | 3.5 |  | Non Federally-Regulated | 08/21/1998 |  | 10/02/1998
Trane U.S. Inc. | Trane | WPVD0803 |  | Water-Source | WBAHP: Heat Pump Packaged Unit | Heat Pump | 208 | 3 |  |  | No Match | No Match |  |  |  | 100000 | 8474 | 11.8 | 10.5 | 128400 | 9902 | 3.8 | 3.8 | Federally-Regulated Commercial & Industrial Equipment | 03/31/1998 |  | 05/10/1998
ClimateMaster Inc. | Carrier Corp. | 50P1H/V036 |  | Water-Source | WBAHP: Heat Pump Packaged Unit | Heat Pump | 208 | 1 |  |  | No Match | Single-Speed |  |  |  | 34500 | 2556 | 13.5 | 12 | 45200 | 3011 | 4.4 | 4.2 | Federally-Regulated Commercial & Industrial Equipment | 10/24/2014 |  | 04/22/2015
Mammoth | Hydrobank II | D016CHE |  | Water-Source | WBAHP-O: Heat Pump Packaged Un | Heat Pump | 230 | 1 |  |  | No Match | No Match |  |  |  | 15200 | 1245 | 12.2 | 9.3 | 19200 | 1406 | 4 | 3.8 | Federally-Regulated Commercial & Industrial Equipment | 03/31/1998 |  | 05/10/1998
Florida Heat Pump | Florida Heat Pump | EM009-2CF/HZ/VT |  | Ground-Water-Source | WBAHP: Heat Pump Packaged Unit | Heat Pump | 265 | 1 |  |  | No Match | No Match |  |  |  | 10000 | 763 | 13.1 | 9 | 8000 | 689 | 3.4 |  | Non Federally-Regulated | 07/22/2002 |  | 03/12/2009
Geoflex Systems, Inc. | Geoflex Systems, Inc. | GS1S-V/H/D/M-024WAABP |  | Ground-Source | WBAHP: Heat Pump Packaged Unit | Both Heat Pump and Electric Re | 208 | 1 |  |  | No Match | Single-Speed |  |  |  | 21200 | 1034 | 20.5 | 13.4 | 15200 | 1142 | 3.9 | 3.1 | Non Federally-Regulated | 11/30/2011 |  | 03/02/2012
Florida Heat Pump | Geomaster, LLC | EC048-1CS | EC048-1AH/AV | Ground-Source | WBAHP-CB: Heat Pump Split Syst | Heat Pump | 230 | 1 |  |  | No Match | Single-Speed |  |  |  | 51000 | 3377 | 15.1 | 13.4 | 36100 | 3111 | 3.4 | 3.1 | Non Federally-Regulated | 04/23/2009 |  | 04/20/2015
Waterfurnace International, Inc. | Spectra | SXH030A1 |  | Water-Source | WBAHP-CB: Heat Pump Split Syst | Heat Pump | 208 | 1 |  |  | No Match | No Match |  |  |  | 31800 | 2338 | 13.6 | 9 | 33400 | 2330 | 4.2 | 3.5 | Non Federally-Regulated | 06/02/1993 |  | 06/03/1993
Command-Aire | Command-Aire | RWP-1033 |  | Water-Source | WBAHP: Heat Pump Packaged Unit | Heat Pump | 208 | 3 |  |  | No Match | No Match |  |  |  | 117000 | 11800 | 9.9 | 7.5 | 149000 | 11700 | 3.7 | 2.2 | Non Federally-Regulated | 01/05/1982 |  | 05/16/1984
Enertech Global, LLC | Enertech | H026C | MPD024 | Ground-Water-Source | WBAHP-CB: Heat Pump Split Syst | Heat Pump | 230 | 1 |  |  | No Match | Single-Speed |  |  |  | 28800 | 1655 | 17.4 | 16.2 | 24100 | 1767 | 4 | 3.6 | Non Federally-Regulated | 07/16/2009 |  | 04/19/2013
Mammoth | Hydrobank II | F045HHG |  | Water-Source | WBAHP: Heat Pump Packaged Unit | Heat Pump | 230 | 3 |  |  | No Match | No Match |  |  |  | 45000 | 3214 | 14 | 10 | 58000 | 3694 | 4.6 |  | Federally-Regulated Commercial & Industrial Equipment | 05/23/2000 |  | 01/18/2001
Heat Controller | Heat Controller | VWPG017-1B-XL* |  | Water-Source | WBAHP-CB: Heat Pump Split Syst | Heat Pump | 208 | 1 |  |  | No Match | No Match |  |  |  | 16700 | 1176 | 14.2 | 9 | 18100 | 1262 | 4.2 | 3.5 | Non Federally-Regulated | 12/14/1998 |  | 04/12/2000
American Air Filter | Enercon | DHW51 |  | Water-Source | WBAHP: Heat Pump Packaged Unit | Heat Pump | 460 | 3 |  |  | No Match | No Match |  |  |  | 51000 | 4988 | 10.2 | 7.5 | 64000 | 5244 | 3.6 | 2.5 | Non Federally-Regulated | 05/16/1984 |  | 06/11/1985
ClimateMaster Inc. | Carrier | 50YBV036(P) |  | Ground-Water-Source | WBAHP: Heat Pump Packaged Unit | Heat Pump | 208 | 1 |  |  | No Match | No Match |  |  |  | 13800 | 811 | 17 | 9 | 13800 | 1092 | 3.7 |  | Non Federally-Regulated | 11/17/1999 |  | 04/10/2000
Trane U.S. Inc. | Trane | WPRD0191 |  | Water-Source | WBAHP-O: Heat Pump Packaged Un | Heat Pump | 265 | 1 |  |  | No Match | No Match |  |  |  | 18000 | 1636 | 11 | 10 | 23400 | 1714 | 4 |  | Federally-Regulated Commercial & Industrial Equipment | 12/14/1998 |  | 10/05/1999
Waterfurnace International, Inc. | Eagle Mountain | GTS064A1 | GAH060* | Ground-Water-Source | WBAHP-CB: Heat Pump Split Syst | Heat Pump | 230 | 1 |  |  | No Match | Dual-Speed |  |  |  | 63800 | 3323 | 19.2 | 16.2 | 55800 | 3803 | 4.3 | 3.6 | Non Federally-Regulated | 01/24/2011 |  | 04/19/2013
California Heat Pump | Trane | WPHB-0526 |  | Water-Source | WBAHP: Heat Pump Packaged Unit | Heat Pump | 208 | 3 |  |  | No Match | No Match |  |  |  | 52000 | 5000 | 10.4 | 7.5 | 59000 | 4900 | 3.5 | 2.5 | Non Federally-Regulated | 06/11/1985 |  | 05/11/1988
Mammoth | Mammoth | D026V |  | Water-Source | WBAHP: Heat Pump Packaged Unit | Heat Pump | 230 | 1 |  |  | No Match | No Match |  |  |  | 25500 | 2650 | 9.6 | 7.5 | 27500 | 2750 | 2.9 | 2.5 | Non Federally-Regulated | 01/05/1982 |  | 05/16/1984
Addison Products | Addison Products | HWPH064-3JC/3JBC |  | Ground-Water-Source | WBAHP: Heat Pump Packaged Unit | Heat Pump | 230 | 3 |  |  | No Match | No Match |  |  |  | 63500 | 5080 | 12.5 | 11 | 76000 | 6364 | 3.5 | 3.5 | Non Federally-Regulated | 03/31/1998 |  | 05/10/1998
Waterfurnace International, Inc. | Waterfurnace International, Inc. | NSV/NSH018F1*1 |  | Water-Source | WBAHP: Heat Pump Packaged Unit | Heat Pump | 208 | 1 |  |  | No Match | Single-Speed |  |  |  | 18000 | 1091 | 16.5 | 12 | 23000 | 1272 | 5.3 | 4.2 | Federally-Regulated Commercial & Industrial Equipment | 05/02/2012 |  | 04/19/2013
Addison Products | Addison Products | WPH036-3JC/3JBC |  | Water-Source | WBAHP: Heat Pump Packaged Unit | Heat Pump | 208 | 3 |  |  | No Match | No Match |  |  |  | 33400 | 2982 | 11.2 | 9.3 | 43000 | 3316 | 3.8 | 3.8 | Federally-Regulated Commercial & Industrial Equipment | 03/31/1998 |  | 05/10/1998
Climate Control / Snyder General | Electro-Hydronics | FW610G5 |  | Water-Source | WBAHP: Heat Pump Packaged Unit | Heat Pump | 208 | 1 |  |  | No Match | No Match |  |  |  | 61500 | 5850 | 10.5 | 7.5 | 77000 | 5785 | 3.9 | 2.5 | Non Federally-Regulated | 06/11/1985 |  | 08/29/1986
Waterfurnace International, Inc. | Waterfurnace International, Inc. | ATH057D3(P) |  | Ground-Water-Source | WBAHP: Heat Pump Packaged Unit | Heat Pump | 230 | 3 |  |  | No Match | No Match |  |  |  | 34000 | 1808 | 18.8 | 9 | 26000 | 2116 | 3.6 |  | Non Federally-Regulated | 05/10/1998 |  | 10/02/1998
Florida Heat Pump | Florida Heat Pump | EP007-2HZ/VT |  | Ground-Source | WBAHP: Heat Pump Packaged Unit | Heat Pump | 265 | 1 |  |  | No Match | Single-Speed |  |  |  | 7400 | 400 | 18.5 | 13.4 | 5100 | 427 | 3.5 | 3.1 | Non Federally-Regulated | 01/24/2011 |  | 06/14/2011
Waterfurnace International, Inc. | Waterfurnace International, Inc. | ATV022D0 |  | Ground-Water-Source | WBAHP: Heat Pump Packaged Unit | Heat Pump | 230 | 1 |  |  | No Match | No Match |  |  |  | 23600 | 1493 | 15.8 | 11 | 23800 | 1516 | 4.6 | 3.5 | Non Federally-Regulated | 03/31/1998 |  | 05/10/1998
ClimateMaster Inc. | Climate Master Series | 803-015-E******** |  | Water-Source | WBAHP: Heat Pump Packaged Unit | Heat Pump | 265 | 1 |  |  | No Match | No Match |  |  |  | 15000 | 1442 | 10.4 | 9 | 19200 | 1440 | 3.9 | 3.2 | Federally-Regulated Commercial & Industrial Equipment | 02/11/1988 |  | 05/11/1988
Waterfurnace International, Inc. | Johnson Controls | RGSV/RGSH036**4*1 |  | Ground-Water-Source | WBAHP: Heat Pump Packaged Unit | Heat Pump | 460 | 3 |  |  | No Match | Single-Speed |  |  |  | 37700 | 1639 | 23 | 16.2 | 33000 | 2249 | 4.3 | 3.6 | Non Federally-Regulated | 01/24/2011 |  | 03/02/2012
Waterfurnace International, Inc. | Trane Unitary Products Group | TVGX036**1**1 |  | Ground-Water-Source | WBAHP: Heat Pump Packaged Unit | Heat Pump | 230 | 1 |  |  | No Match | Variable-Speed |  |  |  | 38000 | 1206 | 31.5 | 16.2 | 41000 | 2612 | 4.6 | 3.6 | Non Federally-Regulated | 12/12/2012 |  | 10/24/2014
Waterfurnace International, Inc. | Waterfurnace International, Inc. | SXV068B3 |  | Ground-Water-Source | WBAHP: Heat Pump Packaged Unit | Heat Pump | 208 | 3 |  |  | No Match | No Match |  |  |  | 66000 | 5500 | 12 | 9 | 52000 | 5080 | 3 |  | Non Federally-Regulated | 01/30/1998 |  | 10/02/1998
Addison Products | Heat Controller | VWPG0G0-3B-XL |  | Ground-Water-Source | WBAHP: Heat Pump Packaged Unit | Heat Pump | 230 | 3 |  |  | No Match | No Match |  |  |  | 58000 | 4461 | 13 | 9 | 44000 | 4445 | 2.9 |  | Non Federally-Regulated | 10/06/1999 |  | 04/10/2000
ClimateMaster Inc. | Climate Master Series | V160-34********** |  | Water-Source | WBAHP: Heat Pump Packaged Unit | Heat Pump | 460 | 3 |  |  | No Match | No Match |  |  |  | 154000 | 15400 | 10 |  | 160000 | 14200 | 3.3 | 3.8 | Non Federally-Regulated | 07/31/1991 |  | 03/31/1998
Command-Aire | Command-Aire | SWPHXR191E |  | Water-Source | WBAHP: Heat Pump Packaged Unit | Heat Pump | 208 | 1 |  |  | No Match | No Match |  |  |  | 18500 | 1650 | 11.2 | 9 | 24500 | 1750 | 4 | 3.2 | Non Federally-Regulated | 05/11/1988 |  | 03/15/1989
Mammoth | Hydrobank II | A009CHF |  | Water-Source | WBAHP-O: Heat Pump Packaged Un | Heat Pump | 115 | 1 |  |  | No Match | No Match |  |  |  | 8600 | 716 | 12 | 10 | 11100 | 813 | 4 |  | Federally-Regulated Commercial & Industrial Equipment | 05/23/2000 |  | 01/18/2001
Mammoth | Mammoth | E019VHC |  | Water-Source | WBAHP: Heat Pump Packaged Unit | Heat Pump | 265 | 1 |  |  | No Match | No Match |  |  |  | 18900 | 1806 | 10.5 | 7.5 | 23600 | 1968 | 3.5 | 2.5 | Non Federally-Regulated | 05/16/1984 |  | 05/11/1988
Waterfurnace International, Inc. | Spectra | SXH013A1 |  | Water-Source | WBAHP: Heat Pump Packaged Unit | Heat Pump | 208 | 1 |  |  | No Match | No Match |  |  |  | 12700 | 858 | 14.8 | 10 | 15100 | 922 | 4.8 |  | Federally-Regulated Commercial & Industrial Equipment | 06/02/1993 |  | 06/03/1993
McQuay International | McQuay | W-CMG-1-019-E |  | Ground-Water-Source | WBAHP: Heat Pump Packaged Unit | Heat Pump | 208 | 1 |  |  | No Match | No Match |  |  |  | 19800 | 1394 | 14.2 | 9 | 14500 | 1416 | 3 |  | Non Federally-Regulated | 07/22/2002 |  | 03/12/2009
Addison Products | Addison Products | HWPG024-1B** |  | Ground-Water-Source | WBAHP: Heat Pump Packaged Unit | Heat Pump | 208 | 1 |  |  | No Match | No Match |  |  |  | 22000 | 1496 | 14.7 | 9 | 16000 | 1512 | 3.1 |  | Non Federally-Regulated | 07/29/1998 |  | 10/02/1998
Waterfurnace International, Inc. | Eagle Mountain | ZS023**0*0 |  | Water-Source | WBAHP: Heat Pump Packaged Unit | Heat Pump | 208 | 1 |  |  | No Match | Single-Speed |  |  |  | 23000 | 1586 | 14.5 | 12 | 26000 | 1693 | 4.5 | 4.2 | Federally-Regulated Commercial & Industrial Equipment | 01/24/2011 |  | 04/19/2013
Waterfurnace International, Inc. | Eagle Mountain | ZS042**3*1 |  | Ground-Water-Source | WBAHP: Heat Pump Packaged Unit | Heat Pump | 208 | 3 |  |  | No Match | Single-Speed |  |  |  | 45800 | 1949 | 23.5 | 16.2 | 37000 | 2522 | 4.3 | 3.6 | Non Federally-Regulated | 01/24/2011 |  | 04/19/2013
Florida Heat Pump | Florida Heat Pump | GT062-3CS | GT062-1AV/AH | Ground-Water-Source | WBAHP-CB: Heat Pump Split Syst | Heat Pump | 230 | 3 |  |  | No Match | No Match |  |  |  | 59000 | 4538 | 13 | 9 | 49000 | 4785 | 3 |  | Non Federally-Regulated | 10/06/1999 |  | 04/10/2000
Waterfurnace International, Inc. | Waterfurnace International, Inc. | SXH042*0 |  | Water-Source | WBAHP: Heat Pump Packaged Unit | Heat Pump | 208 | 1 |  |  | No Match | No Match |  |  |  | 42000 | 3000 | 14 | 10 | 54500 | 3131 | 5.1 |  | Federally-Regulated Commercial & Industrial Equipment | 10/05/1999 |  | 05/19/2000
ClimateMaster Inc. | Carrier Corp. | 50YDS038 | FV4***005 | Ground-Water-Source | WBAHP-CB: Heat Pump Split Syst | Heat Pump | 208 | 1 |  |  | No Match | Single-Speed |  |  |  | 40100 | 1874 | 21.4 | 16.2 | 35900 | 2338 | 4.5 | 3.6 | Non Federally-Regulated | 01/24/2011 |  | 08/23/2011
Waterfurnace International, Inc. | Waterfurnace International, Inc. | SXH058*5 |  | Ground-Water-Source | WBAHP: Heat Pump Packaged Unit | Heat Pump | 575 | 3 |  |  | No Match | No Match |  |  |  | 56500 | 4216 | 13.4 | 9 | 45500 | 4300 | 3.1 |  | Non Federally-Regulated | 10/06/1999 |  | 04/10/2000
Addison Products | Addison Products | HGY042-4A |  | Water-Source | WBAHP-CB: Heat Pump Split Syst | Heat Pump | 460 | 3 |  |  | No Match | No Match |  |  |  | 48700 | 4058 | 12 | 9 | 52300 | 4378 | 3.5 | 3.5 | Non Federally-Regulated | 07/22/2002 |  | 03/12/2009
Waterfurnace International, Inc. | Eagle Mountain | ZS060**3*0 |  | Water-Source | WBAHP: Heat Pump Packaged Unit | Heat Pump | 208 | 3 |  |  | No Match | Single-Speed |  |  |  | 58400 | 3973 | 14.7 | 12 | 72500 | 4829 | 4.4 | 4.2 | Federally-Regulated Commercial & Industrial Equipment | 01/24/2011 |  | 04/19/2013
Mammoth | Hydrobank II | D036HHJ |  | Water-Source | WBAHP: Heat Pump Packaged Unit | Heat Pump | 230 | 1 |  |  | No Match | No Match |  |  |  | 35800 | 3314 | 10.8 | 10 | 47000 | 3623 | 3.8 |  | Federally-Regulated Commercial & Industrial Equipment | 05/23/2000 |  | 11/14/2000
Florida Heat Pump | Florida Heat Pump | EM048-3HZ |  | Water-Source | WBAHP: Heat Pump Packaged Unit | Heat Pump | 208 | 3 |  |  | No Match | No Match |  |  |  | 49000 | 3920 | 12.5 | 10 | 58000 | 3863 | 4.4 |  | Federally-Regulated Commercial & Industrial Equipment | 12/14/1998 |  | 10/05/1999
Waterfurnace International, Inc. | Waterfurnace International, Inc. | SXH042B3 |  | Water-Source | WBAHP: Heat Pump Packaged Unit | Heat Pump | 208 | 3 |  |  | No Match | No Match |  |  |  | 42000 | 3000 | 14 | 10 | 54500 | 3131 | 5.1 |  | Federally-Regulated Commercial & Industrial Equipment | 12/14/1998 |  | 10/05/1999
ClimateMaster Inc. | Trane | WPVC0426 |  | Water-Source | WBAHP: Heat Pump Packaged Unit | Heat Pump | 208 | 3 |  |  | No Match | No Match |  |  |  | 41500 | 3520 | 11.8 | 9 | 44500 | 3340 | 3.9 | 3.2 | Federally-Regulated Commercial & Industrial Equipment | 07/05/1988 |  | 02/22/1990
Trane U.S. Inc. | Trane | GETE0092 |  | Ground-Source | WBAHP-O: Heat Pump Packaged Un | Heat Pump | 230 | 1 |  |  | No Match | Single-Speed |  |  |  | 9200 | 605 | 15.2 | 13.4 | 7300 | 629 | 3.4 | 3.1 | Non Federally-Regulated | 06/14/2011 |  | 01/09/2014
Carrier Corp. - Syracuse | Carrier | 50YBV072 |  | Ground-Source | WBAHP: Heat Pump Packaged Unit | Heat Pump | 230 | 1 |  |  | No Match | No Match |  |  |  | 70000 | 5109 | 13.7 |  | 50000 | 4579 | 3.2 |  | Non Federally-Regulated | 03/31/1998 |  | 05/10/1998
Waterfurnace International, Inc. | Eagle Mountain | ZS048**0*4 |  | Water-Source | WBAHP: Heat Pump Packaged Unit | Heat Pump | 208 | 1 |  |  | No Match | Single-Speed |  |  |  | 47700 | 3077 | 15.5 | 12 | 56000 | 3419 | 4.8 | 4.2 | Federally-Regulated Commercial & Industrial Equipment | 06/14/2011 |  | 04/19/2013
Hydro Delta Corp. | Hydro Delta Corp. | 03-067-WTARW-HM |  | Water-Source | WBAHP-CB: Heat Pump Split Syst | Heat Pump | 230 | 1 |  |  | No Match | No Match |  |  |  | 70000 | 5468 | 12.8 | 9 | 79000 | 5936 | 3.9 | 3.5 | Non Federally-Regulated | 02/02/1998 |  | 10/02/1998
ClimateMaster Inc. | Climate Master Series | GRV/GRH036AE |  | Ground-Water-Source | WBAHP: Heat Pump Packaged Unit | Heat Pump | 265 | 1 |  |  | No Match | No Match |  |  |  | 34300 | 2578 | 13.3 | 9 | 26300 | 2408 | 3.2 |  | Non Federally-Regulated | 07/22/2002 |  | 03/12/2009
American Air Filter | Enercon | CW15 |  | Water-Source | WBAHP: Heat Pump Packaged Unit | Heat Pump | 265 | 1 |  |  | No Match | No Match |  |  |  | 14600 | 1450 | 10.1 | 7.5 | 17600 | 1500 | 3.4 | 2.5 | Non Federally-Regulated | 06/11/1985 |  | 05/11/1988
Addison Products | Addison Products | HGY072-3A |  | Ground-Water-Source | WBAHP: Heat Pump Packaged Unit | Heat Pump | 230 | 3 |  |  | No Match | No Match |  |  |  | 72000 | 6050 | 11.9 | 9 | 57100 | 5576 | 3 |  | Non Federally-Regulated | 07/22/2002 |  | 03/12/2009
Florida Heat Pump | Florida Heat Pump | GO060-1CF/HZ/VT |  | Water-Source | WBAHP-CB: Heat Pump Split Syst | Heat Pump | 230 | 1 |  |  | No Match | No Match |  |  |  | 60000 | 4347 | 13.8 | 9 | 62000 | 4541 | 4 | 3.5 | Non Federally-Regulated | 07/22/2002 |  | 03/12/2009
Florida Heat Pump | Florida Heat Pump | GT062-4CF/HZ/VT |  | Ground-Water-Source | WBAHP: Heat Pump Packaged Unit | Heat Pump | 460 | 3 |  |  | No Match | No Match |  |  |  | 60500 | 4653 | 13 | 9 | 50000 | 4883 | 3 |  | Non Federally-Regulated | 07/22/2002 |  | 03/12/2009
Florida Heat Pump | Energy Miser | HEV1200-3 |  | Water-Source | WBAHP: Heat Pump Packaged Unit | Heat Pump | 208 | 3 |  |  | No Match | No Match |  |  |  | 120000 | 12000 | 10 | 10.5 | 125000 | 11200 | 3.3 | 3.8 | Non Federally-Regulated | 07/31/1991 |  | 03/31/1998
Jacobsen Energy Ind., Inc. | Jacobsen Energy Ind., Inc. | 60***4**** |  | Water-Source | WBAHP: Heat Pump Packaged Unit | Heat Pump | 230 | 3 |  |  | No Match | No Match |  |  |  | 60000 | 5350 | 11.2 | 9 | 73000 | 6100 | 3.9 | 3.2 | Non Federally-Regulated | 05/11/1988 |  | 03/15/1989
Mammoth | Hydrobank II | G120HHJ |  | Water-Source | WBAHP: Heat Pump Packaged Unit | Heat Pump | 460 | 3 |  |  | No Match | No Match |  |  |  | 122000 | 10796 | 11.3 | 9 | 169000 | 13030 | 3.8 | 3.8 | Federally-Regulated Commercial & Industrial Equipment | 05/23/2000 |  | 01/18/2001
ClimateMaster Inc. | Climate Master Series | VE/HE/DE 042 |  | Ground-Source | WBAHP: Heat Pump Packaged Unit | Heat Pump | 208 | 1 |  |  | No Match | No Match |  |  |  | 43000 | 3805 | 11.3 |  | 31400 | 3286 | 2.8 |  | Non Federally-Regulated | 03/31/1998 |  | 05/10/1998
Florida Heat Pump | Geomaster, LLC | EV030-1CS | EV030-1AV/AH | Ground-Source | WBAHP-CB: Heat Pump Split Syst | Heat Pump | 208 | 1 |  |  | No Match | Single-Speed |  |  |  | 30400 | 1727 | 17.6 | 13.4 | 21600 | 1919 | 3.3 | 3.1 | Non Federally-Regulated | 06/15/2009 |  | 08/23/2011
Hydro Delta Corp. | Hydro Delta Corp. | 03-036-WTARW-HE |  | Water-Source | WBAHP-CB: Heat Pump Split Syst | Heat Pump | 230 | 1 |  |  | No Match | No Match |  |  |  | 38000 | 2923 | 13 | 9 | 43000 | 3149 | 4 | 3.5 | Non Federally-Regulated | 10/05/1999 |  | 11/17/1999
Waterfurnace International, Inc. | Waterfurnace International, Inc. | SXH080A4 |  | Ground-Source | WBAHP: Heat Pump Packaged Unit | Heat Pump | 460 | 3 |  |  | No Match | No Match |  |  |  | 84000 | 6000 | 14 |  | 54500 | 5507 | 2.9 |  | Non Federally-Regulated | 03/31/1998 |  | 05/10/1998
Addison Products | Addison Products | WSH034-4AR |  | Water-Source | WBAHP: Heat Pump Packaged Unit | Heat Pump | 460 | 3 |  |  | No Match | No Match |  |  |  | 33500 | 2463 | 13.6 | 9.3 | 42500 | 2767 | 4.5 | 3.8 | Federally-Regulated Commercial & Industrial Equipment | 03/31/1998 |  | 05/10/1998
ClimateMaster Inc. | Climate Master Series | VT 036 |  | Ground-Water-Source | WBAHP: Heat Pump Packaged Unit | Heat Pump | 230 | 1 |  |  | No Match | No Match |  |  |  | 34500 | 2156 | 16 | 9 | 26000 | 2241 | 3.4 |  | Non Federally-Regulated | 12/14/1998 |  | 10/06/1999
ClimateMaster Inc. | Climate Master Series | 81620H |  | Water-Source | WBAHP-O: Heat Pump Packaged Un | Heat Pump | 208 | 1 |  |  | No Match | No Match |  |  |  | 20000 | 1503 | 13.3 | 10 | 24000 | 1598 | 4.4 |  | Federally-Regulated Commercial & Industrial Equipment | 10/05/1999 |  | 04/12/2000
McQuay / Snyder General | Electro-Hydronics | UW400F3 |  | Water-Source | WBAHP: Heat Pump Packaged Unit | Heat Pump | 230 | 1 |  |  | No Match | No Match |  |  |  | 39600 | 3960 | 10 | 7.5 | 45000 | 3880 | 3.4 | 2.5 | Non Federally-Regulated | 08/29/1986 |  | 05/11/1988
Waterfurnace International, Inc. | Waterfurnace International, Inc. | SXH016A2 |  | Ground-Water-Source | WBAHP: Heat Pump Packaged Unit | Heat Pump | 265 | 1 |  |  | No Match | No Match |  |  |  | 16700 | 1210 | 13.8 | 9 | 12800 | 1136 | 3.3 |  | Non Federally-Regulated | 01/30/1998 |  | 03/31/1998
ClimateMaster Inc. | Carrier Corp. | YCS0303 | FK4CNF003 | Ground-Water-Source | WBAHP-CB: Heat Pump Split Syst | Heat Pump | 230 | 1 |  |  | No Match | Single-Speed |  |  |  | 30200 | 1452 | 20.8 | 16.2 | 26400 | 1985 | 3.9 | 3.6 | Non Federally-Regulated | 09/15/2009 |  | 02/17/2011
Florida Heat Pump | Florida Heat Pump | EM018-2CS | EM018-2AV/AH | Water-Source | WBAHP-C: Heat Pump Split Syste | Heat Pump | 265 | 1 |  |  | No Match | No Match |  |  |  | 18200 | 1368 | 13.3 | 10 | 24500 | 1527 | 4.7 |  | Federally-Regulated Commercial & Industrial Equipment | 10/05/1999 |  | 04/12/2000
Enertech Global, LLC | Enertech | GSC048 | ACD060 | Ground-Source | WBAHP-C: Heat Pump Split Syste | Heat Pump | 230 | 1 |  |  | No Match | Single-Speed |  |  |  | 53200 | 3148 | 16.9 | 13.4 | 42200 | 3750 | 3.3 | 3.1 | Non Federally-Regulated | 04/30/2009 |  | 06/15/2009
Florida Heat Pump | Florida Heat Pump | EM060-3CF/HZ/VT |  | Ground-Water-Source | WBAHP: Heat Pump Packaged Unit | Heat Pump | 208 | 3 |  |  | No Match | No Match |  |  |  | 62500 | 4629 | 13.5 | 9 | 52000 | 4481 | 3.4 |  | Non Federally-Regulated | 07/22/2002 |  | 03/12/2009
Waterfurnace International, Inc. | Waterfurnace International, Inc. | SXV016B0 |  | Ground-Water-Source | WBAHP: Heat Pump Packaged Unit | Heat Pump | 208 | 1 |  |  | No Match | No Match |  |  |  | 16700 | 1210 | 13.8 | 9 | 12800 | 1136 | 3.3 |  | Non Federally-Regulated | 08/21/1998 |  | 10/02/1998
Power-Save International, Inc. | S.O.E.S.I. | PSS-250 |  | Water-Source | WBAHP: Heat Pump Packaged Unit | Heat Pump | 230 | 1 |  |  | No Match | No Match |  |  |  | 30000 | 2185 | 13.7 | 9 | 33000 | 2140 | 4.5 | 3.2 | Federally-Regulated Commercial & Industrial Equipment | 01/23/1988 |  | 05/11/1988
Snyder General Corp. | McQuay | VE070G3 |  | Water-Source | WBAHP: Heat Pump Packaged Unit | Heat Pump | 230 | 1 |  |  | No Match | No Match |  |  |  | 6900 | 645 | 10.7 | 9 | 8800 | 700 | 3.7 | 3.2 | Non Federally-Regulated | 02/22/1990 |  | 07/31/1991
Geosystems, LLC | Geosystems, LLC | GV381 |  | Ground-Source | WBAHP: Heat Pump Packaged Unit | Both Heat Pump and Electric Re | 208 | 1 |  |  | No Match | Dual-Speed |  |  |  | 33000 | 2063 | 16 | 13.4 | 28200 | 2119 | 3.9 | 3.1 | Non Federally-Regulated | 06/23/2011 |  | 03/02/2012
Econar | Econar | GH230 |  | Ground-Water-Source | WBAHP: Heat Pump Packaged Unit | Heat Pump | 208 | 1 |  |  | No Match | No Match |  |  |  | 24800 | 1710 | 14.5 | 9 | 21200 | 1827 | 3.4 |  | Non Federally-Regulated | 01/30/1998 |  | 03/31/1998
Waterfurnace International, Inc. | WFI Industries, Ltd. | GTS038A1 | GAH036* | Ground-Source | WBAHP-CB: Heat Pump Split Syst | Heat Pump | 208 | 1 |  |  | No Match | Dual-Speed |  |  |  | 35000 | 2047 | 17.1 | 13.4 | 25700 | 1982 | 3.8 | 3.1 | Non Federally-Regulated | 01/24/2011 |  | 08/23/2011
Waterfurnace International, Inc. | Waterfurnace International, Inc. | CC/CE/CS/CW07*9 |  | Ground-Water-Source | WBAHP: Heat Pump Packaged Unit | Heat Pump | 115 | 1 |  |  | No Match | No Match |  |  |  | 7300 | 493 | 14.8 | 9 | 5600 | 529 | 3.1 |  | Non Federally-Regulated | 11/14/2000 |  | 07/18/2002
Hydro Delta Corp. | Hydro Delta Corp. | 03-046-WTARWD-HE |  | Ground-Water-Source | WBAHP: Heat Pump Packaged Unit | Heat Pump | 208 | 1 |  |  | No Match | No Match |  |  |  | 42000 | 3230 | 13 | 9 | 34200 | 3232 | 3.1 |  | Non Federally-Regulated | 10/06/1999 |  | 04/10/2000
Enertech Global, LLC | Enertech | TCT024C2 |  | Ground-Source | WBAHP: Heat Pump Packaged Unit | Heat Pump | 230 | 3 |  |  | No Match | Single-Speed |  |  |  | 25900 | 1289 | 20.1 | 13.4 | 19400 | 1263 | 4.5 | 3.1 | Non Federally-Regulated | 05/02/2012 |  | 04/21/2014
McQuay / Snyder General | Electro-Hydronics | CCW042A*F |  | Water-Source | WBAHP: Heat Pump Packaged Unit | Heat Pump | 208 | 3 |  |  | No Match | No Match |  |  |  | 41000 | 3867 | 10.6 | 9 | 52000 | 4119 | 3.7 | 3.2 | Non Federally-Regulated | 05/11/1988 |  | 03/15/1989
Waterfurnace International, Inc. | Rybacki - Hart Enterprises | YS030**1*0 |  | Water-Source | WBAHP: Heat Pump Packaged Unit | Heat Pump | 208 | 1 |  |  | No Match | Single-Speed |  |  |  | 29500 | 1980 | 14.9 | 12 | 34600 | 2113 | 4.8 | 4.2 | Federally-Regulated Commercial & Industrial Equipment | 01/24/2011 |  | 04/19/2013
Florida Heat Pump | Florida Heat Pump | EM009-1CS | EM009-1AH/AV | Ground-Water-Source | WBAHP-CB: Heat Pump Split Syst | Heat Pump | 230 | 1 |  |  | No Match | No Match |  |  |  | 9800 | 753 | 13 | 9 | 7800 | 692 | 3.3 |  | Non Federally-Regulated | 05/29/2001 |  | 07/18/2002
Waterfurnace International, Inc. | Geotility Geothermal Installations | ZS024**4*1 |  | Water-Source | WBAHP: Heat Pump Packaged Unit | Heat Pump | 460 | 3 |  |  | No Match | Single-Speed |  |  |  | 23900 | 1583 | 15.1 | 12 | 27000 | 1583 | 5 | 4.2 | Federally-Regulated Commercial & Industrial Equipment | 01/24/2011 |  | 04/19/2013
Climate Control / Snyder General | Electro-Hydronics | WE75C3 |  | Water-Source | WBAHP: Heat Pump Packaged Unit | Heat Pump | 230 | 1 |  |  | No Match | No Match |  |  |  | 6900 | 645 | 10.7 | 7.5 | 9500 | 730 | 3.8 | 2.5 | Non Federally-Regulated | 05/16/1984 |  | 08/29/1986
Marvair | Marvair | WHP36HPC |  | Water-Source | WBAHP: Heat Pump Packaged Unit | Heat Pump | 208 | 3 |  |  | No Match | No Match |  |  |  | 34300 | 3118 | 11 | 9 | 43300 | 3340 | 3.8 | 3.2 | Non Federally-Regulated | 05/11/1988 |  | 03/15/1989
Waterfurnace International, Inc. | Eagle Mountain | ZS041**3*1 |  | Water-Source | WBAHP: Heat Pump Packaged Unit | Heat Pump | 208 | 3 |  |  | No Match | Single-Speed |  |  |  | 40000 | 2759 | 14.5 | 12 | 45000 | 2931 | 4.5 | 4.2 | Federally-Regulated Commercial & Industrial Equipment | 01/24/2011 |  | 04/19/2013
Mammoth | Mammoth | G034H |  | Water-Source | WBAHP: Heat Pump Packaged Unit | Heat Pump | 460 | 3 |  |  | No Match | No Match |  |  |  | 33000 | 3600 | 9.2 | 7.5 | 40000 | 3650 | 3.2 | 2.5 | Non Federally-Regulated | 01/05/1982 |  | 05/16/1984
Power-Save International, Inc. | S.O.E.S.I. | PSS-100 |  | Water-Source | WBAHP: Heat Pump Packaged Unit | Heat Pump | 230 | 1 |  |  | No Match | No Match |  |  |  | 11000 | 1150 | 9.6 | 9 | 13000 | 1115 | 3.4 | 3.2 | Non Federally-Regulated | 05/11/1988 |  | 03/15/1989
Waterfurnace International, Inc. | Waterfurnace International, Inc. | SXH030A0 |  | Ground-Source | WBAHP: Heat Pump Packaged Unit | Heat Pump | 208 | 1 |  |  | No Match | No Match |  |  |  | 31200 | 2181 | 14.3 |  | 21600 | 1808 | 3.5 |  | Non Federally-Regulated | 03/31/1998 |  | 05/10/1998
Waterfurnace International, Inc. | Waterfurnace International, Inc. | SXH030A0 |  | Ground-Source | WBAHP: Heat Pump Packaged Unit | Heat Pump | 230 | 1 |  |  | No Match | No Match |  |  |  | 31200 | 2181 | 14.3 |  | 21600 | 1808 | 3.5 |  | Non Federally-Regulated | 03/31/1998 |  | 05/10/1998
American Air Filter | Enercon | GVW-30 |  | Water-Source | WBAHP: Heat Pump Packaged Unit | Heat Pump | 230 | 3 |  |  | No Match | No Match |  |  |  | 29200 | 2755 | 10.6 | 9 | 38000 | 3094 | 3.6 | 3.2 | Non Federally-Regulated | 02/22/1990 |  | 07/31/1991
McQuay / Snyder General | Electro-Hydronics | UC420GP |  | Water-Source | WBAHP: Heat Pump Packaged Unit | Heat Pump | 460 | 3 |  |  | No Match | No Match |  |  |  | 42000 | 3850 | 10.9 | 7.5 | 52000 | 4100 | 3.7 | 2.5 | Non Federally-Regulated | 08/29/1986 |  | 05/11/1988
Friedrich Air Conditioning Co. | Climate Master Series | 803-060-G******** |  | Water-Source | WBAHP: Heat Pump Packaged Unit | Heat Pump | 208 | 1 |  |  | No Match | No Match |  |  |  | 62000 | 6100 | 10.2 | 7.5 | 68000 | 5600 | 3.6 | 2.5 | Non Federally-Regulated | 08/30/1983 |  | 08/29/1986
Friedrich Climate Master | Climate Master Series | 804-060-G******** |  | Water-Source | WBAHP: Heat Pump Packaged Unit | Heat Pump | 230 | 3 |  |  | No Match | No Match |  |  |  | 62000 | 6100 | 10.2 | 7.5 | 68000 | 5600 | 3.6 | 2.5 | Non Federally-Regulated | 08/29/1986 |  | 05/11/1988
Florida Heat Pump | Clean Energy Developments Corp. | PT049-1CF/HZ/VT |  | Water-Source | WBAHP: Heat Pump Packaged Unit | Heat Pump | 230 | 1 |  |  | No Match | Single-Speed |  |  |  | 50000 | 2959 | 15.8 | 12 | 53000 | 2986 | 5.2 | 4.2 | Federally-Regulated Commercial & Industrial Equipment | 06/23/2011 |  | 09/03/2012
Waterfurnace International, Inc. | Waterfurnace International, Inc. | SXV016A1 |  | Ground-Water-Source | WBAHP: Heat Pump Packaged Unit | Heat Pump | 230 | 1 |  |  | No Match | No Match |  |  |  | 16800 | 1253 | 13.4 | 11 | 18700 | 1336 | 4.1 | 3.5 | Non Federally-Regulated | 03/31/1998 |  | 05/10/1998
Waterfurnace International, Inc. | Waterfurnace International, Inc. | SXH120*3 |  | Water-Source | WBAHP: Heat Pump Packaged Unit | Heat Pump | 208 | 3 |  |  | No Match | No Match |  |  |  | 118500 | 9634 | 12.3 | 9 | 160000 | 10902 | 4.3 | 3.8 | Federally-Regulated Commercial & Industrial Equipment | 10/05/1999 |  | 05/19/2000
Florida Heat Pump | Florida Heat Pump | GT024-1CF/HZ/VT |  | Water-Source | WBAHP-CB: Heat Pump Split Syst | Heat Pump | 230 | 3 |  |  | No Match | No Match |  |  |  | 25500 | 2125 | 12 | 9 | 27200 | 2277 | 3.5 | 3.5 | Non Federally-Regulated | 05/23/2001 |  | 07/16/2001
Waterfurnace International, Inc. | WFI Industries, Ltd. | ZS070**0*4 |  | Water-Source | WBAHP: Heat Pump Packaged Unit | Heat Pump | 208 | 1 |  |  | No Match | Single-Speed |  |  |  | 63000 | 4406 | 14.3 | 12 | 79000 | 4926 | 4.7 | 4.2 | Federally-Regulated Commercial & Industrial Equipment | 06/14/2011 |  | 03/02/2012
Florida Heat Pump | Florida Heat Pump | EM070-4CF/HZ/VT |  | Ground-Water-Source | WBAHP: Heat Pump Packaged Unit | Heat Pump | 460 | 3 |  |  | No Match | No Match |  |  |  | 72000 | 4897 | 14.7 | 9 | 53000 | 4852 | 3.2 |  | Non Federally-Regulated | 05/29/2001 |  | 07/18/2002
Mammoth | Hydrobank II | K120VLK |  | Ground-Water-Source | WBAHP: Heat Pump Packaged Unit | Heat Pump | 575 | 3 |  |  | No Match | No Match |  |  |  | 119000 | 8561 | 13.9 | 9 | 94600 | 8941 | 3.1 |  | Non Federally-Regulated | 07/22/2002 |  | 03/12/2009
Florida Heat Pump | Florida Heat Pump | EM096-1HZ/VT |  | Water-Source | WBAHP-CB: Heat Pump Split Syst | Heat Pump | 208 | 1 |  |  | No Match | No Match |  |  |  | 104000 | 8062 | 12.9 | 9 | 109000 | 8188 | 3.9 | 3.5 | Non Federally-Regulated | 05/23/2001 |  | 07/18/2002
Climate Control / Snyder General | Electro-Hydronics | UW610GD |  | Water-Source | WBAHP: Heat Pump Packaged Unit | Heat Pump | 230 | 3 |  |  | No Match | No Match |  |  |  | 61500 | 5850 | 10.5 | 7.5 | 77000 | 5785 | 3.9 | 2.5 | Non Federally-Regulated | 06/11/1985 |  | 08/29/1986
Snyder General Corp. | McQuay | FCV007A*G |  | Water-Source | WBAHP: Heat Pump Packaged Unit | Heat Pump | 208 | 1 |  |  | No Match | No Match |  |  |  | 7000 | 631 | 11.1 | 9 | 8800 | 697 | 3.7 | 3.2 | Non Federally-Regulated | 02/22/1990 |  | 07/31/1991
Enertech Global, LLC | Enertech | TST040 | ACD036 | Ground-Water-Source | WBAHP-C: Heat Pump Split Syste | Heat Pump | 208 | 1 |  |  | No Match | Single-Speed |  |  |  | 39200 | 1990 | 19.7 | 16.2 | 34200 | 2564 | 3.9 | 3.6 | Non Federally-Regulated | 11/25/2009 |  | 04/19/2013
American Air Filter | Enercon | FHW-27 |  | Water-Source | WBAHP: Heat Pump Packaged Unit | Heat Pump | 208 | 1 |  |  | No Match | No Match |  |  |  | 26400 | 2490 | 10.6 | 9 | 34600 | 2740 | 3.7 | 3.2 | Non Federally-Regulated | 05/11/1988 |  | 03/15/1989
Waterfurnace International, Inc. | Waterfurnace International, Inc. | ES036*1(P) | FV4ANF005 | Ground-Water-Source | WBAHP-CB: Heat Pump Split Syst | Heat Pump | 230 | 1 |  |  | No Match | No Match |  |  |  | 19200 | 853 | 22.5 | 9 | 13100 | 959 | 4 |  | Non Federally-Regulated | 05/21/2002 |  | 07/18/2002
Waterfurnace International, Inc. | Waterfurnace International, Inc. | SXV030A0 |  | Ground-Source | WBAHP: Heat Pump Packaged Unit | Heat Pump | 208 | 1 |  |  | No Match | No Match |  |  |  | 31200 | 2181 | 14.3 |  | 21600 | 1808 | 3.5 |  | Non Federally-Regulated | 03/31/1998 |  | 05/10/1998
Snyder General Corp. | McQuay | LHP27BP |  | Water-Source | WBAHP: Heat Pump Packaged Unit | Heat Pump | 460 | 3 |  |  | No Match | No Match |  |  |  | 295200 | 25350 | 11.6 |  | 348000 | 28300 | 3.6 | 2.5 | Non Federally-Regulated | 02/22/1990 |  | 07/31/1991
McQuay International | McQuay | CCH/CCW/HWH/HWW042C-G |  | Water-Source | WBAHP: Heat Pump Packaged Unit | Heat Pump | 230 | 1 |  |  | No Match | No Match |  |  |  | 40500 | 3521 | 11.5 | 10 | 49500 | 3626 | 4 |  | Federally-Regulated Commercial & Industrial Equipment | 02/02/1998 |  | 03/31/1998
Geoflex Systems, Inc. | Geoflex Systems, Inc. | GF1T-V/H/D/M-026WAABE |  | Ground-Water-Source | WBAHP: Heat Pump Packaged Unit | Both Heat Pump and Electric Re | 230 | 1 |  |  | No Match | Dual-Speed |  |  |  | 28900 | 1189 | 24.3 | 16.2 | 25500 | 1525 | 4.9 | 3.6 | Non Federally-Regulated | 11/30/2011 |  | 01/09/2014
ClimateMaster Inc. | Climate Master Series | 802122F******** |  | Water-Source | WBAHP: Heat Pump Packaged Unit | Heat Pump | 460 | 3 |  |  | No Match | No Match |  |  |  | 121000 | 12000 | 10.1 | 9.2 | 141001 | 2500 | 3.3 | 2.5 | Non Federally-Regulated | 02/22/1990 |  | 07/31/1991
Waterfurnace International, Inc. | Geosmart Energy, Inc. | YS048**1*4 |  | Ground-Water-Source | WBAHP: Heat Pump Packaged Unit | Heat Pump | 230 | 1 |  |  | No Match | Single-Speed |  |  |  | 52000 | 2222 | 23.4 | 16.2 | 45900 | 3203 | 4.2 | 3.6 | Non Federally-Regulated | 01/24/2011 |  | 05/01/2015
Florida Heat Pump | Geomaster, LLC | AP035-1CF/HZ/VT |  | Water-Source | WBAHP: Heat Pump Packaged Unit | Heat Pump | 230 | 1 |  |  | No Match | Single-Speed |  |  |  | 36600 | 2288 | 16 | 12 | 43000 | 2470 | 5.1 | 4.2 | Federally-Regulated Commercial & Industrial Equipment | 01/24/2011 |  | 01/10/2012
Addison Products | Addison Products | DWPG054-1B-XL* |  | Ground-Water-Source | WBAHP: Heat Pump Packaged Unit | Heat Pump | 208 | 1 |  |  | No Match | No Match |  |  |  | 53000 | 17666 | 3 | 9 | 40000 | 3907 | 3 |  | Non Federally-Regulated | 05/15/1998 |  | 07/29/1998
Mammoth | Geox | GD013CA |  | Water-Source | WBAHP-O: Heat Pump Packaged Un | Heat Pump | 208 | 1 |  |  | No Match | No Match |  |  |  | 12600 | 1050 | 12 | 9 | 16000 | 1267 | 3.7 | 3.2 | Federally-Regulated Commercial & Industrial Equipment | 12/21/1990 |  | 07/27/1992
Waterfurnace International, Inc. | Geotility Geothermal Installations | ZS030**2*1 |  | Ground-Source | WBAHP: Heat Pump Packaged Unit | Heat Pump | 265 | 1 |  |  | No Match | Single-Speed |  |  |  | 29000 | 1585 | 18.3 | 13.4 | 22800 | 1758 | 3.8 | 3.1 | Non Federally-Regulated | 01/24/2011 |  | 04/19/2013
Florida Heat Pump | Florida Heat Pump | CE025-1CS | DX025CC/UC | Ground-Water-Source | WBAHP-C: Heat Pump Split Syste | Heat Pump | 208 | 1 |  |  | No Match | Dual-Speed |  |  |  | 28500 | 1284 | 22.2 | 16.2 | 25500 | 1779 | 4.2 | 3.6 | Non Federally-Regulated | 03/02/2012 |  | 05/01/2015
Waterfurnace International, Inc. | Waterfurnace International, Inc. | SXV030B1 |  | Water-Source | WBAHP-CB: Heat Pump Split Syst | Heat Pump | 230 | 1 |  |  | No Match | No Match |  |  |  | 31800 | 2338 | 13.6 | 9 | 33400 | 2330 | 4.2 | 3.5 | Non Federally-Regulated | 08/21/1998 |  | 10/02/1998
Snyder General Corp. | American Air Filter | GVW-240 |  | Water-Source | WBAHP: Heat Pump Packaged Unit | Heat Pump | 460 | 3 |  |  | No Match | No Match |  |  |  | 240400 | 20200 | 11.9 |  | 270000 | 21400 | 3.7 | 3.8 | Non Federally-Regulated | 07/31/1991 |  | 03/31/1998
Enertech Global, LLC | Enertech | TXT048C2 |  | Ground-Water-Source | WBAHP: Heat Pump Packaged Unit | Heat Pump | 230 | 3 |  |  | No Match | Single-Speed |  |  |  | 53600 | 2382 | 22.5 | 16.2 | 47700 | 3107 | 4.5 | 3.6 | Non Federally-Regulated | 12/12/2012 |  | 04/21/2014
Waterfurnace International, Inc. | Spectra | SXH024A0 |  | Water-Source | WBAHP: Heat Pump Packaged Unit | Heat Pump | 208 | 1 |  |  | No Match | No Match |  |  |  | 26000 | 1688 | 15.4 | 10 | 31200 | 1725 | 5.3 |  | Federally-Regulated Commercial & Industrial Equipment | 06/02/1993 |  | 06/03/1993
Climate Control / Snyder General | Trane | WPHA74XG* |  | Water-Source | WBAHP: Heat Pump Packaged Unit | Heat Pump | 460 | 3 |  |  | No Match | No Match |  |  |  | 74000 | 7048 | 10.5 | 9.2 | 92000 | 7490 | 3.6 | 2.5 | Non Federally-Regulated | 05/16/1984 |  | 05/11/1988
Waterfurnace International, Inc. | Waterfurnace International, Inc. | SXH058*1 |  | Water-Source | WBAHP: Heat Pump Packaged Unit | Heat Pump | 208 | 1 |  |  | No Match | No Match |  |  |  | 55000 | 4044 | 13.6 | 10 | 69000 | 4492 | 4.5 |  | Federally-Regulated Commercial & Industrial Equipment | 10/05/1999 |  | 05/19/2000
McQuay International | McQuay | CCH/CCW/HWH/HWW007C-G |  | Water-Source | WBAHP: Heat Pump Packaged Unit | Heat Pump | 208 | 1 |  |  | No Match | No Match |  |  |  | 7000 | 654 | 10.7 | 10 | 9800 | 736 | 3.9 |  | Federally-Regulated Commercial & Industrial Equipment | 02/02/1998 |  | 03/31/1998
Addison Products | Heat Controller | WSH036-3AR |  | Water-Source | WBAHP: Heat Pump Packaged Unit | Heat Pump | 230 | 3 |  |  | No Match | No Match |  |  |  | 35000 | 2868 | 12.2 | 10 | 44000 | 3069 | 4.2 |  | Federally-Regulated Commercial & Industrial Equipment | 10/05/1999 |  | 04/12/2000
Singer | Electro-Hydronics | FV400B5 |  | Water-Source | WBAHP: Heat Pump Packaged Unit | Heat Pump | 208 | 1 |  |  | No Match | No Match |  |  |  | 40000 | 4350 | 9.2 | 7.5 | 43000 | 4500 | 2.8 | 2.5 | Non Federally-Regulated | 01/05/1982 |  | 09/08/1982
Geoflex Systems, Inc. | Geoflex Systems, Inc. | GF1T-V/H/D/M-049WACBP |  | Water-Source | WBAHP: Heat Pump Packaged Unit | Both Heat Pump and Electric Re | 200 | 3 |  |  | No Match | Dual-Speed |  |  |  | 46900 | 3045 | 15.4 | 12 | 60400 | 3540 | 5 | 4.2 | Federally-Regulated Commercial & Industrial Equipment | 11/30/2011 |  | 01/09/2014
Waterfurnace International, Inc. | Waterfurnace International, Inc. | P022**2 |  | Ground-Water-Source | WBAHP: Heat Pump Packaged Unit | Heat Pump | 265 | 1 |  |  | No Match | No Match |  |  |  | 23400 | 1392 | 16.8 | 9 | 15700 | 1352 | 3.4 |  | Non Federally-Regulated | 05/19/2000 |  | 07/18/2002
ClimateMaster Inc. | Carrier Corp. | 50YCS0303 | FK4CNF003 | Ground-Water-Source | WBAHP-CB: Heat Pump Split Syst | Heat Pump | 230 | 1 |  |  | No Match | Single-Speed |  |  |  | 30200 | 1452 | 20.8 | 16.2 | 26400 | 1985 | 3.9 | 3.6 | Non Federally-Regulated | 09/15/2009 |  | 02/17/2011
Waterfurnace International, Inc. | Extended Range | WXH/WXV025A*2*** |  | Ground-Water-Source | WBAHP: Heat Pump Packaged Unit | Heat Pump | 265 | 1 |  |  | No Match | No Match |  |  |  | 27800 | 2648 | 10.5 |  | 31400 | 2788 | 3.3 |  | Non Federally-Regulated | 03/15/1989 |  | 07/31/1991
Waterfurnace International, Inc. | Waterfurnace International, Inc. | SXH030A1 |  | Water-Source | WBAHP: Heat Pump Packaged Unit | Heat Pump | 208 | 1 |  |  | No Match | No Match |  |  |  | 30600 | 2125 | 14.4 | 10 | 36600 | 2145 | 5 |  | Federally-Regulated Commercial & Industrial Equipment | 02/02/1998 |  | 03/31/1998
Waterfurnace International, Inc. | Johnson Controls | RJSV/RJSH036**3*0 |  | Ground-Source | WBAHP: Heat Pump Packaged Unit | Heat Pump | 208 | 3 |  |  | No Match | Single-Speed |  |  |  | 34600 | 1765 | 19.6 | 13.4 | 24100 | 1766 | 4 | 3.1 | Non Federally-Regulated | 01/24/2011 |  | 10/24/2014
Addison Products | Addison Products | HWPH064-4JC/4JBC |  | Water-Source | WBAHP: Heat Pump Packaged Unit | Heat Pump | 460 | 3 |  |  | No Match | No Match |  |  |  | 59500 | 4760 | 12.5 | 10 | 78000 | 5861 | 3.9 |  | Federally-Regulated Commercial & Industrial Equipment | 12/14/1998 |  | 09/21/2000
Climate Control / Snyder General | Electro-Hydronics | CW100F3 |  | Water-Source | WBAHP: Heat Pump Packaged Unit | Heat Pump | 230 | 1 |  |  | No Match | No Match |  |  |  | 9500 | 850 | 11.2 | 7.5 | 12600 | 880 | 4.2 | 2.5 | Non Federally-Regulated | 05/16/1984 |  | 06/11/1985
Waterfurnace International, Inc. | Waterfurnace International, Inc. | SXH068B1 |  | Ground-Water-Source | WBAHP: Heat Pump Packaged Unit | Heat Pump | 208 | 1 |  |  | No Match | No Match |  |  |  | 66000 | 5500 | 12 | 9 | 52000 | 5080 | 3 |  | Non Federally-Regulated | 01/30/1998 |  | 10/02/1998
Waterfurnace International, Inc. | Waterfurnace International, Inc. | SXH036A0 |  | Water-Source | WBAHP-CB: Heat Pump Split Syst | Heat Pump | 230 | 1 |  |  | No Match | No Match |  |  |  | 37600 | 2870 | 13.1 | 9 | 40500 | 2967 | 4 | 3.5 | Non Federally-Regulated | 02/02/1998 |  | 08/21/1998
Waterfurnace International, Inc. | Waterfurnace International, Inc. | ES072*1 | FV4ANF006 | Ground-Water-Source | WBAHP-CB: Heat Pump Split Syst | Heat Pump | 208 | 1 |  |  | No Match | No Match |  |  |  | 68700 | 5051 | 13.6 | 9 | 47500 | 4639 | 3 |  | Non Federally-Regulated | 05/21/2002 |  | 03/12/2009
Addison Products | Addison Products | VWPG048-3B-XL* |  | Ground-Water-Source | WBAHP: Heat Pump Packaged Unit | Heat Pump | 208 | 3 |  |  | No Match | No Match |  |  |  | 47500 | 15322 | 3.1 | 9 | 34000 | 3214 | 3.1 |  | Non Federally-Regulated | 05/15/1998 |  | 07/29/1998
Addison Products | Addison Products | DWPG030-1B-XL* |  | Water-Source | WBAHP-CB: Heat Pump Split Syst | Heat Pump | 230 | 1 |  |  | No Match | No Match |  |  |  | 28800 | 2133 | 13.5 | 9 | 31400 | 2191 | 4.2 | 3.5 | Non Federally-Regulated | 02/02/1998 |  | 10/02/1998
Hydro Delta Corp. | Hydro Delta Corp. | 03-027-WTARH |  | Water-Source | WBAHP-CB: Heat Pump Split Syst | Heat Pump | 230 | 1 |  |  | No Match | No Match |  |  |  | 26600 | 2000 | 13.3 | 9 | 30400 | 2226 | 4 | 3.5 | Non Federally-Regulated | 10/05/1999 |  | 11/17/1999
ClimateMaster Inc. | Climate Master Series | HS/HL/VS/VL015G |  | Water-Source | WBAHP: Heat Pump Packaged Unit | Heat Pump | 230 | 1 |  |  | No Match | No Match |  |  |  | 14100 | 1281 | 11 | 10 | 18800 | 1377 | 4 |  | Federally-Regulated Commercial & Industrial Equipment | 04/12/2000 |  | 11/14/2000
Florida Heat Pump | Bosch | AP061-4CF/HZ/VT |  | Ground-Source | WBAHP: Heat Pump Packaged Unit | Heat Pump | 460 | 3 |  |  |  | Dual-Speed | 2772 | 730 |  | 67000 | 3622 | 18.5 | 13.4 | 49000 | 3503 | 4.1 | 3.1 | Non Federally-Regulated | 04/22/2015 |  | 05/01/2015
Waterfurnace International, Inc. | Waterfurnace International, Inc. | ATV013C0 |  | Water-Source | WBAHP-CB: Heat Pump Split Syst | Heat Pump | 230 | 1 |  |  | No Match | No Match |  |  |  | 13500 | 906 | 14.9 | 9 | 14100 | 961 | 4.3 | 3.5 | Non Federally-Regulated | 02/02/1998 |  | 10/02/1998
ClimateMaster Inc. | Climate Master Series | VP/HP/DP036 G/E |  | Water-Source | WBAHP: Heat Pump Packaged Unit | Heat Pump | 230 | 1 |  |  | No Match | No Match |  |  |  | 35000 | 2692 | 13 | 10 | 43000 | 2929 | 4.3 |  | Federally-Regulated Commercial & Industrial Equipment | 10/05/1999 |  | 04/12/2000
Florida Heat Pump | Florida Heat Pump | GT062-1CS | GT062-1AV/AH | Water-Source | WBAH: Heating Only Packaged Un | Heat Pump | 208 | 1 |  |  | No Match | No Match |  |  |  | 60500 | 4879 | 12.4 | 9 | 76500 | 6057 | 3.7 | 3.5 | Non Federally-Regulated | 10/05/1999 |  | 04/12/2000
Waterfurnace International, Inc. | Waterfurnace International, Inc. | SXV042C3 |  | Ground-Source | WBAHP: Heat Pump Packaged Unit | Heat Pump | 230 | 3 |  |  | No Match | No Match |  |  |  | 44500 | 3201 | 13.9 |  | 31800 | 2824 | 3.3 |  | Non Federally-Regulated | 03/31/1998 |  | 05/10/1998
ClimateMaster Inc. | Climate Master Series | GSS30 | AH14-U23R42W | Ground-Water-Source | WBAHP-CB: Heat Pump Split Syst | Heat Pump | 208 | 1 |  |  | No Match | No Match |  |  |  | 30000 | 2054 | 14.6 | 9 | 22000 | 2014 | 3.2 |  | Non Federally-Regulated | 10/06/1999 |  | 04/10/2000
McQuay / Snyder General | Electro-Hydronics | CW330F7 |  | Water-Source | WBAHP: Heat Pump Packaged Unit | Heat Pump | 265 | 1 |  |  | No Match | No Match |  |  |  | 33000 | 3050 | 10.8 | 7.5 | 39000 | 3090 | 3.7 | 2.5 | Non Federally-Regulated | 08/29/1986 |  | 05/11/1988
Florida Heat Pump | Florida Heat Pump | EM048-5CF/HZ/VT |  | Water-Source | WBAHP-CB: Heat Pump Split Syst | Heat Pump | 575 | 3 |  |  | No Match | No Match |  |  |  | 52500 | 4411 | 11.9 | 9 | 58000 | 4720 | 3.6 | 3.5 | Non Federally-Regulated | 07/22/2002 |  | 03/12/2009
Florida Heat Pump | Florida Heat Pump | GT010-1CF/HZ/VT |  | Water-Source | WBAHP: Heat Pump Packaged Unit | Heat Pump | 208 | 1 |  |  | No Match | No Match |  |  |  | 11200 | 695 | 16.1 | 10 | 13000 | 828 | 4.6 |  | Federally-Regulated Commercial & Industrial Equipment | 04/12/2000 |  | 02/17/2011
Trane U.S. Inc. | Command-Aire | GSUF0181B |  | Ground-Water-Source | WBAHP: Heat Pump Packaged Unit | Heat Pump | 208 | 1 |  |  | No Match | No Match |  |  |  | 20000 | 1226 | 16.3 | 9 | 14400 | 1454 | 2.9 |  | Non Federally-Regulated | 10/06/1999 |  | 04/10/2000
Friedrich Climate Master | Friedrich Climate Master | 80117G********A |  | Water-Source | WBAHP: Heat Pump Packaged Unit | Heat Pump | 230 | 1 |  |  | No Match | No Match |  |  |  | 16000 | 1415 | 11.3 | 7.5 | 18700 | 1415 | 3.9 | 2.5 | Non Federally-Regulated | 08/29/1986 |  | 05/11/1988
ClimateMaster Inc. | Carrier Corp. | YCS0303 | FK4CNF003 | Ground-Source | WBAHP-CB: Heat Pump Split Syst | Heat Pump | 208 | 1 |  |  | No Match | Single-Speed |  |  |  | 29800 | 1817 | 16.4 | 13.4 | 21500 | 1801 | 3.5 | 3.1 | Non Federally-Regulated | 09/15/2009 |  | 02/17/2011
ClimateMaster Inc. | Climate Master Series | 80108G |  | Water-Source | WBAHP: Heat Pump Packaged Unit | Heat Pump | 230 | 1 |  |  | No Match | No Match |  |  |  | 7200 | 692 | 10.4 | 9 | 9400 | 745 | 3.7 | 3.2 | Non Federally-Regulated | 02/22/1990 |  | 07/31/1991
Bard Manufacturing Company, Inc. | Bard | WPV24C |  | Ground-Water-Source | WBAHP: Heat Pump Packaged Unit | Heat Pump | 208 | 1 |  |  | No Match | No Match |  |  |  | 21600 | 1661 | 13 | 9 | 15600 | 1524 | 3 |  | Non Federally-Regulated | 01/30/1998 |  | 10/02/1998
American Air Filter | Enercon | DHW30 |  | Water-Source | WBAHP: Heat Pump Packaged Unit | Heat Pump | 208 | 1 |  |  | No Match | No Match |  |  |  | 29400 | 2580 | 11.4 | 7.5 | 34600 | 2670 | 3.8 | 2.5 | Non Federally-Regulated | 05/16/1984 |  | 06/11/1985
ClimateMaster Inc. | Climate Master Series | VS009E********* |  | Water-Source | WBAHP: Heat Pump Packaged Unit | Heat Pump | 265 | 1 |  |  | No Match | No Match |  |  |  | 9800 | 850 | 11.5 | 9 | 12000 | 827 | 4.2 | 3.2 | Federally-Regulated Commercial & Industrial Equipment | 07/17/1991 |  | 07/27/1992
California Heat Pump | California Heat Pump | 52H**-12-** |  | Water-Source | WBAHP: Heat Pump Packaged Unit | Heat Pump | 230 | 1 |  |  | No Match | No Match |  |  |  | 52000 | 5000 | 10.4 | 7.5 | 59000 | 4900 | 3.5 | 2.5 | Non Federally-Regulated | 06/11/1985 |  | 05/11/1988
ClimateMaster Inc. | Carrier | 50VQA/VQD100 3 |  | Water-Source | WBAHP: Heat Pump Packaged Unit | Heat Pump | 230 | 1 |  |  | No Match | No Match |  |  |  | 101000 | 8782 | 11.5 | 9 | 109000 | 8406 | 3.8 | 3.8 | Federally-Regulated Commercial & Industrial Equipment | 02/02/1998 |  | 03/31/1998
Waterfurnace International, Inc. | Waterfurnace International, Inc. | VL/VX095T*3 |  | Ground-Water-Source | WBAHP: Heat Pump Packaged Unit | Heat Pump | 208 | 3 |  |  | No Match | No Match |  |  |  | 99000 | 6875 | 14.4 | 9 | 65500 | 6397 | 3 |  | Non Federally-Regulated | 07/22/2002 |  | 03/12/2009
Command-Aire | Command-Aire | SWP513E |  | Water-Source | WBAHP: Heat Pump Packaged Unit | Heat Pump | 208 | 3 |  |  | No Match | No Match |  |  |  | 49000 | 4380 | 11.2 | 7.5 | 65000 | 4760 | 4 | 2.5 | Non Federally-Regulated | 06/11/1985 |  | 01/23/1988
Carrier Corp. | Carrier | 50HQ,VQ0335 |  | Water-Source | WBAHP: Heat Pump Packaged Unit | Heat Pump | 230 | 3 |  |  | No Match | No Match |  |  |  | 34000 | 3850 | 8.8 | 7.5 | 40000 | 4350 | 2.7 | 2.5 | Non Federally-Regulated | 01/05/1982 |  | 09/08/1982
Mammoth | Hydrobank II | F024VHJ |  | Water-Source | WBAHP: Heat Pump Packaged Unit | Heat Pump | 230 | 3 |  |  | No Match | No Match |  |  |  | 23800 | 2266 | 10.5 | 10 | 31000 | 2328 | 3.9 |  | Federally-Regulated Commercial & Industrial Equipment | 01/18/2001 |  | 03/12/2009
Waterfurnace International, Inc. | Spectra | SXV010A1 |  | Water-Source | WBAHP: Heat Pump Packaged Unit | Heat Pump | 208 | 1 |  |  | No Match | No Match |  |  |  | 9500 | 655 | 14.5 | 10 | 12600 | 684 | 5.4 |  | Federally-Regulated Commercial & Industrial Equipment | 06/02/1993 |  | 06/03/1993
Waterfurnace International, Inc. | Waterfurnace International, Inc. | SXV019C0 |  | Water-Source | WBAHP-CB: Heat Pump Split Syst | Heat Pump | 230 | 1 |  |  | No Match | No Match |  |  |  | 19500 | 1402 | 13.9 | 9 | 22800 | 1629 | 4.1 | 3.5 | Non Federally-Regulated | 02/02/1998 |  | 10/02/1998
Mammoth | Hydrobank II | F070VLG |  | Ground-Water-Source | WBAHP: Heat Pump Packaged Unit | Heat Pump | 208 | 3 |  |  | No Match | No Match |  |  |  | 67000 | 4962 | 13.5 | 9 | 51100 | 4990 | 3 |  | Non Federally-Regulated | 01/18/2001 |  | 11/19/2001
Addison Products | Addison Products | VGY036-8A |  | Water-Source | WBAHP-CB: Heat Pump Split Syst | Heat Pump | 265 | 1 |  |  | No Match | No Match |  |  |  | 39400 | 2755 | 14.3 | 9 | 42700 | 3381 | 3.7 | 3.5 | Non Federally-Regulated | 07/22/2002 |  | 03/12/2009
Waterfurnace International, Inc. | Waterfurnace International, Inc. | SXV042B0 |  | Ground-Water-Source | WBAHP: Heat Pump Packaged Unit | Heat Pump | 230 | 1 |  |  | No Match | No Match |  |  |  | 44500 | 3201 | 13.9 | 9 | 31800 | 2824 | 3.3 |  | Non Federally-Regulated | 01/30/1998 |  | 10/02/1998
Florida Heat Pump | Florida Heat Pump | GT030-1CS | GT030-1AV/AH | Ground-Water-Source | WBAHP-CB: Heat Pump Split Syst | Heat Pump | 208 | 1 |  |  | No Match | No Match |  |  |  | 30600 | 2081 | 14.7 | 9 | 18800 | 1776 | 3.1 |  | Non Federally-Regulated | 10/06/1999 |  | 04/10/2000
Waterfurnace International, Inc. | Waterfurnace International, Inc. | VLV/VXV030*4 |  | Ground-Water-Source | WBAHP: Heat Pump Packaged Unit | Heat Pump | 460 | 3 |  |  | No Match | No Match |  |  |  | 30900 | 2191 | 14.1 | 9 | 19500 | 2040 | 2.8 |  | Non Federally-Regulated | 06/20/2003 |  | 03/12/2009
Waterfurnace International, Inc. | Geosmart Energy, Inc. | YS060**1*4 |  | Ground-Source | WBAHP: Heat Pump Packaged Unit | Heat Pump | 208 | 1 |  |  | No Match | Single-Speed |  |  |  | 60900 | 3402 | 17.9 | 13.4 | 47100 | 3834 | 3.6 | 3.1 | Non Federally-Regulated | 01/24/2011 |  | 01/09/2014
Trane U.S. Inc. | Trane | WPVD0131 |  | Water-Source | WBAHP: Heat Pump Packaged Unit | Heat Pump | 208 | 1 |  |  | No Match | No Match |  |  |  | 12300 | 1051 | 11.7 | 10 | 15900 | 1109 | 4.2 |  | Federally-Regulated Commercial & Industrial Equipment | 02/02/1998 |  | 03/31/1998
Waterfurnace International, Inc. | Waterfurnace International, Inc. | ATH057D3 |  | Ground-Water-Source | WBAHP: Heat Pump Packaged Unit | Heat Pump | 230 | 3 |  |  | No Match | No Match |  |  |  | 61000 | 4841 | 12.6 | 9 | 42000 | 4103 | 3 |  | Non Federally-Regulated | 01/30/1998 |  | 03/31/1998
Waterfurnace International, Inc. | Waterfurnace International, Inc. | SXV024C2 |  | Ground-Source | WBAHP: Heat Pump Packaged Unit | Heat Pump | 265 | 1 |  |  | No Match | No Match |  |  |  | 27000 | 1741 | 15.5 |  | 18000 | 1551 | 3.4 |  | Non Federally-Regulated | 03/31/1998 |  | 05/10/1998
McQuay International | McQuay | FCV/FCW/VWH/VWW036B-N |  | Water-Source | WBAHP: Heat Pump Packaged Unit | Heat Pump | 265 | 1 |  |  | No Match | No Match |  |  |  | 35200 | 2957 | 11.9 | 10 | 45000 | 3297 | 4 |  | Federally-Regulated Commercial & Industrial Equipment | 12/14/1998 |  | 11/17/1999
Waterfurnace International, Inc. | Waterfurnace International, Inc. | ATV045D0(P) |  | Ground-Water-Source | WBAHP: Heat Pump Packaged Unit | Heat Pump | 208 | 1 |  |  | No Match | No Match |  |  |  | 27000 | 1516 | 17.8 | 11 | 26800 | 1602 | 4.9 | 3.5 | Non Federally-Regulated | 03/31/1998 |  | 05/10/1998
Florida Heat Pump | Energy Miser | HECS80-1 | HEAH80-1 | Water-Source | WBAHP-C: Heat Pump Split Syste | Heat Pump | 230 | 1 |  |  | No Match | No Match |  |  |  | 76000 | 7600 | 10 | 9.2 | 112000 | 8005 | 4.1 |  | Non Federally-Regulated | 05/11/1988 |  | 03/15/1989
Florida Heat Pump | Florida Heat Pump | CE061-1CF/HZ/VT |  | Ground-Source | WBAHP: Heat Pump Packaged Unit | Heat Pump | 208 | 1 |  |  | No Match | Dual-Speed |  |  |  | 62000 | 3949 | 15.7 | 13.4 | 49000 | 3989 | 3.6 | 3.1 | Non Federally-Regulated | 06/14/2011 |  | 04/22/2015
Waterfurnace International, Inc. | Waterfurnace International, Inc. | SXH068B0 |  | Ground-Source | WBAHP: Heat Pump Packaged Unit | Heat Pump | 230 | 1 |  |  | No Match | No Match |  |  |  | 66000 | 5500 | 12 |  | 52000 | 5080 | 3 |  | Non Federally-Regulated | 03/31/1998 |  | 05/10/1998
Waterfurnace International, Inc. | Waterfurnace International, Inc. | ES030*1 | FV4ANF003 | Ground-Water-Source | WBAHP-CB: Heat Pump Split Syst | Heat Pump | 230 | 1 |  |  | No Match | No Match |  |  |  | 30300 | 1814 | 16.7 | 9 | 21000 | 1809 | 3.4 |  | Non Federally-Regulated | 11/19/2002 |  | 03/12/2009
Waterfurnace International, Inc. | Waterfurnace International, Inc. | SXH048B3 |  | Water-Source | WBAHP-CB: Heat Pump Split Syst | Heat Pump | 230 | 3 |  |  | No Match | No Match |  |  |  | 52000 | 4000 | 13 | 9 | 55500 | 4066 | 4 | 3.5 | Non Federally-Regulated | 02/02/1998 |  | 10/02/1998
Waterfurnace International, Inc. | Waterfurnace International, Inc. | SXV030A1 |  | Ground-Source | WBAHP: Heat Pump Packaged Unit | Heat Pump | 230 | 1 |  |  | No Match | No Match |  |  |  | 31200 | 2181 | 14.3 |  | 21600 | 1808 | 3.5 |  | Non Federally-Regulated | 03/31/1998 |  | 05/10/1998
Waterfurnace International, Inc. | American Standard, Inc. | A1GC060***1**4 |  | Ground-Source | WBAHP: Heat Pump Packaged Unit | Heat Pump | 230 | 1 |  |  | No Match | Single-Speed |  |  |  | 60900 | 3402 | 17.9 | 13.4 | 47100 | 3834 | 3.6 | 3.1 | Non Federally-Regulated | 03/02/2012 |  | 10/24/2014
Waterfurnace International, Inc. | Waterfurnace International, Inc. | SXV068C3 |  | Water-Source | WBAHP: Heat Pump Packaged Unit | Heat Pump | 208 | 3 |  |  | No Match | No Match |  |  |  | 65000 | 5200 | 12.5 | 9 | 84000 | 5470 | 4.5 | 3.8 | Federally-Regulated Commercial & Industrial Equipment | 02/02/1998 |  | 03/31/1998
ClimateMaster Inc. | Climate Master Series | HS/HL096F |  | Water-Source | WBAHP: Heat Pump Packaged Unit | Heat Pump | 460 | 3 |  |  | No Match | No Match |  |  |  | 88000 | 8000 | 11 | 9 | 114000 | 8789 | 3.8 | 3.8 | Federally-Regulated Commercial & Industrial Equipment | 01/18/2001 |  | 11/19/2001
Enertech Global, LLC | Enertech | GHT036A |  | Ground-Water-Source | WBAHP: Heat Pump Packaged Unit | Heat Pump | 230 | 1 |  |  | No Match | Single-Speed |  |  |  | 36700 | 1932 | 19 | 16.2 | 35900 | 2566 | 4.1 | 3.6 | Non Federally-Regulated | 12/12/2012 |  | 05/11/2015
Mammoth | Hydrobank II | G030HHA/VHA |  | Water-Source | WBAHP: Heat Pump Packaged Unit | Heat Pump | 460 | 3 |  |  | No Match | No Match |  |  |  | 31000 | 2695 | 11.5 | 9.3 | 38500 | 2969 | 3.8 | 3.8 | Federally-Regulated Commercial & Industrial Equipment | 03/31/1998 |  | 05/10/1998
Trane U.S. Inc. | Trane | GETE015 |  | Ground-Source | WBAHP-O: Heat Pump Packaged Un | Heat Pump | 208 | 1 |  |  | No Match | Single-Speed |  |  |  | 15600 | 994 | 15.7 | 13.4 | 11800 | 1049 | 3.3 | 3.1 | Non Federally-Regulated | 11/25/2009 |  | 01/25/2011
Waterfurnace International, Inc. | Waterfurnace International, Inc. | SXH019C2 |  | Water-Source | WBAHP: Heat Pump Packaged Unit | Heat Pump | 265 | 1 |  |  | No Match | No Match |  |  |  | 18600 | 1338 | 13.9 | 10 | 24200 | 1447 | 4.9 |  | Federally-Regulated Commercial & Industrial Equipment | 02/02/1998 |  | 03/31/1998
American Air Filter | Enercon | DHW-120 |  | Water-Source | WBAHP: Heat Pump Packaged Unit | Heat Pump | 200 | 3 |  |  | No Match | No Match |  |  |  | 120000 | 11100 | 10.8 | 9.2 | 145000 | 11800 | 3.6 | 2.5 | Non Federally-Regulated | 02/22/1990 |  | 07/31/1991
Waterfurnace International, Inc. | Waterfurnace International, Inc. | NSV/NSH036G1*0 |  | Water-Source | WBAHP: Heat Pump Packaged Unit | Heat Pump | 208 | 1 |  |  | No Match | Single-Speed |  |  |  | 34100 | 1938 | 17.6 | 12 | 34200 | 1790 | 5.6 | 4.2 | Federally-Regulated Commercial & Industrial Equipment | 09/03/2012 |  | 04/19/2013
Enertech Global, LLC | Enertech | GST036A2 | ACD036 | Ground-Source | WBAHP-CB: Heat Pump Split Syst | Heat Pump | 230 | 3 |  |  | No Match | Single-Speed |  |  |  | 37700 | 2218 | 17 | 13.4 | 29200 | 2252 | 3.8 | 3.1 | Non Federally-Regulated | 03/02/2012 |  | 12/12/2012
Waterfurnace International, Inc. | Rybacki - Hart Enterprises | ZS030**0*0 |  | Ground-Source | WBAHP: Heat Pump Packaged Unit | Heat Pump | 208 | 1 |  |  | No Match | Single-Speed |  |  |  | 29000 | 1706 | 17 | 13.4 | 22800 | 1909 | 3.5 | 3.1 | Non Federally-Regulated | 01/24/2011 |  | 04/19/2013
Florida Heat Pump | Florida Heat Pump | EM096-1HZ/VT |  | Water-Source | WBAHP: Heat Pump Packaged Unit | Heat Pump | 230 | 1 |  |  | No Match | No Match |  |  |  | 96000 | 7111 | 13.5 | 9 | 109000 | 6795 | 4.7 | 3.8 | Federally-Regulated Commercial & Industrial Equipment | 04/12/2000 |  | 02/17/2011
California Heat Pump | Trane | WPVB-0137 |  | Water-Source | WBAHP: Heat Pump Packaged Unit | Heat Pump | 265 | 1 |  |  | No Match | No Match |  |  |  | 12500 | 1525 | 8.2 | 7.5 | 15200 | 1550 | 2.9 | 2.5 | Non Federally-Regulated | 06/11/1985 |  | 05/11/1988
Waterfurnace International, Inc. | Waterfurnace International, Inc. | SXH058C1 |  | Water-Source | WBAHP: Heat Pump Packaged Unit | Heat Pump | 208 | 1 |  |  | No Match | No Match |  |  |  | 55000 | 4044 | 13.6 | 10 | 69000 | 4493 | 4.5 |  | Federally-Regulated Commercial & Industrial Equipment | 07/29/1998 |  | 10/02/1998
Florida Heat Pump | Florida Heat Pump | GT036-2CS | GT036-2AH/AV | Water-Source | WBAH: Heating Only Packaged Un | Heat Pump | 265 | 1 |  |  | No Match | No Match |  |  |  | 35900 | 2740 | 13.1 | 9 | 41200 | 3095 | 3.9 | 3.5 | Non Federally-Regulated | 07/22/2002 |  | 03/12/2009
Addison Products | Addison Products | HPY120-5A |  | Water-Source | WBAHP-CB: Heat Pump Split Syst | Heat Pump | 575 | 3 |  |  | No Match | No Match |  |  |  | 110400 | 10036 | 11 | 9 | 137100 | 11477 | 3.5 | 3.5 | Non Federally-Regulated | 01/17/2001 |  | 01/24/2002
American Air Filter | Enercon | VW186 |  | Water-Source | WBAHP: Heat Pump Packaged Unit | Heat Pump | 230 | 3 |  |  | No Match | No Match |  |  |  | 186000 | 21200 | 8.8 |  | 225000 | 21300 | 3.1 | 2.5 | Non Federally-Regulated | 06/11/1985 |  | 05/11/1988
ClimateMaster Inc. | Climate Master Series | HS/HL/VS/VL019G |  | Water-Source | WBAHP: Heat Pump Packaged Unit | Heat Pump | 208 | 1 |  |  | No Match | No Match |  |  |  | 20000 | 1492 | 13.4 | 10 | 23000 | 1567 | 4.3 |  | Federally-Regulated Commercial & Industrial Equipment | 01/18/2001 |  | 11/19/2001
Waterfurnace International, Inc. | Waterfurnace International, Inc. | SXV058C1 |  | Water-Source | WBAHP: Heat Pump Packaged Unit | Heat Pump | 230 | 1 |  |  | No Match | No Match |  |  |  | 55000 | 4044 | 13.6 | 10 | 69000 | 4493 | 4.5 |  | Federally-Regulated Commercial & Industrial Equipment | 07/29/1998 |  | 10/02/1998
Command-Aire | Command-Aire | SWPH-131 |  | Water-Source | WBAHP: Heat Pump Packaged Unit | Heat Pump | 208 | 1 |  |  | No Match | No Match |  |  |  | 13500 | 1400 | 9.6 | 9 | 18800 | 1575 | 3.5 | 3.2 | Federally-Regulated Commercial & Industrial Equipment | 01/23/1988 |  | 05/11/1988
Carrier Corp. | Carrier | 50HQ,VQ0336 |  | Water-Source | WBAHP: Heat Pump Packaged Unit | Heat Pump | 460 | 3 |  |  | No Match | No Match |  |  |  | 34000 | 3850 | 8.8 | 7.5 | 40000 | 4350 | 2.7 | 2.5 | Non Federally-Regulated | 01/05/1982 |  | 09/08/1982
Climate Control / Snyder General | Electro-Hydronics | LHP20BP |  | Water-Source | WBAHP: Heat Pump Packaged Unit | Heat Pump | 460 | 3 |  |  | No Match | No Match |  |  |  | 214000 | 18000 | 11.9 | 7.5 | 240000 | 18400 | 3.8 | 2.2 | Non Federally-Regulated | 05/16/1984 |  | 06/11/1985
Florida Heat Pump | Florida Heat Pump | GO072-1HZ/VT |  | Water-Source | WBAHP-CB: Heat Pump Split Syst | Heat Pump | 208 | 1 |  |  | No Match | No Match |  |  |  | 73500 | 6621 | 11.1 | 9 | 75000 | 6278 | 3.5 | 3.5 | Non Federally-Regulated | 05/23/2001 |  | 07/18/2002
Waterfurnace International, Inc. | Rybacki - Hart Enterprises | ZS041**4*1 |  | Water-Source | WBAHP: Heat Pump Packaged Unit | Heat Pump | 460 | 3 |  |  | No Match | Single-Speed |  |  |  | 40000 | 2759 | 14.5 | 12 | 45000 | 2931 | 4.5 | 4.2 | Federally-Regulated Commercial & Industrial Equipment | 01/24/2011 |  | 04/19/2013
Waterfurnace International, Inc. | Waterfurnace International, Inc. | SXV036*4 |  | Water-Source | WBAHP: Heat Pump Packaged Unit | Heat Pump | 460 | 3 |  |  | No Match | No Match |  |  |  | 36000 | 2647 | 13.6 | 10 | 44500 | 2774 | 4.7 |  | Federally-Regulated Commercial & Industrial Equipment | 10/05/1999 |  | 05/19/2000
Mammoth | Mammoth | D124HSC |  | Water-Source | WBAHP: Heat Pump Packaged Unit | Heat Pump | 230 | 1 |  |  | No Match | No Match |  |  |  | 116000 | 11590 | 10 | 9.2 | 142000 | 11364 | 3.7 | 2.5 | Non Federally-Regulated | 05/16/1984 |  | 05/11/1988
ClimateMaster Inc. | Carrier | 50VQA/VQD100 5/6 |  | Water-Source | WBAHP: Heat Pump Packaged Unit | Heat Pump | 208 | 3 |  |  | No Match | No Match |  |  |  | 101000 | 8782 | 11.5 | 10.5 | 109000 | 8406 | 3.8 | 3.8 | Federally-Regulated Commercial & Industrial Equipment | 03/31/1998 |  | 05/10/1998
Waterfurnace International, Inc. | Rybacki - Hart Enterprises | YS036**1*4 |  | Ground-Source | WBAHP: Heat Pump Packaged Unit | Heat Pump | 230 | 1 |  |  | No Match | Single-Speed |  |  |  | 34500 | 1994 | 17.3 | 13.4 | 26000 | 2177 | 3.5 | 3.1 | Non Federally-Regulated | 01/24/2011 |  | 04/19/2013
ClimateMaster Inc. | Carrier Corp. | 50YGV/H/D026 |  | Water-Source | WBAHP: Heat Pump Packaged Unit | Heat Pump | 230 | 1 |  |  | No Match | Single-Speed |  |  |  | 25100 | 1434 | 17.5 | 12 | 30200 | 1581 | 5.6 | 4.2 | Federally-Regulated Commercial & Industrial Equipment | 12/12/2012 |  | 04/22/2015
Addison Products | Heat Controller | WPH054-3JC/3JBC |  | Water-Source | WBAHP: Heat Pump Packaged Unit | Heat Pump | 208 | 3 |  |  | No Match | No Match |  |  |  | 50000 | 4237 | 11.8 | 10 | 68000 | 5108 | 3.9 |  | Federally-Regulated Commercial & Industrial Equipment | 10/05/1999 |  | 04/12/2000
McQuay International | McQuay | FCV/FCW030B-F |  | Water-Source | WBAHP: Heat Pump Packaged Unit | Heat Pump | 208 | 3 |  |  | No Match | No Match |  |  |  | 29600 | 2487 | 11.9 | 10 | 39000 | 2929 | 3.9 |  | Federally-Regulated Commercial & Industrial Equipment | 11/17/1999 |  | 09/21/2000
McQuay / Snyder General | Electro-Hydronics | CW260GP |  | Water-Source | WBAHP: Heat Pump Packaged Unit | Heat Pump | 460 | 3 |  |  | No Match | No Match |  |  |  | 26000 | 2450 | 10.6 | 7.5 | 31600 | 2500 | 3.7 | 2.5 | Non Federally-Regulated | 08/29/1986 |  | 05/11/1988
Waterfurnace International, Inc. | Waterfurnace International, Inc. | SXV042B0 |  | Water-Source | WBAHP: Heat Pump Packaged Unit | Heat Pump | 208 | 1 |  |  | No Match | No Match |  |  |  | 42000 | 3000 | 14 | 10 | 54500 | 3131 | 5.1 |  | Federally-Regulated Commercial & Industrial Equipment | 12/14/1998 |  | 10/05/1999
Waterfurnace International, Inc. | American Standard, Inc. | A1GC042***1**0 |  | Ground-Water-Source | WBAHP: Heat Pump Packaged Unit | Heat Pump | 230 | 1 |  |  | No Match | Single-Speed |  |  |  | 45800 | 2082 | 22 | 16.2 | 37000 | 2854 | 3.8 | 3.6 | Non Federally-Regulated | 08/23/2011 |  | 10/24/2014
Waterfurnace International, Inc. | Waterfurnace International, Inc. | ATH028*0 |  | Ground-Water-Source | WBAHP: Heat Pump Packaged Unit | Heat Pump | 230 | 1 |  |  | No Match | No Match |  |  |  | 29000 | 1812 | 16 | 9 | 21000 | 1757 | 3.5 |  | Non Federally-Regulated | 10/06/1999 |  | 05/19/2000
Mammoth | Hydrobank II | F108HHJ |  | Water-Source | WBAHP: Heat Pump Packaged Unit | Heat Pump | 208 | 3 |  |  | No Match | No Match |  |  |  | 106000 | 9380 | 11.3 | 9 | 138000 | 10367 | 3.9 | 3.8 | Federally-Regulated Commercial & Industrial Equipment | 05/23/2000 |  | 01/18/2001
McQuay International | McQuay | CCH/CCW060C-F |  | Water-Source | WBAHP: Heat Pump Packaged Unit | Heat Pump | 208 | 3 |  |  | No Match | No Match |  |  |  | 57000 | 5135 | 11.1 | 10 | 76000 | 5709 | 3.9 |  | Federally-Regulated Commercial & Industrial Equipment | 11/17/1999 |  | 09/21/2000
Command-Aire | Command-Aire | RWP-1233 |  | Water-Source | WBAHP: Heat Pump Packaged Unit | Heat Pump | 230 | 3 |  |  | No Match | No Match |  |  |  | 146000 | 15500 | 9.4 |  | 190000 | 15300 | 3.6 | 2.5 | Non Federally-Regulated | 06/11/1985 |  | 05/11/1988
Florida Heat Pump | Florida Heat Pump | EM028-3HZ |  | Water-Source | WBAHP: Heat Pump Packaged Unit | Heat Pump | 208 | 1 |  |  | No Match | No Match |  |  |  | 28000 | 1971 | 14.2 | 10 | 33400 | 2175 | 4.5 |  | Federally-Regulated Commercial & Industrial Equipment | 12/14/1998 |  | 10/05/1999
Waterfurnace International, Inc. | Waterfurnace International, Inc. | SXH024*0 |  | Water-Source | WBAHP: Heat Pump Packaged Unit | Heat Pump | 230 | 1 |  |  | No Match | No Match |  |  |  | 25500 | 1688 | 15.1 | 10 | 30700 | 1697 | 5.3 |  | Federally-Regulated Commercial & Industrial Equipment | 10/05/1999 |  | 05/19/2000
Waterfurnace International, Inc. | Waterfurnace International, Inc. | SXV010B0 |  | Water-Source | WBAHP-CB: Heat Pump Split Syst | Heat Pump | 208 | 1 |  |  | No Match | No Match |  |  |  | 10100 | 687 | 14.7 | 9 | 11500 | 783 | 4.3 | 3.5 | Non Federally-Regulated | 08/21/1998 |  | 10/02/1998
Waterfurnace International, Inc. | Waterfurnace International, Inc. | SXH010C0 |  | Water-Source | WBAHP: Heat Pump Packaged Unit | Heat Pump | 230 | 1 |  |  | No Match | No Match |  |  |  | 9800 | 653 | 15 | 10 | 12600 | 710 | 5.2 |  | Federally-Regulated Commercial & Industrial Equipment | 02/02/1998 |  | 03/31/1998
American Air Filter | Enercon | BCW09 |  | Water-Source | WBAHP: Heat Pump Packaged Unit | Heat Pump | 208 | 1 |  |  | No Match | No Match |  |  |  | 8600 | 850 | 10.1 | 7.5 | 9000 | 775 | 3.4 | 2.5 | Non Federally-Regulated | 01/05/1982 |  | 05/16/1984
Singer | Electro-Hydronics | FC240CP |  | Water-Source | WBAHP: Heat Pump Packaged Unit | Heat Pump | 460 | 3 |  |  | No Match | No Match |  |  |  | 24000 | 2850 | 8.4 | 7.5 | 28500 | 2900 | 2.9 | 2.5 | Non Federally-Regulated | 01/05/1982 |  | 09/08/1982
Florida Heat Pump | Geomaster, LLC | ES024-1CS | ES024-1AV/AH | Water-Source | WBAHP-CB: Heat Pump Split Syst | Heat Pump | 208 | 1 |  |  | No Match | Single-Speed |  |  |  | 24500 | 1738 | 14.1 | 12 | 31500 | 2148 | 4.3 | 4.2 | Federally-Regulated Commercial & Industrial Equipment | 06/15/2009 |  | 05/01/2015
Phillips Energy, Inc. | Phillips Energy, Inc. | 100WADW-24V01 |  | Ground-Water-Source | WBAHP: Heat Pump Packaged Unit | Heat Pump | 230 | 1 |  |  | No Match | No Match |  |  |  | 24500 | 2055 |  | 11 | 26800 | 2290 | 3.4 | 3.4 | Non Federally-Regulated | 07/31/1991 |  | 03/31/1998
Waterfurnace International, Inc. | Geotility Geothermal Installations | ZS023**0*0 |  | Water-Source | WBAHP: Heat Pump Packaged Unit | Heat Pump | 230 | 1 |  |  | No Match | Single-Speed |  |  |  | 23000 | 1586 | 14.5 | 12 | 26000 | 1693 | 4.5 | 4.2 | Federally-Regulated Commercial & Industrial Equipment | 01/24/2011 |  | 04/19/2013
Snyder General Corp. | McQuay | VE330G5 |  | Water-Source | WBAHP: Heat Pump Packaged Unit | Heat Pump | 208 | 1 |  |  | No Match | No Match |  |  |  | 30800 | 2852 | 10.8 | 9 | 35000 | 2900 | 3.5 | 3.2 | Non Federally-Regulated | 02/22/1990 |  | 07/31/1991
McQuay International | McQuay | W-FDL/FDS/FMS-1-024-J |  | Water-Source | WBAHP: Heat Pump Packaged Unit | Heat Pump | 265 | 1 |  |  | No Match | No Match |  |  |  | 24400 | 2033 | 12 | 10 | 32000 | 2343 | 4 |  | Federally-Regulated Commercial & Industrial Equipment | 09/21/2000 |  | 03/12/2009
Waterfurnace International, Inc. | Rybacki - Hart Enterprises | ZS015**0*0 |  | Ground-Water-Source | WBAHP: Heat Pump Packaged Unit | Heat Pump | 208 | 1 |  |  | No Match | Single-Speed |  |  |  | 16000 | 667 | 24 | 16.2 | 15000 | 1072 | 4.1 | 3.6 | Non Federally-Regulated | 01/24/2011 |  | 04/19/2013
Florida Heat Pump | Geomaster, LLC | EC048-3CS | EC048-1AH/AV | Water-Source | WBAHP-CB: Heat Pump Split Syst | Heat Pump | 208 | 3 |  |  | No Match | Single-Speed |  |  |  | 47000 | 3431 | 13.7 | 12 | 56800 | 3541 | 4.7 | 4.2 | Federally-Regulated Commercial & Industrial Equipment | 04/23/2009 |  | 04/20/2015
Addison Products | Addison Products | WRH032-1JA | HRH032-1J/1JB | Water-Source | WBAHP-C: Heat Pump Split Syste | Heat Pump | 230 | 1 |  |  | No Match | No Match |  |  |  | 30200 | 2745 | 11 | 9.3 | 37600 | 2899 | 3.8 | 3.8 | Federally-Regulated Commercial & Industrial Equipment | 03/31/1998 |  | 05/10/1998
Tetco | Tetco | ESII4.5 |  | Ground-Water-Source | WBAHP: Heat Pump Packaged Unit | Heat Pump | 230 | 1 |  |  | No Match | No Match |  |  |  | 47000 | 3533 | 13.3 | 9 | 40500 | 3828 | 3.1 |  | Non Federally-Regulated | 01/30/1998 |  | 10/02/1998
Waterfurnace International, Inc. | Waterfurnace International, Inc. | ATV066D3 |  | Ground-Source | WBAHP: Heat Pump Packaged Unit | Heat Pump | 208 | 3 |  |  | No Match | No Match |  |  |  | 67000 | 5000 | 13.4 |  | 50000 | 4884 | 3 |  | Non Federally-Regulated | 03/31/1998 |  | 05/10/1998
Mammoth | Hydrobank II | E009VHJ |  | Water-Source | WBAHP: Heat Pump Packaged Unit | Heat Pump | 265 | 1 |  |  | No Match | No Match |  |  |  | 8800 | 880 | 10 | 10 | 12000 | 901 | 3.9 |  | Federally-Regulated Commercial & Industrial Equipment | 09/25/2002 |  | 03/12/2009
Command-Aire | Command-Aire | SWP191E |  | Water-Source | WBAHP: Heat Pump Packaged Unit | Heat Pump | 208 | 1 |  |  | No Match | No Match |  |  |  | 18500 | 1680 | 11 | 9 | 24500 | 1750 | 4.1 | 3.2 | Non Federally-Regulated | 02/22/1990 |  | 07/31/1991
Solar Oriented Environmental Systems | S.O.E.S.I. | PSS-300 |  | Water-Source | WBAHP: Heat Pump Packaged Unit | Heat Pump | 230 | 1 |  |  | No Match | No Match |  |  |  | 38000 | 2461 | 15.4 | 7.5 | 40000 | 2484 | 4.7 | 2.5 | Non Federally-Regulated | 05/16/1984 |  | 05/11/1988
Waterfurnace International, Inc. | Waterfurnace International, Inc. | SXH058B4 |  | Water-Source | WBAHP: Heat Pump Packaged Unit | Heat Pump | 460 | 3 |  |  | No Match | No Match |  |  |  | 55000 | 4044 | 13.6 | 10 | 69000 | 4493 | 4.5 |  | Federally-Regulated Commercial & Industrial Equipment | 02/02/1998 |  | 03/31/1998
ClimateMaster Inc. | Climate Master | PDW30 | FK4CNF003 | Ground-Source | WBAHP-CB: Heat Pump Split Syst | Heat Pump | 230 | 1 |  |  | No Match | Single-Speed |  |  |  | 29800 | 1817 | 16.4 | 13.4 | 21500 | 1801 | 3.5 | 3.1 | Non Federally-Regulated | 09/15/2009 |  | 02/17/2011
Waterfurnace International, Inc. | Eagle Mountain | ZS060**5*0 |  | Water-Source | WBAHP: Heat Pump Packaged Unit | Heat Pump | 575 | 3 |  |  | No Match | Single-Speed |  |  |  | 58400 | 3973 | 14.7 | 12 | 72500 | 4829 | 4.4 | 4.2 | Federally-Regulated Commercial & Industrial Equipment | 01/24/2011 |  | 04/19/2013
Florida Heat Pump | Florida Heat Pump | GT036-2CF/HZ/VT |  | Water-Source | WBAHP: Heat Pump Packaged Unit | Heat Pump | 265 | 1 |  |  | No Match | No Match |  |  |  | 34500 | 2518 | 13.7 | 10 | 40500 | 2696 | 4.4 |  | Federally-Regulated Commercial & Industrial Equipment | 04/12/2000 |  | 05/29/2001
Enertech Global, LLC | Roth Industries, Inc. | RXT060B |  | Ground-Source | WBAHP: Heat Pump Packaged Unit | Heat Pump | 208 | 1 |  |  | No Match | Single-Speed |  |  |  | 60100 | 3515 | 17.1 | 13.4 | 47400 | 3562 | 3.9 | 3.1 | Non Federally-Regulated | 11/30/2011 |  | 01/09/2014
McQuay International | McQuay | W-FMS/FME/FDE-1-048-E |  | Water-Source | WBAHP: Heat Pump Packaged Unit | Heat Pump | 208 | 1 |  |  | No Match | No Match |  |  |  | 46000 | 3833 | 12 | 10 | 56000 | 3815 | 4.3 |  | Federally-Regulated Commercial & Industrial Equipment | 10/05/1999 |  | 09/21/2000
Waterfurnace International, Inc. | Waterfurnace International, Inc. | E060**1 |  | Ground-Water-Source | WBAHP: Heat Pump Packaged Unit | Heat Pump | 230 | 1 |  |  | No Match | No Match |  |  |  | 60600 | 4150 | 14.6 | 9 | 42400 | 3764 | 3.3 |  | Non Federally-Regulated | 07/22/2002 |  | 06/27/2003
Carrier Corp. | Carrier | 50Q*V04231 |  | Water-Source | WBAHP: Heat Pump Packaged Unit | Heat Pump | 208 | 1 |  |  | No Match | No Match |  |  |  | 42000 | 3652 | 11.5 | 10 | 50500 | 3795 | 3.9 |  | Federally-Regulated Commercial & Industrial Equipment | 08/02/1993 |  | 03/08/1996
McQuay International | McQuay | HWH/HWW019C-G |  | Water-Source | WBAHP: Heat Pump Packaged Unit | Heat Pump | 230 | 1 |  |  | No Match | No Match |  |  |  | 18400 | 1520 | 12.1 | 10 | 23200 | 1788 | 3.8 |  | Federally-Regulated Commercial & Industrial Equipment | 11/17/1999 |  | 09/21/2000
ClimateMaster Inc. | Trane | WPHA33XE* |  | Water-Source | WBAHP: Heat Pump Packaged Unit | Heat Pump | 208 | 3 |  |  | No Match | No Match |  |  |  | 33000 | 3050 | 10.8 | 9 | 39000 | 3090 | 3.7 | 3.2 | Non Federally-Regulated | 05/11/1988 |  | 03/15/1989
Florida Heat Pump | Florida Heat Pump | GT054-5CF/HZ/VT |  | Water-Source | WBAHP-CB: Heat Pump Split Syst | Heat Pump | 575 | 3 |  |  | No Match | No Match |  |  |  | 53000 | 4240 | 12.5 | 9 | 62000 | 4657 | 3.9 | 3.5 | Non Federally-Regulated | 07/22/2002 |  | 03/12/2009
Waterfurnace International, Inc. | Eagle Mountain | ZS024**2*4 |  | Ground-Water-Source | WBAHP: Heat Pump Packaged Unit | Heat Pump | 265 | 1 |  |  | No Match | Single-Speed |  |  |  | 26400 | 1128 | 23.4 | 16.2 | 22300 | 1452 | 4.5 | 3.6 | Non Federally-Regulated | 06/14/2011 |  | 04/19/2013
Singer | Electro-Hydronics | VF80C2 |  | Water-Source | WBAHP: Heat Pump Packaged Unit | Heat Pump | 115 | 1 |  |  | No Match | No Match |  |  |  | 8500 | 1000 | 8.5 | 7.5 | 10500 | 1100 | 2.8 | 2.5 | Non Federally-Regulated | 09/08/1982 |  | 05/16/1984
Snyder General Corp. | McQuay | CCH007A*N |  | Water-Source | WBAHP: Heat Pump Packaged Unit | Heat Pump | 265 | 1 |  |  | No Match | No Match |  |  |  | 7100 | 676 | 10.5 | 9 | 8800 | 737 | 3.5 | 3.2 | Non Federally-Regulated | 02/22/1990 |  | 07/31/1991
ClimateMaster Inc. | Carrier Corp. | YCS0363 | FK4CNF003 | Ground-Water-Source | WBAHP-CB: Heat Pump Split Syst | Heat Pump | 208 | 1 |  |  | No Match | Single-Speed |  |  |  | 34900 | 1736 | 20.1 | 16.2 | 31900 | 2399 | 3.9 | 3.6 | Non Federally-Regulated | 09/15/2009 |  | 02/17/2011
McQuay / Snyder General | Electro-Hydronics | CCH012A*A |  | Water-Source | WBAHP: Heat Pump Packaged Unit | Heat Pump | 115 | 1 |  |  | No Match | No Match |  |  |  | 12000 | 1045 | 11.5 | 9 | 15000 | 1095 | 4 | 3.2 | Non Federally-Regulated | 05/11/1988 |  | 03/15/1989
Waterfurnace International, Inc. | American Standard, Inc. | RKSV/RKSH018**0*1 |  | Ground-Water-Source | WBAHP: Heat Pump Packaged Unit | Heat Pump | 208 | 1 |  |  | No Match | Single-Speed |  |  |  | 21000 | 784 | 26.8 | 16.2 | 19000 | 1185 | 4.7 | 3.6 | Non Federally-Regulated | 01/09/2014 |  | 10/24/2014
Florida Heat Pump | Geomaster, LLC | ES035-1CS | ES035-1AV/AH | Ground-Water-Source | WBAHP-CB: Heat Pump Split Syst | Heat Pump | 230 | 1 |  |  | No Match | Dual-Speed |  |  |  | 41200 | 1864 | 22.1 | 16.2 | 35200 | 2516 | 4.1 | 3.6 | Non Federally-Regulated | 11/30/2011 |  | 04/29/2015
Waterfurnace International, Inc. | Waterfurnace International, Inc. | SXV048B3 |  | Ground-Water-Source | WBAHP: Heat Pump Packaged Unit | Heat Pump | 230 | 3 |  |  | No Match | No Match |  |  |  | 51500 | 3843 | 13.4 | 9 | 36000 | 3403 | 3.1 |  | Non Federally-Regulated | 01/30/1998 |  | 03/31/1998
Trane U.S. Inc. | Trane | WPHD0191 |  | Water-Source | WBAHP: Heat Pump Packaged Unit | Heat Pump | 208 | 1 |  |  | No Match | No Match |  |  |  | 18900 | 1657 | 11.4 | 10 | 24100 | 1810 | 3.9 |  | Federally-Regulated Commercial & Industrial Equipment | 12/14/1998 |  | 04/12/2000
Carrier Corp. | Carrier | 50QXH0364 |  | Water-Source | WBAHP: Heat Pump Packaged Unit | Heat Pump | 265 | 1 |  |  | No Match | No Match |  |  |  | 35800 | 2864 | 12.5 | 9 | 41500 | 3040 | 4 | 3.2 | Non Federally-Regulated | 10/10/1989 |  | 07/31/1991
Enertech Global, LLC | Enertech | H060C | MPD060 | Ground-Water-Source | WBAHP-CB: Heat Pump Split Syst | Heat Pump | 208 | 1 |  |  | No Match | Single-Speed |  |  |  | 62500 | 3531 | 17.7 | 16.2 | 54800 | 4229 | 3.8 | 3.6 | Non Federally-Regulated | 07/16/2009 |  | 03/02/2012
ClimateMaster Inc. | Climate Master Series | CS/CL 015 |  | Water-Source | WBAHP-O: Heat Pump Packaged Un | Heat Pump | 265 | 1 |  |  | No Match | No Match |  |  |  | 15000 | 1200 | 12.5 | 10 | 17100 | 1222 | 4.1 |  | Federally-Regulated Commercial & Industrial Equipment | 02/02/1998 |  | 03/31/1998
Singer | Electro-Hydronics | VF330DK |  | Water-Source | WBAHP: Heat Pump Packaged Unit | Heat Pump | 208 | 3 |  |  | No Match | No Match |  |  |  | 33000 | 3500 | 9.4 | 7.5 | 35400 | 3550 | 2.9 | 2.5 | Non Federally-Regulated | 09/08/1982 |  | 05/16/1984
Waterfurnace International, Inc. | Rybacki - Hart Enterprises | ZS024**0*0 |  | Ground-Water-Source | WBAHP: Heat Pump Packaged Unit | Heat Pump | 208 | 1 |  |  | No Match | Single-Speed |  |  |  | 26400 | 1158 | 22.8 | 16.2 | 22300 | 1634 | 4 | 3.6 | Non Federally-Regulated | 01/24/2011 |  | 04/19/2013
Florida Heat Pump | Energy Miser | HE80CF-4 |  | Water-Source | WBAHP: Heat Pump Packaged Unit | Heat Pump | 460 | 3 |  |  | No Match | No Match |  |  |  | 80000 | 7840 | 10.2 | 9.2 | 113000 | 8495 | 4 | 2.5 | Non Federally-Regulated | 02/22/1990 |  | 07/31/1991
The Whalen Company | Whalen | VI-A-400-1 |  | Water-Source | WBAHP-O: Heat Pump Packaged Un | Heat Pump | 208 | 1 |  |  | No Match | No Match |  |  |  | 13000 | 1226 | 10.6 | 9 | 15600 | 1270 | 3.6 | 3.2 | Federally-Regulated Commercial & Industrial Equipment | 04/25/1988 |  | 05/11/1988
McQuay International | McQuay | W-LDD/LDS/LMH/LMS-1-07 |  | Water-Source | WBAHP: Heat Pump Packaged Unit | Heat Pump | 230 | 3 |  |  | No Match | No Match |  |  |  | 70000 | 6194 | 11.3 | 9 | 83000 | 6235 | 3.9 | 3.8 | Federally-Regulated Commercial & Industrial Equipment | 11/14/2000 |  | 01/18/2001
Florida Heat Pump | Florida Heat Pump | EM028-3CS | EM028-1AV | Water-Source | WBAHP-C: Heat Pump Split Syste | Heat Pump | 208 | 3 |  |  | No Match | No Match |  |  |  | 27500 | 1964 | 14 | 10 | 33000 | 2198 | 4.4 |  | Federally-Regulated Commercial & Industrial Equipment | 12/14/1998 |  | 10/05/1999
Addison Products | Addison Products | WSH036-1AR |  | Water-Source | WBAHP: Heat Pump Packaged Unit | Heat Pump | 208 | 1 |  |  | No Match | No Match |  |  |  | 35000 | 2868 | 12.2 | 9.3 | 44000 | 3070 | 4.2 | 3.8 | Federally-Regulated Commercial & Industrial Equipment | 03/31/1998 |  | 05/10/1998
Waterfurnace International, Inc. | Eagle Mountain | ZS041**3*0 |  | Water-Source | WBAHP: Heat Pump Packaged Unit | Heat Pump | 208 | 3 |  |  | No Match | Single-Speed |  |  |  | 40000 | 2899 | 13.8 | 12 | 45000 | 3067 | 4.3 | 4.2 | Federally-Regulated Commercial & Industrial Equipment | 01/24/2011 |  | 04/19/2013
Waterfurnace International, Inc. | Waterfurnace International, Inc. | P028**3 |  | Ground-Water-Source | WBAHP: Heat Pump Packaged Unit | Heat Pump | 230 | 3 |  |  | No Match | No Match |  |  |  | 29000 | 1812 | 16 | 9 | 21000 | 1757 | 3.5 |  | Non Federally-Regulated | 07/22/2002 |  | 03/12/2009
ClimateMaster Inc. | Climate Master Series | 802142H******** |  | Water-Source | WBAHP: Heat Pump Packaged Unit | Heat Pump | 230 | 3 |  |  | No Match | No Match |  |  |  | 136000 | 13300 | 10.2 |  | 164000 | 14600 | 3.3 | 2.5 | Non Federally-Regulated | 02/22/1990 |  | 07/31/1991
Florida Heat Pump | Energy Miser | HEV 104-3 |  | Water-Source | WBAHP: Heat Pump Packaged Unit | Heat Pump | 230 | 3 |  |  | No Match | No Match |  |  |  | 100000 | 9100 | 11 | 9.2 | 130000 | 9600 | 4 | 2.5 | Non Federally-Regulated | 06/11/1985 |  | 05/11/1988
ClimateMaster Inc. | Carrier | 50HQA/HQD/VQA/VQD042 5 |  | Water-Source | WBAHP: Heat Pump Packaged Unit | Heat Pump | 208 | 3 |  |  | No Match | No Match |  |  |  | 41500 | 3705 | 11.2 | 10 | 52500 | 3846 | 4 |  | Federally-Regulated Commercial & Industrial Equipment | 02/02/1998 |  | 03/31/1998
Addison Products | Addison Products | WPH044-3JA/3JBA |  | Water-Source | WBAHP: Heat Pump Packaged Unit | Heat Pump | 208 | 3 |  |  | No Match | No Match |  |  |  | 41000 | 3727 | 11 | 10 | 51000 | 3933 | 3.8 |  | Federally-Regulated Commercial & Industrial Equipment | 12/14/1998 |  | 09/21/2000
Trane U.S. Inc. | Trane | GEHB1505********************** |  | Ground-Water-Source | WBAHP: Heat Pump Packaged Unit | Heat Pump | 575 | 3 |  |  | Ozone-Depleting | No Match | 5690 | 3565 |  | 141600 | 9255 | 15.3 | 13.4 | 105700 | 9110 | 3.4 | 3.1 | Non Federally-Regulated | 06/27/2007 |  | 03/12/2009
Geoflex Systems, Inc. | Geoflex Systems, Inc. | GF1S-V/H/D/M-042WACBP |  | Ground-Source | WBAHP: Heat Pump Packaged Unit | Both Heat Pump and Electric Re | 230 | 3 |  |  | No Match | Single-Speed |  |  |  | 39800 | 2095 | 19 | 13.4 | 29000 | 2237 | 3.8 | 3.1 | Non Federally-Regulated | 03/02/2012 |  | 01/09/2014
ClimateMaster Inc. | Climate Master Series | HS/VS042H |  | Water-Source | WBAHP: Heat Pump Packaged Unit | Heat Pump | 208 | 3 |  |  | No Match | No Match |  |  |  | 41500 | 3705 | 11.2 | 10 | 52500 | 3845 | 4 |  | Federally-Regulated Commercial & Industrial Equipment | 01/22/2003 |  | 03/12/2009
Mammoth | Hydrobank II | F031VLG |  | Ground-Water-Source | WBAHP: Heat Pump Packaged Unit | Heat Pump | 230 | 3 |  |  | No Match | No Match |  |  |  | 31000 | 2348 | 13.2 | 9 | 25000 | 2289 | 3.2 |  | Non Federally-Regulated | 05/23/2000 |  | 01/18/2001
Thermal Energy Systems | Thermaflo II | 18***3**** |  | Water-Source | WBAHP: Heat Pump Packaged Unit | Heat Pump | 230 | 1 |  |  | No Match | No Match |  |  |  | 19000 | 1650 | 11.5 | 9 | 23200 | 1850 | 3.7 | 3.2 | Federally-Regulated Commercial & Industrial Equipment | 01/23/1988 |  | 02/22/1990
Carrier Corp. | Carrier | 50KQ0094 |  | Water-Source | WBAHP: Heat Pump Packaged Unit | Heat Pump | 265 | 1 |  |  | No Match | No Match |  |  |  | 8600 | 810 | 10.6 | 9 | 10500 | 905 | 3.4 | 3.2 | Federally-Regulated Commercial & Industrial Equipment | 02/06/1988 |  | 05/11/1988
Climate Control / Snyder General | Electro-Hydronics | WE190C3 |  | Water-Source | WBAHP: Heat Pump Packaged Unit | Heat Pump | 230 | 1 |  |  | No Match | No Match |  |  |  | 18200 | 1825 | 10 | 7.5 | 22600 | 2000 | 3.3 | 2.5 | Non Federally-Regulated | 05/16/1984 |  | 08/29/1986
ClimateMaster Inc. | Carrier Corp. | 50RTP05 |  | Ground-Source | WBAHP: Heat Pump Packaged Unit | Heat Pump | 230 | 3 |  |  | No Match | Single-Speed |  |  |  | 62100 | 3528 | 17.6 | 13.4 | 45600 | 3712 | 3.6 | 3.1 | Non Federally-Regulated | 10/24/2014 |  | 04/22/2015
Snyder General Corp. | McQuay | LM090C0 |  | Water-Source | WBAHP-O: Heat Pump Packaged Un | Heat Pump | 208 | 1 |  |  | No Match | No Match |  |  |  | 8700 | 825 | 10.5 | 9 | 10000 | 850 | 3.4 | 3.2 | Non Federally-Regulated | 02/22/1990 |  | 07/31/1991
Florida Heat Pump | Florida Heat Pump | EM036-1CF |  | Water-Source | WBAHP: Heat Pump Packaged Unit | Heat Pump | 230 | 1 |  |  | No Match | No Match |  |  |  | 35000 | 2500 | 14 | 10 | 42000 | 2735 | 4.5 |  | Federally-Regulated Commercial & Industrial Equipment | 02/02/1998 |  | 03/31/1998
Addison Products | Addison Products | VGY072-3A |  | Water-Source | WBAHP-CB: Heat Pump Split Syst | Heat Pump | 230 | 3 |  |  | No Match | No Match |  |  |  | 73900 | 6718 | 11 | 9 | 88800 | 7433 | 3.5 | 3.5 | Non Federally-Regulated | 07/22/2002 |  | 03/12/2009
Mammoth | Hydrobank II | D/E014VLE/HLE/DLE |  | Ground-Water-Source | WBAHP: Heat Pump Packaged Unit | Heat Pump | 230 | 1 |  |  | No Match | No Match |  |  |  | 14100 | 1076 | 13.1 | 9 | 11200 | 1058 | 3.1 |  | Non Federally-Regulated | 01/30/1998 |  | 10/02/1998
Enertech Global, LLC | Roth Industries, Inc. | RCT036C |  | Ground-Water-Source | WBAHP: Heat Pump Packaged Unit | Heat Pump | 230 | 1 |  |  | No Match | Single-Speed |  |  |  | 41800 | 1720 | 24.3 | 16.2 | 35900 | 2023 | 5.2 | 3.6 | Non Federally-Regulated | 05/02/2012 |  | 12/12/2012
The Whalen Company | Whalen | VI-A1-1201-BL |  | Water-Source | WBAHP: Heat Pump Packaged Unit | Heat Pump | 208 | 1 |  |  | No Match | No Match |  |  |  | 6900 | 565 | 12.2 | 10 | 46200 | 3470 | 3.9 |  | Federally-Regulated Commercial & Industrial Equipment | 11/19/2002 |  | 03/12/2009
Command-Aire | Command-Aire | SWP1033* |  | Water-Source | WBAHP: Heat Pump Packaged Unit | Heat Pump | 208 | 3 |  |  | No Match | No Match |  |  |  | 124000 | 10690 | 11.6 | 9.2 | 156000 | 10880 | 4.2 |  | Federally-Regulated Commercial & Industrial Equipment | 01/23/1988 |  | 05/11/1988
Waterfurnace International, Inc. | Waterfurnace International, Inc. | SXV024C2 |  | Water-Source | WBAHP-CB: Heat Pump Split Syst | Heat Pump | 265 | 1 |  |  | No Match | No Match |  |  |  | 27400 | 1889 | 14.5 | 9 | 27400 | 1867 | 4.3 | 3.5 | Non Federally-Regulated | 02/02/1998 |  | 10/02/1998
Friedrich Air Conditioning Co. | Climate Master Series | 803-019-E******** |  | Water-Source | WBAHP: Heat Pump Packaged Unit | Heat Pump | 265 | 1 |  |  | No Match | No Match |  |  |  | 19000 | 1750 | 10.9 | 7.5 | 23000 | 1875 | 3.6 | 2.5 | Non Federally-Regulated | 08/30/1983 |  | 08/29/1986
Florida Heat Pump | Florida Heat Pump | GT036-2CF/HZ/VT |  | Ground-Water-Source | WBAHP: Heat Pump Packaged Unit | Heat Pump | 265 | 1 |  |  | No Match | No Match |  |  |  | 35600 | 2489 | 14.3 | 9 | 25000 | 2362 | 3.1 |  | Non Federally-Regulated | 04/10/2000 |  | 05/29/2001
American Air Filter | Enercon | GHW-15 |  | Water-Source | WBAHP: Heat Pump Packaged Unit | Heat Pump | 208 | 1 |  |  | No Match | No Match |  |  |  | 13600 | 1293 | 10.5 | 9 | 16400 | 1373 | 3.5 | 3.2 | Non Federally-Regulated | 02/22/1990 |  | 07/31/1991
Mammoth | Hydrobank II | D016CHA |  | Water-Source | WBAHP-O: Heat Pump Packaged Un | Heat Pump | 208 | 1 |  |  | No Match | No Match |  |  |  | 15200 | 1246 | 12.2 | 9.3 | 19200 | 1372 | 4.1 | 3.8 | Non Federally-Regulated | 07/31/1991 |  | 06/15/1992
Snyder General Corp. | McQuay | FCW030A*N |  | Water-Source | WBAHP: Heat Pump Packaged Unit | Heat Pump | 265 | 1 |  |  | No Match | No Match |  |  |  | 29400 | 2827 | 10.4 | 9 | 36400 | 2883 | 3.7 | 3.2 | Non Federally-Regulated | 02/22/1990 |  | 07/31/1991
ClimateMaster Inc. | Climate Master Series | VT/DT 042 |  | Ground-Water-Source | WBAHP: Heat Pump Packaged Unit | Heat Pump | 230 | 1 |  |  | No Match | No Match |  |  |  | 42000 | 2470 | 17 | 9 | 30000 | 2313 | 3.8 |  | Non Federally-Regulated | 01/30/1998 |  | 10/02/1998
Waterfurnace International, Inc. | Waterfurnace International, Inc. | SXH120A4 |  | Water-Source | WBAHP: Heat Pump Packaged Unit | Heat Pump | 460 | 3 |  |  | No Match | No Match |  |  |  | 118500 | 9634 | 12.3 | 9 | 160000 | 10905 | 4.3 | 3.8 | Federally-Regulated Commercial & Industrial Equipment | 02/02/1998 |  | 03/31/1998
McQuay / Snyder General | Electro-Hydronics | CW350F3 |  | Water-Source | WBAHP: Heat Pump Packaged Unit | Heat Pump | 230 | 1 |  |  | No Match | No Match |  |  |  | 35600 | 3360 | 10.6 | 7.5 | 43000 | 3500 | 3.6 | 2.5 | Non Federally-Regulated | 08/29/1986 |  | 05/11/1988
Trane U.S. Inc. | Trane | WPVF0181 |  | Water-Source | WBAHP: Heat Pump Packaged Unit | Heat Pump | 208 | 1 |  |  | No Match | No Match |  |  |  | 20000 | 1379 | 14.5 | 10 | 24300 | 1736 | 4.1 |  | Federally-Regulated Commercial & Industrial Equipment | 10/05/1999 |  | 04/12/2000
Waterfurnace International, Inc. | Waterfurnace International, Inc. | VLV/VXV018*1 |  | Ground-Water-Source | WBAHP: Heat Pump Packaged Unit | Heat Pump | 208 | 1 |  |  | No Match | No Match |  |  |  | 18900 | 1340 | 14.1 | 9 | 14500 | 1327 | 3.2 |  | Non Federally-Regulated | 06/20/2003 |  | 03/12/2009
Mammoth | Hydrobank II | D006HHJ |  | Water-Source | WBAHP: Heat Pump Packaged Unit | Heat Pump | 230 | 1 |  |  | No Match | No Match |  |  |  | 7000 | 636 | 11 | 10 | 9200 | 691 | 3.9 |  | Federally-Regulated Commercial & Industrial Equipment | 11/14/2000 |  | 01/18/2001
Florida Heat Pump | Florida Heat Pump | EM042-3VT |  | Water-Source | WBAHP: Heat Pump Packaged Unit | Heat Pump | 230 | 3 |  |  | No Match | No Match |  |  |  | 42000 | 3181 | 13.2 | 9.3 | 51000 | 3475 | 4.3 | 3.8 | Federally-Regulated Commercial & Industrial Equipment | 03/31/1998 |  | 05/10/1998
Addison Products | Addison Products | VPY018-1A |  | Water-Source | WBAHP: Heat Pump Packaged Unit | Heat Pump | 230 | 1 |  |  | No Match | No Match |  |  |  | 17600 | 1323 | 13.3 | 10 | 24200 | 1390 | 5.1 |  | Federally-Regulated Commercial & Industrial Equipment | 11/14/2000 |  | 03/22/2001
Florida Heat Pump | Florida Heat Pump | GO036-1CF/HZ/VT |  | Water-Source | WBAHP-CB: Heat Pump Split Syst | Heat Pump | 230 | 3 |  |  | No Match | No Match |  |  |  | 36000 | 2500 | 14.4 | 9 | 41500 | 2827 | 4.3 | 3.5 | Non Federally-Regulated | 05/23/2001 |  | 07/16/2001
Heat Controller | Heat Controller | WPH64-4JC/4JBC |  | Water-Source | WBAHP-CB: Heat Pump Split Syst | Heat Pump | 460 | 3 |  |  | No Match | No Match |  |  |  | 63500 | 5080 | 12.5 | 9 | 76000 | 6364 | 3.5 | 3.5 | Non Federally-Regulated | 02/02/1998 |  | 10/02/1998
McQuay International | McQuay | CCH/CCW019C-N |  | Water-Source | WBAHP: Heat Pump Packaged Unit | Heat Pump | 265 | 1 |  |  | No Match | No Match |  |  |  | 18400 | 1520 | 12.1 | 10 | 23200 | 1788 | 3.8 |  | Federally-Regulated Commercial & Industrial Equipment | 11/17/1999 |  | 09/21/2000
ClimateMaster Inc. | Climate Master Series | HS/VS030G |  | Water-Source | WBAHP: Heat Pump Packaged Unit | Heat Pump | 208 | 1 |  |  | No Match | No Match |  |  |  | 28900 | 2312 | 12.5 | 10 | 37000 | 2409 | 4.5 |  | Federally-Regulated Commercial & Industrial Equipment | 11/14/2000 |  | 01/18/2001
Waterfurnace International, Inc. | Waterfurnace International, Inc. | NDV/NDH026G1*4 |  | Ground-Water-Source | WBAHP: Heat Pump Packaged Unit | Heat Pump | 230 | 1 |  |  | No Match | Dual-Speed |  |  |  | 29000 | 1208 | 24 | 16.2 | 25100 | 1471 | 5 | 3.6 | Non Federally-Regulated | 09/03/2012 |  | 04/19/2013
Carrier Corp. | Carrier | 50QEV0183 |  | Water-Source | WBAHP: Heat Pump Packaged Unit | Heat Pump | 230 | 1 |  |  | No Match | No Match |  |  |  | 18400 | 1670 | 11 | 9 | 23400 | 1900 | 3.6 | 3.2 | Non Federally-Regulated | 02/22/1990 |  | 07/31/1991
McQuay / Snyder General | Electro-Hydronics | UC550G3 |  | Water-Source | WBAHP: Heat Pump Packaged Unit | Heat Pump | 230 | 1 |  |  | No Match | No Match |  |  |  | 55000 | 5670 | 9.7 | 7.5 | 67000 | 5610 | 3.5 | 2.5 | Non Federally-Regulated | 08/29/1986 |  | 05/11/1988
Waterfurnace International, Inc. | Waterfurnace International, Inc. | SXH095A4 |  | Water-Source | WBAHP: Heat Pump Packaged Unit | Heat Pump | 460 | 3 |  |  | No Match | No Match |  |  |  | 95000 | 7089 | 13.4 | 9 | 118000 | 7518 | 4.6 | 3.8 | Federally-Regulated Commercial & Industrial Equipment | 12/14/1998 |  | 10/05/1999
Command-Aire | Command-Aire | SWP-2044 |  | Water-Source | WBAHP: Heat Pump Packaged Unit | Heat Pump | 460 | 3 |  |  | No Match | No Match |  |  |  | 240000 | 24700 | 9.7 | 9 | 336000 | 27900 | 3.5 |  | Federally-Regulated Commercial & Industrial Equipment | 01/23/1988 |  | 05/11/1988
Waterfurnace International, Inc. | Waterfurnace International, Inc. | SXV010*1 |  | Ground-Water-Source | WBAHP: Heat Pump Packaged Unit | Heat Pump | 208 | 1 |  |  | No Match | No Match |  |  |  | 9900 | 642 | 15.4 | 9 | 7400 | 657 | 3.3 |  | Non Federally-Regulated | 10/06/1999 |  | 05/19/2000
Friedrich Climate Master | Climate Master Series | 804-009-E******** |  | Water-Source | WBAHP: Heat Pump Packaged Unit | Heat Pump | 265 | 1 |  |  | No Match | No Match |  |  |  | 9100 | 825 | 11 | 7.5 | 10800 | 850 | 3.7 | 2.5 | Non Federally-Regulated | 08/29/1986 |  | 05/11/1988
Waterfurnace International, Inc. | Geotility Geothermal Installations | ZS018**0*0 |  | Water-Source | WBAHP: Heat Pump Packaged Unit | Heat Pump | 208 | 1 |  |  | No Match | Single-Speed |  |  |  | 17600 | 1205 | 14.6 | 12 | 21000 | 1309 | 4.7 | 4.2 | Federally-Regulated Commercial & Industrial Equipment | 01/24/2011 |  | 04/19/2013
ClimateMaster Inc. | Climate Master Series | GSV/GSH042AH |  | Ground-Water-Source | WBAHP: Heat Pump Packaged Unit | Heat Pump | 230 | 3 |  |  | No Match | No Match |  |  |  | 43800 | 2881 | 15.2 | 9 | 32800 | 2912 | 3.3 |  | Non Federally-Regulated | 04/10/2000 |  | 07/18/2002
Econar | Econar | GV182 |  | Ground-Source | WBAHP: Heat Pump Packaged Unit | Heat Pump | 208 | 1 |  |  | No Match | No Match |  |  |  | 16700 | 1274 | 13.1 |  | 16500 | 1465 | 3.3 |  | Non Federally-Regulated | 03/31/1998 |  | 05/10/1998
Enertech Global, LLC | Enertech | HCT036C2 |  | Ground-Water-Source | WBAHP: Heat Pump Packaged Unit | Heat Pump | 230 | 3 |  |  | No Match | Single-Speed |  |  |  | 41800 | 1720 | 24.3 | 16.2 | 35900 | 2023 | 5.2 | 3.6 | Non Federally-Regulated | 05/02/2012 |  | 12/12/2012
Waterfurnace International, Inc. | American Standard, Inc. | A2GX049***1*1 |  | Ground-Source | WBAHP: Heat Pump Packaged Unit | Heat Pump | 208 | 1 |  |  | No Match | Dual-Speed |  |  |  | 50000 | 2778 | 18 | 13.4 | 37400 | 2675 | 4.1 | 3.1 | Non Federally-Regulated | 08/23/2011 |  | 10/24/2014
ClimateMaster Inc. | Climate Master Series | HS/HL 072 G |  | Water-Source | WBAHP: Heat Pump Packaged Unit | Heat Pump | 208 | 1 |  |  | No Match | No Match |  |  |  | 70000 | 6363 | 11 | 10.5 | 91000 | 6838 | 3.9 | 3.8 | Federally-Regulated Commercial & Industrial Equipment | 03/31/1998 |  | 05/10/1998
Mammoth | Hydrobank II | D030HHJ |  | Water-Source | WBAHP: Heat Pump Packaged Unit | Heat Pump | 230 | 1 |  |  | No Match | No Match |  |  |  | 31000 | 2818 | 11 | 10 | 39000 | 3007 | 3.8 |  | Federally-Regulated Commercial & Industrial Equipment | 11/14/2000 |  | 01/18/2001
Florida Heat Pump | Geomaster, LLC | EP007-0HZ/VT |  | Ground-Source | WBAHP: Heat Pump Packaged Unit | Heat Pump | 115 | 1 |  |  | No Match | Single-Speed |  |  |  | 7400 | 400 | 18.5 | 13.4 | 5100 | 427 | 3.5 | 3.1 | Non Federally-Regulated | 08/23/2011 |  | 11/30/2011
Florida Heat Pump | Florida Heat Pump | GT048-1CF/HZ/VT |  | Ground-Water-Source | WBAHP: Heat Pump Packaged Unit | Heat Pump | 208 | 1 |  |  | No Match | No Match |  |  |  | 49000 | 3602 | 13.6 | 9 | 37000 | 3188 | 3.4 |  | Non Federally-Regulated | 05/29/2001 |  | 07/18/2002
Waterfurnace International, Inc. | Waterfurnace International, Inc. | ATV070D1(P) |  | Ground-Source | WBAHP: Heat Pump Packaged Unit | Heat Pump | 208 | 3 |  |  | No Match | No Match |  |  |  | 43500 | 2500 | 17.4 |  | 32400 | 2637 | 3.6 |  | Non Federally-Regulated | 03/31/1998 |  | 05/10/1998
Command-Aire | Command-Aire | SWP-544 |  | Water-Source | WBAHP: Heat Pump Packaged Unit | Heat Pump | 460 | 3 |  |  | No Match | No Match |  |  |  | 56000 | 5800 | 9.7 | 7.5 | 71000 | 5800 | 3.6 | 2.5 | Non Federally-Regulated | 01/05/1982 |  | 01/23/1988
Waterfurnace International, Inc. | Johnson Controls | NBV/NBH038**0*1 |  | Ground-Water-Source | WBAHP: Heat Pump Packaged Unit | Heat Pump | 208 | 1 |  |  | No Match | Single-Speed |  |  |  | 39400 | 1635 | 24.1 | 16.2 | 33600 | 2052 | 4.8 | 3.6 | Non Federally-Regulated | 09/03/2012 |  | 01/09/2014
Florida Heat Pump | Florida Heat Pump | GT026-1CF/HZ/VT |  | Ground-Water-Source | WBAHP: Heat Pump Packaged Unit | Heat Pump | 208 | 1 |  |  | No Match | No Match |  |  |  | 27000 | 1901 | 14.2 | 9 | 19500 | 1785 | 3.2 |  | Non Federally-Regulated | 04/10/2000 |  | 05/29/2001
Singer | Electro-Hydronics | WE120C5 |  | Water-Source | WBAHP: Heat Pump Packaged Unit | Heat Pump | 208 | 1 |  |  | No Match | No Match |  |  |  | 11500 | 1200 | 9.6 | 7.5 | 14000 | 4200 | 3.3 | 2.5 | Non Federally-Regulated | 01/05/1982 |  | 09/08/1982
Mammoth | Hydrobank II | D025HLH |  | Ground-Water-Source | WBAHP: Heat Pump Packaged Unit | Heat Pump | 208 | 1 |  |  | No Match | No Match |  |  |  | 24800 | 1797 | 13.8 | 9 | 18800 | 1776 | 3.1 |  | Non Federally-Regulated | 06/27/2003 |  | 03/12/2009
Florida Heat Pump | Energy Miser | LTV90-3 |  | Ground-Water-Source | WBAHP: Heat Pump Packaged Unit | Heat Pump | 208 | 3 |  |  | No Match | No Match |  |  |  | 87000 | 8615 | 10.1 | 11 | 106000 | 8875 | 3.5 | 3.4 | Non Federally-Regulated | 07/31/1991 |  | 03/31/1998
Singer | Electro-Hydronics | CC620B55 |  | Water-Source | WBAHP: Heat Pump Packaged Unit | Heat Pump | 208 | 3 |  |  | No Match | No Match |  |  |  | 62000 | 7400 | 8.4 | 7.5 | 82000 | 8200 | 2.9 | 2.5 | Non Federally-Regulated | 01/05/1982 |  | 09/08/1982
Waterfurnace International, Inc. | Johnson Controls | RJSV/RJSH009**0 |  | Ground-Source | WBAHP: Heat Pump Packaged Unit | Heat Pump | 230 | 1 |  |  | No Match | Single-Speed |  |  |  | 9800 | 587 | 16.7 | 13.4 | 7800 | 672 | 3.4 | 3.1 | Non Federally-Regulated | 01/24/2011 |  | 10/24/2014
Snyder General Corp. | McQuay | CCH024A*F |  | Water-Source | WBAHP: Heat Pump Packaged Unit | Heat Pump | 230 | 3 |  |  | No Match | No Match |  |  |  | 24500 | 2187 | 11.2 | 9 | 30000 | 2313 | 3.8 | 3.2 | Non Federally-Regulated | 02/22/1990 |  | 07/31/1991
Waterfurnace International, Inc. | Waterfurnace International, Inc. | SXV024B0 |  | Water-Source | WBAHP: Heat Pump Packaged Unit | Heat Pump | 230 | 1 |  |  | No Match | No Match |  |  |  | 25500 | 1688 | 15.1 | 10 | 30700 | 1697 | 5.3 |  | Federally-Regulated Commercial & Industrial Equipment | 12/14/1998 |  | 10/05/1999
Addison Products | Heat Controller | WPH028-1J |  | Water-Source | WBAHP: Heat Pump Packaged Unit | Heat Pump | 230 | 1 |  |  | No Match | No Match |  |  |  | 27600 | 2509 | 11 | 10 | 36400 | 2734 | 3.9 |  | Federally-Regulated Commercial & Industrial Equipment | 10/05/1999 |  | 04/12/2000
Waterfurnace International, Inc. | Extended Range | WXS049A*1 | RCS-049A | Water-Source | Water/Brine to Air Heat Pump S | Heat Pump | 230 | 1 |  |  | No Match | No Match |  |  |  | 52000 | 4685 | 11.1 | 9 | 63500 | 5316 | 3.5 |  | Non Federally-Regulated | 09/13/1989 |  | 07/27/1992
McQuay International | McQuay | W-LDD/LDS/LMH/LMS1108L |  | Water-Source | WBAHP: Heat Pump Packaged Unit | Heat Pump | 575 | 3 |  |  | No Match | No Match |  |  |  | 107000 | 8991 | 11.9 | 9 | 120000 | 9015 | 3.9 | 3.8 | Federally-Regulated Commercial & Industrial Equipment | 01/18/2001 |  | 03/12/2009
McQuay International | McQuay | CCH/CCW/HWH/HWW090C-T |  | Water-Source | WBAHP: Heat Pump Packaged Unit | Heat Pump | 460 | 3 |  |  | No Match | No Match |  |  |  | 92000 | 7603 | 12.1 | 9 | 112000 | 7633 | 4.3 | 3.8 | Federally-Regulated Commercial & Industrial Equipment | 12/14/1998 |  | 11/17/1999
Waterfurnace International, Inc. | Waterfurnace International, Inc. | SXH016B1 |  | Water-Source | WBAHP: Heat Pump Packaged Unit | Heat Pump | 208 | 1 |  |  | No Match | No Match |  |  |  | 16000 | 1185 | 13.5 | 10 | 20400 | 1195 | 5 |  | Federally-Regulated Commercial & Industrial Equipment | 08/21/1998 |  | 10/02/1998
Waterfurnace International, Inc. | Waterfurnace International, Inc. | P056**0 |  | Ground-Water-Source | WBAHP: Heat Pump Packaged Unit | Heat Pump | 208 | 1 |  |  | No Match | No Match |  |  |  | 58000 | 3790 | 15.3 | 9 | 44500 | 4074 | 3.2 |  | Non Federally-Regulated | 07/22/2002 |  | 03/12/2009
ClimateMaster Inc. | Climate Master Series | VE/HE 012 |  | Ground-Source | WBAHP: Heat Pump Packaged Unit | Heat Pump | 208 | 1 |  |  | No Match | No Match |  |  |  | 12000 | 1034 | 11.6 |  | 9500 | 959 | 2.9 |  | Non Federally-Regulated | 03/31/1998 |  | 05/10/1998
Hydro Delta Corp. | Hydro Delta Corp. | 03-046-WTARW-HM |  | Water-Source | WBAHP-CB: Heat Pump Split Syst | Heat Pump | 230 | 1 |  |  | No Match | No Match |  |  |  | 44000 | 3520 | 12.5 | 9 | 52000 | 3906 | 3.9 | 3.5 | Non Federally-Regulated | 11/17/1999 |  | 04/12/2000
ClimateMaster Inc. | Climate Master Series | GRV/GRH048AH |  | Ground-Water-Source | WBAHP: Heat Pump Packaged Unit | Heat Pump | 230 | 3 |  |  | No Match | No Match |  |  |  | 47700 | 3507 | 13.6 | 9 | 36000 | 3196 | 3.3 |  | Non Federally-Regulated | 04/10/2000 |  | 07/18/2002
Command-Aire | Command-Aire | RWP-1233 |  | Water-Source | WBAHP: Heat Pump Packaged Unit | Heat Pump | 208 | 3 |  |  | No Match | No Match |  |  |  | 146000 | 15500 | 9.4 | 7.5 | 190000 | 15300 | 3.6 | 2.2 | Non Federally-Regulated | 01/05/1982 |  | 06/11/1985
Addison Products | Addison Products | HGY012-8A |  | Ground-Water-Source | WBAHP: Heat Pump Packaged Unit | Heat Pump | 265 | 1 |  |  | No Match | No Match |  |  |  | 11400 | 820 | 13.9 | 9 | 8200 | 750 | 3.2 |  | Non Federally-Regulated | 11/14/2000 |  | 07/18/2002
Waterfurnace International, Inc. | Waterfurnace International, Inc. | P019**2 |  | Ground-Water-Source | WBAHP: Heat Pump Packaged Unit | Heat Pump | 265 | 1 |  |  | No Match | No Match |  |  |  | 19400 | 1168 | 16.6 | 9 | 13700 | 1115 | 3.6 |  | Non Federally-Regulated | 07/22/2002 |  | 02/17/2011
Waterfurnace International, Inc. | Eagle Mountain | ZS048**0*4 |  | Ground-Source | WBAHP: Heat Pump Packaged Unit | Heat Pump | 208 | 1 |  |  | No Match | Single-Speed |  |  |  | 49500 | 2735 | 18.1 | 13.4 | 36900 | 3004 | 3.6 | 3.1 | Non Federally-Regulated | 06/14/2011 |  | 04/19/2013
Addison Products | Heat Controller | HWPH64-4JC/4JBC |  | Water-Source | WBAHP-CB: Heat Pump Split Syst | Heat Pump | 460 | 3 |  |  | No Match | No Match |  |  |  | 63500 | 5080 | 12.5 | 9 | 76000 | 6362 | 3.5 | 3.5 | Non Federally-Regulated | 10/05/1999 |  | 04/12/2000
McQuay International | McQuay | FCV/FCW/VWH/VWW042B-G |  | Water-Source | WBAHP: Heat Pump Packaged Unit | Heat Pump | 230 | 1 |  |  | No Match | No Match |  |  |  | 41800 | 3483 | 12 | 10 | 53000 | 3883 | 4 |  | Federally-Regulated Commercial & Industrial Equipment | 12/14/1998 |  | 11/17/1999
Florida Heat Pump | Florida Heat Pump | EP018-1HZ/VT |  | Ground-Water-Source | WBAHP: Heat Pump Packaged Unit | Heat Pump | 230 | 1 |  |  | No Match | Single-Speed |  |  |  | 21300 | 832 | 25.6 | 16.2 | 17700 | 1152 | 4.5 | 3.6 | Non Federally-Regulated | 06/23/2011 |  | 08/23/2011
ClimateMaster Inc. | Climate Master Series | HS/HL/VS/VL030G |  | Water-Source | WBAHP: Heat Pump Packaged Unit | Heat Pump | 230 | 1 |  |  | No Match | No Match |  |  |  | 28900 | 2312 | 12.5 | 10 | 37000 | 2409 | 4.5 |  | Federally-Regulated Commercial & Industrial Equipment | 04/12/2000 |  | 11/14/2000
McQuay / Snyder General | Electro-Hydronics | RC140A3 |  | Water-Source | WBAHP: Heat Pump Packaged Unit | Heat Pump | 230 | 1 |  |  | No Match | No Match |  |  |  | 13500 | 1260 | 10.7 | 9 | 18000 | 1552 | 3.4 | 3.2 | Non Federally-Regulated | 05/11/1988 |  | 03/15/1989
Mammoth | Hydrobank II | D035VLG |  | Ground-Water-Source | WBAHP: Heat Pump Packaged Unit | Heat Pump | 208 | 1 |  |  | No Match | No Match |  |  |  | 34500 | 2464 | 14 | 9 | 26500 | 2504 | 3.1 |  | Non Federally-Regulated | 01/18/2001 |  | 07/18/2002
Command-Aire | Command-Aire | SWPH-613 |  | Water-Source | WBAHP: Heat Pump Packaged Unit | Heat Pump | 230 | 3 |  |  | No Match | No Match |  |  |  | 62000 | 6500 | 9.5 | 9 | 78000 | 6600 | 3.5 | 3.2 | Non Federally-Regulated | 05/11/1988 |  | 03/15/1989
McQuay / Snyder General | Electro-Hydronics | CCW036A*N |  | Water-Source | WBAHP: Heat Pump Packaged Unit | Heat Pump | 265 | 1 |  |  | No Match | No Match |  |  |  | 35000 | 3030 | 11.6 | 9 | 41500 | 3140 | 3.9 | 3.2 | Non Federally-Regulated | 05/11/1988 |  | 03/15/1989
American Air Filter | Enercon | FVW-23 |  | Water-Source | WBAHP: Heat Pump Packaged Unit | Heat Pump | 265 | 1 |  |  | No Match | No Match |  |  |  | 22400 | 2036 | 11 | 9 | 28200 | 2117 | 3.9 | 3.2 | Non Federally-Regulated | 02/22/1990 |  | 07/31/1991
ClimateMaster Inc. | Carrier Corp. | 50PSH/V/D070K***2 |  | Ground-Source | WBAHP: Heat Pump Packaged Unit | Heat Pump | 208 | 1 |  |  | No Match | Single-Speed | 3953 | 691 | 141 | 73000 | 4244 | 17.2 | 13.4 | 53000 | 4315 | 3.6 | 3.1 | Non Federally-Regulated | 10/24/2014 |  | 04/22/2015
Addison Products | Addison Products | VWPG012-1A* |  | Ground-Water-Source | WBAHP: Heat Pump Packaged Unit | Heat Pump | 208 | 1 |  |  | No Match | No Match |  |  |  | 12000 | 745 | 16.1 | 9 | 8900 | 766 | 3.4 |  | Non Federally-Regulated | 12/14/1998 |  | 04/10/2000
Mammoth | Hydrobank II | E020VLG |  | Ground-Water-Source | WBAHP: Heat Pump Packaged Unit | Heat Pump | 265 | 1 |  |  | No Match | No Match |  |  |  | 20500 | 1564 | 13.1 | 9 | 16000 | 1562 | 3 |  | Non Federally-Regulated | 11/14/2000 |  | 01/18/2001
ClimateMaster Inc. | Climate Master Series | HS/HL/VS/VL024G |  | Water-Source | WBAHP: Heat Pump Packaged Unit | Heat Pump | 230 | 1 |  |  | No Match | No Match |  |  |  | 24500 | 1828 | 13.4 | 10 | 28900 | 1840 | 4.6 |  | Federally-Regulated Commercial & Industrial Equipment | 01/18/2001 |  | 11/19/2001
Mammoth | Hydrobank II | G120HHG/VHG |  | Water-Source | WBAHP: Heat Pump Packaged Unit | Heat Pump | 460 | 3 |  |  | No Match | No Match |  |  |  | 122000 | 10796 | 11.3 | 9 | 169000 | 13034 | 3.8 | 3.8 | Federally-Regulated Commercial & Industrial Equipment | 02/02/1998 |  | 03/31/1998
Singer | Electro-Hydronics | VF330A3 |  | Water-Source | WBAHP: Heat Pump Packaged Unit | Heat Pump | 230 | 1 |  |  | No Match | No Match |  |  |  | 33000 | 3500 | 9.4 | 7.5 | 35500 | 3550 | 2.9 | 2.5 | Non Federally-Regulated | 01/05/1982 |  | 09/08/1982
Mammoth | Hydrobank II | D062VHK |  | Water-Source | WBAHP: Heat Pump Packaged Unit | Heat Pump | 208 | 1 |  |  | No Match | No Match |  |  |  | 60500 | 5450 | 11.1 | 10 | 81500 | 6122 | 3.9 |  | Federally-Regulated Commercial & Industrial Equipment | 06/27/2003 |  | 03/12/2009
Florida Heat Pump | Florida Heat Pump | BP048-1HZ/VT |  | Water-Source | WBAHP: Heat Pump Packaged Unit | Heat Pump | 230 | 1 |  |  | No Match | Single-Speed |  |  |  | 48000 | 2807 | 17.1 | 12 | 50000 | 2764 | 5.3 | 4.2 | Federally-Regulated Commercial & Industrial Equipment | 06/14/2011 |  | 04/21/2014
Addison Products | Addison Products | VGY120-3A |  | Ground-Water-Source | WBAHP: Heat Pump Packaged Unit | Heat Pump | 230 | 3 |  |  | No Match | No Match |  |  |  | 126000 | 10000 | 12.6 | 9 | 92000 | 9295 | 2.9 |  | Non Federally-Regulated | 11/14/2000 |  | 01/24/2002
Waterfurnace International, Inc. | Waterfurnace International, Inc. | SXV036A0 |  | Water-Source | WBAHP: Heat Pump Packaged Unit | Heat Pump | 208 | 1 |  |  | No Match | No Match |  |  |  | 36000 | 2647 | 13.6 | 10 | 44500 | 2774 | 4.7 |  | Federally-Regulated Commercial & Industrial Equipment | 02/02/1998 |  | 03/31/1998
Mammoth | Mammoth | D072HHC |  | Water-Source | WBAHP: Heat Pump Packaged Unit | Heat Pump | 208 | 1 |  |  | No Match | No Match |  |  |  | 66000 | 6500 | 10.1 | 9.2 | 75000 | 6300 | 3.5 | 2.5 | Non Federally-Regulated | 06/11/1985 |  | 05/11/1988
Florida Heat Pump | Florida Heat Pump | EM072-1HZ/VT |  | Ground-Water-Source | WBAHP: Heat Pump Packaged Unit | Heat Pump | 230 | 1 |  |  | No Match | No Match |  |  |  | 72000 | 5142 | 14 | 9 | 50000 | 4439 | 3.3 |  | Non Federally-Regulated | 07/22/2002 |  | 03/12/2009
Florida Heat Pump | Florida Heat Pump | GT024-3CS | GT024-1AH/AV | Ground-Water-Source | WBAHP-CB: Heat Pump Split Syst | Heat Pump | 230 | 3 |  |  | No Match | No Match |  |  |  | 24000 | 1791 | 13.4 | 9 | 17500 | 1654 | 3.1 |  | Non Federally-Regulated | 07/16/2001 |  | 07/18/2002
Waterfurnace International, Inc. | Waterfurnace International, Inc. | SXV030B3 |  | Water-Source | WBAHP: Heat Pump Packaged Unit | Heat Pump | 208 | 3 |  |  | No Match | No Match |  |  |  | 30600 | 2125 | 14.4 | 10 | 36600 | 2145 | 5 |  | Federally-Regulated Commercial & Industrial Equipment | 12/14/1998 |  | 10/05/1999
Florida Heat Pump | Florida Heat Pump | GT070-5CF/HZ/VT |  | Water-Source | WBAHP-CB: Heat Pump Split Syst | Heat Pump | 575 | 3 |  |  | No Match | No Match |  |  |  | 69000 | 5036 | 13.7 | 9 | 79000 | 5935 | 3.9 | 3.5 | Non Federally-Regulated | 05/19/2000 |  | 07/18/2002
Waterfurnace International, Inc. | Waterfurnace International, Inc. | P028**2 |  | Ground-Water-Source | WBAHP: Heat Pump Packaged Unit | Heat Pump | 265 | 1 |  |  | No Match | No Match |  |  |  | 29000 | 1812 | 16 | 9 | 21000 | 1757 | 3.5 |  | Non Federally-Regulated | 05/19/2000 |  | 07/18/2002
Waterfurnace International, Inc. | Waterfurnace International, Inc. | VLH070A1 |  | Water-Source | WBAHP: Heat Pump Packaged Unit | Heat Pump | 230 | 1 |  |  | No Match | No Match |  |  |  | 68000 | 5528 | 12.3 | 9 | 83200 | 5805 | 4.2 | 3.8 | Federally-Regulated Commercial & Industrial Equipment | 07/29/1998 |  | 10/02/1998
Waterfurnace International, Inc. | Spectra | SXV042A0 |  | Water-Source | WBAHP: Heat Pump Packaged Unit | Heat Pump | 208 | 1 |  |  | No Match | No Match |  |  |  | 41000 | 3037 | 13.5 | 10 | 54500 | 3131 | 5.1 |  | Federally-Regulated Commercial & Industrial Equipment | 06/02/1993 |  | 06/03/1993
Mammoth | Mammoth | E019VHFXXX |  | Water-Source | WBAHP: Heat Pump Packaged Unit | Heat Pump | 265 | 1 |  |  | No Match | No Match |  |  |  | 18800 | 1680 | 11.2 | 9 | 25200 | 2000 | 3.7 | 3.2 | Non Federally-Regulated | 05/11/1988 |  | 03/15/1989
Command-Aire | Command-Aire | SWPC-201 |  | Water-Source | WBAHP: Heat Pump Packaged Unit | Heat Pump | 230 | 1 |  |  | No Match | No Match |  |  |  | 20000 | 2250 | 8.9 | 7.5 | 27000 | 2325 | 3.5 | 2.5 | Non Federally-Regulated | 01/05/1982 |  | 05/11/1988
Addison Products | Addison Products | WRH022-1J | HRH022-1J | Water-Source | WBAHP-C: Heat Pump Split Syste | Heat Pump | 208 | 1 |  |  | No Match | No Match |  |  |  | 20800 | 1840 | 11.3 | 10 | 27200 | 2097 | 3.8 |  | Federally-Regulated Commercial & Industrial Equipment | 10/05/1999 |  | 04/12/2000
Mammoth | Geox | ZF168VHA |  | Water-Source | WBAHP: Heat Pump Packaged Unit | Heat Pump | 460 | 3 |  |  | No Match | No Match |  |  |  | 168000 | 15272 | 11 |  | 208000 | 16928 | 3.6 | 3.8 | Non Federally-Regulated | 07/31/1991 |  | 03/31/1998
McQuay / Snyder General | Electro-Hydronics | CW90F3 |  | Water-Source | WBAHP: Heat Pump Packaged Unit | Heat Pump | 230 | 1 |  |  | No Match | No Match |  |  |  | 9000 | 855 | 10.5 | 7.5 | 11000 | 920 | 3.5 | 2.5 | Non Federally-Regulated | 08/29/1986 |  | 05/11/1988
Waterfurnace International, Inc. | Geotility Geothermal Installations | ZS024**3*1 |  | Ground-Water-Source | WBAHP: Heat Pump Packaged Unit | Heat Pump | 208 | 3 |  |  | No Match | Single-Speed |  |  |  | 26400 | 1128 | 23.4 | 16.2 | 22300 | 1452 | 4.5 | 3.6 | Non Federally-Regulated | 01/24/2011 |  | 04/19/2013
Trane U.S. Inc. | Trane | GSHC0421A |  | Water-Source | WBAHP-CB: Heat Pump Split Syst | Heat Pump | 208 | 1 |  |  | No Match | No Match |  |  |  | 40500 | 3022 | 13.4 | 9 | 51000 | 3735 | 4 | 3.5 | Non Federally-Regulated | 10/05/1999 |  | 04/12/2000
Hydro Delta Corp. | Hydro Delta Corp. | 03-046-WTAR-HE |  | Water-Source | WBAHP-CB: Heat Pump Split Syst | Heat Pump | 208 | 1 |  |  | No Match | No Match |  |  |  | 43000 | 3495 | 12.3 | 9 | 51000 | 3932 | 3.8 | 3.5 | Non Federally-Regulated | 10/05/1999 |  | 04/12/2000
McQuay / Snyder General | Electro-Hydronics | CC610GD |  | Water-Source | WBAHP: Heat Pump Packaged Unit | Heat Pump | 230 | 3 |  |  | No Match | No Match |  |  |  | 61500 | 5850 | 10.5 | 7.5 | 77000 | 5785 | 3.9 | 2.5 | Non Federally-Regulated | 08/29/1986 |  | 05/11/1988
McQuay / Snyder General | Electro-Hydronics | CC1000GK |  | Water-Source | WBAHP: Heat Pump Packaged Unit | Heat Pump | 208 | 3 |  |  | No Match | No Match |  |  |  | 97500 | 10156 | 9.6 | 9.2 | 136000 | 10400 | 3.8 |  | Non Federally-Regulated | 05/11/1988 |  | 03/15/1989
Mammoth | Hydrobank II | F120VHK |  | Water-Source | WBAHP: Heat Pump Packaged Unit | Heat Pump | 230 | 3 |  |  | No Match | No Match |  |  |  | 115500 | 8619 | 13.4 | 9 | 151000 | 11060 | 4 | 3.8 | Federally-Regulated Commercial & Industrial Equipment | 07/16/2001 |  | 03/12/2009
Mammoth | Sol-A-Terra II | E035HSB OR VSC |  | Water-Source | WBAHP-CB: Heat Pump Split Syst | Heat Pump | 265 | 1 |  |  | No Match | No Match |  |  |  | 36600 | 3452 | 10.6 | 9 | 0 | 0 | 0 |  | Non Federally-Regulated | 06/30/1992 |  | 07/24/1992
American Air Filter | Enercon | DHW23 |  | Water-Source | WBAHP: Heat Pump Packaged Unit | Heat Pump | 230 | 1 |  |  | No Match | No Match |  |  |  | 22800 | 1990 | 11.5 | 7.5 | 27400 | 2130 | 3.8 | 2.5 | Non Federally-Regulated | 05/16/1984 |  | 06/11/1985
Addison Products | Addison Products | HWY120-3A |  | Water-Source | WBAHP: Heat Pump Packaged Unit | Heat Pump | 230 | 3 |  |  | No Match | No Match |  |  |  | 110000 | 10185 | 10.8 | 9 | 140000 | 10254 | 4 | 3.8 | Federally-Regulated Commercial & Industrial Equipment | 11/17/1999 |  | 01/18/2001
California Heat Pump | Trane | WPHB-0097 |  | Water-Source | WBAHP: Heat Pump Packaged Unit | Heat Pump | 265 | 1 |  |  | No Match | No Match |  |  |  | 8700 | 765 | 11.3 | 7.5 | 9600 | 800 | 3.5 | 2.5 | Non Federally-Regulated | 06/11/1985 |  | 05/11/1988
Waterfurnace International, Inc. | Waterfurnace International, Inc. | SXV048C1 |  | Water-Source | WBAHP: Heat Pump Packaged Unit | Heat Pump | 208 | 1 |  |  | No Match | No Match |  |  |  | 49000 | 3629 | 13.5 | 10 | 60500 | 3772 | 4.7 |  | Federally-Regulated Commercial & Industrial Equipment | 02/02/1998 |  | 03/31/1998
McQuay / Snyder General | Electro-Hydronics | CC630FK |  | Water-Source | WBAHP: Heat Pump Packaged Unit | Heat Pump | 208 | 3 |  |  | No Match | No Match |  |  |  | 63000 | 6430 | 9.8 | 7.5 | 79000 | 6430 | 3.6 | 2.5 | Non Federally-Regulated | 08/29/1986 |  | 05/11/1988
Power-Save International, Inc. | S.O.E.S.I. | PSS-100 |  | Water-Source | WBAHP: Heat Pump Packaged Unit | Heat Pump | 230 | 1 |  |  | No Match | No Match |  |  |  | 11000 | 1150 | 9.6 | 9 | 13000 | 1115 | 3.4 | 3.2 | Federally-Regulated Commercial & Industrial Equipment | 01/23/1988 |  | 05/11/1988
McQuay / Snyder General | Electro-Hydronics | LHP15AK |  | Water-Source | WBAHP: Heat Pump Packaged Unit | Heat Pump | 208 | 3 |  |  | No Match | No Match |  |  |  | 178000 | 16950 | 10.5 |  | 227000 | 17600 | 3.8 | 2.5 | Non Federally-Regulated | 08/29/1986 |  | 05/11/1988
ClimateMaster Inc. | Climate Master Series | GSV/GSH024 |  | Ground-Water-Source | WBAHP: Heat Pump Packaged Unit | Heat Pump | 208 | 1 |  |  | No Match | No Match |  |  |  | 26100 | 1631 | 16 | 9 | 19800 | 1757 | 3.3 |  | Non Federally-Regulated | 10/06/1999 |  | 04/10/2000
Mammoth | Geox | ZD052HHF |  | Water-Source | WBAHP: Heat Pump Packaged Unit | Heat Pump | 208 | 1 |  |  | No Match | No Match |  |  |  | 52500 | 4772 | 11 | 9 | 66000 | 5226 | 3.7 | 3.2 | Federally-Regulated Commercial & Industrial Equipment | 12/26/1990 |  | 07/27/1992
McQuay / Snyder General | Electro-Hydronics | FC400G3 |  | Water-Source | WBAHP: Heat Pump Packaged Unit | Heat Pump | 230 | 1 |  |  | No Match | No Match |  |  |  | 39600 | 3960 | 10 | 7.5 | 45000 | 3880 | 3.4 | 2.5 | Non Federally-Regulated | 08/29/1986 |  | 05/11/1988
Mammoth | Hydrobank II | K120HLK |  | Ground-Water-Source | WBAHP: Heat Pump Packaged Unit | Heat Pump | 575 | 3 |  |  | No Match | No Match |  |  |  | 119000 | 8561 | 13.9 | 9 | 94600 | 8941 | 3.1 |  | Non Federally-Regulated | 03/22/2001 |  | 07/18/2002
Florida Heat Pump | Florida Heat Pump | SV060-4CS*-*****A | SV060-4AV/AH*-***T*A | Ground-Source | WBAHP-CB: Heat Pump Split Syst | Heat Pump | 460 | 3 |  |  | No Match | Single-Speed |  |  |  | 57400 | 3852 | 14.9 | 13.4 | 44400 | 4066 | 3.2 | 3.1 | Non Federally-Regulated | 10/24/2014 |  | 04/01/2015
Climate Control / Snyder General | Electro-Hydronics | CW1000GP |  | Water-Source | WBAHP: Heat Pump Packaged Unit | Heat Pump | 460 | 3 |  |  | No Match | No Match |  |  |  | 107000 | 10000 | 10.7 | 9.2 | 136000 | 10400 | 3.8 | 2.5 | Non Federally-Regulated | 06/11/1985 |  | 08/29/1986
ClimateMaster Inc. | Trane | WPHA62XC* |  | Water-Source | WBAHP: Heat Pump Packaged Unit | Heat Pump | 230 | 1 |  |  | No Match | No Match |  |  |  | 61500 | 5850 | 10.5 | 9 | 69000 | 5790 | 3.5 | 3.2 | Non Federally-Regulated | 05/11/1988 |  | 03/15/1989
Florida Heat Pump | Geomaster, LLC | EC070-4CS | EC070-4AH/AV | Water-Source | WBAHP-CB: Heat Pump Split Syst | Heat Pump | 460 | 3 |  |  | No Match | Single-Speed | 4418 | 803 | 1 | 66500 | 5038 | 13.2 | 12 | 78400 | 5221 | 4.4 | 4.2 | Federally-Regulated Commercial & Industrial Equipment | 04/23/2009 |  | 04/20/2015
Command-Aire | Command-Aire | RUWP-1033 |  | Water-Source | WBAHP: Heat Pump Packaged Unit | Heat Pump | 230 | 3 |  |  | No Match | No Match |  |  |  | 117000 | 11800 | 9.9 | 9.2 | 149000 | 11700 | 3.7 | 2.5 | Non Federally-Regulated | 05/16/1984 |  | 05/11/1988
ClimateMaster Inc. | Climate Master Series | GSV/GSH048AH |  | Water-Source | WBAHP: Heat Pump Packaged Unit | Heat Pump | 208 | 3 |  |  | No Match | No Match |  |  |  | 46700 | 3198 | 14.6 | 10 | 55800 | 3406 | 4.8 |  | Federally-Regulated Commercial & Industrial Equipment | 04/12/2000 |  | 11/19/2002
Addison Products | Addison Products | DWPG060-3B-XL* |  | Ground-Water-Source | WBAHP: Heat Pump Packaged Unit | Heat Pump | 208 | 3 |  |  | No Match | No Match |  |  |  | 58000 | 19333 | 3 | 9 | 44000 | 4298 | 3 |  | Non Federally-Regulated | 05/15/1998 |  | 07/29/1998
Mammoth | Hydrobank II | E035VLG |  | Ground-Water-Source | WBAHP: Heat Pump Packaged Unit | Heat Pump | 265 | 1 |  |  | No Match | No Match |  |  |  | 37000 | 2642 | 14 | 9 | 28500 | 2693 | 3.1 |  | Non Federally-Regulated | 05/23/2000 |  | 11/14/2000
ClimateMaster Inc. | Genesis Compact | GCV009BG******* |  | Water-Source | WBAHP: Heat Pump Packaged Unit | Heat Pump | 208 | 1 |  |  | No Match | No Match |  |  |  | 8500 | 648 | 13.1 | 10 | 10900 | 743 | 4.3 |  | Federally-Regulated Commercial & Industrial Equipment | 07/02/2003 |  | 12/21/2006
Power-Save International, Inc. | S.O.E.S.I. | PSD-300 |  | Water-Source | WBAHP: Heat Pump Packaged Unit | Heat Pump | 230 | 1 |  |  | No Match | No Match |  |  |  | 38000 | 2461 | 15.4 | 9 | 40000 | 2484 | 4.7 | 3.2 | Federally-Regulated Commercial & Industrial Equipment | 01/23/1988 |  | 05/11/1988
Mammoth | Geox | GGV30 |  | Water-Source | WBAHP-CB: Heat Pump Split Syst | Heat Pump | 460 | 3 |  |  | No Match | No Match |  |  |  | 36600 | 3452 | 10.6 | 9 | 46000 | 3850 | 3.5 |  | Non Federally-Regulated | 12/28/1990 |  | 07/27/1992
Enertech Global, LLC | Roth Industries, Inc. | RXT072D3 |  | Ground-Water-Source | WBAHP: Heat Pump Packaged Unit | Heat Pump | 460 | 3 |  |  | No Match | Single-Speed | 2873 | 710 | 1 | 75600 | 3583 | 21.1 | 16.2 | 70300 | 4791 | 4.3 | 3.6 | Non Federally-Regulated | 12/12/2012 |  | 04/21/2014
Carrier Corp. | Carrier | 50HQ,VQ0485 |  | Water-Source | WBAHP: Heat Pump Packaged Unit | Heat Pump | 208 | 3 |  |  | No Match | No Match |  |  |  | 48000 | 4500 | 10.7 | 7.5 | 55000 | 4900 | 3.3 | 2.5 | Non Federally-Regulated | 01/05/1982 |  | 05/11/1988
Enertech Global, LLC | Enertech | GXT072B2 |  | Ground-Water-Source | WBAHP: Heat Pump Packaged Unit | Heat Pump | 230 | 3 |  |  | No Match | Single-Speed | 2980 | 693 | 1 | 72000 | 3673 | 19.6 | 16.2 | 72200 | 4809 | 4.4 | 3.6 | Non Federally-Regulated | 03/02/2012 |  | 01/09/2014
Snyder General Corp. | McQuay | LM075C5 |  | Water-Source | WBAHP-O: Heat Pump Packaged Un | Heat Pump | 208 | 1 |  |  | No Match | No Match |  |  |  | 6900 | 645 | 10.7 | 9 | 9400 | 725 | 3.8 | 3.2 | Non Federally-Regulated | 02/22/1990 |  | 07/31/1991
McQuay International | McQuay | HWH/HWW024C-N |  | Water-Source | WBAHP: Heat Pump Packaged Unit | Heat Pump | 265 | 1 |  |  | No Match | No Match |  |  |  | 25000 | 2066 | 12.1 | 10 | 30000 | 2313 | 3.8 |  | Federally-Regulated Commercial & Industrial Equipment | 11/17/1999 |  | 09/21/2000
Florida Heat Pump | Florida Heat Pump | EM024-1CF/HZ/VT |  | Ground-Water-Source | WBAHP: Heat Pump Packaged Unit | Heat Pump | 230 | 1 |  |  | No Match | No Match |  |  |  | 25000 | 1736 | 14.4 | 9 | 18500 | 1505 | 3.6 |  | Non Federally-Regulated | 05/29/2001 |  | 07/18/2002
Trane U.S. Inc. | Trane | GSUF0241A |  | Ground-Source | WBAHP: Heat Pump Packaged Unit | Heat Pump | 208 | 1 |  |  | No Match | No Match |  |  |  | 23600 | 1661 | 14.2 |  | 17000 | 1779 | 2.8 |  | Non Federally-Regulated | 03/31/1998 |  | 05/10/1998
Waterfurnace International, Inc. | Waterfurnace International, Inc. | SXV030A3 |  | Water-Source | WBAHP-CB: Heat Pump Split Syst | Heat Pump | 230 | 3 |  |  | No Match | No Match |  |  |  | 31800 | 2338 | 13.6 | 9 | 33400 | 2330 | 4.2 | 3.5 | Non Federally-Regulated | 02/02/1998 |  | 08/21/1998
Carrier Corp. | Carrier | 50QEV0244 |  | Water-Source | WBAHP: Heat Pump Packaged Unit | Heat Pump | 265 | 1 |  |  | No Match | No Match |  |  |  | 23800 | 2160 | 11 | 9 | 30000 | 2450 | 3.6 | 3.2 | Federally-Regulated Commercial & Industrial Equipment | 02/05/1990 |  | 02/22/1990
Addison Products | Addison Products | HWPG030-1B** |  | Water-Source | WBAHP-CB: Heat Pump Split Syst | Heat Pump | 230 | 1 |  |  | No Match | No Match |  |  |  | 28800 | 2133 | 13.5 | 9 | 31400 | 2191 | 4.2 | 3.5 | Non Federally-Regulated | 02/02/1998 |  | 10/02/1998
Waterfurnace International, Inc. | Waterfurnace International, Inc. | SXH048C3 |  | Ground-Water-Source | WBAHP: Heat Pump Packaged Unit | Heat Pump | 230 | 3 |  |  | No Match | No Match |  |  |  | 51500 | 3843 | 13.4 | 9 | 36000 | 3403 | 3.1 |  | Non Federally-Regulated | 01/30/1998 |  | 03/31/1998
Waterfurnace International, Inc. | Waterfurnace International, Inc. | ATH066D3 |  | Ground-Water-Source | WBAHP: Heat Pump Packaged Unit | Heat Pump | 208 | 3 |  |  | No Match | No Match |  |  |  | 67000 | 5000 | 13.4 | 9 | 50000 | 4884 | 3 |  | Non Federally-Regulated | 01/30/1998 |  | 03/31/1998
Waterfurnace International, Inc. | Waterfurnace International, Inc. | SXV058B3 |  | Water-Source | WBAHP-CB: Heat Pump Split Syst | Heat Pump | 230 | 3 |  |  | No Match | No Match |  |  |  | 58500 | 4365 | 13.4 | 9 | 67500 | 4945 | 4 | 3.5 | Non Federally-Regulated | 02/02/1998 |  | 10/02/1998
Command-Aire | Command-Aire | SWPH-604 |  | Water-Source | WBAHP: Heat Pump Packaged Unit | Heat Pump | 460 | 3 |  |  | No Match | No Match |  |  |  | 71300 | 7500 | 9.5 | 9.2 | 98700 | 7150 | 4 | 2.5 | Non Federally-Regulated | 05/16/1984 |  | 01/23/1988
Florida Heat Pump | Florida Heat Pump | EM024-1HZ |  | Water-Source | WBAHP: Heat Pump Packaged Unit | Heat Pump | 208 | 1 |  |  | No Match | No Match |  |  |  | 24000 | 1714 | 14 | 10 | 30000 | 1831 | 4.8 |  | Federally-Regulated Commercial & Industrial Equipment | 12/14/1998 |  | 10/05/1999
Singer | Electro-Hydronics | VF260A5 |  | Water-Source | WBAHP: Heat Pump Packaged Unit | Heat Pump | 208 | 1 |  |  | No Match | No Match |  |  |  | 24000 | 2700 | 8.9 | 7.5 | 28000 | 2850 | 2.9 | 2.5 | Non Federally-Regulated | 01/05/1982 |  | 09/08/1982
Waterfurnace International, Inc. | Eagle Mountain | ZS024**2*4 |  | Ground-Source | WBAHP: Heat Pump Packaged Unit | Heat Pump | 265 | 1 |  |  | No Match | Single-Speed |  |  |  | 24400 | 1394 | 17.5 | 13.4 | 17500 | 1350 | 3.8 | 3.1 | Non Federally-Regulated | 06/14/2011 |  | 04/19/2013
ClimateMaster Inc. | Climate Master | GSS048BG | FK4CNF006 | Ground-Source | WBAHP-CB: Heat Pump Split Syst | Heat Pump | 230 | 1 |  |  | No Match | Single-Speed |  |  |  | 47400 | 2981 | 15.9 | 13.4 | 35800 | 2916 | 3.6 | 3.1 | Non Federally-Regulated | 09/15/2009 |  | 02/17/2011
Florida Heat Pump | Florida Heat Pump | TA049-1CS | DX049CC/UC | Water-Source | WBAHP-C: Heat Pump Split Syste | Heat Pump | 208 | 1 |  |  | No Match | Dual-Speed |  |  |  | 50000 | 2500 | 20 | 12 | 59300 | 2897 | 6 | 4.2 | Federally-Regulated Commercial & Industrial Equipment | 01/10/2012 |  | 03/02/2012
Trane U.S. Inc. | Trane | GSUF0301B |  | Ground-Source | WBAHP: Heat Pump Packaged Unit | Heat Pump | 208 | 1 |  |  | No Match | No Match |  |  |  | 30200 | 1766 | 17.1 |  | 22000 | 2079 | 3.1 |  | Non Federally-Regulated | 03/31/1998 |  | 05/10/1998
Waterfurnace International, Inc. | Johnson Controls | RKV/RKH018**0*1 |  | Water-Source | WBAHP: Heat Pump Packaged Unit | Heat Pump | 208 | 1 |  |  | No Match | Single-Speed |  |  |  | 18000 | 1154 | 15.6 | 12 | 23000 | 1322 | 5.1 | 4.2 | Federally-Regulated Commercial & Industrial Equipment | 09/03/2012 |  | 04/21/2014
Mammoth | Hydrobank II | D052HHG/VHG |  | Water-Source | WBAHP: Heat Pump Packaged Unit | Heat Pump | 208 | 1 |  |  | No Match | No Match |  |  |  | 53500 | 4734 | 11.3 | 9.3 | 69500 | 5222 | 3.9 | 3.8 | Federally-Regulated Commercial & Industrial Equipment | 03/31/1998 |  | 05/10/1998
Waterfurnace International, Inc. | Eagle Mountain | ZS042**0*0 |  | Ground-Water-Source | WBAHP: Heat Pump Packaged Unit | Heat Pump | 208 | 1 |  |  | No Match | Single-Speed |  |  |  | 45800 | 2009 | 22.8 | 16.2 | 37000 | 2854 | 3.8 | 3.6 | Non Federally-Regulated | 01/24/2011 |  | 04/19/2013
Econar | Econar | GV490 |  | Water-Source | WBAHP-CB: Heat Pump Split Syst | Heat Pump | 208 | 1 |  |  | No Match | No Match |  |  |  | 43500 | 3717 | 11.7 | 9 | 66000 | 5227 | 3.7 | 3.5 | Non Federally-Regulated | 02/02/1998 |  | 10/02/1998
McQuay / Snyder General | Electro-Hydronics | LHP15BD |  | Water-Source | WBAHP: Heat Pump Packaged Unit | Heat Pump | 230 | 3 |  |  | No Match | No Match |  |  |  | 178000 | 16950 | 10.5 |  | 227000 | 17600 | 3.8 |  | Non Federally-Regulated | 05/11/1988 |  | 03/15/1989
Trane U.S. Inc. | Trane | WPHD0267 |  | Water-Source | WBAHP: Heat Pump Packaged Unit | Heat Pump | 265 | 1 |  |  | No Match | No Match |  |  |  | 22800 | 2171 | 10.5 | 10 | 30400 | 2283 | 3.9 |  | Federally-Regulated Commercial & Industrial Equipment | 10/05/1999 |  | 04/12/2000
ClimateMaster Inc. | Carrier Corp. | 50PSH/V/D024K***2 |  | Water-Source | WBAHP: Heat Pump Packaged Unit | Heat Pump | 208 | 1 |  |  | No Match | Single-Speed |  |  |  | 23900 | 1335 | 17.9 | 12 | 30400 | 1461 | 6.1 | 4.2 | Federally-Regulated Commercial & Industrial Equipment | 10/24/2014 |  | 04/22/2015
Waterfurnace International, Inc. | Waterfurnace International, Inc. | SXV024C0 |  | Ground-Water-Source | WBAHP: Heat Pump Packaged Unit | Heat Pump | 230 | 1 |  |  | No Match | No Match |  |  |  | 27000 | 1741 | 15.5 | 9 | 18000 | 1551 | 3.4 |  | Non Federally-Regulated | 12/14/1998 |  | 10/06/1999
Mammoth | Hydrobank II | D054VLE/HLE/DLE |  | Ground-Water-Source | WBAHP: Heat Pump Packaged Unit | Heat Pump | 208 | 1 |  |  | No Match | No Match |  |  |  | 54500 | 3978 | 13.7 | 9 | 42500 | 4017 | 3.1 |  | Non Federally-Regulated | 01/30/1998 |  | 10/02/1998
Marvair | Marvair | WH025HPA | WM125HPA | Water-Source | WBAHP-C: Heat Pump Split Syste | Heat Pump | 208 | 1 |  |  | No Match | No Match |  |  |  | 25500 | 2476 | 10.3 | 9 | 32900 | 2755 | 3.5 | 3.2 | Non Federally-Regulated | 02/22/1990 |  | 07/31/1991
McQuay International | McQuay | WCCH/WCCW-007-J |  | Water-Source | WBAHP-CB: Heat Pump Split Syst | Heat Pump | 265 | 1 |  |  | No Match | No Match |  |  |  | 7500 | 585 | 12.8 | 9 | 9400 | 706 | 3.9 | 3.5 | Non Federally-Regulated | 11/19/2002 |  | 03/12/2009
Climate Control / Snyder General | Trane | WPVA40XC* |  | Water-Source | WBAHP: Heat Pump Packaged Unit | Heat Pump | 230 | 1 |  |  | No Match | No Match |  |  |  | 42000 | 3853 | 10.9 | 7.5 | 52000 | 4119 | 3.7 | 2.5 | Non Federally-Regulated | 05/16/1984 |  | 05/11/1988
Waterfurnace International, Inc. | Geotility Geothermal Installations | ZS042**0*0 |  | Ground-Water-Source | WBAHP: Heat Pump Packaged Unit | Heat Pump | 230 | 1 |  |  | No Match | Single-Speed |  |  |  | 45800 | 2082 | 22 | 16.2 | 37000 | 2854 | 3.8 | 3.6 | Non Federally-Regulated | 01/24/2011 |  | 04/19/2013
Enertech Global, LLC | Enertech | H050C | MPD048 | Ground-Water-Source | WBAHP-CB: Heat Pump Split Syst | Heat Pump | 230 | 1 |  |  | No Match | Single-Speed |  |  |  | 57000 | 2969 | 19.2 | 16.2 | 49700 | 3553 | 4.1 | 3.6 | Non Federally-Regulated | 08/23/2011 |  | 04/19/2013
Florida Heat Pump | Florida Heat Pump | EM070-5CF/HZ/VT |  | Water-Source | WBAHP-CB: Heat Pump Split Syst | Heat Pump | 575 | 3 |  |  | No Match | No Match |  |  |  | 75500 | 5551 | 13.6 | 9 | 83000 | 6755 | 3.6 | 3.5 | Non Federally-Regulated | 07/22/2002 |  | 03/12/2009
McQuay International | McQuay | W-FMS/FME/FDE-1-042-K |  | Water-Source | WBAHP: Heat Pump Packaged Unit | Heat Pump | 460 | 3 |  |  | No Match | No Match |  |  |  | 41800 | 3483 | 12 | 10 | 53000 | 3882 | 4 |  | Federally-Regulated Commercial & Industrial Equipment | 10/05/1999 |  | 09/21/2000
Waterfurnace International, Inc. | Geotility Geothermal Installations | ZS018**2*1 |  | Ground-Source | WBAHP: Heat Pump Packaged Unit | Heat Pump | 265 | 1 |  |  | No Match | Single-Speed |  |  |  | 18500 | 1057 | 17.5 | 13.4 | 13700 | 1085 | 3.7 | 3.1 | Non Federally-Regulated | 01/24/2011 |  | 04/19/2013
Florida Heat Pump | Bosch | AP061-1CF/HZ/VT |  | Ground-Source | WBAHP: Heat Pump Packaged Unit | Heat Pump | 208 | 1 |  |  |  | Dual-Speed | 2772 | 730 |  | 67000 | 3622 | 18.5 | 13.4 | 49000 | 3503 | 4.1 | 3.1 | Non Federally-Regulated | 04/22/2015 |  | 05/01/2015
Enertech Global, LLC | Enertech | GTC048 | ACD048 | Ground-Water-Source | WBAHP-C: Heat Pump Split Syste | Heat Pump | 208 | 1 |  |  | No Match | Single-Speed |  |  |  | 57000 | 2969 | 19.2 | 16.2 | 49700 | 3835 | 3.8 | 3.6 | Non Federally-Regulated | 06/15/2009 |  | 08/23/2011
Florida Heat Pump | Florida Heat Pump | EM048-1CS | EM048-1AH/AV | Ground-Water-Source | WBAHP-CB: Heat Pump Split Syst | Heat Pump | 208 | 1 |  |  | No Match | No Match |  |  |  | 50000 | 4000 | 12.5 | 9 | 37000 | 3387 | 3.2 |  | Non Federally-Regulated | 07/22/2002 |  | 03/12/2009
Florida Heat Pump | Geomaster, LLC | ES049-1CS | ES049-1AV/AH | Ground-Water-Source | WBAHP-CB: Heat Pump Split Syst | Heat Pump | 230 | 1 |  |  | No Match | Dual-Speed |  |  |  | 53000 | 2849 | 18.6 | 16.2 | 47000 | 3362 | 4.1 | 3.6 | Non Federally-Regulated | 06/15/2009 |  | 03/02/2012
Waterfurnace International, Inc. | American Standard, Inc. | A1GX036***1**0 |  | Water-Source | WBAHP: Heat Pump Packaged Unit | Heat Pump | 208 | 1 |  |  | No Match | Single-Speed |  |  |  | 34100 | 1938 | 17.6 | 12 | 37900 | 1985 | 5.6 | 4.2 | Federally-Regulated Commercial & Industrial Equipment | 08/23/2011 |  | 10/24/2014
ClimateMaster Inc. | Carrier | 50HQA/HQD/VQA/VQD030 3 |  | Water-Source | WBAHP: Heat Pump Packaged Unit | Heat Pump | 230 | 1 |  |  | No Match | No Match |  |  |  | 28900 | 2312 | 12.5 | 10 | 37000 | 2409 | 4.5 |  | Federally-Regulated Commercial & Industrial Equipment | 10/05/1999 |  | 04/12/2000
ClimateMaster Inc. | Carrier Corp. | 38WQS060 3 | FK4CNF006 | Water-Source | WBAHP-CB: Heat Pump Split Syst | Heat Pump | 208 | 1 |  |  | No Match | Single-Speed |  |  |  | 55100 | 4238 | 13 | 12 | 72700 | 4635 | 4.6 | 4.2 | Federally-Regulated Commercial & Industrial Equipment | 09/15/2009 |  | 02/17/2011
Florida Heat Pump | Florida Heat Pump | EM012-1CF/HZ/VT |  | Water-Source | WBAHP-CB: Heat Pump Split Syst | Heat Pump | 230 | 1 |  |  | No Match | No Match |  |  |  | 12500 | 1136 | 11 | 9 | 14600 | 1222 | 3.5 | 3.5 | Non Federally-Regulated | 05/23/2001 |  | 07/18/2002
Waterfurnace International, Inc. | Waterfurnace International, Inc. | SXV036C1 |  | Ground-Water-Source | WBAHP: Heat Pump Packaged Unit | Heat Pump | 208 | 1 |  |  | No Match | No Match |  |  |  | 36400 | 2676 | 13.6 | 9 | 26000 | 2381 | 3.2 |  | Non Federally-Regulated | 12/14/1998 |  | 10/06/1999
Waterfurnace International, Inc. | Rybacki - Hart Enterprises | YS030**1*0 |  | Water-Source | WBAHP: Heat Pump Packaged Unit | Heat Pump | 230 | 1 |  |  | No Match | Single-Speed |  |  |  | 29500 | 1980 | 14.9 | 12 | 34600 | 2113 | 4.8 | 4.2 | Federally-Regulated Commercial & Industrial Equipment | 01/24/2011 |  | 04/19/2013
Waterfurnace International, Inc. | Waterfurnace International, Inc. | NSV/NSH018G1*4 |  | Ground-Water-Source | WBAHP: Heat Pump Packaged Unit | Heat Pump | 230 | 1 |  |  | No Match | Single-Speed |  |  |  | 21000 | 784 | 26.8 | 16.2 | 19000 | 1185 | 4.7 | 3.6 | Non Federally-Regulated | 12/12/2012 |  | 04/19/2013
Florida Heat Pump | Geomaster, LLC | EC061-1CF/HZ/VT |  | Ground-Source | WBAHP: Heat Pump Packaged Unit | Heat Pump | 230 | 1 |  |  | No Match | Single-Speed |  |  |  | 61000 | 3861 | 15.8 | 13.4 | 44600 | 3734 | 3.5 | 3.1 | Non Federally-Regulated | 04/23/2009 |  | 04/20/2015
American Air Filter | Enercon | GVW-12 |  | Water-Source | WBAHP: Heat Pump Packaged Unit | Heat Pump | 230 | 1 |  |  | No Match | No Match |  |  |  | 11000 | 1037 | 10.6 | 9 | 15100 | 1196 | 3.7 | 3.2 | Non Federally-Regulated | 02/22/1990 |  | 07/31/1991
Waterfurnace International, Inc. | Waterfurnace International, Inc. | SXV058B4 |  | Water-Source | WBAHP: Heat Pump Packaged Unit | Heat Pump | 460 | 3 |  |  | No Match | No Match |  |  |  | 55000 | 4044 | 13.6 | 10 | 69000 | 4493 | 4.5 |  | Federally-Regulated Commercial & Industrial Equipment | 02/02/1998 |  | 03/31/1998
Waterfurnace International, Inc. | Rybacki - Hart Enterprises | ZS030**0*4 |  | Ground-Source | WBAHP: Heat Pump Packaged Unit | Heat Pump | 208 | 1 |  |  | No Match | Single-Speed |  |  |  | 29000 | 1585 | 18.3 | 13.4 | 22800 | 1758 | 3.8 | 3.1 | Non Federally-Regulated | 06/14/2011 |  | 04/19/2013
Addison Products | Addison Products | VGY042-1A |  | Ground-Water-Source | WBAHP: Heat Pump Packaged Unit | Heat Pump | 208 | 1 |  |  | No Match | No Match |  |  |  | 47000 | 3560 | 13.2 | 9 | 30900 | 3017 | 3 |  | Non Federally-Regulated | 11/14/2000 |  | 07/18/2002
Florida Heat Pump | Energy Miser | HEV 160-3 |  | Water-Source | WBAHP: Heat Pump Packaged Unit | Heat Pump | 230 | 3 |  |  | No Match | No Match |  |  |  | 160000 | 15680 | 10.2 |  | 226000 | 8415 | 4 |  | Non Federally-Regulated | 05/11/1988 |  | 03/15/1989
Addison Products | Addison Products | WPH032-3JA/3JBA |  | Water-Source | WBAHP: Heat Pump Packaged Unit | Heat Pump | 208 | 3 |  |  | No Match | No Match |  |  |  | 31200 | 2761 | 11.3 | 9.3 | 38500 | 2969 | 3.8 | 3.8 | Federally-Regulated Commercial & Industrial Equipment | 03/31/1998 |  | 05/10/1998
ClimateMaster Inc. | Climate Master Series | VP/HP048H |  | Ground-Water-Source | WBAHP: Heat Pump Packaged Unit | Heat Pump | 230 | 3 |  |  | No Match | No Match |  |  |  | 48000 | 3555 | 13.5 | 9 | 38000 | 3479 | 3.2 |  | Non Federally-Regulated | 04/10/2000 |  | 11/14/2000
Waterfurnace International, Inc. | Waterfurnace International, Inc. | SXH058B0 |  | Water-Source | WBAHP: Heat Pump Packaged Unit | Heat Pump | 230 | 1 |  |  | No Match | No Match |  |  |  | 55000 | 4044 | 13.6 | 10 | 69000 | 4493 | 4.5 |  | Federally-Regulated Commercial & Industrial Equipment | 12/14/1998 |  | 10/05/1999
Command-Aire | Command-Aire | SWPHXR611E |  | Water-Source | WBAHP: Heat Pump Packaged Unit | Heat Pump | 208 | 1 |  |  | No Match | No Match |  |  |  | 62000 | 5640 | 11 | 7.5 | 74000 | 5290 | 4.1 | 2.5 | Non Federally-Regulated | 05/16/1984 |  | 01/23/1988
Climate Control / Snyder General | Electro-Hydronics | CW400G5 |  | Water-Source | WBAHP: Heat Pump Packaged Unit | Heat Pump | 208 | 1 |  |  | No Match | No Match |  |  |  | 39600 | 3960 | 10 | 7.5 | 45000 | 3880 | 3.4 | 2.5 | Non Federally-Regulated | 06/11/1985 |  | 08/29/1986
Heat Controller | Heat Controller | HWPH22-1J |  | Water-Source | WBAHP-CB: Heat Pump Split Syst | Heat Pump | 230 | 1 |  |  | No Match | No Match |  |  |  | 23200 | 2017 | 11.5 | 9 | 28400 | 2378 | 3.5 | 3.5 | Non Federally-Regulated | 02/02/1998 |  | 10/02/1998
Enertech Global, LLC | Enertech | TST028 | MPD024 | Ground-Water-Source | WBAHP-CB: Heat Pump Split Syst | Heat Pump | 208 | 1 |  |  | No Match | Single-Speed |  |  |  | 28800 | 1655 | 17.4 | 16.2 | 24100 | 1762 | 4 | 3.6 | Non Federally-Regulated | 11/25/2009 |  | 04/19/2013
Trane U.S. Inc. | Trane | WPHD0091 |  | Water-Source | WBAHP: Heat Pump Packaged Unit | Heat Pump | 265 | 1 |  |  | No Match | No Match |  |  |  | 8400 | 672 | 12.5 | 10 | 10000 | 651 | 4.5 |  | Federally-Regulated Commercial & Industrial Equipment | 12/14/1998 |  | 10/05/1999
Waterfurnace International, Inc. | Geotility Geothermal Installations | ZS023**4*1 |  | Ground-Water-Source | WBAHP: Heat Pump Packaged Unit | Heat Pump | 460 | 3 |  |  | No Match | Single-Speed |  |  |  | 25400 | 1104 | 23 | 16.2 | 21900 | 1493 | 4.3 | 3.6 | Non Federally-Regulated | 01/24/2011 |  | 04/19/2013
Florida Heat Pump | Florida Heat Pump | GT024-1CS | GT024-4AH/AV | Water-Source | WBAH: Heating Only Packaged Un | Heat Pump | 460 | 3 |  |  | No Match | No Match |  |  |  | 25000 | 2118 | 11.8 | 9 | 26500 | 2218 | 3.5 | 3.5 | Non Federally-Regulated | 05/23/2001 |  | 07/16/2001
American Air Filter | Enercon | VW40A |  | Water-Source | WBAHP: Heat Pump Packaged Unit | Heat Pump | 208 | 3 |  |  | No Match | No Match |  |  |  | 36500 | 4200 | 8.7 | 7.5 | 46000 | 4600 | 2.9 | 2.5 | Non Federally-Regulated | 01/05/1982 |  | 05/16/1984
Florida Heat Pump | Florida Heat Pump | EM096-4HZ/VT |  | Water-Source | WBAHP: Heat Pump Packaged Unit | Heat Pump | 460 | 3 |  |  | No Match | No Match |  |  |  | 96000 | 7111 | 13.5 | 9 | 109000 | 6795 | 4.7 | 3.8 | Federally-Regulated Commercial & Industrial Equipment | 04/12/2000 |  | 02/17/2011
Heat Controller | Heat Controller | HWPG060-1B** |  | Ground-Water-Source | WBAHP: Heat Pump Packaged Unit | Heat Pump | 208 | 1 |  |  | No Match | No Match |  |  |  | 59000 | 4538 | 13 | 11 | 66000 | 4959 | 3.9 | 3.5 | Non Federally-Regulated | 03/31/1998 |  | 05/10/1998
Hydro Delta Corp. | Hydro Delta Corp. | 03-026-WTAR-HE |  | Ground-Water-Source | WBAHP: Heat Pump Packaged Unit | Heat Pump | 208 | 1 |  |  | No Match | No Match |  |  |  | 24000 | 1860 | 12.9 | 9 | 19200 | 1875 | 3 |  | Non Federally-Regulated | 10/06/1999 |  | 04/10/2000
Enertech Global, LLC | Enertech | HHT048A2 |  | Ground-Source | WBAHP: Heat Pump Packaged Unit | Heat Pump | 208 | 3 |  |  | No Match | Single-Speed |  |  |  | 45000 | 2980 | 15.1 | 13.4 | 37800 | 3165 | 3.5 | 3.1 | Non Federally-Regulated | 12/12/2012 |  | 05/11/2015
Waterfurnace International, Inc. | Geotility Geothermal Installations | GS009**0*0 |  | Ground-Water-Source | WBAHP: Heat Pump Packaged Unit | Heat Pump | 230 | 1 |  |  | No Match | Single-Speed |  |  |  | 10800 | 486 | 22.2 | 16.2 | 10100 | 688 | 4.3 | 3.6 | Non Federally-Regulated | 01/24/2011 |  | 04/19/2013
Enertech Global, LLC | Enertech | TCT048C2 |  | Ground-Water-Source | WBAHP: Heat Pump Packaged Unit | Heat Pump | 208 | 3 |  |  | No Match | Single-Speed |  |  |  | 55600 | 2356 | 23.6 | 16.2 | 49700 | 3035 | 4.8 | 3.6 | Non Federally-Regulated | 05/02/2012 |  | 12/12/2012
McQuay / Snyder General | Electro-Hydronics | FW500FK |  | Water-Source | WBAHP: Heat Pump Packaged Unit | Heat Pump | 208 | 3 |  |  | No Match | No Match |  |  |  | 50000 | 4850 | 10.3 | 7.5 | 65000 | 4900 | 3.9 | 2.5 | Non Federally-Regulated | 08/29/1986 |  | 05/11/1988
Command-Aire | Command-Aire | SWPHXR413E |  | Water-Source | WBAHP: Heat Pump Packaged Unit | Heat Pump | 208 | 3 |  |  | No Match | No Match |  |  |  | 42000 | 3780 | 11.1 | 7.5 | 53000 | 3880 | 4 | 2.5 | Non Federally-Regulated | 05/16/1984 |  | 01/23/1988
McQuay / Snyder General | Electro-Hydronics | LE075C7 |  | Water-Source | WBAHP: Heat Pump Packaged Unit | Heat Pump | 265 | 1 |  |  | No Match | No Match |  |  |  | 6900 | 645 | 10.7 | 9 | 9400 | 725 | 3.8 | 3.2 | Non Federally-Regulated | 05/11/1988 |  | 03/15/1989
Trane U.S. Inc. | Trane | GSHC0241A |  | Water-Source | WBAHP-CB: Heat Pump Split Syst | Heat Pump | 208 | 1 |  |  | No Match | No Match |  |  |  | 26200 | 1712 | 15.3 | 9 | 30200 | 2457 | 3.6 | 3.5 | Non Federally-Regulated | 10/05/1999 |  | 04/12/2000
McQuay International | McQuay | CCW048E-G |  | Water-Source | WBAHP: Heat Pump Packaged Unit | Heat Pump | 230 | 1 |  |  | No Match | No Match |  |  |  | 44000 | 3548 | 12.4 | 9.3 | 56000 | 3647 | 4.5 | 3.8 | Federally-Regulated Commercial & Industrial Equipment | 03/31/1998 |  | 05/10/1998
Waterfurnace International, Inc. | Waterfurnace International, Inc. | ATH022D1 |  | Ground-Water-Source | WBAHP: Heat Pump Packaged Unit | Heat Pump | 230 | 1 |  |  | No Match | No Match |  |  |  | 23600 | 1493 | 15.8 | 11 | 23800 | 1516 | 4.6 | 3.5 | Non Federally-Regulated | 03/31/1998 |  | 05/10/1998
Mammoth | Hydrobank II | F054HLG |  | Ground-Water-Source | WBAHP: Heat Pump Packaged Unit | Heat Pump | 208 | 3 |  |  | No Match | No Match |  |  |  | 54000 | 3941 | 13.7 | 9 | 42000 | 3969 | 3.1 |  | Non Federally-Regulated | 05/23/2000 |  | 01/18/2001
Florida Heat Pump | Florida Heat Pump | EM031-3HZ |  | Water-Source | WBAHP: Heat Pump Packaged Unit | Heat Pump | 230 | 3 |  |  | No Match | No Match |  |  |  | 32000 | 2285 | 14 | 10 | 42000 | 2735 | 4.5 |  | Federally-Regulated Commercial & Industrial Equipment | 12/14/1998 |  | 10/05/1999
ClimateMaster Inc. | Climate Master Series | 80108C |  | Water-Source | WBAHP: Heat Pump Packaged Unit | Heat Pump | 230 | 1 |  |  | No Match | No Match |  |  |  | 7200 | 692 | 10.4 | 9 | 9400 | 745 | 3.7 | 3.2 | Non Federally-Regulated | 02/22/1990 |  | 07/31/1991
ClimateMaster Inc. | Climate Master Series | VP/HP048 G |  | Water-Source | WBAHP: Heat Pump Packaged Unit | Heat Pump | 208 | 1 |  |  | No Match | No Match |  |  |  | 48000 | 3555 | 13.5 | 10 | 57000 | 3796 | 4.4 |  | Federally-Regulated Commercial & Industrial Equipment | 02/02/1998 |  | 03/31/1998
ClimateMaster Inc. | Carrier Corp. | 50YCS0363 | FK4CNF003 | Water-Source | WBAHP-CB: Heat Pump Split Syst | Heat Pump | 208 | 1 |  |  | No Match | Single-Speed |  |  |  | 32800 | 2262 | 14.5 | 12 | 39200 | 2613 | 4.4 | 4.2 | Federally-Regulated Commercial & Industrial Equipment | 09/15/2009 |  | 02/17/2011
Schneider Electric | Schneider Electric | 8VHPW09 |  | Water-Source | WBAHP-O: Heat Pump Packaged Un | Heat Pump | 208 | 1 |  |  | No Match | Single-Speed |  |  |  | 9379 | 802 | 11.7 | 11.2 | 13941 | 827 | 4.9 | 4.2 | Federally-Regulated Commercial & Industrial Equipment | 11/01/2013 |  | 11/01/2013
ClimateMaster Inc. | Climate Master Series | GRV/GRH036AG |  | Water-Source | WBAHP: Heat Pump Packaged Unit | Heat Pump | 230 | 1 |  |  | No Match | No Match |  |  |  | 33100 | 2805 | 11.8 | 10 | 42500 | 3113 | 4 |  | Federally-Regulated Commercial & Industrial Equipment | 04/12/2000 |  | 03/12/2009
ClimateMaster Inc. | Carrier Corp. | 50YDS026 | FE4***003 | Water-Source | WBAHP-CB: Heat Pump Split Syst | Heat Pump | 230 | 1 |  |  | No Match | Single-Speed |  |  |  | 24700 | 1647 | 15 | 12 | 31400 | 1736 | 5.3 | 4.2 | Federally-Regulated Commercial & Industrial Equipment | 01/24/2011 |  | 03/02/2012
Waterfurnace International, Inc. | Geotility Geothermal Installations | ZS036**3*4 |  | Ground-Source | WBAHP: Heat Pump Packaged Unit | Heat Pump | 208 | 3 |  |  | No Match | Single-Speed |  |  |  | 34500 | 1994 | 17.3 | 13.4 | 26000 | 2177 | 3.5 | 3.1 | Non Federally-Regulated | 06/14/2011 |  | 03/02/2012
Addison Products | Addison Products | HWPG030-3B** |  | Ground-Water-Source | WBAHP: Heat Pump Packaged Unit | Heat Pump | 208 | 3 |  |  | No Match | No Match |  |  |  | 28000 | 9032 | 3.1 | 9 | 19800 | 1871 | 3.1 |  | Non Federally-Regulated | 05/15/1998 |  | 07/29/1998
Geosystems, LLC | Geosystems, LLC | GV581 |  | Ground-Source | WBAHP: Heat Pump Packaged Unit | Both Heat Pump and Electric Re | 230 | 1 |  |  | No Match | Dual-Speed |  |  |  | 58000 | 4113 | 14.1 | 13.4 | 48400 | 3940 | 3.6 | 3.1 | Non Federally-Regulated | 06/23/2011 |  | 03/02/2012
Command-Aire | Command-Aire | RUWP-403 |  | Water-Source | WBAHP: Heat Pump Packaged Unit | Heat Pump | 208 | 3 |  |  | No Match | No Match |  |  |  | 45900 | 4590 | 10 | 7.5 | 58200 | 4770 | 3.6 | 2.5 | Non Federally-Regulated | 01/05/1982 |  | 01/23/1988
Florida Heat Pump | Florida Heat Pump | GT054-4CS | GT054-4AV/AH | Water-Source | WBAH: Heating Only Packaged Un | Heat Pump | 460 | 3 |  |  | No Match | No Match |  |  |  | 52000 | 4193 | 12.4 | 9 | 60000 | 4626 | 3.8 | 3.5 | Non Federally-Regulated | 10/05/1999 |  | 04/12/2000
Waterfurnace International, Inc. | WFI Industries, Ltd. | ZS036**4*4 |  | Ground-Source | WBAHP: Heat Pump Packaged Unit | Heat Pump | 460 | 3 |  |  | No Match | Single-Speed |  |  |  | 34500 | 1994 | 17.3 | 13.4 | 26000 | 2177 | 3.5 | 3.1 | Non Federally-Regulated | 06/14/2011 |  | 03/02/2012
Waterfurnace International, Inc. | Waterfurnace International, Inc. | SXV058C1 |  | Ground-Source | WBAHP: Heat Pump Packaged Unit | Heat Pump | 208 | 1 |  |  | No Match | No Match |  |  |  | 56500 | 4216 | 13.4 |  | 45500 | 4301 | 3.1 |  | Non Federally-Regulated | 03/31/1998 |  | 05/10/1998
Mammoth | Geox | ZE013HHF |  | Water-Source | WBAHP: Heat Pump Packaged Unit | Heat Pump | 265 | 1 |  |  | No Match | No Match |  |  |  | 13200 | 1200 | 11 | 9 | 17400 | 1377 | 3.7 | 3.2 | Federally-Regulated Commercial & Industrial Equipment | 12/26/1990 |  | 07/27/1992
Mammoth | Hydrobank II | G070VLG |  | Ground-Water-Source | WBAHP: Heat Pump Packaged Unit | Heat Pump | 460 | 3 |  |  | No Match | No Match |  |  |  | 67500 | 5000 | 13.5 | 9 | 51600 | 5039 | 3 |  | Non Federally-Regulated | 01/18/2001 |  | 11/19/2001
Waterfurnace International, Inc. | Waterfurnace International, Inc. | VLV/VXV009*2 |  | Water-Source | WBAHP: Heat Pump Packaged Unit | Heat Pump | 265 | 1 |  |  | No Match | No Match |  |  |  | 9000 | 703 | 12.8 | 10 | 12000 | 817 | 4.3 |  | Federally-Regulated Commercial & Industrial Equipment | 10/05/1999 |  | 04/12/2000
Waterfurnace International, Inc. | Waterfurnace International, Inc. | SXH016C2 |  | Ground-Water-Source | WBAHP: Heat Pump Packaged Unit | Heat Pump | 265 | 1 |  |  | No Match | No Match |  |  |  | 16700 | 1210 | 13.8 | 9 | 12800 | 1136 | 3.3 |  | Non Federally-Regulated | 01/30/1998 |  | 03/31/1998
Trane U.S. Inc. | Trane | EXHE042 |  | Water-Source | WBAHP: Heat Pump Packaged Unit | Heat Pump | 208 | 1 |  |  | No Match | Single-Speed |  |  |  | 42100 | 2699 | 15.6 | 12 | 47100 | 2656 | 5.2 | 4.2 | Federally-Regulated Commercial & Industrial Equipment | 04/30/2009 |  | 08/15/2014
Trane U.S. Inc. | Trane | GEVB042 |  | Ground-Water-Source | WBAHP: Heat Pump Packaged Unit | Heat Pump | 208 | 1 |  |  | No Match | No Match |  |  |  | 41700 | 3111 | 13.4 | 9 | 27400 | 2589 | 3.1 |  | Non Federally-Regulated | 07/22/2002 |  | 03/12/2009
ClimateMaster Inc. | Carrier Corp. | 50P1H/V009 |  | Ground-Source | WBAHP: Heat Pump Packaged Unit | Heat Pump | 230 | 1 |  |  | No Match | Single-Speed |  |  |  | 9300 | 592 | 15.7 | 13.4 | 7900 | 681 | 3.4 | 3.1 | Non Federally-Regulated | 10/24/2014 |  | 04/22/2015
Waterfurnace International, Inc. | Waterfurnace International, Inc. | SXV019A1 |  | Water-Source | WBAHP: Heat Pump Packaged Unit | Heat Pump | 208 | 1 |  |  | No Match | No Match |  |  |  | 18600 | 1338 | 13.9 | 9.3 | 24200 | 1447 | 4.9 | 3.8 | Federally-Regulated Commercial & Industrial Equipment | 03/31/1998 |  | 05/10/1998
Waterfurnace International, Inc. | Waterfurnace International, Inc. | ATV034D0 |  | Ground-Source | WBAHP: Heat Pump Packaged Unit | Heat Pump | 208 | 1 |  |  | No Match | No Match |  |  |  | 34400 | 2150 | 16 |  | 25000 | 2220 | 3.3 |  | Non Federally-Regulated | 03/31/1998 |  | 05/10/1998
Snyder General Corp. | McQuay | FCV012A*G |  | Water-Source | WBAHP: Heat Pump Packaged Unit | Heat Pump | 208 | 1 |  |  | No Match | No Match |  |  |  | 12500 | 1068 | 11.7 | 9 | 15000 | 1100 | 4 | 3.2 | Non Federally-Regulated | 02/22/1990 |  | 07/31/1991
Waterfurnace International, Inc. | Trane Unitary Products Group | T1GC036***1**4 |  | Ground-Water-Source | WBAHP: Heat Pump Packaged Unit | Heat Pump | 208 | 1 |  |  | No Match | Single-Speed |  |  |  | 37700 | 1639 | 23 | 16.2 | 33000 | 2249 | 4.3 | 3.6 | Non Federally-Regulated | 08/23/2011 |  | 03/02/2012
American Air Filter | Enercon | GVW-19 |  | Water-Source | WBAHP: Heat Pump Packaged Unit | Heat Pump | 265 | 1 |  |  | No Match | No Match |  |  |  | 18400 | 1614 | 11.4 | 9 | 21000 | 1758 | 3.5 | 3.2 | Non Federally-Regulated | 02/22/1990 |  | 07/31/1991
Carrier Corp. | Carrier | 50HQ,VQ0144 |  | Water-Source | WBAHP: Heat Pump Packaged Unit | Heat Pump | 277 | 1 |  |  | No Match | No Match |  |  |  | 13500 | 1475 | 9.2 | 9 | 16500 | 1500 | 3.2 | 3.2 | Non Federally-Regulated | 05/11/1988 |  | 03/15/1989
Waterfurnace International, Inc. | Waterfurnace International, Inc. | P019**2 |  | Water-Source | WBAHP: Heat Pump Packaged Unit | Heat Pump | 265 | 1 |  |  | No Match | No Match |  |  |  | 18800 | 1125 | 16.7 | 10 | 21900 | 1283 | 5 |  | Federally-Regulated Commercial & Industrial Equipment | 05/19/2000 |  | 02/17/2011
Addison Products | Heat Controller | HWY048-1A |  | Water-Source | WBAHP: Heat Pump Packaged Unit | Heat Pump | 230 | 1 |  |  | No Match | No Match |  |  |  | 49200 | 3967 | 12.4 | 10 | 62900 | 4095 | 4.5 |  | Federally-Regulated Commercial & Industrial Equipment | 11/17/1999 |  | 04/12/2000
Waterfurnace International, Inc. | Rybacki - Hart Enterprises | ZS036**3*1 |  | Ground-Water-Source | WBAHP: Heat Pump Packaged Unit | Heat Pump | 208 | 3 |  |  | No Match | Single-Speed |  |  |  | 37700 | 1639 | 23 | 16.2 | 33000 | 2249 | 4.3 | 3.6 | Non Federally-Regulated | 01/24/2011 |  | 04/19/2013
ClimateMaster Inc. | Climate Master Series | V200-34********** |  | Water-Source | WBAHP: Heat Pump Packaged Unit | Heat Pump | 460 | 3 |  |  | No Match | No Match |  |  |  | 202000 | 19500 | 10.4 |  | 218000 | 18800 | 3.4 |  | Non Federally-Regulated | 05/11/1988 |  | 03/15/1989
McQuay International | McQuay | CCW030E-G |  | Ground-Water-Source | WBAHP: Heat Pump Packaged Unit | Heat Pump | 230 | 1 |  |  | No Match | No Match |  |  |  | 31600 | 2194 | 14.4 | 9 | 21500 | 2099 | 3 |  | Non Federally-Regulated | 10/06/1999 |  | 04/10/2000
Geoflex Systems, Inc. | Geoflex Systems, Inc. | GF1S-V/H/D/M-036WAABP |  | Ground-Water-Source | WBAHP: Heat Pump Packaged Unit | Both Heat Pump and Electric Re | 230 | 1 |  |  | No Match | Single-Speed |  |  |  | 36500 | 1290 | 28.3 | 16.2 | 30900 | 1742 | 5.2 | 3.6 | Non Federally-Regulated | 11/30/2011 |  | 03/02/2012
Waterfurnace International, Inc. | Waterfurnace International, Inc. | VLV024A2 |  | Water-Source | WBAHP: Heat Pump Packaged Unit | Heat Pump | 265 | 1 |  |  | No Match | No Match |  |  |  | 23800 | 1676 | 14.2 | 10 | 28200 | 1758 | 4.7 |  | Federally-Regulated Commercial & Industrial Equipment | 02/02/1998 |  | 03/31/1998
ClimateMaster Inc. | Climate Master Series | VS/VL/HS/HL 042 G |  | Water-Source | WBAHP: Heat Pump Packaged Unit | Heat Pump | 230 | 1 |  |  | No Match | No Match |  |  |  | 41500 | 3705 | 11.2 | 10 | 52500 | 3846 | 4 |  | Federally-Regulated Commercial & Industrial Equipment | 02/02/1998 |  | 03/31/1998
Carrier Corp. | Carrier | 50QEV0123 |  | Water-Source | WBAHP: Heat Pump Packaged Unit | Heat Pump | 208 | 1 |  |  | No Match | No Match |  |  |  | 12300 | 1115 | 11 | 9 | 15100 | 1165 | 3.8 | 3.2 | Federally-Regulated Commercial & Industrial Equipment | 02/05/1990 |  | 02/22/1990
Florida Heat Pump | Florida Heat Pump | GT048-4VT/HZ/CF |  | Ground-Source | WBAHP: Heat Pump Packaged Unit | Heat Pump | 460 | 3 |  |  | No Match | No Match |  |  |  | 48000 | 3692 | 13 |  | 37000 | 3614 | 3 |  | Non Federally-Regulated | 03/31/1998 |  | 05/10/1998
Waterfurnace International, Inc. | Waterfurnace International, Inc. | ATV070D3(P) |  | Ground-Water-Source | WBAHP: Heat Pump Packaged Unit | Heat Pump | 230 | 3 |  |  | No Match | No Match |  |  |  | 43500 | 2500 | 17.4 | 9 | 32400 | 2637 | 3.6 |  | Non Federally-Regulated | 12/14/1998 |  | 10/06/1999
Jacobsen Energy Ind., Inc. | Jacobsen Energy Ind., Inc. | 60***3**** |  | Water-Source | WBAHP: Heat Pump Packaged Unit | Heat Pump | 230 | 1 |  |  | No Match | No Match |  |  |  | 60000 | 5350 | 11.2 | 9 | 73000 | 6100 | 3.9 | 3.2 | Non Federally-Regulated | 02/22/1990 |  | 07/31/1991
Waterfurnace International, Inc. | Waterfurnace International, Inc. | VLH036A2 |  | Water-Source | WBAHP: Heat Pump Packaged Unit | Heat Pump | 265 | 1 |  |  | No Match | No Match |  |  |  | 34400 | 2796 | 12.3 | 10 | 43000 | 3231 | 3.9 |  | Federally-Regulated Commercial & Industrial Equipment | 12/14/1998 |  | 10/05/1999